## Graph
Product Raw Data
Mounted LEDs
DISCLAIMER: The data presented here are typical. Slight variations in performance data will occur from lot to lot. Please contact Technical Support with any questions regarding the use or reliability of this data.
This data may be used in publications. However, please cite Thorlabs as the source.
Additional Information:
For each mounted LED, the normalized output spectrum has been scaled to the minimum specified output power and plotted in the graph to the right. Due to variations in the manufacturing process and operating parameters such as temperature and current, the actual spectral output of any given LED will vary. Output plots are only intended to be used as a guideline.

## Spectra Scaled to Min Power
LED Item # | M265L3 |  | M280L3 |  | M300L4 |  | M340L4 |  | M365L2 |  | M365LP1 |  | M375L3 |  | M385L2 |  | M385LP1 |  | M395L4 |  | M405L3 |  | M405LP1 |  | M420L3 |  | M450LP1 |  | M455L3 |  | M470L3 |  | M490L4 |  | M505L3 |  | M530L3 |  | M565L3 |  | M590L3 |  | M595L3 |  | M617L3 |  | M625L3 |  | M660L4 |  | M680L4 |  | M700L4 |  | M730L4 |  | M780L3 |  | M780LP1 |  | M810L3 |  | M850L3 |  | M850LP1 |  | M880L3 |  | M940L3 |  | M970L3 |  | M1050L2 |  | M1200L3 |  | M1300L3 |  | M1450L3 |  | M1550L3 |  | MPRP1L4 |  | MWWHL4 |  | MWWHLP1 |  | MCWHL5 |  | MCWHLP1 |  | MBB1L3
Min Output Power (mW) | 10 |  | 25 |  | 21 |  | 53 |  | 190 |  | 1150 |  | 387 |  | 270 |  | 1650 |  | 400 |  | 870 |  | 1500 |  | 750 |  | 1850 |  | 900 |  | 650 |  | 255 |  | 400 |  | 350 |  | 880 |  | 160 |  | 445 |  | 600 |  | 700 |  | 940 |  | 180 |  | 80 |  | 515 |  | 200 |  | 800 |  | 325 |  | 900 |  | 1400 |  | 300 |  | 800 |  | 35 |  | 50 |  | 30 |  | 25 |  | 31 |  | 31 |  | 275 |  | 570 |  | 2000 |  | 800 |  | 2350 |  | 70
Scaling Constant | 0.82641 |  | 2.266 |  | 1.2144 |  | 4.0476 |  | 19.5498 |  | 85.7366 |  | 31.9819 |  | 21.4935 |  | 122.8385 |  | 24.1571 |  | 37.888 |  | 91.58 |  | 41.5111 |  | 83.9741 |  | 37.4171 |  | 30.8217 |  | 8.2881 |  | 10.4483 |  | 8.4187 |  | 7.8942 |  | 10.7592 |  | 5.0732 |  | 32.5438 |  | 36.3989 |  | 36.8093 |  | 6.8268 |  | 3.3042 |  | 12.4924 |  | 5.3394 |  | 22.4288 |  | 8.9339 |  | 26.0852 |  | 33.1867 |  | 5.4681 |  | 10.93 |  | 0.71131 |  | 0.65005 |  | 0.4672 |  | 0.2748 |  | 0.3362 |  | 0.2769 |  | 1.7706 |  | 3.6699 |  | 12.9661 |  | 15.023 |  | 21.3054 |  | 0.24702
Spectra | Wavelength (nm) | Spectral Flux (mW/nm) | Wavelength (nm) | Spectral Flux (mW/nm) | Wavelength (nm) | Spectral Flux (mW/nm) | Wavelength (nm) | Spectral Flux (mW/nm) | Wavelength (nm) | Spectral Flux (mW/nm) | Wavelength (nm) | Spectral Flux (mW/nm) | Wavelength (nm) | Spectral Flux (mW/nm) | Wavelength (nm) | Spectral Flux (mW/nm) | Wavelength (nm) | Spectral Flux (mW/nm) | Wavelength (nm) | Spectral Flux (mW/nm) | Wavelength (nm) | Spectral Flux (mW/nm) | Wavelength (nm) | Spectral Flux (mW/nm) | Wavelength (nm) | Spectral Flux (mW/nm) | Wavelength (nm) | Spectral Flux (mW/nm) | Wavelength (nm) | Spectral Flux (mW/nm) | Wavelength (nm) | Spectral Flux (mW/nm) | Wavelength (nm) | Spectral Flux (mW/nm) | Wavelength (nm) | Spectral Flux (mW/nm) | Wavelength (nm) | Spectral Flux (mW/nm) | Wavelength (nm) | Spectral Flux (mW/nm) | Wavelength (nm) | Spectral Flux (mW/nm) | Wavelength (nm) | Spectral Flux (mW/nm) | Wavelength (nm) | Spectral Flux (mW/nm) | Wavelength (nm) | Spectral Flux (mW/nm) | Wavelength (nm) | Spectral Flux (mW/nm) | Wavelength (nm) | Spectral Flux (mW/nm) | Wavelength (nm) | Spectral Flux (mW/nm) | Wavelength (nm) | Spectral Flux (mW/nm) | Wavelength (nm) | Spectral Flux (mW/nm) | Wavelength (nm) | Spectral Flux (mW/nm) | Wavelength (nm) | Spectral Flux (mW/nm) | Wavelength (nm) | Spectral Flux (mW/nm) | Wavelength (nm) | Spectral Flux (mW/nm) | Wavelength (nm) | Spectral Flux (mW/nm) | Wavelength (nm) | Spectral Flux (mW/nm) | Wavelength (nm) | Spectral Flux (mW/nm) | Wavelength (nm) | Spectral Flux (mW/nm) | Wavelength (nm) | Spectral Flux (mW/nm) | Wavelength (nm) | Spectral Flux (mW/nm) | Wavelength (nm) | Spectral Flux (mW/nm) | Wavelength (nm) | Spectral Flux (mW/nm) | Wavelength (nm) | Spectral Flux (mW/nm) | Wavelength (nm) | Spectral Flux (mW/nm) | Wavelength (nm) | Spectral Flux (mW/nm) | Wavelength (nm) | Spectral Flux (mW/nm) | Wavelength (nm) | Spectral Flux (mW/nm) | Wavelength (nm) | Spectral Flux (mW/nm)
| 181.0823 | 0 | 250.1573 | 0 | 181.1516 | 0 | 181.0823 | 0 | 319.0612 | 0.0059811 | 199.9755 | -0.08212 | 194.1128 | 0 | 319.0612 | 0.00074721 | 199.9755 | 0 | 199.9755 | 0 | 200.0376 | 0 | 199.9755 | 0 | 199.9755 | 0 | 199.9755 | 0 | 320.1482 | 0.00042875 | 194.11 | 0.060813 | 200.0376 | 0 | 319.0612 | 0.0088 | 194.11 | 0.0065008 | 199.9755 | 0 | 194.11 | 0.011659 | 199.9755 | 0 | 320.1482 | 0.00039369 | 320.1482 | 0 | 199.9755 | 0 | 200.0376 | 0 | 200.0376 | 0 | 199.9755 | 0 | 498.5586 | 0.0082761 | 199.9755 | 0 | 199.9755 | 0 | 497.0539 | 0.00017392 | 199.9755 | 0 | 501.1841 | 0.00043694 | 498.5586 | 0.043173 | 501.1841 | 5.5159e-05 | 799.9811 | 0.0021582 | 1063.4777 | 0.0011216 | 999.7497 | 0.013711 | 1000.3278 | 0 | 999.7389 | 0 | 199.975 | 1.2379e-06 | 200.0376 | 0 | 199.9755 | 0 | 199.9755 | 0 | 199.9755 | 0 | 197.1967 | 0
| 181.1516 | 0 | 250.3643 | 0 | 181.1516 | 0 | 181.1516 | 0 | 319.1756 | 0 | 200.1769 | -0.043429 | 194.3149 | 0 | 319.1756 | 0 | 200.1769 | 0 | 200.1769 | 0 | 200.2403 | 0 | 200.1769 | 0 | 200.1769 | 0 | 200.1769 | 0 | 320.2569 | 0.00042163 | 194.31 | -0.1024 | 200.2403 | 0 | 319.1756 | 0.022777 | 194.31 | -0.0049152 | 200.1769 | 0 | 194.31 | -0.010027 | 200.1769 | 0 | 320.2569 | 0.00037082 | 320.2569 | 0 | 200.1769 | 0 | 200.2403 | 0 | 200.2403 | 0 | 200.1769 | 0 | 498.7121 | 0.010892 | 200.1769 | 0 | 200.1769 | 0 | 497.2087 | 0.00078262 | 200.1769 | 0 | 501.3362 | 3.2907e-05 | 498.7121 | 0.043392 | 501.3362 | 6.5476e-05 | 800.0448 | 0.0033287 | 1063.5331 | 0.0011196 | 999.7619 | 0.01371 | 1000.3768 | 0 | 999.7879 | 0 | 200.177 | 2.473e-06 | 200.2403 | 0 | 200.1769 | 0 | 200.1769 | 0 | 200.1769 | 0 | 197.3998 | 0
| 181.2208 | 0 | 250.5713 | 0 | 181.2208 | 0 | 181.2208 | 0 | 319.2899 | 0.0035183 | 200.3784 | 0.0084985 | 194.5169 | 0 | 319.2899 | 0 | 200.3784 | 0 | 200.3784 | 0 | 200.443 | 0 | 200.3784 | 0 | 200.3784 | 0 | 200.3784 | 0 | 320.3656 | 0.00037552 | 194.52 | 0.0046779 | 200.443 | 0 | 319.2899 | 0.012015 | 194.52 | 0.0035108 | 200.3784 | 0 | 194.52 | 0.007112 | 200.3784 | 0 | 320.3656 | 0.00034795 | 320.3656 | 0 | 200.3784 | 0 | 200.443 | 0 | 200.443 | 0 | 200.3784 | 0 | 498.8657 | 0.0092906 | 200.3784 | 0 | 200.3784 | 0 | 497.3637 | 0 | 200.3784 | 0 | 501.4883 | 0.00027752 | 498.8657 | 0.040987 | 501.4883 | 5.727e-05 | 800.1085 | 0.0023851 | 1063.5885 | 0.001117 | 999.7742 | 0.013708 | 1000.4258 | 0 | 999.8369 | 0 | 200.378 | 1.8528e-06 | 200.443 | 0 | 200.3784 | 0 | 200.3784 | 0 | 200.3784 | 0 | 197.6029 | 0
| 181.2901 | 0 | 250.7783 | 0 | 181.2901 | 0 | 181.2901 | 0 | 319.4043 | 0.003454 | 200.5799 | -0.011265 | 194.719 | 0 | 319.4043 | 0.018635 | 200.5799 | 0 | 200.5799 | 0 | 200.6458 | 0 | 200.5799 | 0 | 200.5799 | 0 | 200.5799 | 0 | 320.4742 | 0.00033445 | 194.72 | -0.018192 | 200.6458 | 0 | 319.4043 | 0.0079576 | 194.72 | -0.0062742 | 200.5799 | 0 | 194.72 | -0.0072287 | 200.5799 | 0 | 320.4742 | 0.00036015 | 320.4742 | 0 | 200.5799 | 0 | 200.6458 | 0 | 200.6458 | 0 | 200.5799 | 0 | 499.0192 | 0.010519 | 200.5799 | 0 | 200.5799 | 0 | 497.5186 | 0 | 200.5799 | 0 | 501.6404 | 0.00031262 | 499.0192 | 0.043283 | 501.6404 | 5.8061e-05 | 800.1722 | 0.0016554 | 1063.6439 | 0.001114 | 999.7864 | 0.013706 | 1000.4748 | 0 | 999.8859 | 0 | 200.58 | 9.6543e-10 | 200.6458 | 0 | 200.5799 | 0 | 200.5799 | 0 | 200.5799 | 0 | 197.806 | 0
| 181.3594 | 0 | 250.9854 | 0 | 181.3594 | 0 | 181.3594 | 0 | 319.5186 | 0.010907 | 200.7814 | 0.071952 | 194.9212 | 0 | 319.5186 | 0 | 200.7814 | 0 | 200.7814 | 0 | 200.8485 | 0 | 200.7814 | 0 | 200.7814 | 0 | 200.7814 | 0 | 320.583 | 0.00031224 | 194.92 | 0.094078 | 200.8485 | 0 | 319.5186 | 0.0043505 | 194.92 | -0.0011099 | 200.7814 | 0 | 194.92 | -0.009677 | 200.7814 | 0 | 320.583 | 0.0003068 | 320.583 | 0 | 200.7814 | 0 | 200.8485 | 0 | 200.8485 | 0 | 200.7814 | 0 | 499.1728 | 0.0099313 | 200.7814 | 0 | 200.7814 | 0 | 497.6735 | 0 | 200.7814 | 0 | 501.7926 | 0.00029288 | 499.1728 | 0.041643 | 501.7926 | 5.3119e-05 | 800.236 | 0.0020107 | 1063.6993 | 0.0011105 | 999.7986 | 0.013704 | 1000.5239 | 0 | 999.9348 | 0 | 200.781 | 2.4749e-06 | 200.8485 | 0 | 200.7814 | 0 | 200.7814 | 0 | 200.7814 | 0 | 198.0091 | 0
| 181.4287 | 0 | 251.1925 | 0 | 181.4287 | 0 | 181.4287 | 0 | 319.633 | 0.0031028 | 200.9829 | 0.015084 | 195.1233 | 0 | 319.633 | 0.0081994 | 200.9829 | 0 | 200.9829 | 0 | 201.0513 | 0 | 200.9829 | 0 | 200.9829 | 0 | 200.9829 | 0 | 320.6917 | 0.00029757 | 195.12 | 0.041062 | 201.0513 | 0 | 319.633 | 0.016299 | 195.12 | 0.00024916 | 200.9829 | 0 | 195.12 | 0.007112 | 200.9829 | 0 | 320.6917 | 0.00026449 | 320.6917 | 0 | 200.9829 | 0 | 201.0513 | 0 | 201.0513 | 0 | 200.9829 | 0 | 499.3263 | 0.0037555 | 200.9829 | 0 | 200.9829 | 0 | 497.8284 | 0.00078262 | 200.9829 | 0 | 501.9447 | 0.00034662 | 499.3263 | 0.043283 | 501.9447 | 5.381e-05 | 800.2997 | 0.0024765 | 1063.7548 | 0.0011066 | 999.8109 | 0.013702 | 1000.5729 | 0 | 999.9838 | 0 | 200.983 | 6.1739e-06 | 201.0513 | 0 | 200.9829 | 0 | 200.9829 | 0 | 200.9829 | 0 | 198.2122 | 0
| 181.498 | 0 | 251.3995 | 0 | 181.498 | 0 | 181.498 | 0 | 319.7473 | 0 | 201.1845 | 0.046134 | 195.3254 | 0 | 319.7473 | 0 | 201.1845 | 0 | 201.1845 | 0 | 201.2541 | 0 | 201.1845 | 0 | 201.1845 | 0 | 201.1845 | 0 | 320.8004 | 0.000329 | 195.33 | 0.017152 | 201.2541 | 0 | 319.7473 | 0.0010877 | 195.33 | 0.0056853 | 201.1845 | 0 | 195.33 | -0.0061794 | 201.1845 | 0 | 320.8004 | 0.00023438 | 320.8004 | 0 | 201.1845 | 0 | 201.2541 | 0 | 201.2541 | 0 | 201.1845 | 0 | 499.4799 | 0.0071548 | 201.1845 | 0 | 201.1845 | 0 | 497.9833 | 0 | 201.1845 | 0 | 502.0968 | 0.00020293 | 499.4799 | 0.040878 | 502.0968 | 4.6712e-05 | 800.3634 | 0.0022971 | 1063.8102 | 0.0011022 | 999.8231 | 0.013699 | 1000.6219 | 0 | 1000.0328 | 0 | 201.184 | 8.0197e-06 | 201.2541 | 0 | 201.1845 | 0 | 201.1845 | 0 | 201.1845 | 0 | 198.4153 | 0
| 181.5672 | 0 | 251.6066 | 0 | 181.5672 | 0 | 181.5672 | 0 | 319.8616 | 0 | 201.3861 | -0.055215 | 195.5276 | 0 | 319.8616 | 0.0070812 | 201.3861 | 0 | 201.3861 | 0 | 201.4569 | 0 | 201.3861 | 0 | 201.3861 | 0 | 201.3861 | 0 | 320.9091 | 0.00030134 | 195.53 | -0.066009 | 201.4569 | 0 | 319.8616 | 0.0055852 | 195.53 | -0.013069 | 201.3861 | 0 | 195.53 | -0.012475 | 201.3861 | 0 | 320.9091 | 0.00025573 | 320.9091 | 0 | 201.3861 | 0 | 201.4569 | 0 | 201.4569 | 0 | 201.3861 | 0 | 499.6335 | 0.0069412 | 201.3861 | 0 | 201.3861 | 0 | 498.1383 | 0.00078262 | 201.3861 | 0 | 502.249 | 0.0003916 | 499.6335 | 0.042736 | 502.249 | 5.9394e-05 | 800.4272 | 0.0012496 | 1063.8656 | 0.0010974 | 999.8354 | 0.013696 | 1000.671 | 0 | 1000.0818 | 0 | 201.386 | 6.7895e-06 | 201.4569 | 0 | 201.3861 | 0 | 201.3861 | 0 | 201.3861 | 0 | 198.6185 | 0
| 181.6365 | 0 | 251.8137 | 0 | 181.6365 | 0 | 181.6365 | 0 | 319.976 | 0.0045738 | 201.5876 | 0.073672 | 195.7298 | 0 | 319.976 | 0 | 201.5876 | 0 | 201.5876 | 0 | 201.6598 | 0 | 201.5876 | 0 | 201.5876 | 0 | 201.5876 | 0 | 321.0178 | 0.00031685 | 195.73 | -0.016113 | 201.6597 | 0 | 319.976 | 0.0099864 | 195.73 | -0.0098077 | 201.5876 | 0 | 195.73 | 0.015507 | 201.5876 | 0 | 321.0178 | 0.00025001 | 321.0178 | 0 | 201.5876 | 0 | 201.6597 | 0 | 201.6597 | 0 | 201.5876 | 0 | 499.7871 | 0.0118 | 201.5876 | 0 | 201.5876 | 0 | 498.2932 | 0 | 201.5876 | 0 | 502.4012 | 0.00019854 | 499.7871 | 0.040878 | 502.4012 | 5.5e-05 | 800.4909 | 0.0013368 | 1063.921 | 0.0010921 | 999.8476 | 0.013693 | 1000.72 | 0 | 1000.1308 | 0 | 201.588 | 3.6997e-06 | 201.6598 | 0 | 201.5876 | 0 | 201.5876 | 0 | 201.5876 | 0 | 198.8217 | 0
| 181.7058 | 0 | 252.0209 | 0 | 181.7058 | 0 | 181.7058 | 0 | 320.0903 | 0 | 201.7892 | -0.039305 | 195.932 | 0 | 320.0903 | 0 | 201.7892 | 0 | 201.7893 | 0 | 201.8626 | 0 | 201.7892 | 0 | 201.7893 | 0 | 201.7893 | 0 | 321.1266 | 0.00029757 | 195.93 | 0.021311 | 201.8626 | 0 | 320.0903 | 0.015986 | 195.93 | -0.00056627 | 201.7892 | 0 | 195.93 | -0.029264 | 201.7893 | 0 | 321.1266 | 0.00024201 | 321.1266 | 0 | 201.7893 | 0 | 201.8626 | 0 | 201.8626 | 0 | 201.7893 | 0 | 499.9407 | 0.0098779 | 201.7892 | 0 | 201.7892 | 0 | 498.4482 | 0.00026087 | 201.7892 | 0 | 502.5533 | 0.00037734 | 499.9407 | 0.043173 | 502.5533 | 6.0681e-05 | 800.5547 | 0.0019624 | 1063.9764 | 0.0010864 | 999.8599 | 0.01369 | 1000.7691 | 0 | 1000.1798 | 0 | 201.789 | 4.3115e-06 | 201.8626 | 0 | 201.7893 | 0 | 201.7893 | 0 | 201.7893 | 0 | 199.0249 | 0
| 181.7751 | 0 | 252.228 | 0 | 181.7751 | 0 | 181.7751 | 0 | 320.2046 | 0 | 201.9909 | 0.19611 | 196.1342 | 0 | 320.2046 | 0.0029886 | 201.9909 | 0 | 201.9909 | 0 | 202.0655 | 0 | 201.9909 | 0 | 201.9909 | 0 | 201.9909 | 0 | 321.2353 | 0.00032313 | 196.13 | 0.027548 | 202.0655 | 0 | 320.2046 | 0.0037574 | 196.13 | -0.010351 | 201.9909 | 0 | 196.13 | 0.0036143 | 201.9909 | 0 | 321.2353 | 0.00026449 | 321.2353 | 0 | 201.9909 | 0 | 202.0655 | 0 | 202.0655 | 0 | 201.9909 | 0 | 500.0942 | 0.0054462 | 201.9909 | 0 | 201.9909 | 0 | 498.6032 | 0.00017392 | 201.9909 | 0 | 502.7055 | 0.00023035 | 500.0942 | 0.041425 | 502.7055 | 5.0113e-05 | 800.6185 | 0.0020919 | 1064.0319 | 0.0010803 | 999.8721 | 0.013686 | 1000.8182 | 0 | 1000.2288 | 0 | 201.991 | 6.1645e-06 | 202.0655 | 0 | 201.9909 | 0 | 201.9909 | 0 | 201.9909 | 0 | 199.2281 | 0
| 181.8445 | 0 | 252.4352 | 0 | 181.8445 | 0 | 181.8445 | 0 | 320.3189 | 0.024242 | 202.1925 | -0.020301 | 196.3365 | 0 | 320.3189 | 0.0096901 | 202.1925 | 0 | 202.1925 | 0 | 202.2683 | 0 | 202.1925 | 0 | 202.1925 | 0 | 202.1925 | 0 | 321.3441 | 0.00030134 | 196.34 | 0.032746 | 202.2683 | 0 | 320.3189 | 0.020688 | 196.34 | -0.023126 | 202.1925 | 0 | 196.34 | -0.01912 | 202.1925 | 0 | 321.3441 | 0.00024391 | 321.3441 | 0 | 202.1925 | 0 | 202.2683 | 0 | 202.2683 | 0 | 202.1925 | 0 | 500.2479 | 0.0057132 | 202.1925 | 0 | 202.1925 | 0 | 498.7581 | 0.0013044 | 202.1925 | 0 | 502.8577 | 0.00033017 | 500.2479 | 0.044266 | 502.8577 | 4.885e-05 | 800.6823 | 0.0022197 | 1064.0874 | 0.0010739 | 999.8843 | 0.013682 | 1000.8673 | 0 | 1000.2778 | 0 | 202.193 | 2.4646e-06 | 202.2683 | 0 | 202.1925 | 0 | 202.1925 | 0 | 202.1925 | 0 | 199.4313 | 0
| 181.9138 | 0 | 252.6424 | 0 | 181.9138 | 0 | 181.9138 | 0 | 320.4332 | 0.0014073 | 202.3942 | 0.037627 | 196.5388 | 0 | 320.4332 | 0.005977 | 202.3942 | 0 | 202.3942 | 0 | 202.4712 | 0 | 202.3942 | 0 | 202.3942 | 0 | 202.3942 | 0 | 321.4528 | 0.00028793 | 196.54 | -0.02339 | 202.4712 | 0 | 320.4332 | 0.015045 | 196.54 | 0.0040544 | 202.3942 | 0 | 196.54 | 0.021452 | 202.3942 | 0 | 321.4528 | 0.00024124 | 321.4528 | 0 | 202.3942 | 0 | 202.4712 | 0 | 202.4712 | 0 | 202.3942 | 0 | 500.4015 | 0.010305 | 202.3942 | 0 | 202.3942 | 0 | 498.9131 | 0 | 202.3942 | 0 | 503.01 | 0.00027423 | 500.4015 | 0.042299 | 503.01 | 3.8087e-05 | 800.7462 | 0.0021131 | 1064.1428 | 0.001067 | 999.8966 | 0.013678 | 1000.9163 | 0 | 1000.3268 | 0 | 202.394 | 4.322e-06 | 202.4712 | 0 | 202.3942 | 0 | 202.3942 | 0 | 202.3942 | 0 | 199.6345 | 0
| 181.9831 | 0 | 252.8496 | 0 | 181.9831 | 0 | 181.9831 | 0 | 320.5475 | 0 | 202.5959 | -0.043696 | 196.741 | 0 | 320.5475 | 0 | 202.5959 | 0 | 202.5959 | 0 | 202.6742 | 0 | 202.5959 | 0 | 202.5959 | 0 | 202.5959 | 0 | 321.5616 | 0.00029589 | 196.74 | 0.018192 | 202.6742 | 0 | 320.5475 | 0 | 196.74 | -0.005187 | 202.5959 | 0 | 196.74 | -0.028215 | 202.5959 | 0 | 321.5616 | 0.00022905 | 321.5616 | 0 | 202.5959 | 0 | 202.6742 | 0 | 202.6742 | 0 | 202.5959 | 0 | 500.5551 | 0.0077955 | 202.5959 | 0 | 202.5959 | 0 | 499.0681 | 0.00078262 | 202.5959 | 0 | 503.1622 | 0.00032688 | 500.5551 | 0.044813 | 503.1622 | 4.1371e-05 | 800.8099 | 0.0020775 | 1064.1982 | 0.0010597 | 999.9088 | 0.013674 | 1000.9654 | 0 | 1000.3759 | 0 | 202.596 | 2.4646e-06 | 202.6742 | 0 | 202.5959 | 0 | 202.5959 | 0 | 202.5959 | 0 | 199.8378 | 0
| 182.0524 | 0 | 253.0568 | 0 | 182.0524 | 0 | 182.0524 | 0 | 320.6619 | 0.0052775 | 202.7976 | 0.038841 | 196.9433 | 0 | 320.6619 | 0 | 202.7976 | 0 | 202.7976 | 0 | 202.8771 | 0 | 202.7976 | 0 | 202.7976 | 0 | 202.7976 | 0 | 321.6704 | 0.00032104 | 196.94 | -0.014034 | 202.8771 | 0 | 320.6619 | 0.0070202 | 196.94 | -0.010351 | 202.7976 | 0 | 196.94 | -0.0030314 | 202.7976 | 0 | 321.6704 | 0.00028126 | 321.6704 | 0 | 202.7976 | 0 | 202.8771 | 0 | 202.8771 | 0 | 202.7976 | 0 | 500.7088 | 0.01164 | 202.7976 | 0 | 202.7976 | 0 | 499.2231 | 0 | 202.7976 | 0 | 503.3144 | 0.00028191 | 500.7088 | 0.041862 | 503.3144 | 3.8783e-05 | 800.8737 | 0.0017788 | 1064.2538 | 0.0010521 | 999.9211 | 0.013669 | 1001.0145 | 0 | 1000.4249 | 0 | 202.798 | 6.1679e-07 | 202.8771 | 0 | 202.7976 | 0 | 202.7976 | 0 | 202.7976 | 0 | 200.0411 | 0
| 182.1218 | 0 | 253.264 | 0 | 182.1218 | 0 | 182.1218 | 0 | 320.7761 | 0 | 202.9993 | -0.038127 | 197.1457 | 0 | 320.7761 | 0.0070812 | 202.9993 | 0 | 202.9993 | 0 | 203.08 | 0 | 202.9993 | 0 | 202.9993 | 0 | 202.9993 | 0 | 321.7791 | 0.00034241 | 197.15 | 0.016113 | 203.0801 | 0 | 320.7761 | 0.012956 | 197.15 | -0.023126 | 202.9993 | 0 | 197.15 | -0.03521 | 202.9993 | 0 | 321.7791 | 0.00030337 | 321.7791 | 0 | 202.9993 | 0 | 203.0801 | 0 | 203.0801 | 0 | 202.9993 | 0 | 500.8624 | 0.010252 | 202.9993 | 0 | 202.9993 | 0 | 499.3781 | 0.00026087 | 202.9993 | 0 | 503.4666 | 0.00018428 | 500.8624 | 0.044266 | 503.4666 | 5.3303e-05 | 800.9376 | 0.0022297 | 1064.3092 | 0.0010441 | 999.9333 | 0.013664 | 1001.0636 | 0 | 1000.4739 | 0 | 202.999 | 1.2334e-06 | 203.08 | 0 | 202.9993 | 0 | 202.9993 | 0 | 202.9993 | 0 | 200.2444 | 0
| 182.1911 | 0 | 253.4713 | 0 | 182.1911 | 0 | 182.1911 | 0 | 320.8904 | 0 | 203.201 | 0.0038685 | 197.348 | 0 | 320.8904 | 0 | 203.201 | 0 | 203.201 | 0 | 203.283 | 0 | 203.201 | 0 | 203.201 | 0 | 203.201 | 0 | 321.8879 | 0.00034954 | 197.35 | 0.068091 | 203.283 | 0 | 320.8904 | 0.0064269 | 197.35 | -0.0076332 | 203.201 | 0 | 197.35 | -0.0075784 | 203.201 | 0 | 321.8879 | 0.00033385 | 321.8879 | 0 | 203.201 | 0 | 203.283 | 0 | 203.283 | 0 | 203.201 | 0 | 501.0161 | 0.017246 | 203.201 | 0 | 203.201 | 0 | 499.5331 | 0 | 203.201 | 0 | 503.6189 | 0.00041244 | 501.0161 | 0.042408 | 503.6189 | 4.9188e-05 | 801.0015 | 0.0022104 | 1064.3647 | 0.0010358 | 999.9456 | 0.013659 | 1001.1127 | 0 | 1000.523 | 0 | 203.201 | 8.02e-06 | 203.283 | 0 | 203.201 | 0 | 203.201 | 0 | 203.201 | 0 | 200.4477 | 0
| 182.2604 | 0 | 253.6785 | 0 | 182.2604 | 0 | 182.2604 | 0 | 321.0047 | 0 | 203.4028 | -0.06216 | 197.5504 | 0 | 321.0047 | 0.0048451 | 203.4028 | 0 | 203.4028 | 0 | 203.486 | 0 | 203.4028 | 0 | 203.4028 | 0 | 203.4028 | 0 | 321.9967 | 0.00034828 | 197.55 | -0.042101 | 203.486 | 0 | 321.0047 | 0.021314 | 197.55 | -0.014156 | 203.4028 | 0 | 197.55 | -0.0016322 | 203.4028 | 0 | 321.9967 | 0.00032738 | 321.9967 | 0 | 203.4028 | 0 | 203.486 | 0 | 203.486 | 0 | 203.4028 | 0 | 501.1698 | 0.0091838 | 203.4028 | 0 | 203.4028 | 0 | 499.6881 | 0.00026087 | 203.4028 | 0 | 503.7712 | 0.00018209 | 501.1698 | 0.045359 | 503.7712 | 5.6132e-05 | 801.0652 | 0.0018341 | 1064.4202 | 0.0010272 | 999.9578 | 0.013653 | 1001.1618 | 0 | 1000.572 | 0 | 203.403 | 3.6985e-06 | 203.486 | 0 | 203.4028 | 0 | 203.4028 | 0 | 203.4028 | 0 | 200.651 | 0
| 182.3298 | 0 | 253.8858 | 0 | 182.3298 | 0 | 182.3298 | 0 | 321.119 | 0 | 203.6046 | 0.022767 | 197.7527 | 0 | 321.119 | 0 | 203.6046 | 0 | 203.6045 | 0 | 203.689 | 0 | 203.6046 | 0 | 203.6045 | 0 | 203.6045 | 0 | 322.1055 | 0.00034241 | 197.75 | -0.045222 | 203.689 | 0 | 321.119 | 0.020061 | 197.75 | -0.0070897 | 203.6046 | 0 | 197.75 | -0.0068788 | 203.6045 | 0 | 322.1055 | 0.00033195 | 322.1055 | 0 | 203.6045 | 0 | 203.689 | 0 | 203.689 | 0 | 203.6045 | 0 | 501.3234 | 0.0118 | 203.6046 | 0 | 203.6046 | 0 | 499.8432 | 0.00017392 | 203.6046 | 0 | 503.9234 | 0.0004607 | 501.3234 | 0.043611 | 503.9234 | 5.3533e-05 | 801.129 | 0.0016451 | 1064.4757 | 0.0010183 | 999.9701 | 0.013647 | 1001.2109 | 0 | 1000.621 | 0 | 203.605 | 6.7973e-06 | 203.689 | 0 | 203.6045 | 0 | 203.6045 | 0 | 203.6045 | 0 | 200.8543 | 0
| 182.3991 | 0 | 254.0931 | 0 | 182.3991 | 0 | 182.3992 | 0 | 321.2333 | 0 | 203.8063 | 0.0091309 | 197.9551 | 0 | 321.2333 | 0.0067085 | 203.8063 | 0 | 203.8064 | 0 | 203.892 | 0 | 203.8063 | 0 | 203.8064 | 0 | 203.8064 | 0 | 322.2143 | 0.00036002 | 197.96 | 0.0025989 | 203.892 | 0 | 321.2333 | 0.01212 | 197.96 | -0.0060024 | 203.8063 | 0 | 197.96 | 0.0018654 | 203.8064 | 0 | 322.2143 | 0.00034605 | 322.2143 | 0 | 203.8064 | 0 | 203.892 | 0 | 203.892 | 0 | 203.8064 | 0 | 501.4771 | 0.0098779 | 203.8063 | 0 | 203.8063 | 0 | 499.9982 | 0.00026087 | 203.8063 | 0 | 504.0757 | 0.00015905 | 501.4771 | 0.046234 | 504.0757 | 5.7639e-05 | 801.1929 | 0.0019282 | 1064.5312 | 0.0010091 | 999.9823 | 0.013641 | 1001.26 | 0 | 1000.6701 | 0 | 203.806 | 6.7763e-06 | 203.892 | 0 | 203.8064 | 0 | 203.8064 | 0 | 203.8064 | 0 | 201.0577 | 0
| 182.4685 | 0 | 254.3005 | 0 | 182.4685 | 0 | 182.4685 | 0 | 321.3476 | 0.0024628 | 204.0082 | 0.040389 | 198.1575 | 0 | 321.3476 | 0 | 204.0082 | 0 | 204.0082 | 0 | 204.0951 | 0 | 204.0082 | 0 | 204.0082 | 0 | 204.0082 | 0 | 322.3231 | 0.0003881 | 198.16 | 0.028587 | 204.0951 | 0 | 321.3476 | 0.019747 | 198.16 | -0.013885 | 204.0082 | 0 | 198.16 | 0.017955 | 204.0082 | 0 | 322.3231 | 0.00031747 | 322.3231 | 0 | 204.0082 | 0 | 204.0951 | 0 | 204.0951 | 0 | 204.0082 | 0 | 501.6308 | 0.012868 | 204.0082 | 0 | 204.0082 | 0 | 500.1532 | 0.00017392 | 204.0082 | 0 | 504.228 | 0.00032359 | 501.6308 | 0.044376 | 504.228 | 4.8592e-05 | 801.2568 | 0.0018407 | 1064.5867 | 0.00099953 | 999.9946 | 0.013635 | 1001.3091 | 0 | 1000.7192 | 0 | 204.008 | 1.2308e-06 | 204.0951 | 0 | 204.0082 | 0 | 204.0082 | 0 | 204.0082 | 0 | 201.2611 | 0
| 182.5379 | 0 | 254.5078 | 0 | 182.5379 | 0 | 182.5379 | 0 | 321.4619 | 0.022091 | 204.21 | -0.048152 | 198.36 | 0 | 321.4619 | 0.027512 | 204.21 | 0 | 204.21 | 0 | 204.2981 | 0 | 204.21 | 0 | 204.21 | 0 | 204.21 | 0 | 322.4319 | 0.00041282 | 198.36 | -0.0025989 | 204.2981 | 0 | 321.4619 | 0 | 198.36 | -0.012525 | 204.21 | 0 | 198.36 | -0.008278 | 204.21 | 0 | 322.4319 | 0.00032585 | 322.4319 | 0 | 204.21 | 0 | 204.2981 | 0 | 204.2981 | 0 | 204.21 | 0 | 501.7845 | 0.0095041 | 204.21 | 0 | 204.21 | 0 | 500.3083 | 0.00078262 | 204.21 | 0 | 504.3803 | 0.00028958 | 501.7845 | 0.046234 | 504.3803 | 5.407e-05 | 801.3207 | 0.0023877 | 1064.6422 | 0.00098978 | 1000.0068 | 0.013629 | 1001.3582 | 0 | 1000.7682 | 0 | 204.21 | 4.3066e-06 | 204.2981 | 0 | 204.21 | 0 | 204.21 | 0 | 204.21 | 0 | 201.4645 | 0
| 182.6072 | 0 | 254.7151 | 0 | 182.6072 | 0 | 182.6072 | 0 | 321.5762 | 0 | 204.4118 | -0.0076638 | 198.5624 | 0 | 321.5762 | 0.01046 | 204.4118 | 0 | 204.4118 | 0 | 204.5012 | 0 | 204.4118 | 0 | 204.4118 | 0 | 204.4118 | 0 | 322.5407 | 0.00038516 | 198.56 | -0.0098758 | 204.5012 | 0 | 321.5762 | 0 | 198.56 | 0.00079277 | 204.4118 | 0 | 198.56 | 0.017606 | 204.4118 | 0 | 322.5407 | 0.00029917 | 322.5407 | 0 | 204.4118 | 0 | 204.5012 | 0 | 204.5012 | 0 | 204.4118 | 0 | 501.9382 | 0.015698 | 204.4118 | 0 | 204.4118 | 0 | 500.4633 | 0 | 204.4118 | 0 | 504.5326 | 0.00027203 | 501.9382 | 0.043064 | 504.5326 | 4.3878e-05 | 801.3846 | 0.00142 | 1064.6978 | 0.0009798 | 1000.019 | 0.013622 | 1001.4073 | 0 | 1000.8173 | 0 | 204.412 | 3.7025e-06 | 204.5012 | 0 | 204.4118 | 0 | 204.4118 | 0 | 204.4118 | 0 | 201.6679 | 0
| 182.6766 | 0 | 254.9225 | 0 | 182.6766 | 0 | 182.6766 | 0 | 321.6904 | 0.00029265 | 204.6137 | -0.019873 | 198.7649 | 0 | 321.6904 | 0 | 204.6137 | 0 | 204.6137 | 0 | 204.7043 | 0 | 204.6137 | 0 | 204.6137 | 0 | 204.6137 | 0 | 322.6495 | 0.00035834 | 198.76 | 0.06705 | 204.7043 | 0 | 321.6904 | 0.014523 | 198.76 | -0.0019253 | 204.6137 | 0 | 198.76 | -0.0016322 | 204.6137 | 0 | 322.6495 | 0.0003167 | 322.6495 | 0 | 204.6137 | 0 | 204.7043 | 0 | 204.7043 | 0 | 204.6137 | 0 | 502.092 | 0.0072082 | 204.6137 | 0 | 204.6137 | 0 | 500.6184 | 0.00078262 | 204.6137 | 0 | 504.685 | 0.00030823 | 502.092 | 0.044266 | 504.685 | 5.4514e-05 | 801.4485 | 0.0020106 | 1064.7533 | 0.00096959 | 1000.0313 | 0.013615 | 1001.4565 | 0 | 1000.8663 | 0 | 204.614 | 9.8661e-06 | 204.7043 | 0 | 204.6137 | 0 | 204.6137 | 0 | 204.6137 | 0 | 201.8713 | 0
| 182.746 | 0 | 255.1299 | 0 | 182.746 | 0 | 182.746 | 0 | 321.8047 | 0.0045738 | 204.8156 | 0.073602 | 198.9674 | 0 | 321.8047 | 0.016437 | 204.8156 | 0 | 204.8156 | 0 | 204.9074 | 0 | 204.8156 | 0 | 204.8156 | 0 | 204.8156 | 0 | 322.7584 | 0.00033445 | 198.97 | 0.036903 | 204.9074 | 0 | 321.8047 | 0.0076135 | 198.97 | 0.0067725 | 204.8156 | 0 | 198.97 | -0.00513 | 204.8156 | 0 | 322.7584 | 0.00031785 | 322.7584 | 0 | 204.8156 | 0 | 204.9074 | 0 | 204.9074 | 0 | 204.8156 | 0 | 502.2457 | 0.010305 | 204.8156 | 0 | 204.8156 | 0 | 500.7735 | 0 | 204.8156 | 0 | 504.8373 | 0.00027203 | 502.2457 | 0.041753 | 504.8373 | 5.5156e-05 | 801.5124 | 0.0024081 | 1064.8088 | 0.00095918 | 1000.0436 | 0.013608 | 1001.5056 | 0 | 1000.9154 | 0 | 204.816 | 1.8502e-06 | 204.9074 | 0 | 204.8156 | 0 | 204.8156 | 0 | 204.8156 | 0 | 202.0747 | 0
| 182.8154 | 0 | 255.3373 | 0 | 182.8154 | 0 | 182.8154 | 0 | 321.919 | 0 | 205.0175 | -0.056864 | 199.1699 | 0 | 321.919 | 0.011181 | 205.0175 | 0 | 205.0175 | 0 | 205.1105 | 0 | 205.0175 | 0 | 205.0175 | 0 | 205.0175 | 0 | 322.8672 | 0.0002917 | 199.17 | -0.044181 | 205.1105 | 0 | 321.919 | 0.012433 | 199.17 | -0.012525 | 205.0175 | 0 | 199.17 | -0.027165 | 205.0175 | 0 | 322.8672 | 0.0002885 | 322.8672 | 0 | 205.0175 | 0 | 205.1105 | 0 | 205.1105 | 0 | 205.0175 | 0 | 502.3995 | 0.011533 | 205.0175 | 0 | 205.0175 | 0 | 500.9286 | 0.00078262 | 205.0175 | 0 | 504.9897 | 0.00027423 | 502.3995 | 0.045032 | 504.9897 | 6.1e-05 | 801.5764 | 0.0018338 | 1064.8643 | 0.00094852 | 1000.0558 | 0.0136 | 1001.5548 | 0 | 1000.9645 | 0 | 205.018 | 4.3167e-06 | 205.1105 | 0 | 205.0175 | 0 | 205.0175 | 0 | 205.0175 | 0 | 202.2782 | 0
| 182.8848 | 0 | 255.5447 | 0 | 182.8848 | 0 | 182.8848 | 0 | 322.0332 | 0 | 205.2194 | 0.051578 | 199.3724 | 0 | 322.0332 | 0 | 205.2194 | 0 | 205.2194 | 0 | 205.3136 | 0 | 205.2194 | 0 | 205.2194 | 0 | 205.2194 | 0 | 322.976 | 0.00026069 | 199.37 | 0.021311 | 205.3136 | 0 | 322.0332 | 0.021837 | 199.37 | 0.016286 | 205.2194 | 0 | 199.37 | 0.01096 | 205.2194 | 0 | 322.976 | 0.00027173 | 322.976 | 0 | 205.2194 | 0 | 205.3136 | 0 | 205.3136 | 0 | 205.2194 | 0 | 502.5532 | 0.012975 | 205.2194 | 0 | 205.2194 | 0 | 501.0836 | 0 | 205.2194 | 0 | 505.142 | 0.00030933 | 502.5532 | 0.042408 | 505.142 | 5.1282e-05 | 801.6404 | 0.0015866 | 1064.9198 | 0.00093776 | 1000.0681 | 0.013593 | 1001.6039 | 0 | 1001.0136 | 0 | 205.219 | 1.2334e-06 | 205.3136 | 0 | 205.2194 | 0 | 205.2194 | 0 | 205.2194 | 0 | 202.4816 | 0
| 182.9542 | 0 | 255.7522 | 0 | 182.9542 | 0 | 182.9542 | 0 | 322.1475 | 0.0059129 | 205.4214 | -0.016306 | 199.5749 | 0 | 322.1475 | 0.0089449 | 205.4214 | 0 | 205.4214 | 0 | 205.5168 | 0 | 205.4214 | 0 | 205.4214 | 0 | 205.4214 | 0 | 323.0849 | 0.00021249 | 199.57 | 0.0046779 | 205.5168 | 0 | 322.1475 | 0.0020264 | 199.57 | -0.0057306 | 205.4214 | 0 | 199.57 | -0.02052 | 205.4214 | 0 | 323.0849 | 0.00022867 | 323.0849 | 0 | 205.4214 | 0 | 205.5168 | 0 | 205.5168 | 0 | 205.4214 | 0 | 502.707 | 0.0056598 | 205.4214 | 0 | 205.4214 | 0 | 501.2387 | 0 | 205.4214 | 0 | 505.2944 | 0.00026655 | 502.707 | 0.044813 | 505.2944 | 6.0781e-05 | 801.7042 | 0.0015426 | 1064.9753 | 0.00092684 | 1000.0803 | 0.013585 | 1001.6531 | 0 | 1001.0627 | 0 | 205.421 | 2.4713e-06 | 205.5168 | 0 | 205.4214 | 0 | 205.4214 | 0 | 205.4214 | 0 | 202.6851 | 0
| 183.0236 | 0 | 255.9597 | 0 | 183.0236 | 0 | 183.0236 | 0 | 322.2617 | 0 | 205.6233 | -0.038079 | 199.7775 | 0 | 322.2617 | 0 | 205.6233 | 0 | 205.6233 | 0 | 205.72 | 0 | 205.6233 | 0 | 205.6233 | 0 | 205.6233 | 0 | 323.1938 | 0.00022548 | 199.78 | 0.02235 | 205.72 | 0 | 322.2617 | 0.021837 | 199.78 | -2.2651e-05 | 205.6233 | 0 | 199.78 | -0.0068788 | 205.6233 | 0 | 323.1938 | 0.00020504 | 323.1938 | 0 | 205.6233 | 0 | 205.72 | 0 | 205.72 | 0 | 205.6233 | 0 | 502.8607 | 0.016499 | 205.6233 | 0 | 205.6233 | 0 | 501.3938 | 0 | 205.6233 | 0 | 505.4468 | 0.00026326 | 502.8607 | 0.041862 | 505.4468 | 5.3807e-05 | 801.7682 | 0.0015915 | 1065.031 | 0.00091585 | 1000.0925 | 0.013577 | 1001.7022 | 0 | 1001.1118 | 0 | 205.623 | 4.9359e-06 | 205.72 | 0 | 205.6233 | 0 | 205.6233 | 0 | 205.6233 | 0 | 202.8886 | 0
| 183.093 | 0 | 256.1671 | 0 | 183.093 | 0 | 183.093 | 0 | 322.376 | 0 | 205.8253 | -0.0080993 | 199.9801 | 0 | 322.376 | 0 | 205.8253 | 0 | 205.8253 | 0 | 205.9232 | 0 | 205.8253 | 0 | 205.8253 | 0 | 205.8253 | 0 | 323.3026 | 0.00025189 | 199.98 | -0.044181 | 205.9232 | 0 | 322.376 | 0.016508 | 199.98 | -0.0032843 | 205.8253 | 0 | 199.98 | -0.016322 | 205.8253 | 0 | 323.3026 | 0.00019437 | 323.3026 | 0 | 205.8253 | 0 | 205.9232 | 0 | 205.9232 | 0 | 205.8253 | 0 | 503.0145 | 0.0080625 | 205.8253 | 0 | 205.8253 | 0 | 501.5489 | 0.00078262 | 205.8253 | 0 | 505.5992 | 0.00028739 | 503.0145 | 0.044813 | 505.5992 | 4.8388e-05 | 801.8323 | 0.0021166 | 1065.0865 | 0.00090468 | 1000.1048 | 0.013568 | 1001.7513 | 0 | 1001.1609 | 0 | 205.825 | 1.8528e-06 | 205.9232 | 0 | 205.8253 | 0 | 205.8253 | 0 | 205.8253 | 0 | 203.0921 | 0
| 183.1624 | 0 | 256.3746 | 0 | 183.1624 | 0 | 183.1624 | 0 | 322.4902 | 0.0073885 | 206.0273 | 0.12606 | 200.1827 | 0 | 322.4902 | 0 | 206.0273 | 0 | 206.0273 | 0 | 206.1264 | 0 | 206.0273 | 0 | 206.0273 | 0 | 206.0273 | 0 | 323.4115 | 0.00026739 | 200.18 | -0.026508 | 206.1264 | 0 | 322.4902 | 0.0064269 | 200.18 | -0.020408 | 206.0273 | 0 | 200.18 | 0.0036143 | 206.0273 | 0 | 323.4115 | 0.00022562 | 323.4115 | 0 | 206.0273 | 0 | 206.1264 | 0 | 206.1264 | 0 | 206.0273 | 0 | 503.1683 | 0.010038 | 206.0273 | 0 | 206.0273 | 0 | 501.7041 | 0 | 206.0273 | 0 | 505.7516 | 0.00027642 | 503.1683 | 0.042408 | 505.7516 | 4.4393e-05 | 801.8962 | 0.002737 | 1065.1421 | 0.00089343 | 1000.1171 | 0.01356 | 1001.8005 | 0 | 1001.21 | 0 | 206.027 | 3.7047e-06 | 206.1264 | 0 | 206.0273 | 0 | 206.0273 | 0 | 206.0273 | 0 | 203.2957 | 0
| 183.2318 | 0 | 256.5821 | 0 | 183.2318 | 0 | 183.2318 | 0 | 322.6045 | 0 | 206.2293 | 0.016678 | 200.3853 | 0 | 322.6045 | 0.030091 | 206.2293 | 0 | 206.2293 | 0 | 206.3296 | 0 | 206.2293 | 0 | 206.2293 | 0 | 206.2293 | 0 | 323.5204 | 0.00027116 | 200.39 | -0.014034 | 206.3296 | 0 | 322.6045 | 0.0079576 | 200.39 | 0.0081316 | 206.2293 | 0 | 200.39 | -0.0037309 | 206.2293 | 0 | 323.5204 | 0.00028202 | 323.5204 | 0 | 206.2293 | 0 | 206.3296 | 0 | 206.3296 | 0 | 206.2293 | 0 | 503.3221 | 0.0059267 | 206.2293 | 0 | 206.2293 | 0 | 501.8592 | 0.00026087 | 206.2293 | 0 | 505.904 | 0.00022267 | 503.3221 | 0.044048 | 505.904 | 5.6681e-05 | 801.9601 | 0.0021281 | 1065.1976 | 0.0008821 | 1000.1293 | 0.013551 | 1001.8497 | 0 | 1001.2591 | 0 | 206.229 | 1.2362e-06 | 206.3296 | 0 | 206.2293 | 0 | 206.2293 | 0 | 206.2293 | 0 | 203.4992 | 0
| 183.3012 | 0 | 256.7897 | 0 | 183.3012 | 0 | 183.3012 | 0 | 322.7187 | 0 | 206.4314 | 0.033381 | 200.5879 | 0 | 322.7187 | 0.0070979 | 206.4314 | 0 | 206.4314 | 0 | 206.5328 | 0 | 206.4314 | 0 | 206.4314 | 0 | 206.4314 | 0 | 323.6292 | 0.00030427 | 200.59 | 0.020271 | 206.5328 | 0 | 322.7187 | 0 | 200.59 | -0.025301 | 206.4314 | 0 | 200.59 | -0.011426 | 206.4314 | 0 | 323.6292 | 0.00028812 | 323.6292 | 0 | 206.4314 | 0 | 206.5328 | 0 | 206.5328 | 0 | 206.4314 | 0 | 503.4759 | 0.0097711 | 206.4314 | 0 | 206.4314 | 0 | 502.0143 | 0.00017392 | 206.4314 | 0 | 506.0564 | 0.00032359 | 503.4759 | 0.041425 | 506.0564 | 5.4179e-05 | 802.0242 | 0.001633 | 1065.2532 | 0.00087071 | 1000.1415 | 0.013542 | 1001.8989 | 0 | 1001.3082 | 0 | 206.431 | 3.7016e-06 | 206.5328 | 0 | 206.4314 | 0 | 206.4314 | 0 | 206.4314 | 0 | 203.7028 | 0
| 183.3707 | 0 | 256.9972 | 0 | 183.3707 | 0 | 183.3707 | 0 | 322.833 | 0 | 206.6334 | 0.0066291 | 200.7906 | 0 | 322.833 | 0.0085722 | 206.6334 | 0 | 206.6334 | 0 | 206.7361 | 0 | 206.6334 | 0 | 206.6334 | 0 | 206.6334 | 0 | 323.7381 | 0.0002917 | 200.79 | -0.011954 | 206.7361 | 0 | 322.833 | 0.0058817 | 200.79 | -0.018777 | 206.6334 | 0 | 200.79 | -0.012475 | 206.6334 | 0 | 323.7381 | 0.00025725 | 323.7381 | 0 | 206.6334 | 0 | 206.7361 | 0 | 206.7361 | 0 | 206.6334 | 0 | 503.6298 | 0.0057132 | 206.6334 | 0 | 206.6334 | 0 | 502.1695 | 0.00078262 | 206.6334 | 0 | 506.2088 | 0.0002501 | 503.6298 | 0.044376 | 506.2088 | 5.5794e-05 | 802.0882 | 0.0017354 | 1065.3088 | 0.00085934 | 1000.1538 | 0.013533 | 1001.9481 | 0 | 1001.3574 | 0 | 206.633 | 4.9311e-06 | 206.7361 | 0 | 206.6334 | 0 | 206.6334 | 0 | 206.6334 | 0 | 203.9064 | 0
| 183.4401 | 0 | 257.2048 | 0 | 183.4401 | 0 | 183.4401 | 0 | 322.9472 | 0 | 206.8355 | 0.084153 | 200.9932 | 0 | 322.9472 | 0 | 206.8355 | 0 | 206.8355 | 0 | 206.9394 | 0 | 206.8355 | 0 | 206.8355 | 0 | 206.8355 | 0 | 323.847 | 0.00026949 | 200.99 | -0.026508 | 206.9394 | 0 | 322.9472 | 0.0082067 | 200.99 | -0.0081769 | 206.8355 | 0 | 200.99 | 0.030897 | 206.8355 | 0 | 323.847 | 0.00025192 | 323.847 | 0 | 206.8355 | 0 | 206.9394 | 0 | 206.9394 | 0 | 206.8355 | 0 | 503.7836 | 0.012868 | 206.8355 | 0 | 206.8355 | 0 | 502.3246 | 0 | 206.8355 | 0 | 506.3613 | 0.0002841 | 503.7836 | 0.042736 | 506.3613 | 5.7904e-05 | 802.1522 | 0.0015569 | 1065.3644 | 0.00084789 | 1000.1661 | 0.013524 | 1001.9973 | 0 | 1001.4064 | 0 | 206.836 | 3.0814e-06 | 206.9394 | 0 | 206.8355 | 0 | 206.8355 | 0 | 206.8355 | 0 | 204.11 | 0
| 183.5095 | 0 | 257.4124 | 0 | 183.5095 | 0 | 183.5095 | 0 | 323.0614 | 0.0066155 | 207.0376 | 0.00047878 | 201.1959 | 0 | 323.0614 | 0.0093174 | 207.0376 | 0 | 207.0376 | 0 | 207.1427 | 0 | 207.0376 | 0 | 207.0376 | 0 | 207.0376 | 0 | 323.9559 | 0.00024769 | 201.2 | -0.087841 | 207.1427 | 0 | 323.0614 | 0.0023231 | 201.2 | 0.0084033 | 207.0376 | 0 | 201.2 | 0.015507 | 207.0376 | 0 | 323.9559 | 0.00028583 | 323.9559 | 0 | 207.0376 | 0 | 207.1427 | 0 | 207.1427 | 0 | 207.0376 | 0 | 503.9374 | 0.0083295 | 207.0376 | 0 | 207.0376 | 0 | 502.4798 | 0.00026087 | 207.0376 | 0 | 506.5138 | 0.000283 | 503.9374 | 0.04525 | 506.5138 | 5.7228e-05 | 802.2162 | 0.0010632 | 1065.4199 | 0.00083644 | 1000.1783 | 0.013515 | 1002.0465 | 0 | 1001.4556 | 0 | 207.038 | 4.3174e-06 | 207.1427 | 0 | 207.0376 | 0 | 207.0376 | 0 | 207.0376 | 0 | 204.3136 | 0
| 183.579 | 0 | 257.62 | 0 | 183.579 | 0 | 183.579 | 0 | 323.1756 | 0.0077401 | 207.2397 | 0.036515 | 201.3986 | 0 | 323.1756 | 0 | 207.2397 | 0 | 207.2397 | 0 | 207.346 | 0 | 207.2397 | 0 | 207.2397 | 0 | 207.2397 | 0 | 324.0648 | 0.0002829 | 201.4 | 0.051458 | 207.346 | 0 | 323.1756 | 0 | 201.4 | -0.0073615 | 207.2397 | 0 | 201.4 | 0.005713 | 207.2397 | 0 | 324.0648 | 0.00032814 | 324.0648 | 0 | 207.2397 | 0 | 207.346 | 0 | 207.346 | 0 | 207.2397 | 0 | 504.0913 | 0.015377 | 207.2397 | 0 | 207.2397 | 0 | 502.6349 | 0.00017392 | 207.2397 | 0 | 506.6662 | 0.00021609 | 504.0913 | 0.04208 | 506.6662 | 5.0959e-05 | 802.2803 | 0.0009339 | 1065.4756 | 0.00082506 | 1000.1906 | 0.013505 | 1002.0956 | 0 | 1001.5047 | 0 | 207.24 | 4.3191e-06 | 207.346 | 0 | 207.2397 | 0 | 207.2397 | 0 | 207.2397 | 0 | 204.5172 | 0
| 183.6484 | 0 | 257.8276 | 0 | 183.6484 | 0 | 183.6484 | 0 | 323.2899 | 0 | 207.4418 | -0.068648 | 201.6014 | 0 | 323.2899 | 0.024288 | 207.4418 | 0 | 207.4418 | 0 | 207.5493 | 0 | 207.4418 | 0 | 207.4418 | 0 | 207.4418 | 0 | 324.1737 | 0.00030637 | 201.6 | -0.026508 | 207.5493 | 0 | 323.2899 | 0.017762 | 201.6 | -0.0016535 | 207.4418 | 0 | 201.6 | -0.021219 | 207.4418 | 0 | 324.1737 | 0.00033881 | 324.1737 | 0 | 207.4418 | 0 | 207.5493 | 0 | 207.5493 | 0 | 207.4418 | 0 | 504.2451 | 0.0061937 | 207.4418 | 0 | 207.4418 | 0 | 502.7901 | 0.00026087 | 207.4418 | 0 | 506.8187 | 0.00032469 | 504.2451 | 0.044157 | 506.8187 | 5.3632e-05 | 802.3444 | 0.0016968 | 1065.5311 | 0.00081365 | 1000.2028 | 0.013496 | 1002.1448 | 0 | 1001.5539 | 0 | 207.442 | 3.084e-06 | 207.5493 | 0 | 207.4418 | 0 | 207.4418 | 0 | 207.4418 | 0 | 204.7209 | 0
| 183.7179 | 0 | 258.0352 | 0 | 183.7179 | 0 | 183.7179 | 0 | 323.4041 | 0 | 207.644 | -0.026981 | 201.8041 | 0 | 323.4041 | 0 | 207.644 | 0 | 207.644 | 0 | 207.7526 | 0 | 207.644 | 0 | 207.644 | 0 | 207.644 | 0 | 324.2826 | 0.00032607 | 201.8 | 0.0046779 | 207.7526 | 0 | 323.4041 | 0.015881 | 201.8 | 0.012753 | 207.644 | 0 | 201.8 | 0.029147 | 207.644 | 0 | 324.2826 | 0.00034795 | 324.2826 | 0 | 207.644 | 0 | 207.7526 | 0 | 207.7526 | 0 | 207.644 | 0 | 504.399 | 0.010786 | 207.644 | 0 | 207.644 | 0 | 502.9453 | 0.00069566 | 207.644 | 0 | 506.9712 | 0.00025339 | 504.399 | 0.042627 | 506.9712 | 4.8275e-05 | 802.4084 | 0.0015867 | 1065.5868 | 0.00080235 | 1000.2151 | 0.013486 | 1002.194 | 0 | 1001.603 | 0 | 207.644 | 3.084e-06 | 207.7526 | 0 | 207.644 | 0 | 207.644 | 0 | 207.644 | 0 | 204.9245 | 0
| 183.7873 | 0 | 258.2429 | 0 | 183.7873 | 0 | 183.7873 | 0 | 323.5183 | 0 | 207.8462 | -0.017653 | 202.0069 | 0 | 323.5183 | 0.007454 | 207.8462 | 0 | 207.8462 | 0 | 207.956 | 0 | 207.8462 | 0 | 207.8462 | 0 | 207.8462 | 0 | 324.3916 | 0.00034032 | 202.01 | -0.064972 | 207.956 | 0 | 323.5183 | 0.015359 | 202.01 | -0.019593 | 207.8462 | 0 | 202.01 | 0.0036143 | 207.8462 | 0 | 324.3916 | 0.00038607 | 324.3916 | 0 | 207.8462 | 0 | 207.956 | 0 | 207.956 | 0 | 207.8462 | 0 | 504.5529 | 0.01212 | 207.8462 | 0 | 207.8462 | 0 | 503.1005 | 0.00078262 | 207.8462 | 0 | 507.1237 | 0.00029178 | 504.5529 | 0.045469 | 507.1237 | 5.4369e-05 | 802.4725 | 0.001543 | 1065.6425 | 0.00079111 | 1000.2273 | 0.013476 | 1002.2432 | 0 | 1001.6522 | 0 | 207.846 | 2.4723e-06 | 207.956 | 0 | 207.8462 | 0 | 207.8462 | 0 | 207.8462 | 0 | 205.1282 | 0
| 183.8568 | 0 | 258.4505 | 0 | 183.8568 | 0 | 183.8568 | 0 | 323.6325 | 0.0024628 | 208.0483 | 0.015244 | 202.2097 | 0 | 323.6325 | 0 | 208.0483 | 0 | 208.0483 | 0 | 208.1594 | 0 | 208.0483 | 0 | 208.0483 | 0 | 208.0483 | 0 | 324.5005 | 0.00035834 | 202.21 | -0.026508 | 208.1594 | 0 | 323.6325 | 0.017135 | 202.21 | -0.0049152 | 208.0483 | 0 | 202.21 | 0.0085112 | 208.0483 | 0 | 324.5005 | 0.00036815 | 324.5005 | 0 | 208.0483 | 0 | 208.1594 | 0 | 208.1594 | 0 | 208.0483 | 0 | 504.7067 | 0.008543 | 208.0483 | 0 | 208.0483 | 0 | 503.2557 | 0.0017392 | 208.0483 | 0 | 507.2762 | 0.00026984 | 504.7067 | 0.043392 | 507.2762 | 5.5543e-05 | 802.5366 | 0.0018918 | 1065.698 | 0.0007799 | 1000.2396 | 0.013466 | 1002.2924 | 0 | 1001.7013 | 0 | 208.048 | 1.236e-06 | 208.1594 | 0 | 208.0483 | 0 | 208.0483 | 0 | 208.0483 | 0 | 205.3319 | 0
| 183.9263 | 0 | 258.6582 | 0 | 183.9263 | 0 | 183.9263 | 0 | 323.7467 | 0 | 208.2506 | -0.029095 | 202.4125 | 0 | 323.7467 | 0.006336 | 208.2506 | 0 | 208.2506 | 0 | 208.3628 | 0 | 208.2506 | 0 | 208.2506 | 0 | 208.2506 | 0 | 324.6094 | 0.00034954 | 202.41 | -0.046258 | 208.3628 | 0 | 323.7467 | 0.0052886 | 202.41 | -0.0049152 | 208.2506 | 0 | 202.41 | 0.00046636 | 208.2506 | 0 | 324.6094 | 0.00038797 | 324.6094 | 0 | 208.2506 | 0 | 208.3628 | 0 | 208.3628 | 0 | 208.2506 | 0 | 504.8606 | 0.005553 | 208.2506 | 0 | 208.2506 | 0 | 503.4109 | 0.00078262 | 208.2506 | 0 | 507.4287 | 0.00025777 | 504.8606 | 0.045359 | 507.4287 | 5.6435e-05 | 802.6006 | 0.0017798 | 1065.7537 | 0.00076884 | 1000.2518 | 0.013456 | 1002.3417 | 0 | 1001.7505 | 0 | 208.251 | 1.8545e-06 | 208.3628 | 0 | 208.2506 | 0 | 208.2506 | 0 | 208.2506 | 0 | 205.5356 | 0
| 183.9957 | 0 | 258.8659 | 0 | 183.9957 | 0 | 183.9957 | 0 | 323.8609 | 0 | 208.4528 | 0.0040994 | 202.6153 | 0 | 323.8609 | 0 | 208.4528 | 0 | 208.4528 | 0 | 208.5662 | 0 | 208.4528 | 0 | 208.4528 | 0 | 208.4528 | 0 | 324.7184 | 0.00029673 | 202.62 | -0.020271 | 208.5662 | 0 | 323.8609 | 0.0043505 | 202.62 | -0.019864 | 208.4528 | 0 | 202.62 | -0.0068788 | 208.4528 | 0 | 324.7184 | 0.00035405 | 324.7184 | 0 | 208.4528 | 0 | 208.5662 | 0 | 208.5662 | 0 | 208.4528 | 0 | 505.0145 | 0.015965 | 208.4528 | 0 | 208.4528 | 0 | 503.5661 | 0.00017392 | 208.4528 | 0 | 507.5812 | 0.00030494 | 505.0145 | 0.043173 | 507.5812 | 4.8793e-05 | 802.6648 | 0.0022855 | 1065.8093 | 0.00075788 | 1000.2641 | 0.013446 | 1002.3909 | 0 | 1001.7996 | 0 | 208.453 | 3.6999e-06 | 208.5662 | 0 | 208.4528 | 0 | 208.4528 | 0 | 208.4528 | 0 | 205.7393 | 0
| 184.0652 | 0 | 259.0736 | 0 | 184.0652 | 0 | 184.0652 | 0 | 323.9751 | 0 | 208.655 | -0.07041 | 202.8181 | 0 | 323.9751 | 0.0018634 | 208.655 | 0 | 208.655 | 0 | 208.7696 | 0 | 208.655 | 0 | 208.655 | 0 | 208.655 | 0 | 324.8273 | 0.00029547 | 202.82 | -0.02235 | 208.7696 | 0 | 323.9751 | 0.007068 | 202.82 | -0.0021971 | 208.655 | 0 | 202.82 | -0.010726 | 208.655 | 0 | 324.8273 | 0.00037197 | 324.8273 | 0 | 208.655 | 0 | 208.7696 | 0 | 208.7696 | 0 | 208.655 | 0 | 505.1684 | 0.012761 | 208.655 | 0 | 208.655 | 0 | 503.7213 | 0 | 208.655 | 0 | 507.7338 | 0.00026216 | 505.1684 | 0.045469 | 507.7338 | 5.4407e-05 | 802.7289 | 0.0018339 | 1065.8649 | 0.000747 | 1000.2763 | 0.013436 | 1002.4401 | 0 | 1001.8488 | 0 | 208.655 | 6.1595e-06 | 208.7696 | 0 | 208.655 | 0 | 208.655 | 0 | 208.655 | 0 | 205.9431 | 0
| 184.1347 | 0 | 259.2814 | 0 | 184.1347 | 0 | 184.1347 | 0 | 324.0893 | 0 | 208.8573 | 0.040353 | 203.021 | 0 | 324.0893 | 0.0089657 | 208.8573 | 0 | 208.8573 | 0 | 208.9731 | 0 | 208.8573 | 0 | 208.8573 | 0 | 208.8573 | 0 | 324.9363 | 0.00027703 | 203.02 | -0.018192 | 208.9731 | 0 | 324.0893 | 0.0076135 | 203.02 | 0.010034 | 208.8573 | 0 | 203.02 | 0.0060627 | 208.8573 | 0 | 324.9363 | 0.00033462 | 324.9363 | 0 | 208.8573 | 0 | 208.9731 | 0 | 208.9731 | 0 | 208.8573 | 0 | 505.3224 | 0.013882 | 208.8573 | 0 | 208.8573 | 0 | 503.8765 | 0.00017392 | 208.8573 | 0 | 507.8863 | 0.00030165 | 505.3224 | 0.043501 | 507.8863 | 4.3888e-05 | 802.793 | 0.001878 | 1065.9205 | 0.00073631 | 1000.2886 | 0.013426 | 1002.4893 | 0 | 1001.898 | 0 | 208.857 | 1.8402e-06 | 208.9731 | 0 | 208.8573 | 0 | 208.8573 | 0 | 208.8573 | 0 | 206.1469 | 0
| 184.2042 | 0 | 259.4891 | 0 | 184.2042 | 0 | 184.2042 | 0 | 324.2035 | 0 | 209.0596 | -0.065291 | 203.2238 | 0 | 324.2035 | 0.014535 | 209.0596 | 0 | 209.0596 | 0 | 209.1765 | 0 | 209.0596 | 0 | 209.0596 | 0 | 209.0596 | 0 | 325.0452 | 0.00033655 | 203.22 | -0.050418 | 209.1765 | 0 | 324.2035 | 0.011807 | 203.22 | 0.0062289 | 209.0596 | 0 | 203.22 | -0.010726 | 209.0596 | 0 | 325.0452 | 0.00036282 | 325.0452 | 0 | 209.0596 | 0 | 209.1765 | 0 | 209.1765 | 0 | 209.0596 | 0 | 505.4763 | 0.0077955 | 209.0596 | 0 | 209.0596 | 0 | 504.0317 | 0.00078262 | 209.0596 | 0 | 508.0389 | 0.00021938 | 505.4763 | 0.045141 | 508.0389 | 4.9446e-05 | 802.8572 | 0.0027335 | 1065.9762 | 0.00072577 | 1000.3008 | 0.013416 | 1002.5386 | 0 | 1001.9471 | 0 | 209.06 | 4.9311e-06 | 209.1765 | 0 | 209.0596 | 0 | 209.0596 | 0 | 209.0596 | 0 | 206.3506 | 0
| 184.2737 | 0 | 259.6969 | 0 | 184.2737 | 0 | 184.2737 | 0 | 324.3177 | 0 | 209.2619 | -0.0085454 | 203.4267 | 0 | 324.3177 | 0.005977 | 209.2619 | 0 | 209.2619 | 0 | 209.38 | 0 | 209.2619 | 0 | 209.2619 | 0 | 209.2619 | 0 | 325.1542 | 0.00030469 | 203.43 | -0.0077966 | 209.38 | 0 | 324.3177 | 0.001681 | 203.43 | 0.0040544 | 209.2619 | 0 | 203.43 | -0.013175 | 209.2619 | 0 | 325.1542 | 0.00032547 | 325.1542 | 0 | 209.2619 | 0 | 209.38 | 0 | 209.38 | 0 | 209.2619 | 0 | 505.6302 | 0.01463 | 209.2619 | 0 | 209.2619 | 0 | 504.187 | 0 | 209.2619 | 0 | 508.1915 | 0.00038172 | 505.6302 | 0.043392 | 508.1915 | 4.5153e-05 | 802.9213 | 0.0025003 | 1066.0319 | 0.0007154 | 1000.3131 | 0.013405 | 1002.5878 | 0 | 1001.9963 | 0 | 209.262 | 0 | 209.38 | 0 | 209.2619 | 0 | 209.2619 | 0 | 209.2619 | 0 | 206.5544 | 0
| 184.3432 | 0 | 259.9047 | 0 | 184.3432 | 0 | 184.3432 | 0 | 324.4319 | 0 | 209.4642 | -0.11114 | 203.6296 | 0 | 324.4319 | 0.016399 | 209.4642 | 0 | 209.4642 | 0 | 209.5835 | 0 | 209.4642 | 0 | 209.4642 | 0 | 209.4642 | 0 | 325.2632 | 0.00034535 | 203.63 | -0.04314 | 209.5835 | 0 | 324.4319 | 0.017762 | 203.63 | 0.031507 | 209.4642 | 0 | 203.63 | -0.02087 | 209.4642 | 0 | 325.2632 | 0.00031594 | 325.2632 | 0 | 209.4642 | 0 | 209.5835 | 0 | 209.5835 | 0 | 209.4642 | 0 | 505.7842 | 0.0090236 | 209.4642 | 0 | 209.4642 | 0 | 504.3422 | 0 | 209.4642 | 0 | 508.344 | 0.00012395 | 505.7842 | 0.045687 | 508.344 | 5.0486e-05 | 802.9854 | 0.0022912 | 1066.0875 | 0.0007052 | 1000.3253 | 0.013395 | 1002.637 | 0 | 1002.0455 | 0 | 209.464 | 5.5494e-06 | 209.5835 | 0 | 209.4642 | 0 | 209.4642 | 0 | 209.4642 | 0 | 206.7582 | 0
| 184.4127 | 0 | 260.1125 | 0.0043726 | 184.4127 | 0 | 184.4127 | 0 | 324.5461 | 0 | 209.6665 | 0.059394 | 203.8326 | 0 | 324.5461 | 0 | 209.6665 | 0 | 209.6665 | 0 | 209.787 | 0 | 209.6665 | 0 | 209.6665 | 0 | 209.6665 | 0 | 325.3721 | 0.0003466 | 203.83 | -0.0088362 | 209.787 | 0 | 324.5461 | 0.0055371 | 203.83 | -0.012798 | 209.6665 | 0 | 203.83 | -0.010377 | 209.6665 | 0 | 325.3721 | 0.00024391 | 325.3721 | 0 | 209.6665 | 0 | 209.787 | 0 | 209.787 | 0 | 209.6665 | 0 | 505.9381 | 0.007048 | 209.6665 | 0 | 209.6665 | 0 | 504.4975 | 0.00069566 | 209.6665 | 0 | 508.4966 | 0.00041902 | 505.9381 | 0.044048 | 508.4966 | 4.4998e-05 | 803.0496 | 0.0024021 | 1066.1432 | 0.00069519 | 1000.3376 | 0.013385 | 1002.6863 | 0 | 1002.0947 | 0 | 209.667 | 5.5477e-06 | 209.787 | 0 | 209.6665 | 0 | 209.6665 | 0 | 209.6665 | 0 | 206.9621 | 0
| 184.4822 | 0 | 260.3203 | 0.0018513 | 184.4822 | 0 | 184.4822 | 0 | 324.6603 | 0.00099528 | 209.8689 | -0.088384 | 204.0355 | 0 | 324.6603 | 0.0014907 | 209.8689 | 0 | 209.8689 | 0 | 209.9905 | 0 | 209.8689 | 0 | 209.8689 | 0 | 209.8689 | 0 | 325.4811 | 0.00036798 | 204.04 | -0.038983 | 209.9905 | 0 | 324.6603 | 0.00024718 | 204.04 | -0.0073615 | 209.8689 | 0 | 204.04 | -0.0075784 | 209.8689 | 0 | 325.4811 | 0.00023438 | 325.4811 | 0 | 209.8689 | 0 | 209.9905 | 0 | 209.9905 | 0 | 209.8689 | 0 | 506.0921 | 0.012654 | 209.8689 | 0 | 209.8689 | 0 | 504.6527 | 0.00026087 | 209.8689 | 0 | 508.6492 | 0.00012724 | 506.0921 | 0.045469 | 508.6492 | 5.6088e-05 | 803.1138 | 0.0016003 | 1066.1988 | 0.00068537 | 1000.3499 | 0.013374 | 1002.7355 | 0 | 1002.1439 | 0 | 209.869 | 8.0106e-06 | 209.9905 | 0 | 209.8689 | 0 | 209.8689 | 0 | 209.8689 | 0 | 207.1659 | 0
| 184.5517 | 0 | 260.5282 | 0.0029228 | 184.5517 | 0 | 184.5517 | 0 | 324.7744 | 0.0066848 | 210.0712 | 0.1073 | 204.2385 | 0 | 324.7744 | 0 | 210.0712 | 0 | 210.0712 | 0 | 210.1941 | 0 | 210.0712 | 0 | 210.0712 | 0 | 210.0712 | 0 | 325.5901 | 0.00032272 | 204.24 | -0.0015593 | 210.1941 | 0 | 324.7744 | 0 | 204.24 | 0.0075879 | 210.0712 | 0 | 204.24 | 0.015507 | 210.0712 | 0 | 325.5901 | 0.00021495 | 325.5901 | 0 | 210.0712 | 0 | 210.1941 | 0 | 210.1941 | 0 | 210.0712 | 0 | 506.2461 | 0.015591 | 210.0712 | 0 | 210.0712 | 0 | 504.808 | 0 | 210.0712 | 0 | 508.8019 | 0.00035869 | 506.2461 | 0.042955 | 508.8019 | 4.7821e-05 | 803.178 | 0.0020021 | 1066.2545 | 0.00067577 | 1000.3621 | 0.013364 | 1002.7848 | 0 | 1002.1931 | 0 | 210.071 | 4.9376e-06 | 210.1941 | 0 | 210.0712 | 0 | 210.0712 | 0 | 210.0712 | 0 | 207.3698 | 0
| 184.6212 | 0 | 260.736 | 0.0019694 | 184.6212 | 0 | 184.6212 | 0 | 324.8886 | 0.0024003 | 210.2736 | -0.049749 | 204.4415 | 0 | 324.8886 | 0.0037271 | 210.2736 | 0 | 210.2736 | 0 | 210.3977 | 0 | 210.2736 | 0 | 210.2736 | 0 | 210.2736 | 0 | 325.6991 | 0.0002653 | 204.44 | -0.024429 | 210.3977 | 0 | 324.8886 | 0.014732 | 204.44 | -0.0060024 | 210.2736 | 0 | 204.44 | -0.0079281 | 210.2736 | 0 | 325.6991 | 0.00020123 | 325.6991 | 0 | 210.2736 | 0 | 210.3977 | 0 | 210.3977 | 0 | 210.2736 | 0 | 506.4001 | 0.0053394 | 210.2736 | 0 | 210.2736 | 0 | 504.9633 | 0.00078262 | 210.2736 | 0 | 508.9545 | 0.00024022 | 506.4001 | 0.045469 | 508.9545 | 5.6e-05 | 803.2421 | 0.0019032 | 1066.3102 | 0.00066638 | 1000.3744 | 0.013354 | 1002.8341 | 0 | 1002.2423 | 0 | 210.274 | 4.3174e-06 | 210.3977 | 0 | 210.2736 | 0 | 210.2736 | 0 | 210.2736 | 0 | 207.5736 | 0
| 184.6908 | 0 | 260.9439 | 0.0050754 | 184.6908 | 0 | 184.6908 | 0 | 325.0028 | 0.0066848 | 210.476 | 0.083461 | 204.6445 | 0 | 325.0028 | 0 | 210.476 | 0 | 210.476 | 0 | 210.6012 | 0 | 210.476 | 0 | 210.476 | 0 | 210.476 | 0 | 325.8081 | 0.00021458 | 204.64 | 0.071209 | 210.6012 | 0 | 325.0028 | 0.018284 | 204.64 | -0.0062742 | 210.476 | 0 | 204.64 | -0.0072287 | 210.476 | 0 | 325.8081 | 0.00020961 | 325.8081 | 0 | 210.476 | 0 | 210.6012 | 0 | 210.6012 | 0 | 210.476 | 0 | 506.5541 | 0.0045992 | 210.476 | 0 | 210.476 | 0 | 505.1186 | 0 | 210.476 | 0 | 509.1071 | 0.00028081 | 506.5541 | 0.043939 | 509.1071 | 5.1907e-05 | 803.3063 | 0.0017877 | 1066.366 | 0.00065727 | 1000.3866 | 0.013344 | 1002.8834 | 0 | 1002.2915 | 0 | 210.476 | 3.6999e-06 | 210.6012 | 0 | 210.476 | 0 | 210.476 | 0 | 210.476 | 0 | 207.7775 | 0
| 184.7603 | 0 | 261.1518 | 0.0033273 | 184.7603 | 0 | 184.7603 | 0 | 325.1169 | 0 | 210.6785 | 0.010328 | 204.8475 | 0 | 325.1169 | 0.011926 | 210.6785 | 0 | 210.6785 | 0 | 210.8048 | 0 | 210.6785 | 0 | 210.6785 | 0 | 210.6785 | 0 | 325.9171 | 0.00020117 | 204.85 | -0.095119 | 210.8048 | 0 | 325.1169 | 0.0035093 | 204.85 | -0.0084487 | 210.6785 | 0 | 204.85 | -0.021918 | 210.6785 | 0 | 325.9171 | 0.00023172 | 325.9171 | 0 | 210.6785 | 0 | 210.8048 | 0 | 210.8048 | 0 | 210.6785 | 0 | 506.7081 | 0.0081693 | 210.6785 | 0 | 210.6785 | 0 | 505.2738 | 0.00026087 | 210.6785 | 0 | 509.2598 | 0.00026545 | 506.7081 | 0.046234 | 509.2598 | 6.0356e-05 | 803.3707 | 0.0019 | 1066.4216 | 0.00064834 | 1000.3989 | 0.013334 | 1002.9326 | 0 | 1002.3408 | 0 | 210.678 | 1.0488e-05 | 210.8048 | 0 | 210.6785 | 0 | 210.6785 | 0 | 210.6785 | 0 | 207.9814 | 0
| 184.8298 | 0 | 261.3597 | 0.0044003 | 184.8298 | 0 | 184.8298 | 0 | 325.2311 | 0.0070366 | 210.8809 | 0.12393 | 205.0505 | 0 | 325.2311 | 0 | 210.8809 | 0 | 210.8809 | 0 | 211.0085 | 0 | 210.8809 | 0 | 210.8809 | 0 | 210.8809 | 0 | 326.0261 | 0.00020662 | 205.05 | 0.037943 | 211.0085 | 0 | 325.2311 | 0.00019771 | 205.05 | 0.0092188 | 210.8809 | 0 | 205.05 | -0.0061794 | 210.8809 | 0 | 326.0261 | 0.00027936 | 326.0261 | 0 | 210.8809 | 0 | 211.0085 | 0 | 211.0085 | 0 | 210.8809 | 0 | 506.8621 | 0.013722 | 210.8809 | 0 | 210.8809 | 0 | 505.4291 | 0 | 210.8809 | 0 | 509.4124 | 0.00029178 | 506.8621 | 0.043392 | 509.4124 | 4.8806e-05 | 803.4348 | 0.0017289 | 1066.4773 | 0.00063964 | 1000.4111 | 0.013324 | 1002.9819 | 0 | 1002.3899 | 0 | 210.881 | 9.2495e-06 | 211.0085 | 0 | 210.8809 | 0 | 210.8809 | 0 | 210.8809 | 0 | 208.1854 | 0
| 184.8994 | 0 | 261.5676 | 0.0042747 | 184.8994 | 0 | 184.8994 | 0 | 325.3453 | 0.00064407 | 211.0834 | -0.095444 | 205.2536 | 0 | 325.3453 | 0.024503 | 211.0834 | 0 | 211.0834 | 0 | 211.2121 | 0 | 211.0834 | 0 | 211.0834 | 0 | 211.0834 | 0 | 326.1352 | 0.00025733 | 205.25 | -0.017152 | 211.2121 | 0 | 325.3453 | 0.016299 | 205.25 | -0.010351 | 211.0834 | 0 | 205.25 | -0.038708 | 211.0834 | 0 | 326.1352 | 0.00033919 | 326.1352 | 0 | 211.0834 | 0 | 211.2121 | 0 | 211.2121 | 0 | 211.0834 | 0 | 507.0161 | 0.0012206 | 211.0834 | 0 | 211.0834 | 0 | 505.5845 | 0.00026087 | 211.0834 | 0 | 509.5651 | 0.00024022 | 507.0161 | 0.046125 | 509.5651 | 5.5813e-05 | 803.499 | 0.0014797 | 1066.5331 | 0.00063125 | 1000.4234 | 0.013314 | 1003.0312 | 0 | 1002.4392 | 0 | 211.083 | 2.4646e-06 | 211.2121 | 0 | 211.0834 | 0 | 211.0834 | 0 | 211.0834 | 0 | 208.3893 | 0
| 184.9689 | 0 | 261.7756 | 0.003685 | 184.9689 | 0 | 184.9689 | 0 | 325.4594 | 0 | 211.2859 | 0.032717 | 205.4566 | 0 | 325.4594 | 0 | 211.2859 | 0 | 211.2859 | 0 | 211.4157 | 0 | 211.2859 | 0 | 211.2859 | 0 | 211.2859 | 0 | 326.2442 | 0.00027326 | 205.46 | -0.0088362 | 211.4157 | 0 | 325.4594 | 0 | 205.46 | 0.0010646 | 211.2859 | 0 | 205.46 | 0.0078116 | 211.2859 | 0 | 326.2442 | 0.00032661 | 326.2442 | 0 | 211.2859 | 0 | 211.4157 | 0 | 211.4157 | 0 | 211.2859 | 0 | 507.1701 | 0.00881 | 211.2859 | 0 | 211.2859 | 0 | 505.7398 | 0.00017392 | 211.2859 | 0 | 509.7178 | 0.00025777 | 507.1701 | 0.044813 | 509.7178 | 4.5563e-05 | 803.5633 | 0.0022433 | 1066.5887 | 0.00062305 | 1000.4357 | 0.013304 | 1003.0805 | 0 | 1002.4884 | 0 | 211.286 | 4.9273e-06 | 211.4157 | 0 | 211.2859 | 0 | 211.2859 | 0 | 211.2859 | 0 | 208.5932 | 0
| 185.0385 | 0 | 261.9835 | 0.0023421 | 185.0385 | 0 | 185.0385 | 0 | 325.5736 | 0 | 211.4884 | -0.053094 | 205.6597 | 0 | 325.5736 | 0 | 211.4884 | 0 | 211.4884 | 0 | 211.6194 | 0 | 211.4884 | 0 | 211.4884 | 0 | 211.4884 | 0 | 326.3532 | 0.00035415 | 205.66 | 0.00051979 | 211.6194 | 0 | 325.5736 | 0.0026195 | 205.66 | -0.029106 | 211.4884 | 0 | 205.66 | -0.012125 | 211.4884 | 0 | 326.3532 | 0.0003148 | 326.3532 | 0 | 211.4884 | 0 | 211.6194 | 0 | 211.6194 | 0 | 211.4884 | 0 | 507.3241 | 0.010786 | 211.4884 | 0 | 211.4884 | 0 | 505.8951 | 0 | 211.4884 | 0 | 509.8705 | 0.00028081 | 507.3241 | 0.047108 | 509.8705 | 5.8021e-05 | 803.6276 | 0.0022311 | 1066.6444 | 0.00061511 | 1000.4479 | 0.013294 | 1003.1298 | 0 | 1002.5377 | 0 | 211.488 | 6.7845e-06 | 211.6194 | 0 | 211.4884 | 0 | 211.4884 | 0 | 211.4884 | 0 | 208.7972 | 0
| 185.108 | 0 | 262.1915 | 0.0040302 | 185.108 | 0 | 185.108 | 0 | 325.6877 | 0 | 211.6909 | 0.021453 | 205.8628 | 0 | 325.6877 | 0 | 211.6909 | 0 | 211.6909 | 0 | 211.8231 | 0 | 211.6909 | 0 | 211.6909 | 0 | 211.6909 | 0 | 326.4623 | 0.00036714 | 205.86 | 0.02339 | 211.8231 | 0 | 325.6877 | 0.0082067 | 205.86 | -0.0076332 | 211.6909 | 0 | 205.86 | 0.015507 | 211.6909 | 0 | 326.4623 | 0.00030718 | 326.4623 | 0 | 211.6909 | 0 | 211.8231 | 0 | 211.8231 | 0 | 211.6909 | 0 | 507.4782 | 0.013348 | 211.6909 | 0 | 211.6909 | 0 | 506.0504 | 0 | 211.6909 | 0 | 510.0232 | 0.00027094 | 507.4782 | 0.044266 | 510.0232 | 4.7066e-05 | 803.6918 | 0.0029516 | 1066.7002 | 0.00060947 | 1000.4601 | 0.013285 | 1003.1791 | 0 | 1002.5869 | 0 | 211.691 | 2.4732e-06 | 211.8231 | 0 | 211.6909 | 0 | 211.6909 | 0 | 211.6909 | 0 | 209.0012 | 0
| 185.1776 | 0 | 262.3995 | 0.0026121 | 185.1776 | 0 | 185.1776 | 0 | 325.8018 | 0 | 211.8934 | 0.025409 | 206.066 | 0 | 325.8018 | 0.010436 | 211.8934 | 0 | 211.8934 | 0 | 212.0268 | 0 | 211.8934 | 0 | 211.8934 | 0 | 211.8934 | 0 | 326.5713 | 0.00041743 | 206.07 | 0.014034 | 212.0268 | 0 | 325.8018 | 0.012433 | 206.07 | -0.0043715 | 211.8934 | 0 | 206.07 | -0.014924 | 211.8934 | 0 | 326.5713 | 0.00035824 | 326.5713 | 0 | 211.8934 | 0 | 212.0268 | 0 | 212.0268 | 0 | 211.8934 | 0 | 507.6322 | 0.013509 | 211.8934 | 0 | 211.8934 | 0 | 506.2058 | 0.00026087 | 211.8934 | 0 | 510.1759 | 0.00027642 | 507.6322 | 0.046234 | 510.1759 | 5.6351e-05 | 803.7561 | 0.0018499 | 1066.756 | 0.00059923 | 1000.4724 | 0.013275 | 1003.2284 | 0 | 1002.6362 | 0 | 211.893 | 4.9378e-06 | 212.0268 | 0 | 211.8934 | 0 | 211.8934 | 0 | 211.8934 | 0 | 209.2052 | 0
| 185.2471 | 0 | 262.6075 | 0.0042714 | 185.2471 | 0 | 185.2471 | 0 | 325.916 | 0 | 212.096 | 0.01365 | 206.2691 | 0 | 325.916 | 0 | 212.096 | 0 | 212.096 | 0 | 212.2305 | 0 | 212.096 | 0 | 212.096 | 0 | 212.096 | 0 | 326.6804 | 0.00035247 | 206.27 | 0.082641 | 212.2305 | 0 | 325.916 | 0 | 206.27 | -0.011438 | 212.096 | 0 | 206.27 | 0.0095605 | 212.096 | 0 | 326.6804 | 0.00036396 | 326.6804 | 0 | 212.096 | 0 | 212.2305 | 0 | 212.2305 | 0 | 212.096 | 0 | 507.7863 | 0.0061937 | 212.096 | 0 | 212.096 | 0 | 506.3611 | 0.00017392 | 212.096 | 0 | 510.3286 | 0.00032688 | 507.7863 | 0.04525 | 510.3286 | 5.1998e-05 | 803.8205 | 0.0023863 | 1066.8117 | 0.00059411 | 1000.4847 | 0.013266 | 1003.2777 | 0 | 1002.6854 | 0 | 212.096 | 5.5522e-06 | 212.2305 | 0 | 212.096 | 0 | 212.096 | 0 | 212.096 | 0 | 209.4092 | 0
| 185.3167 | 0 | 262.8156 | 0.0016542 | 185.3167 | 0 | 185.3167 | 0 | 326.0301 | 0 | 212.2986 | -0.046958 | 206.4723 | 0 | 326.0301 | 0 | 212.2986 | 0 | 212.2986 | 0 | 212.4342 | 0 | 212.2986 | 0 | 212.2986 | 0 | 212.2986 | 0 | 326.7894 | 0.00036379 | 206.47 | -0.058736 | 212.4342 | 0 | 326.0301 | 0.018075 | 206.47 | -0.010623 | 212.2986 | 0 | 206.47 | -0.009677 | 212.2986 | 0 | 326.7894 | 0.00037349 | 326.7894 | 0 | 212.2986 | 0 | 212.4342 | 0 | 212.4342 | 0 | 212.2986 | 0 | 507.9404 | 0.0069412 | 212.2986 | 0 | 212.2986 | 0 | 506.5165 | 0.00026087 | 212.2986 | 0 | 510.4813 | 0.00020073 | 507.9404 | 0.04689 | 510.4813 | 6.0597e-05 | 803.8847 | 0.0025434 | 1066.8674 | 0.00058387 | 1000.4969 | 0.013257 | 1003.327 | 0 | 1002.7347 | 0 | 212.299 | 4.9378e-06 | 212.4342 | 0 | 212.2986 | 0 | 212.2986 | 0 | 212.2986 | 0 | 209.6133 | 0
| 185.3863 | 0 | 263.0236 | 0.0043512 | 185.3863 | 0 | 185.3863 | 0 | 326.1442 | 0 | 212.5012 | -0.00016675 | 206.6755 | 0 | 326.1442 | 0 | 212.5012 | 0 | 212.5012 | 0 | 212.638 | 0 | 212.5012 | 0 | 212.5012 | 0 | 212.5012 | 0 | 326.8985 | 0.0002829 | 206.68 | -0.055613 | 212.638 | 0 | 326.1442 | 0.012642 | 206.68 | -0.011438 | 212.5012 | 0 | 206.68 | -0.011076 | 212.5012 | 0 | 326.8985 | 0.00036472 | 326.8985 | 0 | 212.5012 | 0 | 212.638 | 0 | 212.638 | 0 | 212.5012 | 0 | 508.0945 | 0.0092906 | 212.5012 | 0 | 212.5012 | 0 | 506.6718 | 0.00017392 | 212.5012 | 0 | 510.6341 | 0.00038282 | 508.0945 | 0.044266 | 510.6341 | 4.5653e-05 | 803.949 | 0.0020653 | 1066.9231 | 0.00057874 | 1000.5092 | 0.013248 | 1003.3763 | 0 | 1002.7839 | 0 | 212.501 | -6.1178e-07 | 212.638 | 0 | 212.5012 | 0 | 212.5012 | 0 | 212.5012 | 0 | 209.8173 | 0
| 185.4559 | 0 | 263.2317 | 0.0030699 | 185.4559 | 0 | 185.4559 | 0 | 326.2584 | 0.0052105 | 212.7038 | -0.0075815 | 206.8787 | 0 | 326.2584 | 0.006336 | 212.7038 | 0 | 212.7038 | 0 | 212.8417 | 0 | 212.7038 | 0 | 212.7038 | 0 | 212.7038 | 0 | 327.0076 | 0.00029757 | 206.88 | -0.0015593 | 212.8418 | 0 | 326.2584 | 0.015986 | 206.88 | -0.010623 | 212.7038 | 0 | 206.88 | -0.014924 | 212.7038 | 0 | 327.0076 | 0.00037883 | 327.0076 | 0 | 212.7038 | 0 | 212.8418 | 0 | 212.8418 | 0 | 212.7038 | 0 | 508.2486 | 0.012387 | 212.7038 | 0 | 212.7038 | 0 | 506.8272 | 0.00078262 | 212.7038 | 0 | 510.7868 | 0.00018428 | 508.2486 | 0.045906 | 510.7868 | 4.9451e-05 | 804.0134 | 0.0026209 | 1066.9789 | 0.00057362 | 1000.5215 | 0.013239 | 1003.4257 | 0 | 1002.8332 | 0 | 212.704 | 4.9333e-06 | 212.8417 | 0 | 212.7038 | 0 | 212.7038 | 0 | 212.7038 | 0 | 210.0214 | 0
| 185.5255 | 0 | 263.4398 | 0.0052733 | 185.5255 | 0 | 185.5255 | 0 | 326.3725 | 0 | 212.9064 | -0.099499 | 207.0819 | 0 | 326.3725 | 0 | 212.9064 | 0 | 212.9064 | 0 | 213.0455 | 0 | 212.9064 | 0 | 212.9064 | 0 | 212.9064 | 0 | 327.1166 | 0.00029296 | 207.08 | 0.024429 | 213.0455 | 0 | 326.3725 | 0 | 207.08 | -0.00083807 | 212.9064 | 0 | 207.08 | -0.029963 | 212.9064 | 0 | 327.1166 | 0.00033614 | 327.1166 | 0 | 212.9064 | 0 | 213.0455 | 0 | 213.0455 | 0 | 212.9064 | 0 | 508.4027 | 0.012494 | 212.9064 | 0 | 212.9064 | 0 | 506.9826 | 0 | 212.9064 | 0 | 510.9396 | 0.00035321 | 508.4027 | 0.044704 | 510.9396 | 4.493e-05 | 804.0777 | 0.0021945 | 1067.0347 | 0.0005685 | 1000.5338 | 0.013231 | 1003.475 | 0 | 1002.8824 | 0 | 212.906 | 7.3948e-06 | 213.0455 | 0 | 212.9064 | 0 | 212.9064 | 0 | 212.9064 | 0 | 210.2255 | 0
| 185.595 | 0 | 263.6479 | 0.0030527 | 185.595 | 0 | 185.5951 | 0 | 326.4866 | 0.0031028 | 213.1091 | -0.037772 | 207.2851 | 0 | 326.4866 | 0.0067085 | 213.1091 | 0 | 213.1091 | 0 | 213.2493 | 0 | 213.1091 | 0 | 213.1091 | 0 | 213.1091 | 0 | 327.2257 | 0.00032858 | 207.29 | 0.0036384 | 213.2493 | 0 | 326.4866 | 0.0023231 | 207.29 | -0.01171 | 213.1091 | 0 | 207.29 | -0.013874 | 213.1091 | 0 | 327.2257 | 0.00034757 | 327.2257 | 0 | 213.1091 | 0 | 213.2493 | 0 | 213.2493 | 0 | 213.1091 | 0 | 508.5568 | 0.0068344 | 213.1091 | 0 | 213.1091 | 0 | 507.1379 | 0.0013044 | 213.1091 | 0 | 511.0924 | 0.00021719 | 508.5568 | 0.045906 | 511.0924 | 4.7833e-05 | 804.142 | 0.0022564 | 1067.0904 | 0.00056338 | 1000.546 | 0.013223 | 1003.5243 | 0 | 1002.9317 | 0 | 213.109 | 4.3193e-06 | 213.2493 | 0 | 213.1091 | 0 | 213.1091 | 0 | 213.1091 | 0 | 210.4296 | 0
| 185.6646 | 0 | 263.856 | 0.0047319 | 185.6646 | 0 | 185.6647 | 0 | 326.6008 | 0 | 213.3117 | 0.2007 | 207.4884 | 0 | 326.6008 | 0.002615 | 213.3117 | 0 | 213.3117 | 0 | 213.4532 | 0 | 213.3117 | 0 | 213.3117 | 0 | 213.3117 | 0 | 327.3348 | 0.00030344 | 207.49 | -0.040022 | 213.4532 | 0 | 326.6008 | 0.014419 | 207.49 | -0.0021971 | 213.3117 | 0 | 207.49 | -0.0019821 | 213.3117 | 0 | 327.3348 | 0.00028469 | 327.3348 | 0 | 213.3117 | 0 | 213.4532 | 0 | 213.4532 | 0 | 213.3117 | 0 | 508.7109 | 0.012387 | 213.3117 | 0 | 213.3117 | 0 | 507.2933 | 0 | 213.3117 | 0 | 511.2452 | 0.00035869 | 508.7109 | 0.042846 | 511.2452 | 5.0688e-05 | 804.2064 | 0.0020516 | 1067.1462 | 0.00055826 | 1000.5582 | 0.013214 | 1003.5736 | 0 | 1002.981 | 0 | 213.312 | 4.9378e-06 | 213.4532 | 0 | 213.3117 | 0 | 213.3117 | 0 | 213.3117 | 0 | 210.6337 | 0
| 185.7343 | 0 | 264.0641 | 0.0023275 | 185.7343 | 0 | 185.7343 | 0 | 326.7149 | 0 | 213.5144 | -0.054342 | 207.6917 | 0 | 326.7149 | 0.021708 | 213.5144 | 0 | 213.5144 | 0 | 213.657 | 0 | 213.5144 | 0 | 213.5144 | 0 | 213.5144 | 0 | 327.4439 | 0.0003114 | 207.69 | -0.036903 | 213.657 | 0 | 326.7149 | 0.018075 | 207.69 | -0.014156 | 213.5144 | 0 | 207.69 | -0.02087 | 213.5144 | 0 | 327.4439 | 0.00029384 | 327.4439 | 0 | 213.5144 | 0 | 213.657 | 0 | 213.657 | 0 | 213.5144 | 0 | 508.865 | 0.00507 | 213.5144 | 0 | 213.5144 | 0 | 507.4487 | 0.00026087 | 213.5144 | 0 | 511.3979 | 0.00022267 | 508.865 | 0.044813 | 511.3979 | 5.8507e-05 | 804.2708 | 0.0015773 | 1067.202 | 0.00055314 | 1000.5705 | 0.013207 | 1003.623 | 0 | 1003.0303 | 0 | 213.514 | 6.783e-06 | 213.657 | 0 | 213.5144 | 0 | 213.5144 | 0 | 213.5144 | 0 | 210.8378 | 0
| 185.8039 | 0 | 264.2723 | 0.0040659 | 185.8039 | 0 | 185.8039 | 0 | 326.829 | 0 | 213.7171 | 0.018951 | 207.895 | 0 | 326.829 | 0.014569 | 213.7171 | 0 | 213.7171 | 0 | 213.8608 | 0 | 213.7171 | 0 | 213.7171 | 0 | 213.7171 | 0 | 327.553 | 0.00030553 | 207.89 | -0.015073 | 213.8608 | 0 | 326.829 | 0.0099864 | 207.89 | 0.0086751 | 213.7171 | 0 | 207.89 | -0.00023318 | 213.7171 | 0 | 327.553 | 0.00026335 | 327.553 | 0 | 213.7171 | 0 | 213.8608 | 0 | 213.8608 | 0 | 213.7171 | 0 | 509.0192 | 0.0097711 | 213.7171 | 0 | 213.7171 | 0 | 507.6041 | 0.00017392 | 213.7171 | 0 | 511.5507 | 0.00035759 | 509.0192 | 0.043501 | 511.5507 | 5.5239e-05 | 804.3352 | 0.00196 | 1067.2578 | 0.00054801 | 1000.5828 | 0.013199 | 1003.6723 | 0 | 1003.0796 | 0 | 213.717 | 6.1645e-06 | 213.8608 | 0 | 213.7171 | 0 | 213.7171 | 0 | 213.7171 | 0 | 211.042 | 0
| 185.8735 | 0 | 264.4804 | 0.0032075 | 185.8735 | 0 | 185.8735 | 0 | 326.9431 | 0.0041566 | 213.9199 | -0.045773 | 208.0983 | 0 | 326.9431 | 0.0055905 | 213.9199 | 0 | 213.9199 | 0 | 214.0647 | 0 | 213.9199 | 0 | 213.9199 | 0 | 213.9199 | 0 | 327.6621 | 0.00032481 | 208.1 | -0.060813 | 214.0647 | 0 | 326.9431 | 0 | 208.1 | -0.01606 | 213.9199 | 0 | 208.1 | -0.010726 | 213.9199 | 0 | 327.6621 | 0.00032471 | 327.6621 | 0 | 213.9199 | 0 | 214.0647 | 0 | 214.0647 | 0 | 213.9199 | 0 | 509.1733 | 0.012387 | 213.9199 | 0 | 213.9199 | 0 | 507.7595 | 0.00078262 | 213.9199 | 0 | 511.7036 | 0.00022816 | 509.1733 | 0.046015 | 511.7036 | 6.1026e-05 | 804.3995 | 0.0023174 | 1067.3136 | 0.00054289 | 1000.595 | 0.013192 | 1003.7217 | 0 | 1003.1289 | 0 | 213.92 | 6.7839e-06 | 214.0647 | 0 | 213.9199 | 0 | 213.9199 | 0 | 213.9199 | 0 | 211.2461 | 0
| 185.9431 | 0 | 264.6886 | 0.0051285 | 185.9431 | 0 | 185.9431 | 0 | 327.0572 | 0 | 214.1226 | 0.103 | 208.3016 | 0 | 327.0572 | 0 | 214.1226 | 0 | 214.1226 | 0 | 214.2686 | 0 | 214.1226 | 0 | 214.1226 | 0 | 214.1226 | 0 | 327.7712 | 0.00030344 | 208.3 | -0.0098758 | 214.2686 | 0 | 327.0572 | 0.0028674 | 208.3 | -0.009264 | 214.1226 | 0 | 208.3 | -0.011076 | 214.1226 | 0 | 327.7712 | 0.00029727 | 327.7712 | 0 | 214.1226 | 0 | 214.2686 | 0 | 214.2686 | 0 | 214.1226 | 0 | 509.3275 | 0.011373 | 214.1226 | 0 | 214.1226 | 0 | 507.915 | 0 | 214.1226 | 0 | 511.8564 | 0.00033017 | 509.3275 | 0.043173 | 511.8564 | 6.1311e-05 | 804.4639 | 0.0024896 | 1067.3694 | 0.00053777 | 1000.6073 | 0.013184 | 1003.7711 | 0 | 1003.1782 | 0 | 214.123 | 5.5527e-06 | 214.2686 | 0 | 214.1226 | 0 | 214.1226 | 0 | 214.1226 | 0 | 211.4503 | 0
| 186.0127 | 0 | 264.8968 | 0.0036258 | 186.0127 | 0 | 186.0127 | 0 | 327.1713 | 0 | 214.3254 | 0.017989 | 208.505 | 0 | 327.1713 | 0.017144 | 214.3254 | 0 | 214.3254 | 0 | 214.4725 | 0 | 214.3254 | 0 | 214.3254 | 0 | 214.3254 | 0 | 327.8803 | 0.00030763 | 208.5 | -0.056654 | 214.4725 | 0 | 327.1713 | 0.021628 | 208.5 | -0.022311 | 214.3254 | 0 | 208.5 | -0.023318 | 214.3254 | 0 | 327.8803 | 0.00031594 | 327.8803 | 0 | 214.3254 | 0 | 214.4725 | 0 | 214.4725 | 0 | 214.3254 | 0 | 509.4816 | 0.012227 | 214.3254 | 0 | 214.3254 | 0 | 508.0704 | 0 | 214.3254 | 0 | 512.0092 | 0.00025339 | 509.4816 | 0.044704 | 512.0092 | 5.9916e-05 | 804.5283 | 0.0023214 | 1067.4252 | 0.00053265 | 1000.6196 | 0.013178 | 1003.8204 | 0 | 1003.2275 | 0 | 214.325 | 3.6999e-06 | 214.4725 | 0 | 214.3254 | 0 | 214.3254 | 0 | 214.3254 | 0 | 211.6545 | 0
| 186.0823 | 0 | 265.105 | 0.0043321 | 186.0823 | 0 | 186.0823 | 0 | 327.2854 | 0 | 214.5281 | 0.021567 | 208.7083 | 0 | 327.2854 | 0.0063506 | 214.5281 | 0 | 214.5282 | 0 | 214.6764 | 0 | 214.5281 | 0 | 214.5282 | 0 | 214.5282 | 0 | 327.9895 | 0.0003114 | 208.71 | 0.018192 | 214.6764 | 0 | 327.2854 | 0.0073169 | 208.71 | 0.015742 | 214.5281 | 0 | 208.71 | 0.012359 | 214.5282 | 0 | 327.9895 | 0.00029117 | 327.9895 | 0 | 214.5282 | 0 | 214.6764 | 0 | 214.6764 | 0 | 214.5282 | 0 | 509.6358 | 0.0118 | 214.5281 | 0 | 214.5281 | 0 | 508.2258 | 0.00017392 | 214.5281 | 0 | 512.1621 | 0.00032249 | 509.6358 | 0.041753 | 512.1621 | 5.3011e-05 | 804.5927 | 0.0019347 | 1067.481 | 0.00052753 | 1000.6318 | 0.013171 | 1003.8697 | 0 | 1003.2768 | 0 | 214.528 | 3.0831e-06 | 214.6764 | 0 | 214.5282 | 0 | 214.5282 | 0 | 214.5282 | 0 | 211.8587 | 0
| 186.152 | 0 | 265.3133 | 0.0022555 | 186.152 | 0 | 186.152 | 0 | 327.3995 | 0 | 214.7309 | -0.081371 | 208.9117 | 0 | 327.3995 | 0.0067085 | 214.7309 | 0 | 214.731 | 0 | 214.8804 | 0 | 214.7309 | 0 | 214.731 | 0 | 214.731 | 0 | 328.0986 | 0.00031517 | 208.91 | -0.0046779 | 214.8804 | 0 | 327.3995 | 0.017762 | 208.91 | -0.016875 | 214.7309 | 0 | 208.91 | -0.0026815 | 214.731 | 0 | 328.0986 | 0.00031747 | 328.0986 | 0 | 214.731 | 0 | 214.8804 | 0 | 214.8804 | 0 | 214.731 | 0 | 509.79 | 0.013776 | 214.7309 | 0 | 214.7309 | 0 | 508.3813 | 0.00026087 | 214.7309 | 0 | 512.3149 | 0.00022377 | 509.79 | 0.044157 | 512.3149 | 6.3007e-05 | 804.6572 | 0.0015701 | 1067.5367 | 0.00052753 | 1000.6441 | 0.013164 | 1003.9191 | 0 | 1003.3261 | 0 | 214.731 | 1.8528e-06 | 214.8804 | 0 | 214.731 | 0 | 214.731 | 0 | 214.731 | 0 | 212.063 | 0
| 186.2216 | 0 | 265.5215 | 0.005705 | 186.2216 | 0 | 186.2216 | 0 | 327.5136 | 0 | 214.9338 | 0.034655 | 209.1151 | 0 | 327.5136 | 0.003362 | 214.9338 | 0 | 214.9338 | 0 | 215.0843 | 0 | 214.9338 | 0 | 214.9338 | 0 | 214.9338 | 0 | 328.2077 | 0.0003114 | 209.12 | 0.021311 | 215.0843 | 0 | 327.5136 | 0 | 209.12 | -0.013341 | 214.9338 | 0 | 209.12 | 0.0022152 | 214.9338 | 0 | 328.2077 | 0.00029803 | 328.2077 | 0 | 214.9338 | 0 | 215.0843 | 0 | 215.0843 | 0 | 214.9338 | 0 | 509.9442 | 0.01511 | 214.9338 | 0 | 214.9338 | 0 | 508.5367 | 0 | 214.9338 | 0 | 512.4678 | 0.00034114 | 509.9442 | 0.042846 | 512.4678 | 5.1788e-05 | 804.7216 | 0.0016332 | 1067.5927 | 0.00052241 | 1000.6564 | 0.013158 | 1003.9685 | 0 | 1003.3754 | 0 | 214.934 | 3.7025e-06 | 215.0843 | 0 | 214.9338 | 0 | 214.9338 | 0 | 214.9338 | 0 | 212.2672 | 0
| 186.2913 | 0 | 265.7298 | 0.0041089 | 186.2913 | 0 | 186.2913 | 0 | 327.6277 | 0.0020491 | 215.1366 | -0.10374 | 209.3185 | 0 | 327.6277 | 0 | 215.1366 | 0 | 215.1366 | 0 | 215.2883 | 0 | 215.1366 | 0 | 215.1366 | 0 | 215.1366 | 0 | 328.3169 | 0.00031308 | 209.32 | -0.034825 | 215.2883 | 0 | 327.6277 | 0.01118 | 209.32 | 0.0056853 | 215.1366 | 0 | 209.32 | -0.0079281 | 215.1366 | 0 | 328.3169 | 0.00033195 | 328.3169 | 0 | 215.1366 | 0 | 215.2883 | 0 | 215.2883 | 0 | 215.1366 | 0 | 510.0984 | 0.01447 | 215.1366 | 0 | 215.1366 | 0 | 508.6922 | 0 | 215.1366 | 0 | 512.6207 | 0.0003181 | 510.0984 | 0.046452 | 512.6207 | 5.3928e-05 | 804.7859 | 0.0020893 | 1067.6484 | 0.00051728 | 1000.6686 | 0.013153 | 1004.0179 | 0 | 1003.4247 | 0 | 215.137 | 4.9378e-06 | 215.2883 | 0 | 215.1366 | 0 | 215.1366 | 0 | 215.1366 | 0 | 212.4715 | 0
| 186.3609 | 0 | 265.9381 | 0.0088889 | 186.3609 | 0 | 186.3609 | 0 | 327.7418 | 0.0031665 | 215.3395 | 0.00032082 | 209.522 | 0 | 327.7418 | 0.010833 | 215.3395 | 0 | 215.3395 | 0 | 215.4923 | 0 | 215.3395 | 0 | 215.3395 | 0 | 215.3395 | 0 | 328.426 | 0.00033068 | 209.52 | -0.02235 | 215.4923 | 0 | 327.7418 | 0.014419 | 209.52 | -0.003828 | 215.3395 | 0 | 209.52 | 0.02425 | 215.3395 | 0 | 328.426 | 0.00036358 | 328.426 | 0 | 215.3395 | 0 | 215.4923 | 0 | 215.4923 | 0 | 215.3395 | 0 | 510.2526 | 0.012654 | 215.3395 | 0 | 215.3395 | 0 | 508.8476 | 0.00017392 | 215.3395 | 0 | 512.7736 | 0.00025119 | 510.2526 | 0.044704 | 512.7736 | 4.6459e-05 | 804.8504 | 0.0023647 | 1067.7042 | 0.00051728 | 1000.6808 | 0.013147 | 1004.0673 | 0 | 1003.4741 | 0 | 215.339 | 5.5546e-06 | 215.4923 | 0 | 215.3395 | 0 | 215.3395 | 0 | 215.3395 | 0 | 212.6758 | 0
| 186.4306 | 0 | 266.1464 | 0.0057604 | 186.4306 | 0 | 186.4306 | 0 | 327.8558 | 0.020723 | 215.5423 | -0.020868 | 209.7254 | 0 | 327.8558 | 0.014163 | 215.5423 | 0 | 215.5423 | 0 | 215.6963 | 0 | 215.5423 | 0 | 215.5423 | 0 | 215.5423 | 0 | 328.5352 | 0.00034912 | 209.73 | -0.0036384 | 215.6963 | 0 | 327.8558 | 0.018075 | 209.73 | -0.030194 | 215.5423 | 0 | 209.73 | -0.00058295 | 215.5423 | 0 | 328.5352 | 0.00039064 | 328.5352 | 0 | 215.5423 | 0 | 215.6963 | 0 | 215.6963 | 0 | 215.5423 | 0 | 510.4068 | 0.012601 | 215.5423 | 0 | 215.5423 | 0 | 509.0031 | 0.00026087 | 215.5423 | 0 | 512.9265 | 0.00042999 | 510.4068 | 0.047327 | 512.9265 | 5.3415e-05 | 804.9149 | 0.0025011 | 1067.7601 | 0.00051216 | 1000.6931 | 0.013142 | 1004.1166 | 0 | 1003.5234 | 0 | 215.542 | 5.5546e-06 | 215.6963 | 0 | 215.5423 | 0 | 215.5423 | 0 | 215.5423 | 0 | 212.88 | 0
| 186.5002 | 0 | 266.3547 | 0.0095175 | 186.5002 | 0 | 186.5002 | 0 | 327.9699 | 0 | 215.7452 | 0.0037013 | 209.9289 | 0 | 327.9699 | 0 | 215.7452 | 0 | 215.7452 | 0 | 215.9003 | 0 | 215.7452 | 0 | 215.7452 | 0 | 215.7452 | 0 | 328.6443 | 0.00034619 | 209.93 | 0.029627 | 215.9003 | 0 | 327.9699 | 0.0076135 | 209.93 | -0.00083807 | 215.7452 | 0 | 209.93 | -0.023318 | 215.7452 | 0 | 328.6443 | 0.00036892 | 328.6443 | 0 | 215.7452 | 0 | 215.9003 | 0 | 215.9003 | 0 | 215.7452 | 0 | 510.5611 | 0 | 215.7452 | 0 | 215.7452 | 0 | 509.1586 | 0.00017392 | 215.7452 | 0 | 513.0794 | 0.00012834 | 510.5611 | 0.044813 | 513.0794 | 4.6624e-05 | 804.9794 | 0.0020042 | 1067.8159 | 0.00051216 | 1000.7054 | 0.013137 | 1004.1661 | 0 | 1003.5728 | 0 | 215.745 | 6.1645e-06 | 215.9003 | 0 | 215.7452 | 0 | 215.7452 | 0 | 215.7452 | 0 | 213.0844 | 0
| 186.5699 | 0 | 266.563 | 0.0084283 | 186.5699 | 0 | 186.5699 | 0 | 328.084 | 0 | 215.9481 | -0.039862 | 210.1324 | 0 | 328.084 | 0.0078267 | 215.9481 | 0 | 215.9481 | 0 | 216.1043 | 0 | 215.9481 | 0 | 215.9481 | 0 | 215.9481 | 0 | 328.7535 | 0.00034451 | 210.13 | 0.0098758 | 216.1043 | 0 | 328.084 | 0.013269 | 210.13 | 0.0018799 | 215.9481 | 0 | 210.13 | 0.0053631 | 215.9481 | 0 | 328.7535 | 0.00035329 | 328.7535 | 0 | 215.9481 | 0 | 216.1043 | 0 | 216.1043 | 0 | 215.9481 | 0 | 510.7153 | 0.0072082 | 215.9481 | 0 | 215.9481 | 0 | 509.3141 | 0.00078262 | 215.9481 | 0 | 513.2323 | 0.00046619 | 510.7153 | 0.047764 | 513.2323 | 5.495e-05 | 805.0438 | 0.0024921 | 1067.8718 | 0.00050704 | 1000.7177 | 0.013132 | 1004.2155 | 0 | 1003.6221 | 0 | 215.948 | 5.5477e-06 | 216.1043 | 0 | 215.9481 | 0 | 215.9481 | 0 | 215.9481 | 0 | 213.2887 | 0
| 186.6396 | 0 | 266.7714 | 0.011529 | 186.6396 | 0 | 186.6396 | 0 | 328.1981 | 0 | 216.1511 | 0.0063641 | 210.3359 | 0 | 328.1981 | 0.015316 | 216.1511 | 0 | 216.1511 | 0 | 216.3084 | 0 | 216.1511 | 0 | 216.1511 | 0 | 216.1511 | 0 | 328.8627 | 0.00036002 | 210.34 | -0.0036384 | 216.3084 | 0 | 328.1981 | 0.016195 | 210.34 | -0.014156 | 216.1511 | 0 | 210.34 | 0.0067623 | 216.1511 | 0 | 328.8627 | 0.00034148 | 328.8627 | 0 | 216.1511 | 0 | 216.3084 | 0 | 216.3084 | 0 | 216.1511 | 0 | 510.8695 | 0.011053 | 216.1511 | 0 | 216.1511 | 0 | 509.4696 | 0 | 216.1511 | 0 | 513.3852 | 0.00018099 | 510.8695 | 0.045359 | 513.3852 | 4.5936e-05 | 805.1083 | 0.0021894 | 1067.9276 | 0.00050704 | 1000.7299 | 0.013127 | 1004.2649 | 0 | 1003.6715 | 0 | 216.151 | 1.2353e-06 | 216.3084 | 0 | 216.1511 | 0 | 216.1511 | 0 | 216.1511 | 0 | 213.493 | 0
| 186.7092 | 0 | 266.9798 | 0.01181 | 186.7092 | 0 | 186.7092 | 0 | 328.3121 | 0 | 216.354 | 0.0064021 | 210.5395 | 0 | 328.3121 | 0.011554 | 216.354 | 0 | 216.354 | 0 | 216.5125 | 0 | 216.354 | 0 | 216.354 | 0 | 216.354 | 0 | 328.9719 | 0.00037636 | 210.54 | -0.070168 | 216.5125 | 0 | 328.3121 | 0 | 210.54 | -0.026932 | 216.354 | 0 | 210.54 | -0.023318 | 216.354 | 0 | 328.9719 | 0.00037349 | 328.9719 | 0 | 216.354 | 0 | 216.5125 | 0 | 216.5125 | 0 | 216.354 | 0 | 511.0238 | 0.010145 | 216.354 | 0 | 216.354 | 0 | 509.6251 | 0.0013044 | 216.354 | 0 | 513.5382 | 0.00038502 | 511.0238 | 0.048857 | 513.5382 | 4.6729e-05 | 805.1729 | 0.0020313 | 1067.9835 | 0.00050704 | 1000.7422 | 0.013123 | 1004.3143 | 0 | 1003.7208 | 0 | 216.354 | 4.3167e-06 | 216.5125 | 0 | 216.354 | 0 | 216.354 | 0 | 216.354 | 0 | 213.6974 | 0
| 186.7789 | 0 | 267.1882 | 0.016302 | 186.7789 | 0 | 186.7789 | 0 | 328.4262 | 0.0028146 | 216.557 | 0.016466 | 210.743 | 0 | 328.4262 | 0 | 216.557 | 0 | 216.557 | 0 | 216.7166 | 0 | 216.557 | 0 | 216.557 | 0 | 216.557 | 0 | 329.0811 | 0.00037385 | 210.74 | 0.031706 | 216.7166 | 0 | 328.4262 | 0.014732 | 210.74 | 0.01683 | 216.557 | 0 | 210.74 | 0.016555 | 216.557 | 0 | 329.0811 | 0.00035405 | 329.0811 | 0 | 216.557 | 0 | 216.7166 | 0 | 216.7166 | 0 | 216.557 | 0 | 511.1781 | 0.012601 | 216.557 | 0 | 216.557 | 0 | 509.7806 | 0.00017392 | 216.557 | 0 | 513.6911 | 0.00025887 | 511.1781 | 0.045906 | 513.6911 | 4.2655e-05 | 805.2374 | 0.0022834 | 1068.0393 | 0.00050704 | 1000.7545 | 0.013119 | 1004.3637 | 0 | 1003.7701 | 0 | 216.557 | 5.5441e-06 | 216.7166 | 0 | 216.557 | 0 | 216.557 | 0 | 216.557 | 0 | 213.9018 | 0
| 186.8486 | 0 | 267.3966 | 0.015514 | 186.8486 | 0 | 186.8486 | 0 | 328.5403 | 0 | 216.76 | -0.05907 | 210.9466 | 0 | 328.5403 | 0 | 216.76 | 0 | 216.76 | 0 | 216.9207 | 0 | 216.76 | 0 | 216.76 | 0 | 216.76 | 0 | 329.1903 | 0.00032565 | 210.95 | -0.087841 | 216.9207 | 0 | 328.5403 | 0.009737 | 210.95 | -0.015244 | 216.76 | 0 | 210.95 | -0.011426 | 216.76 | 0 | 329.1903 | 0.00032585 | 329.1903 | 0 | 216.76 | 0 | 216.9207 | 0 | 216.9207 | 0 | 216.76 | 0 | 511.3323 | 0.0095041 | 216.76 | 0 | 216.76 | 0 | 509.9361 | 0 | 216.76 | 0 | 513.8441 | 0.00034224 | 511.3323 | 0.047873 | 513.8441 | 4.3872e-05 | 805.3019 | 0.001946 | 1068.0952 | 0.00050192 | 1000.7667 | 0.013116 | 1004.4131 | 0 | 1003.8195 | 0 | 216.76 | 3.0814e-06 | 216.9207 | 0 | 216.76 | 0 | 216.76 | 0 | 216.76 | 0 | 214.1062 | 0
| 186.9183 | 0 | 267.605 | 0.020242 | 186.9183 | 0 | 186.9183 | 0 | 328.6543 | 0.011258 | 216.963 | 0.023717 | 211.1502 | 0 | 328.6543 | 0 | 216.963 | 0 | 216.963 | 0 | 217.1248 | 0 | 216.963 | 0 | 216.963 | 0 | 216.963 | 0 | 329.2995 | 0.00030134 | 211.15 | -0.046258 | 217.1248 | 0 | 328.6543 | 0.016508 | 211.15 | 0.0010646 | 216.963 | 0 | 211.15 | 0.018305 | 216.963 | 0 | 329.2995 | 0.00029536 | 329.2995 | 0 | 216.963 | 0 | 217.1248 | 0 | 217.1248 | 0 | 216.963 | 0 | 511.4866 | 0.0086498 | 216.963 | 0 | 216.963 | 0 | 510.0916 | 0.00069566 | 216.963 | 0 | 513.9971 | 0.000283 | 511.4866 | 0.044048 | 513.9971 | 3.9467e-05 | 805.3665 | 0.0026759 | 1068.1511 | 0.00050192 | 1000.779 | 0.013112 | 1004.4625 | 0 | 1003.8688 | 0 | 216.963 | 4.3193e-06 | 217.1248 | 0 | 216.963 | 0 | 216.963 | 0 | 216.963 | 0 | 214.3106 | 0
| 186.988 | 0 | 267.8134 | 0.021645 | 186.988 | 0 | 186.988 | 0 | 328.7684 | 0 | 217.166 | 0.0025178 | 211.3538 | 0 | 328.7684 | 0.021923 | 217.166 | 0 | 217.166 | 0 | 217.3289 | 0 | 217.166 | 0 | 217.166 | 0 | 217.166 | 0 | 329.4087 | 0.00030637 | 211.35 | -0.034825 | 217.3289 | 0 | 328.7684 | 0.015045 | 211.35 | -0.006546 | 217.166 | 0 | 211.35 | 0.0036143 | 217.166 | 0 | 329.4087 | 0.00031937 | 329.4087 | 0 | 217.166 | 0 | 217.3289 | 0 | 217.3289 | 0 | 217.166 | 0 | 511.6409 | 0.0035678 | 217.166 | 0 | 217.166 | 0 | 510.2471 | 0.00078262 | 217.166 | 0 | 514.1501 | 0.00031591 | 511.6409 | 0.046234 | 514.1501 | 4.3711e-05 | 805.431 | 0.0024011 | 1068.207 | 0.00050192 | 1000.7913 | 0.013109 | 1004.512 | 0 | 1003.9182 | 0 | 217.166 | 1.2286e-06 | 217.3289 | 0 | 217.166 | 0 | 217.166 | 0 | 217.166 | 0 | 214.515 | 0
| 187.0577 | 0 | 268.0219 | 0.026062 | 187.0577 | 0 | 187.0577 | 0 | 328.8824 | 0 | 217.369 | 0.070261 | 211.5574 | 0 | 328.8824 | 0.0011206 | 217.369 | 0 | 217.369 | 0 | 217.5331 | 0 | 217.369 | 0 | 217.369 | 0 | 217.369 | 0 | 329.5179 | 0.00030847 | 211.56 | 0.045222 | 217.5331 | 0 | 328.8824 | 0.0058338 | 211.56 | -0.0068178 | 217.369 | 0 | 211.56 | -0.00058295 | 217.369 | 0 | 329.5179 | 0.00034681 | 329.5179 | 0 | 217.369 | 0 | 217.5331 | 0 | 217.5331 | 0 | 217.369 | 0 | 511.7952 | 0.010305 | 217.369 | 0 | 217.369 | 0 | 510.4027 | 0 | 217.369 | 0 | 514.303 | 0.00026216 | 511.7952 | 0.044376 | 514.303 | 3.9373e-05 | 805.4955 | 0.0016469 | 1068.2628 | 0.00050192 | 1000.8035 | 0.013106 | 1004.5614 | 0 | 1003.9676 | 0 | 217.369 | 5.5594e-06 | 217.5331 | 0 | 217.369 | 0 | 217.369 | 0 | 217.369 | 0 | 214.7194 | 0
| 187.1274 | 0 | 268.2304 | 0.027947 | 187.1274 | 0 | 187.1274 | 0 | 328.9965 | 0.018207 | 217.5721 | -0.06914 | 211.761 | 0 | 328.9965 | 0.010063 | 217.5721 | 0 | 217.5721 | 0 | 217.7372 | 0 | 217.5721 | 0 | 217.5721 | 0 | 217.5721 | 0 | 329.6271 | 0.00032188 | 211.76 | -0.077446 | 217.7372 | 0 | 328.9965 | 0.015359 | 211.76 | -0.019321 | 217.5721 | 0 | 211.76 | -0.0054798 | 217.5721 | 0 | 329.6271 | 0.00036892 | 329.6271 | 0 | 217.5721 | 0 | 217.7372 | 0 | 217.7372 | 0 | 217.5721 | 0 | 511.9495 | 0 | 217.5721 | 0 | 217.5721 | 0 | 510.5582 | 0 | 217.5721 | 0 | 514.4561 | 0.00034004 | 511.9495 | 0.046234 | 514.4561 | 4.8663e-05 | 805.5601 | 0.0022054 | 1068.3187 | 0.00050192 | 1000.8158 | 0.013104 | 1004.6108 | 0 | 1004.017 | 0 | 217.572 | 1.8528e-06 | 217.7372 | 0 | 217.5721 | 0 | 217.5721 | 0 | 217.5721 | 0 | 214.9239 | 0
| 187.1971 | 0 | 268.4389 | 0.035569 | 187.1971 | 0 | 187.1971 | 0 | 329.1105 | 0 | 217.7752 | 0.076281 | 211.9647 | 0 | 329.1105 | 0 | 217.7752 | 0 | 217.7752 | 0 | 217.9414 | 0 | 217.7752 | 0 | 217.7752 | 0 | 217.7752 | 0 | 329.7363 | 0.00029589 | 211.96 | -0.018192 | 217.9414 | 0 | 329.1105 | 0.018284 | 211.96 | 0.0059571 | 217.7752 | 0 | 211.96 | 0.0088609 | 217.7752 | 0 | 329.7363 | 0.00033805 | 329.7363 | 0 | 217.7752 | 0 | 217.9414 | 0 | 217.9414 | 0 | 217.7752 | 0 | 512.1038 | 0.0084362 | 217.7752 | 0 | 217.7752 | 0 | 510.7138 | 0.00069566 | 217.7752 | 0 | 514.6091 | 0.00027203 | 512.1038 | 0.043611 | 514.6091 | 4.3307e-05 | 805.6247 | 0.0020675 | 1068.3746 | 0.00050192 | 1000.8281 | 0.013101 | 1004.6603 | 0 | 1004.0664 | 0 | 217.775 | 3.8624e-09 | 217.9414 | 0 | 217.7752 | 0 | 217.7752 | 0 | 217.7752 | 0 | 215.1284 | 0
| 187.2668 | 0 | 268.6474 | 0.034702 | 187.2668 | 0 | 187.2668 | 0 | 329.2246 | 0.0062641 | 217.9783 | -0.071627 | 212.1684 | 0 | 329.2246 | 0.0037271 | 217.9783 | 0 | 217.9783 | 0 | 218.1456 | 0 | 217.9783 | 0 | 217.9783 | 0 | 217.9783 | 0 | 329.8455 | 0.00033277 | 212.17 | -0.078486 | 218.1456 | 0 | 329.2246 | 0.018389 | 212.17 | -0.013885 | 217.9783 | 0 | 212.17 | -0.017023 | 217.9783 | 0 | 329.8455 | 0.00033385 | 329.8455 | 0 | 217.9783 | 0 | 218.1456 | 0 | 218.1456 | 0 | 217.9783 | 0 | 512.2582 | 0.0090236 | 217.9783 | 0 | 217.9783 | 0 | 510.8693 | 0.00026087 | 217.9783 | 0 | 514.7621 | 0.00034662 | 512.2582 | 0.045578 | 514.7621 | 4.5886e-05 | 805.6893 | 0.002476 | 1068.4305 | 0.00050192 | 1000.8403 | 0.013099 | 1004.7097 | 0 | 1004.1158 | 0 | 217.978 | 2.4637e-06 | 218.1456 | 0 | 217.9783 | 0 | 217.9783 | 0 | 217.9783 | 0 | 215.3328 | 0
| 187.3365 | 0 | 268.8559 | 0.043966 | 187.3365 | 0 | 187.3365 | 0 | 329.3386 | 0 | 218.1814 | 0.016362 | 212.3721 | 0 | 329.3386 | 0 | 218.1814 | 0 | 218.1814 | 0 | 218.3499 | 0 | 218.1814 | 0 | 218.1814 | 0 | 218.1814 | 0 | 329.9548 | 0.00027619 | 212.37 | -0.053536 | 218.3499 | 0 | 329.3386 | 0 | 212.37 | 0.0062289 | 218.1814 | 0 | 212.37 | 0.015856 | 218.1814 | 0 | 329.9548 | 0.00030337 | 329.9548 | 0 | 218.1814 | 0 | 218.3499 | 0 | 218.3499 | 0 | 218.1814 | 0 | 512.4125 | 0.015698 | 218.1814 | 0 | 218.1814 | 0 | 511.0249 | 0.00017392 | 218.1814 | 0 | 514.9151 | 0.00029288 | 512.4125 | 0.043939 | 514.9151 | 4.0705e-05 | 805.7539 | 0.0020454 | 1068.4865 | 0.00050192 | 1000.8526 | 0.013097 | 1004.7592 | 0 | 1004.1652 | 0 | 218.181 | 7.4024e-06 | 218.3499 | 0 | 218.1814 | 0 | 218.1814 | 0 | 218.1814 | 0 | 215.5373 | 0
| 187.4062 | 0 | 269.0645 | 0.046877 | 187.4062 | 0 | 187.4063 | 0 | 329.4526 | 0 | 218.3845 | -0.093625 | 212.5758 | 0 | 329.4526 | 0 | 218.3845 | 0 | 218.3845 | 0 | 218.5541 | 0 | 218.3845 | 0 | 218.3845 | 0 | 218.3845 | 0 | 330.064 | 0.000285 | 212.58 | 0.0025989 | 218.5541 | 0 | 329.4526 | 0.016508 | 212.58 | -0.0016535 | 218.3845 | 0 | 212.58 | -0.012825 | 218.3845 | 0 | 330.064 | 0.00031404 | 330.064 | 0 | 218.3845 | 0 | 218.5541 | 0 | 218.5541 | 0 | 218.3845 | 0 | 512.5669 | 0.011053 | 218.3845 | 0 | 218.3845 | 0 | 511.1805 | 0.00026087 | 218.3845 | 0 | 515.0682 | 0.00037076 | 512.5669 | 0.046452 | 515.0682 | 6.097e-05 | 805.8186 | 0.0013824 | 1068.5424 | 0.00050192 | 1000.8649 | 0.013095 | 1004.8087 | 0 | 1004.2145 | 0 | 218.385 | 4.3182e-06 | 218.5541 | 0 | 218.3845 | 0 | 218.3845 | 0 | 218.3845 | 0 | 215.7419 | 0
| 187.476 | 0 | 269.273 | 0.057567 | 187.476 | 0 | 187.476 | 0 | 329.5667 | 0.016536 | 218.5877 | 0.017947 | 212.7795 | 0 | 329.5667 | 0 | 218.5877 | 0 | 218.5877 | 0 | 218.7584 | 0 | 218.5877 | 0 | 218.5877 | 0 | 218.5877 | 0 | 330.1733 | 0.00026236 | 212.78 | -0.038983 | 218.7584 | 0 | 329.5667 | 0.026016 | 212.78 | 0.0048699 | 218.5877 | 0 | 212.78 | 0.0032645 | 218.5877 | 0 | 330.1733 | 0.00029803 | 330.1733 | 0 | 218.5877 | 0 | 218.7584 | 0 | 218.7584 | 0 | 218.5877 | 0 | 512.7212 | 0.016072 | 218.5877 | 0 | 218.5877 | 0 | 511.3361 | 0 | 218.5877 | 0 | 515.2212 | 0.00025668 | 512.7212 | 0.044704 | 515.2212 | 5.5861e-05 | 805.8831 | 0.0013706 | 1068.5984 | 0.00050192 | 1000.8771 | 0.013094 | 1004.8581 | 0 | 1004.264 | 0 | 218.588 | 1.2257e-06 | 218.7584 | 0 | 218.5877 | 0 | 218.5877 | 0 | 218.5877 | 0 | 215.9464 | 0
| 187.5457 | 0 | 269.4816 | 0.064924 | 187.5457 | 0 | 187.5457 | 0 | 329.6807 | 0.0066155 | 218.7908 | -0.040117 | 212.9832 | 0 | 329.6807 | 0.0078267 | 218.7908 | 0 | 218.7908 | 0 | 218.9626 | 0 | 218.7908 | 0 | 218.7908 | 0 | 218.7908 | 0 | 330.2825 | 0.00028122 | 212.98 | -0.073286 | 218.9626 | 0 | 329.6807 | 0.0011368 | 212.98 | -0.00056627 | 218.7908 | 0 | 212.98 | -0.010726 | 218.7908 | 0 | 330.2825 | 0.00032814 | 330.2825 | 0 | 218.7908 | 0 | 218.9626 | 0 | 218.9626 | 0 | 218.7908 | 0 | 512.8756 | 0.013882 | 218.7908 | 0 | 218.7908 | 0 | 511.4917 | 0.00026087 | 218.7908 | 0 | 515.3743 | 0.00036966 | 512.8756 | 0.046671 | 515.3743 | 6.8505e-05 | 805.9478 | 0.00098551 | 1068.6543 | 0.00050192 | 1000.8894 | 0.013092 | 1004.9076 | 0 | 1004.3134 | 0 | 218.791 | 9.2476e-06 | 218.9626 | 0 | 218.7908 | 0 | 218.7908 | 0 | 218.7908 | 0 | 216.151 | 0
| 187.6155 | 0 | 269.6902 | 0.076761 | 187.6155 | 0 | 187.6155 | 0 | 329.7947 | 0 | 218.994 | 0.021404 | 213.187 | 0 | 329.7947 | 0 | 218.994 | 0 | 218.994 | 0 | 219.1669 | 0 | 218.994 | 0 | 218.994 | 0 | 218.994 | 0 | 330.3918 | 0.00026823 | 213.19 | -0.019232 | 219.1669 | 0 | 329.7947 | 0.010553 | 213.19 | -0.0027408 | 218.994 | 0 | 213.19 | -0.00513 | 218.994 | 0 | 330.3918 | 0.00031747 | 330.3918 | 0 | 218.994 | 0 | 219.1669 | 0 | 219.1669 | 0 | 218.994 | 0 | 513.0299 | 0.020824 | 218.994 | 0 | 218.994 | 0 | 511.6473 | 0 | 218.994 | 0 | 515.5274 | 0.00026216 | 513.0299 | 0.04372 | 515.5274 | 6.0381e-05 | 806.0124 | 0.0011488 | 1068.7102 | 0.00050192 | 1000.9017 | 0.013091 | 1004.957 | 0 | 1004.3628 | 0 | 218.994 | 3.0804e-06 | 219.1669 | 0 | 218.994 | 0 | 218.994 | 0 | 218.994 | 0 | 216.3555 | 0
| 187.6852 | 0 | 269.8988 | 0.080987 | 187.6852 | 0 | 187.6852 | 0 | 329.9087 | 0.011533 | 219.1972 | -0.13009 | 213.3908 | 0 | 329.9087 | 0.016399 | 219.1972 | 0 | 219.1972 | 0 | 219.3712 | 0 | 219.1972 | 0 | 219.1972 | 0 | 219.1972 | 0 | 330.5011 | 0.00029589 | 213.39 | -0.034825 | 219.3712 | 0 | 329.9087 | 0.011807 | 213.39 | -0.015787 | 219.1972 | 0 | 213.39 | -0.013175 | 219.1972 | 0 | 330.5011 | 0.00032395 | 330.5011 | 0 | 219.1972 | 0 | 219.3712 | 0 | 219.3712 | 0 | 219.1972 | 0 | 513.1843 | 0.0066742 | 219.1972 | 0 | 219.1972 | 0 | 511.8029 | 0 | 219.1972 | 0 | 515.6805 | 0.00036746 | 513.1843 | 0.046343 | 515.6805 | 7.3903e-05 | 806.0771 | 0.0018361 | 1068.7661 | 0.00050704 | 1000.9139 | 0.01309 | 1005.0065 | 0 | 1004.4122 | 0 | 219.197 | 6.2162e-07 | 219.3712 | 0 | 219.1972 | 0 | 219.1972 | 0 | 219.1972 | 0 | 216.5601 | 0
| 187.755 | 0 | 270.1074 | 0.096643 | 187.755 | 0 | 187.755 | 0 | 330.0227 | 0 | 219.4004 | 0.063704 | 213.5946 | 0 | 330.0227 | 0 | 219.4004 | 0 | 219.4005 | 0 | 219.5756 | 0 | 219.4004 | 0 | 219.4005 | 0 | 219.4005 | 0 | 330.6103 | 0.00030763 | 213.59 | 0.044181 | 219.5756 | 0 | 330.0227 | 0.012015 | 213.59 | -0.0070897 | 219.4004 | 0 | 213.59 | -0.0030314 | 219.4005 | 0 | 330.6103 | 0.00029079 | 330.6103 | 0 | 219.4005 | 0 | 219.5756 | 0 | 219.5756 | 0 | 219.4005 | 0 | 513.3387 | 0.011426 | 219.4004 | 0 | 219.4004 | 0 | 511.9585 | 0 | 219.4004 | 0 | 515.8336 | 0.00032688 | 513.3387 | 0.043611 | 515.8336 | 5.4701e-05 | 806.1417 | 0.0022018 | 1068.8221 | 0.00050704 | 1000.9262 | 0.013089 | 1005.056 | 0 | 1004.4616 | 0 | 219.4 | 1.8605e-06 | 219.5756 | 0 | 219.4005 | 0 | 219.4005 | 0 | 219.4005 | 0 | 216.7647 | 0
| 187.8247 | 0 | 270.3161 | 0.10652 | 187.8247 | 0 | 187.8247 | 0 | 330.1368 | 0 | 219.6037 | -0.061559 | 213.7984 | 0 | 330.1368 | 0.018635 | 219.6037 | 0 | 219.6037 | 0 | 219.7799 | 0 | 219.6037 | 0 | 219.6037 | 0 | 219.6037 | 0 | 330.7196 | 0.00036295 | 213.8 | -0.026508 | 219.7799 | 0 | 330.1368 | 0.014523 | 213.8 | -0.026659 | 219.6037 | 0 | 213.8 | -0.0054798 | 219.6037 | 0 | 330.7196 | 0.00029651 | 330.7196 | 0 | 219.6037 | 0 | 219.7799 | 0 | 219.7799 | 0 | 219.6037 | 0 | 513.4931 | 0.011159 | 219.6037 | 0 | 219.6037 | 0 | 512.1141 | 0.00026087 | 219.6037 | 0 | 515.9867 | 0.00025668 | 513.4931 | 0.04678 | 515.9867 | 5.2492e-05 | 806.2064 | 0.0021254 | 1068.8781 | 0.00050704 | 1000.9385 | 0.013088 | 1005.1055 | 0 | 1004.511 | 0 | 219.604 | 6.1635e-06 | 219.7799 | 0 | 219.6037 | 0 | 219.6037 | 0 | 219.6037 | 0 | 216.9693 | 0
| 187.8945 | 0 | 270.5247 | 0.12555 | 187.8945 | 0 | 187.8945 | 0 | 330.2508 | 0.0017592 | 219.807 | 0.0093665 | 214.0023 | 0 | 330.2508 | 0.015316 | 219.807 | 0 | 219.807 | 0 | 219.9843 | 0 | 219.807 | 0 | 219.807 | 0 | 219.807 | 0 | 330.8289 | 0.00038223 | 214 | -0.027548 | 219.9843 | 0 | 330.2508 | 0 | 214 | -0.0070897 | 219.807 | 0 | 214 | -0.013175 | 219.807 | 0 | 330.8289 | 0.00029193 | 330.8289 | 0 | 219.807 | 0 | 219.9843 | 0 | 219.9843 | 0 | 219.807 | 0 | 513.6475 | 0.0092906 | 219.807 | 0 | 219.807 | 0 | 512.2697 | 0.0012174 | 219.807 | 0 | 516.1398 | 0.00036527 | 513.6475 | 0.043283 | 516.1398 | 4.2975e-05 | 806.2712 | 0.0024726 | 1068.934 | 0.00050704 | 1000.9507 | 0.013088 | 1005.155 | 0 | 1004.5605 | 0 | 219.807 | 7.4024e-06 | 219.9843 | 0 | 219.807 | 0 | 219.807 | 0 | 219.807 | 0 | 217.174 | 0
| 187.9642 | 0 | 270.7334 | 0.1381 | 187.9642 | 0 | 187.9642 | 0 | 330.3648 | 0 | 220.0102 | 0.002563 | 214.2061 | 0 | 330.3648 | 0.006336 | 220.0102 | 0 | 220.0102 | 0 | 220.1886 | 0 | 220.0102 | 0 | 220.0102 | 0 | 220.0102 | 0 | 330.9382 | 0.00042247 | 214.21 | 0.011954 | 220.1886 | 0 | 330.3648 | 0.0073644 | 214.21 | -0.021767 | 220.0102 | 0 | 214.21 | -0.015274 | 220.0102 | 0 | 330.9382 | 0.00033347 | 330.9382 | 0 | 220.0102 | 0 | 220.1886 | 0 | 220.1886 | 0 | 220.0102 | 0 | 513.802 | 0.01148 | 220.0102 | 0 | 220.0102 | 0 | 512.4254 | 0.00026087 | 220.0102 | 0 | 516.2929 | 0.0002139 | 513.802 | 0.045797 | 516.2929 | 5.1705e-05 | 806.3358 | 0.0023541 | 1068.99 | 0.00051216 | 1000.963 | 0.013087 | 1005.2045 | 0 | 1004.6099 | 0 | 220.01 | 8.0209e-06 | 220.1886 | 0 | 220.0102 | 0 | 220.0102 | 0 | 220.0102 | 0 | 217.3786 | 0
| 188.034 | 0 | 270.9421 | 0.16363 | 188.034 | 0 | 188.034 | 0 | 330.4788 | 0.017943 | 220.2135 | 0.013553 | 214.41 | 0 | 330.4788 | 0.002615 | 220.2135 | 0 | 220.2135 | 0 | 220.393 | 0 | 220.2135 | 0 | 220.2135 | 0 | 220.2135 | 0 | 331.0475 | 0.00039229 | 214.41 | -0.018192 | 220.393 | 0 | 330.4788 | 0.0022741 | 214.41 | 0.028518 | 220.2135 | 0 | 214.41 | -0.010377 | 220.2135 | 0 | 331.0475 | 0.00032585 | 331.0475 | 0 | 220.2135 | 0 | 220.393 | 0 | 220.393 | 0 | 220.2135 | 0 | 513.9564 | 0.011373 | 220.2135 | 0 | 220.2135 | 0 | 512.581 | 0.00017392 | 220.2135 | 0 | 516.4461 | 0.00037953 | 513.9564 | 0.043392 | 516.4461 | 4.2073e-05 | 806.4006 | 0.0020087 | 1069.0459 | 0.00051216 | 1000.9753 | 0.013087 | 1005.254 | 0 | 1004.6594 | 0 | 220.214 | 4.9301e-06 | 220.393 | 0 | 220.2135 | 0 | 220.2135 | 0 | 220.2135 | 0 | 217.5833 | 0
| 188.1038 | 0 | 271.1508 | 0.18135 | 188.1038 | 0 | 188.1038 | 0 | 330.5928 | 0 | 220.4168 | -0.069181 | 214.6139 | 0 | 330.5928 | 0.0059633 | 220.4168 | 0 | 220.4169 | 0 | 220.5974 | 0 | 220.4168 | 0 | 220.4169 | 0 | 220.4169 | 0 | 331.1568 | 0.00037301 | 214.61 | -0.019232 | 220.5974 | 0 | 330.5928 | 0.0023231 | 214.61 | -0.024757 | 220.4168 | 0 | 214.61 | 0.0099102 | 220.4169 | 0 | 331.1568 | 0.00032928 | 331.1568 | 0 | 220.4169 | 0 | 220.5974 | 0 | 220.5974 | 0 | 220.4169 | 0 | 514.1108 | 0.011159 | 220.4168 | 0 | 220.4168 | 0 | 512.7367 | 0.00026087 | 220.4168 | 0 | 516.5992 | 0.00026216 | 514.1108 | 0.046015 | 516.5992 | 5.2694e-05 | 806.4652 | 0.0016398 | 1069.1019 | 0.00051728 | 1000.9875 | 0.013086 | 1005.3035 | 0 | 1004.7088 | 0 | 220.417 | 6.1662e-06 | 220.5974 | 0 | 220.4169 | 0 | 220.4169 | 0 | 220.4169 | 0 | 217.788 | 0
| 188.1736 | 0 | 271.3596 | 0.21055 | 188.1736 | 0 | 188.1736 | 0 | 330.7068 | 0.015129 | 220.6202 | 0.04376 | 214.8178 | 0 | 330.7068 | 0 | 220.6202 | 0 | 220.6202 | 0 | 220.8019 | 0 | 220.6202 | 0 | 220.6202 | 0 | 220.6202 | 0 | 331.2661 | 0.00033864 | 214.82 | 0.040022 | 220.8019 | 0 | 330.7068 | 0.013792 | 214.82 | 0.0032391 | 220.6202 | 0 | 214.82 | -0.015623 | 220.6202 | 0 | 331.2661 | 0.00029612 | 331.2661 | 0 | 220.6202 | 0 | 220.8019 | 0 | 220.8019 | 0 | 220.6202 | 0 | 514.2653 | 0.011426 | 220.6202 | 0 | 220.6202 | 0 | 512.8923 | 0.00017392 | 220.6202 | 0 | 516.7524 | 0.00029726 | 514.2653 | 0.044048 | 516.7524 | 5.3605e-05 | 806.5299 | 0.0025737 | 1069.1578 | 0.00051728 | 1000.9998 | 0.013086 | 1005.353 | 0 | 1004.7583 | 0 | 220.62 | 4.9292e-06 | 220.8019 | 0 | 220.6202 | 0 | 220.6202 | 0 | 220.6202 | 0 | 217.9926 | 0
| 188.2434 | 0 | 271.5683 | 0.23344 | 188.2434 | 0 | 188.2434 | 0 | 330.8208 | 0 | 220.8235 | -0.10253 | 215.0217 | 0 | 330.8208 | 0.0011182 | 220.8235 | 0 | 220.8235 | 0 | 221.0063 | 0 | 220.8235 | 0 | 220.8235 | 0 | 220.8235 | 0 | 331.3754 | 0.00034451 | 215.02 | -0.038983 | 221.0063 | 0 | 330.8208 | 0 | 215.02 | -0.029378 | 220.8235 | 0 | 215.02 | -0.024017 | 220.8235 | 0 | 331.3754 | 0.00029803 | 331.3754 | 0 | 220.8235 | 0 | 221.0063 | 0 | 221.0063 | 0 | 220.8235 | 0 | 514.4197 | 0.0052577 | 220.8235 | 0 | 220.8235 | 0 | 513.048 | 0 | 220.8235 | 0 | 516.9056 | 0.0002852 | 514.4197 | 0.045906 | 516.9056 | 5.6565e-05 | 806.5947 | 0.002424 | 1069.2139 | 0.00051728 | 1001.0121 | 0.013086 | 1005.4025 | 0 | 1004.8077 | 0 | 220.824 | 3.084e-06 | 221.0063 | 0 | 220.8235 | 0 | 220.8235 | 0 | 220.8235 | 0 | 218.1974 | 0
| 188.3132 | 0 | 271.7771 | 0.26873 | 188.3132 | 0 | 188.3132 | 0 | 330.9348 | 0.0084438 | 221.0269 | 0.043461 | 215.2257 | 0 | 330.9348 | 0.0014942 | 221.0269 | 0 | 221.0269 | 0 | 221.2108 | 0 | 221.0269 | 0 | 221.0269 | 0 | 221.0269 | 0 | 331.4847 | 0.00031601 | 215.23 | 0.077446 | 221.2108 | 0 | 330.9348 | 0 | 215.23 | -0.0098077 | 221.0269 | 0 | 215.23 | -0.0058295 | 221.0269 | 0 | 331.4847 | 0.0002866 | 331.4847 | 0 | 221.0269 | 0 | 221.2108 | 0 | 221.2108 | 0 | 221.0269 | 0 | 514.5742 | 0.011533 | 221.0269 | 0 | 221.0269 | 0 | 513.2037 | 0.00017392 | 221.0269 | 0 | 517.0588 | 0.00029617 | 514.5742 | 0.044048 | 517.0588 | 5.6561e-05 | 806.6594 | 0.0021922 | 1069.2699 | 0.00052241 | 1001.0244 | 0.013085 | 1005.4521 | 0 | 1004.8572 | 0 | 221.027 | 3.7075e-06 | 221.2108 | 0 | 221.0269 | 0 | 221.0269 | 0 | 221.0269 | 0 | 218.4021 | 0
| 188.3829 | 0 | 271.9859 | 0.29719 | 188.3829 | 0 | 188.3829 | 0 | 331.0488 | 0.0020491 | 221.2303 | -0.048417 | 215.4297 | 0 | 331.0488 | 0 | 221.2303 | 0 | 221.2303 | 0 | 221.4152 | 0 | 221.2303 | 0 | 221.2303 | 0 | 221.2303 | 0 | 331.594 | 0.00033277 | 215.43 | 0.028587 | 221.4152 | 0 | 331.0488 | 0.0082542 | 215.43 | 0.0078598 | 221.2303 | 0 | 215.43 | -0.0016322 | 221.2303 | 0 | 331.594 | 0.00027173 | 331.594 | 0 | 221.2303 | 0 | 221.4152 | 0 | 221.4152 | 0 | 221.2303 | 0 | 514.7287 | 0.00881 | 221.2303 | 0 | 221.2303 | 0 | 513.3593 | 0.00026087 | 221.2303 | 0 | 517.2119 | 0.00031152 | 514.7287 | 0.046015 | 517.2119 | 6.2337e-05 | 806.7241 | 0.0018988 | 1069.3259 | 0.00052241 | 1001.0367 | 0.013085 | 1005.5016 | 0 | 1004.9067 | 0 | 221.23 | 4.3176e-06 | 221.4152 | 0 | 221.2303 | 0 | 221.2303 | 0 | 221.2303 | 0 | 218.6068 | 0
| 188.4528 | 0 | 272.1947 | 0.33367 | 188.4528 | 0 | 188.4528 | 0 | 331.1628 | 0.012314 | 221.4337 | 0.10843 | 215.6336 | 0 | 331.1628 | 0 | 221.4337 | 0 | 221.4337 | 0 | 221.6197 | 0 | 221.4337 | 0 | 221.4337 | 0 | 221.4337 | 0 | 331.7034 | 0.00025943 | 215.63 | -0.024429 | 221.6197 | 0 | 331.1628 | 0.010553 | 215.63 | -0.01606 | 221.4337 | 0 | 215.63 | -0.00058295 | 221.4337 | 0 | 331.7034 | 0.00030984 | 331.7034 | 0 | 221.4337 | 0 | 221.6197 | 0 | 221.6197 | 0 | 221.4337 | 0 | 514.8831 | 0.018421 | 221.4337 | 0 | 221.4337 | 0 | 513.515 | 0.00017392 | 221.4337 | 0 | 517.3651 | 0.00033236 | 514.8831 | 0.043611 | 517.3651 | 5.728e-05 | 806.7889 | 0.0021781 | 1069.3818 | 0.00052753 | 1001.0489 | 0.013085 | 1005.5512 | 0 | 1004.9562 | 0 | 221.434 | 3.7008e-06 | 221.6197 | 0 | 221.4337 | 0 | 221.4337 | 0 | 221.4337 | 0 | 218.8116 | 0
| 188.5226 | 0 | 272.4035 | 0.37073 | 188.5226 | 0 | 188.5226 | 0 | 331.2767 | 0.0048591 | 221.6371 | -0.021496 | 215.8377 | 0 | 331.2767 | 0.0052178 | 221.6371 | 0 | 221.6371 | 0 | 221.8243 | 0 | 221.6371 | 0 | 221.6371 | 0 | 221.6371 | 0 | 331.8127 | 0.00028416 | 215.84 | 0.006757 | 221.8242 | 0 | 331.2767 | 0.007068 | 215.84 | 0.013024 | 221.6371 | 0 | 215.84 | 0.0043138 | 221.6371 | 0 | 331.8127 | 0.00030451 | 331.8127 | 0 | 221.6371 | 0 | 221.8242 | 0 | 221.8242 | 0 | 221.6371 | 0 | 515.0376 | 0.006781 | 221.6371 | 0 | 221.6371 | 0 | 513.6707 | 0.00078262 | 221.6371 | 0 | 517.5184 | 0.00024132 | 515.0376 | 0.046343 | 517.5184 | 5.8468e-05 | 806.8536 | 0.0022527 | 1069.4379 | 0.00052753 | 1001.0612 | 0.013085 | 1005.6006 | 0 | 1005.0056 | 0 | 221.637 | 5.5554e-06 | 221.8243 | 0 | 221.6371 | 0 | 221.6371 | 0 | 221.6371 | 0 | 219.0164 | 0
| 188.5924 | 0 | 272.6123 | 0.42111 | 188.5924 | 0 | 188.5924 | 0 | 331.3907 | 0 | 221.8406 | 0.048603 | 216.0417 | 0 | 331.3907 | 0.017931 | 221.8406 | 0 | 221.8406 | 0 | 222.0288 | 0 | 221.8406 | 0 | 221.8406 | 0 | 221.8406 | 0 | 331.9221 | 0.00026823 | 216.04 | 0.025469 | 222.0288 | 0 | 331.3907 | 0.001681 | 216.04 | -0.0049152 | 221.8406 | 0 | 216.04 | 0.036143 | 221.8406 | 0 | 331.9221 | 0.00028393 | 331.9221 | 0 | 221.8406 | 0 | 222.0288 | 0 | 222.0288 | 0 | 221.8406 | 0 | 515.1921 | 0.0097711 | 221.8406 | 0 | 221.8406 | 0 | 513.8264 | 0.00017392 | 221.8406 | 0 | 517.6716 | 0.00039269 | 515.1921 | 0.044048 | 517.6716 | 5.6469e-05 | 806.9185 | 0.0018639 | 1069.4939 | 0.00053265 | 1001.0735 | 0.013084 | 1005.6502 | 0 | 1005.0551 | 0 | 221.841 | 6.1672e-06 | 222.0288 | 0 | 221.8406 | 0 | 221.8406 | 0 | 221.8406 | 0 | 219.2212 | 0
| 188.6622 | 0 | 272.8212 | 0.46019 | 188.6622 | 0 | 188.6622 | 0 | 331.5047 | 0.0080204 | 222.044 | -0.022617 | 216.2457 | 0 | 331.5047 | 0.027942 | 222.044 | 0 | 222.044 | 0 | 222.2333 | 0 | 222.044 | 0 | 222.044 | 0 | 222.044 | 0 | 332.0314 | 0.00032104 | 216.25 | -0.052495 | 222.2333 | 0 | 331.5047 | 0.012433 | 216.25 | -0.010079 | 222.044 | 0 | 216.25 | -0.013525 | 222.044 | 0 | 332.0314 | 0.0002805 | 332.0314 | 0 | 222.044 | 0 | 222.2333 | 0 | 222.2333 | 0 | 222.044 | 0 | 515.3466 | 0.0074218 | 222.044 | 0 | 222.044 | 0 | 513.9821 | 0.00078262 | 222.044 | 0 | 517.8248 | 0.00022596 | 515.3466 | 0.045906 | 517.8248 | 5.8055e-05 | 806.9832 | 0.001928 | 1069.5499 | 0.00053777 | 1001.0858 | 0.013084 | 1005.6998 | 0 | 1005.1046 | 0 | 222.044 | 4.3125e-06 | 222.2333 | 0 | 222.044 | 0 | 222.044 | 0 | 222.044 | 0 | 219.426 | 0
| 188.732 | 0 | 273.0301 | 0.50788 | 188.732 | 0 | 188.732 | 0 | 331.6187 | 0 | 222.2475 | 0.061113 | 216.4498 | 0 | 331.6187 | 0 | 222.2475 | 0 | 222.2475 | 0 | 222.4379 | 0 | 222.2475 | 0 | 222.2475 | 0 | 222.2475 | 0 | 332.1408 | 0.0002808 | 216.45 | -0.018192 | 222.4379 | 0 | 331.6187 | 0.0010877 | 216.45 | -0.0019253 | 222.2475 | 0 | 216.45 | 0.0046636 | 222.2475 | 0 | 332.1408 | 0.00026983 | 332.1408 | 0 | 222.2475 | 0 | 222.4379 | 0 | 222.4379 | 0 | 222.2475 | 0 | 515.5012 | 0.010305 | 222.2475 | 0 | 222.2475 | 0 | 514.1378 | 0 | 222.2475 | 0 | 517.9781 | 0.00037185 | 515.5012 | 0.04219 | 517.9781 | 5.3915e-05 | 807.048 | 0.0020443 | 1069.606 | 0.00053777 | 1001.098 | 0.013084 | 1005.7493 | 0 | 1005.1541 | 0 | 222.248 | 5.5468e-06 | 222.4379 | 0 | 222.2475 | 0 | 222.2475 | 0 | 222.2475 | 0 | 219.6308 | 0
| 188.8018 | 0 | 273.2389 | 0.56138 | 188.8018 | 0 | 188.8018 | 0 | 331.7326 | 0.0045078 | 222.451 | -0.020247 | 216.6538 | 0 | 331.7326 | 0.024932 | 222.451 | 0 | 222.451 | 0 | 222.6425 | 0 | 222.451 | 0 | 222.451 | 0 | 222.451 | 0 | 332.2501 | 0.0002917 | 216.65 | -0.019232 | 222.6425 | 0 | 331.7326 | 0.020688 | 216.65 | 0.0010646 | 222.451 | 0 | 216.65 | -0.0093273 | 222.451 | 0 | 332.2501 | 0.0002885 | 332.2501 | 0.00024501 | 222.451 | 0 | 222.6425 | 0 | 222.6425 | 0 | 222.451 | 0 | 515.6557 | 0.01164 | 222.451 | 0 | 222.451 | 0 | 514.2936 | 0.00026087 | 222.451 | 0 | 518.1313 | 0.00033127 | 515.6557 | 0.044485 | 518.1313 | 6.141e-05 | 807.1129 | 0.0019885 | 1069.662 | 0.00054289 | 1001.1103 | 0.013083 | 1005.7988 | 0 | 1005.2036 | 0 | 222.451 | 5.5486e-06 | 222.6425 | 0 | 222.451 | 0 | 222.451 | 0 | 222.451 | 0 | 219.8356 | 0
| 188.8717 | 0 | 273.4478 | 0.61467 | 188.8717 | 0 | 188.8717 | 0 | 331.8466 | 0 | 222.6545 | 0.091732 | 216.8579 | 0 | 331.8466 | 0 | 222.6545 | 0 | 222.6546 | 0 | 222.847 | 0 | 222.6545 | 0 | 222.6546 | 0 | 222.6546 | 0 | 332.3595 | 0.00026614 | 216.86 | 0.010915 | 222.8471 | 0 | 331.8466 | 0.0028674 | 216.86 | -0.003828 | 222.6545 | 0 | 216.86 | -0.01947 | 222.6546 | 0 | 332.3595 | 0.00025916 | 332.3595 | 0.00014789 | 222.6546 | 0 | 222.8471 | 0 | 222.8471 | 0 | 222.6546 | 0 | 515.8102 | 0.015377 | 222.6545 | 0 | 222.6545 | 0 | 514.4493 | 0.00017392 | 222.6545 | 0 | 518.2846 | 0.00022487 | 515.8102 | 0.042736 | 518.2846 | 5.605e-05 | 807.1777 | 0.002258 | 1069.718 | 0.00054289 | 1001.1226 | 0.013083 | 1005.8484 | 0 | 1005.2531 | 0 | 222.655 | 3.0831e-06 | 222.847 | 0 | 222.6546 | 0 | 222.6546 | 0 | 222.6546 | 0 | 220.0405 | 0
| 188.9415 | 0 | 273.6568 | 0.66464 | 188.9415 | 0 | 188.9415 | 0 | 331.9606 | 0.0038054 | 222.8581 | 0.013025 | 217.0621 | 0 | 331.9606 | 0 | 222.8581 | 0 | 222.8581 | 0 | 223.0517 | 0 | 222.8581 | 0 | 222.8581 | 0 | 222.8581 | 0 | 332.4689 | 0.00032272 | 217.06 | 0.02339 | 223.0517 | 0 | 331.9606 | 0 | 217.06 | 0.014926 | 222.8581 | 0 | 217.06 | -0.01947 | 222.8581 | 0 | 332.4689 | 0.0002946 | 332.4689 | 0.00015948 | 222.8581 | 0 | 223.0517 | 0 | 223.0517 | 0 | 222.8581 | 0 | 515.9647 | 0.011853 | 222.8581 | 0 | 222.8581 | 0 | 514.605 | 0.00078262 | 222.8581 | 0 | 518.4379 | 0.00044425 | 515.9647 | 0.045578 | 518.4379 | 5.8649e-05 | 807.2426 | 0.0021489 | 1069.774 | 0.00054801 | 1001.1348 | 0.013082 | 1005.898 | 0 | 1005.3026 | 0 | 222.858 | 3.6999e-06 | 223.0517 | 0 | 222.8581 | 0 | 222.8581 | 0 | 222.8581 | 0 | 220.2454 | 0
| 189.0113 | 0 | 273.8657 | 0.71493 | 189.0113 | 0 | 189.0114 | 0 | 332.0745 | 0.0087956 | 223.0616 | 0.019851 | 217.2662 | 0 | 332.0745 | 0 | 223.0616 | 0 | 223.0616 | 0 | 223.2563 | 0 | 223.0616 | 0 | 223.0616 | 0 | 223.0616 | 0 | 332.5783 | 0.0003202 | 217.27 | -0.031706 | 223.2563 | 0 | 332.0745 | 0.017658 | 217.27 | -0.0098077 | 223.0616 | 0 | 217.27 | -0.0023318 | 223.0616 | 0 | 332.5783 | 0.00029079 | 332.5783 | 0.000257 | 223.0616 | 0 | 223.2563 | 0 | 223.2563 | 0 | 223.0616 | 0 | 516.1193 | 0.01495 | 223.0616 | 0 | 223.0616 | 0 | 514.7608 | 0 | 223.0616 | 0 | 518.5911 | 0.00013602 | 516.1193 | 0.043064 | 518.5911 | 4.9712e-05 | 807.3074 | 0.0019999 | 1069.8302 | 0.00055314 | 1001.1472 | 0.013081 | 1005.9476 | 0 | 1005.3521 | 0 | 223.062 | 3.0881e-06 | 223.2563 | 0 | 223.0616 | 0 | 223.0616 | 0 | 223.0616 | 0 | 220.4503 | 0
| 189.0812 | 0 | 274.0746 | 0.76998 | 189.0812 | 0 | 189.0812 | 0 | 332.1885 | 0 | 223.2652 | -0.058105 | 217.4703 | 0 | 332.1885 | 0.0011182 | 223.2652 | 0 | 223.2652 | 0 | 223.4609 | 0 | 223.2652 | 0 | 223.2652 | 0 | 223.2652 | 0 | 332.6877 | 0.00034535 | 217.47 | -0.066009 | 223.4609 | 0 | 332.1885 | 0.015986 | 217.47 | -0.013885 | 223.2652 | 0 | 217.47 | -0.014574 | 223.2652 | 0 | 332.6877 | 0.00030451 | 332.6877 | 0.00023342 | 223.2652 | 0 | 223.4609 | 0 | 223.4609 | 0 | 223.2652 | 0 | 516.2739 | 0.0097711 | 223.2652 | 0 | 223.2652 | 0 | 514.9165 | 0.00078262 | 223.2652 | 0 | 518.7445 | 0.00043328 | 516.2739 | 0.046125 | 518.7445 | 5.9423e-05 | 807.3723 | 0.0021562 | 1069.8862 | 0.00055314 | 1001.1594 | 0.013081 | 1005.9971 | 0 | 1005.4016 | 0 | 223.265 | 3.0907e-06 | 223.4609 | 0 | 223.2652 | 0 | 223.2652 | 0 | 223.2652 | 0 | 220.6552 | 0
| 189.151 | 0 | 274.2836 | 0.82447 | 189.151 | 0 | 189.1511 | 0 | 332.3024 | 0 | 223.4688 | 0.0081919 | 217.6745 | 0 | 332.3024 | 0 | 223.4688 | 0 | 223.4688 | 0 | 223.6656 | 0 | 223.4688 | 0 | 223.4688 | 0 | 223.4688 | 0 | 332.7971 | 0.00030721 | 217.67 | 0.02339 | 223.6656 | 0 | 332.3024 | 0.0064269 | 217.67 | 0.011665 | 223.4688 | 0 | 217.67 | 0.0046636 | 223.4688 | 0 | 332.7971 | 0.0002744 | 332.7971 | 0.00023342 | 223.4688 | 0 | 223.6656 | 0 | 223.6656 | 0 | 223.4688 | 0 | 516.4284 | 0.015004 | 223.4688 | 0 | 223.4688 | 0 | 515.0723 | 0 | 223.4688 | 0 | 518.8977 | 0.00029836 | 516.4284 | 0.04372 | 518.8977 | 4.951e-05 | 807.4371 | 0.0024016 | 1069.9423 | 0.00055826 | 1001.1717 | 0.01308 | 1006.0467 | 0 | 1005.4512 | 0 | 223.469 | 1.8528e-06 | 223.6656 | 0 | 223.4688 | 0 | 223.4688 | 0 | 223.4688 | 0 | 220.8601 | 0
| 189.2209 | 0 | 274.4926 | 0.87561 | 189.2209 | 0 | 189.2209 | 0 | 332.4164 | 0.00099528 | 223.6724 | 0.0071891 | 217.8787 | 0 | 332.4164 | 0.028801 | 223.6724 | 0 | 223.6724 | 0 | 223.8703 | 0 | 223.6724 | 0 | 223.6724 | 0 | 223.6724 | 0 | 332.9065 | 0.0003114 | 217.88 | -0.049377 | 223.8703 | 0 | 332.4164 | 0.0082542 | 217.88 | -0.021767 | 223.6724 | 0 | 217.88 | -0.0040807 | 223.6724 | 0 | 332.9065 | 0.00032661 | 332.9065 | 0.000257 | 223.6724 | 0 | 223.8703 | 0 | 223.8703 | 0 | 223.6724 | 0 | 516.583 | 0.016499 | 223.6724 | 0 | 223.6724 | 0 | 515.2281 | 0.00078262 | 223.6724 | 0 | 519.0511 | 0.00032359 | 516.583 | 0.047545 | 519.0511 | 6.4233e-05 | 807.502 | 0.001912 | 1069.9983 | 0.00056338 | 1001.184 | 0.013078 | 1006.0963 | 0 | 1005.5007 | 0 | 223.672 | 6.1712e-06 | 223.8703 | 0 | 223.6724 | 0 | 223.6724 | 0 | 223.6724 | 0 | 221.065 | 0
| 189.2908 | 0 | 274.7016 | 0.93046 | 189.2908 | 0 | 189.2908 | 0 | 332.5303 | 0.0059811 | 223.876 | 0.034178 | 218.0829 | 0 | 332.5303 | 0 | 223.876 | 0 | 223.876 | 0 | 224.075 | 0 | 223.876 | 0 | 223.876 | 0 | 223.876 | 0 | 333.0159 | 0.00031601 | 218.08 | 0.0025989 | 224.075 | 0 | 332.5303 | 0.0058338 | 218.08 | 0.014111 | 223.876 | 0 | 218.08 | 0.0088609 | 223.876 | 0 | 333.0159 | 0.0003228 | 333.0159 | 0.00031536 | 223.876 | 0 | 224.075 | 0 | 224.075 | 0 | 223.876 | 0 | 516.7376 | 0.012975 | 223.876 | 0 | 223.876 | 0 | 515.3839 | 0 | 223.876 | 0 | 519.2044 | 0.00032249 | 516.7376 | 0.044485 | 519.2044 | 5.3802e-05 | 807.5669 | 0.0012625 | 1070.0544 | 0.0005685 | 1001.1962 | 0.013077 | 1006.1459 | 0 | 1005.5502 | 0 | 223.876 | 2.4713e-06 | 224.075 | 0 | 223.876 | 0 | 223.876 | 0 | 223.876 | 0 | 221.27 | 0
| 189.3606 | 0 | 274.9106 | 0.98428 | 189.3606 | 0 | 189.3606 | 0 | 332.6442 | 0 | 224.0797 | -0.12298 | 218.2871 | 0 | 332.6442 | 0.0093174 | 224.0797 | 0 | 224.0797 | 0 | 224.2797 | 0 | 224.0797 | 0 | 224.0797 | 0 | 224.0797 | 0 | 333.1253 | 0.00031685 | 218.29 | -0.045222 | 224.2797 | 0 | 332.6442 | 0.018389 | 218.29 | -0.010079 | 224.0797 | 0 | 218.29 | -0.013175 | 224.0797 | 0 | 333.1253 | 0.0003773 | 333.1253 | 0.00033454 | 224.0797 | 0 | 224.2797 | 0 | 224.2797 | 0 | 224.0797 | 0 | 516.8922 | 0.011373 | 224.0797 | 0 | 224.0797 | 0 | 515.5396 | 0.00026087 | 224.0797 | 0 | 519.3577 | 0.00026436 | 516.8922 | 0.047983 | 519.3577 | 5.8761e-05 | 807.6318 | 0.0022214 | 1070.1105 | 0.00057362 | 1001.2085 | 0.013075 | 1006.1955 | 0 | 1005.5997 | 0 | 224.08 | 8.0218e-06 | 224.2797 | 0 | 224.0797 | 0 | 224.0797 | 0 | 224.0797 | 0 | 221.4749 | 0
| 189.4305 | 0 | 275.1197 | 1.046 | 189.4305 | 0 | 189.4305 | 0 | 332.7582 | 0.0052775 | 224.2834 | -0.0071121 | 218.4913 | 0 | 332.7582 | 0.0067243 | 224.2834 | 0 | 224.2834 | 0 | 224.4844 | 0 | 224.2834 | 0 | 224.2834 | 0 | 224.2834 | 0 | 333.2347 | 0.00033655 | 218.49 | -0.042101 | 224.4844 | 0 | 332.7582 | 0 | 218.49 | 0.00052096 | 224.2834 | 0 | 218.49 | -0.00023318 | 224.2834 | 0 | 333.2347 | 0.00035215 | 333.2347 | 0.0002646 | 224.2834 | 0 | 224.4844 | 0 | 224.4844 | 0 | 224.2834 | 0 | 517.0468 | 0.011373 | 224.2834 | 0 | 224.2834 | 0 | 515.6954 | 0 | 224.2834 | 0 | 519.5111 | 0.00032469 | 517.0468 | 0.044048 | 519.5111 | 3.9649e-05 | 807.6967 | 0.002041 | 1070.1666 | 0.00057362 | 1001.2208 | 0.013074 | 1006.2451 | 0 | 1005.6493 | 0 | 224.283 | 4.3203e-06 | 224.4844 | 0 | 224.2834 | 0 | 224.2834 | 0 | 224.2834 | 0 | 221.6799 | 0
| 189.5004 | 0 | 275.3287 | 1.098 | 189.5004 | 0 | 189.5004 | 0 | 332.8721 | 0 | 224.487 | 0.021369 | 218.6956 | 0 | 332.8721 | 0 | 224.487 | 0 | 224.487 | 0 | 224.6892 | 0 | 224.487 | 0 | 224.487 | 0 | 224.487 | 0 | 333.3441 | 0.00033864 | 218.7 | 0.0015593 | 224.6891 | 0 | 332.8721 | 0.0011368 | 218.7 | -0.021224 | 224.487 | 0 | 218.7 | 0.018654 | 224.487 | 0 | 333.3441 | 0.00035215 | 333.3441 | 0.00027259 | 224.487 | 0 | 224.6891 | 0 | 224.6891 | 0 | 224.487 | 0 | 517.2014 | 0.0082761 | 224.487 | 0 | 224.487 | 0 | 515.8512 | 0.00078262 | 224.487 | 0 | 519.6644 | 0.00034882 | 517.2014 | 0.04689 | 519.6644 | 4.7246e-05 | 807.7617 | 0.0023225 | 1070.2227 | 0.00057874 | 1001.233 | 0.013072 | 1006.2947 | 0 | 1005.6988 | 0 | 224.487 | 2.4637e-06 | 224.6892 | 0 | 224.487 | 0 | 224.487 | 0 | 224.487 | 0 | 221.8849 | 0
| 189.5703 | 0 | 275.5378 | 1.1553 | 189.5703 | 0 | 189.5703 | 0 | 332.9861 | 0.0087956 | 224.6907 | -0.018546 | 218.8999 | 0 | 332.9861 | 0 | 224.6907 | 0 | 224.6908 | 0 | 224.8939 | 0 | 224.6907 | 0 | 224.6908 | 0 | 224.6908 | 0 | 333.4535 | 0.00033277 | 218.9 | 0.073286 | 224.8939 | 0 | 332.9861 | 0 | 218.9 | -0.0040998 | 224.6907 | 0 | 218.9 | -0.0061794 | 224.6908 | 0 | 333.4535 | 0.00033271 | 333.4535 | 0.00023342 | 224.6908 | 0 | 224.8939 | 0 | 224.8939 | 0 | 224.6908 | 0 | 517.3561 | 0.0076887 | 224.6907 | 0 | 224.6907 | 0 | 516.007 | 0 | 224.6907 | 0 | 519.8178 | 0.00035101 | 517.3561 | 0.044048 | 519.8178 | 3.0902e-05 | 807.8266 | 0.0023048 | 1070.2788 | 0.00058387 | 1001.2454 | 0.01307 | 1006.3443 | 0 | 1005.7484 | 0 | 224.691 | 4.9361e-06 | 224.8939 | 0 | 224.6908 | 0 | 224.6908 | 0 | 224.6908 | 0 | 222.09 | 0
| 189.6402 | 0 | 275.7469 | 1.2164 | 189.6402 | 0 | 189.6402 | 0 | 333.1 | 0 | 224.8945 | -0.049633 | 219.1042 | 0 | 333.1 | 0.028801 | 224.8945 | 0 | 224.8945 | 0 | 225.0987 | 0 | 224.8945 | 0 | 224.8945 | 0 | 224.8945 | 0 | 333.563 | 0.0003466 | 219.1 | -0.018192 | 225.0987 | 0 | 333.1 | 0.0055852 | 219.1 | -0.0073615 | 224.8945 | 0 | 219.1 | 0.0085112 | 224.8945 | 0 | 333.563 | 0.00033652 | 333.563 | 0.00022183 | 224.8945 | 0 | 225.0987 | 0 | 225.0987 | 0 | 224.8945 | 0 | 517.5107 | 0.0061937 | 224.8945 | 0 | 224.8945 | 0 | 516.1628 | 0.00078262 | 224.8945 | 0 | 519.9712 | 0.00030055 | 517.5107 | 0.047545 | 519.9712 | 4.2885e-05 | 807.8915 | 0.0023299 | 1070.3348 | 0.00058899 | 1001.2576 | 0.013067 | 1006.3939 | 0 | 1005.798 | 0 | 224.894 | 4.9301e-06 | 225.0987 | 0 | 224.8945 | 0 | 224.8945 | 0 | 224.8945 | 0 | 222.295 | 0
| 189.7101 | 0 | 275.956 | 1.2514 | 189.7101 | 0 | 189.7101 | 0 | 333.2139 | 0 | 225.0982 | 0.055891 | 219.3085 | 0 | 333.2139 | 0.026437 | 225.0982 | 0 | 225.0982 | 0 | 225.3035 | 0 | 225.0982 | 0 | 225.0982 | 0 | 225.0982 | 0 | 333.6724 | 0.00032774 | 219.31 | -0.025469 | 225.3035 | 0 | 333.2139 | 0.012642 | 219.31 | -0.014972 | 225.0982 | 0 | 219.31 | -0.0086277 | 225.0982 | 0 | 333.6724 | 0.00034795 | 333.6724 | 0.00019065 | 225.0982 | 0 | 225.3035 | 0 | 225.3035 | 0 | 225.0982 | 0 | 517.6653 | 0.0082761 | 225.0982 | 0 | 225.0982 | 0 | 516.3187 | 0 | 225.0982 | 0 | 520.1246 | 0.00033565 | 517.6653 | 0.045578 | 520.1246 | 3.9201e-05 | 807.9565 | 0.0024489 | 1070.391 | 0.00059411 | 1001.2699 | 0.013065 | 1006.4435 | 0 | 1005.8475 | 0 | 225.098 | -6.2112e-07 | 225.3035 | 0 | 225.0982 | 0 | 225.0982 | 0 | 225.0982 | 0 | 222.5 | 0
| 189.78 | 0 | 276.1651 | 1.3165 | 189.78 | 0 | 189.78 | 0 | 333.3278 | 0.00064407 | 225.302 | -0.12098 | 219.5128 | 0 | 333.3278 | 0.01938 | 225.302 | 0 | 225.302 | 0 | 225.5083 | 0 | 225.302 | 0 | 225.302 | 0 | 225.302 | 0 | 333.7819 | 0.00037678 | 219.51 | 0.0015593 | 225.5083 | 0 | 333.3278 | 0 | 219.51 | 0.0032391 | 225.302 | 0 | 219.51 | -0.024017 | 225.302 | 0 | 333.7819 | 0.00035481 | 333.7819 | 0.00020224 | 225.302 | 0 | 225.5083 | 0 | 225.5083 | 0 | 225.302 | 0 | 517.82 | 0.013509 | 225.302 | 0 | 225.302 | 0 | 516.4745 | 0.00078262 | 225.302 | 0 | 520.278 | 0.00027313 | 517.82 | 0.047327 | 520.278 | 5.7599e-05 | 808.0214 | 0.001682 | 1070.4471 | 0.00059923 | 1001.2822 | 0.013062 | 1006.4932 | 0 | 1005.8971 | 0 | 225.302 | 9.2466e-06 | 225.5083 | 0 | 225.302 | 0 | 225.302 | 0 | 225.302 | 0 | 222.7051 | 0
| 189.8499 | 0 | 276.3743 | 1.3624 | 189.8499 | 0 | 189.8499 | 0 | 333.4418 | 0.0059811 | 225.5057 | 0.010295 | 219.7172 | 0 | 333.4418 | 0 | 225.5057 | 0 | 225.5057 | 0 | 225.7131 | 0 | 225.5057 | 0 | 225.5057 | 0 | 225.5057 | 0 | 333.8913 | 0.00034954 | 219.72 | 0.0036384 | 225.7131 | 0 | 333.4418 | 0.0064269 | 219.72 | 0.0059571 | 225.5057 | 0 | 219.72 | -0.0037309 | 225.5057 | 0 | 333.8913 | 0.0003228 | 333.8913 | 0.00021024 | 225.5057 | 0 | 225.7131 | 0 | 225.7131 | 0 | 225.5057 | 0 | 517.9746 | 0.0053394 | 225.5057 | 0 | 225.5057 | 0 | 516.6303 | 0 | 225.5057 | 0 | 520.4314 | 0.00037076 | 517.9746 | 0.044594 | 520.4314 | 4.4991e-05 | 808.0864 | 0.0023791 | 1070.5033 | 0.00059923 | 1001.2944 | 0.013059 | 1006.5428 | 0 | 1005.9467 | 0 | 225.506 | 6.2348e-07 | 225.7131 | 0 | 225.5057 | 0 | 225.5057 | 0 | 225.5057 | 0 | 222.9102 | 0
| 189.9198 | 0 | 276.5834 | 1.4091 | 189.9198 | 0 | 189.9198 | 0 | 333.5557 | 0 | 225.7095 | -0.042661 | 219.9215 | 0 | 333.5557 | 0.0096901 | 225.7095 | 0 | 225.7095 | 0 | 225.918 | 0 | 225.7095 | 0 | 225.7095 | 0 | 225.7095 | 0 | 334.0008 | 0.00034535 | 219.92 | -0.051458 | 225.918 | 0 | 333.5557 | 0.021628 | 219.92 | -0.0095359 | 225.7095 | 0 | 219.92 | -0.012125 | 225.7095 | 0 | 334.0008 | 0.00028469 | 334.0008 | 0.00019865 | 225.7095 | 0 | 225.918 | 0 | 225.918 | 0 | 225.7095 | 0 | 518.1293 | 0.0097711 | 225.7095 | 0 | 225.7095 | 0 | 516.7862 | 0.00026087 | 225.7095 | 0 | 520.5848 | 0.00026984 | 518.1293 | 0.046234 | 520.5848 | 5.6622e-05 | 808.1514 | 0.0020958 | 1070.5593 | 0.00060435 | 1001.3068 | 0.013056 | 1006.5924 | 0 | 1005.9962 | 0 | 225.71 | 6.1662e-06 | 225.918 | 0 | 225.7095 | 0 | 225.7095 | 0 | 225.7095 | 0 | 223.1153 | 0
| 189.9897 | 0 | 276.7926 | 1.4587 | 189.9897 | 0 | 189.9897 | 0 | 333.6696 | 0.0066848 | 225.9133 | 0.053539 | 220.1259 | 0 | 333.6696 | 0.01046 | 225.9133 | 0 | 225.9133 | 0 | 226.1228 | 0 | 225.9133 | 0 | 225.9133 | 0 | 225.9133 | 0 | 334.1103 | 0.00029463 | 220.13 | 0.058736 | 226.1228 | 0 | 333.6696 | 0.00079102 | 220.13 | 0.0081316 | 225.9133 | 0 | 220.13 | 0.020753 | 225.9133 | 0 | 334.1103 | 0.00027936 | 334.1103 | 0.0001323 | 225.9133 | 0 | 226.1228 | 0 | 226.1228 | 0 | 225.9133 | 0 | 518.284 | 0.011053 | 225.9133 | 0 | 225.9133 | 0 | 516.942 | 0.00017392 | 225.9133 | 0 | 520.7383 | 0.0003192 | 518.284 | 0.043173 | 520.7383 | 5.0985e-05 | 808.2165 | 0.001962 | 1070.6155 | 0.00061046 | 1001.319 | 0.013052 | 1006.642 | 0 | 1006.0458 | 0 | 225.913 | -1.8461e-06 | 226.1228 | 0 | 225.9133 | 0 | 225.9133 | 0 | 225.9133 | 0 | 223.3204 | 0
| 190.0596 | 0 | 277.0018 | 1.5052 | 190.0596 | 0 | 190.0596 | 0 | 333.7835 | 0 | 226.1172 | -0.068272 | 220.3303 | 0 | 333.7835 | 0.018635 | 226.1172 | 0 | 226.1172 | 0 | 226.3277 | 0 | 226.1172 | 0 | 226.1172 | 0 | 226.1172 | 0 | 334.2197 | 0.00030721 | 220.33 | 0.011954 | 226.3277 | 0 | 333.7835 | 0.013269 | 220.33 | -0.019864 | 226.1172 | 0 | 220.33 | -0.014574 | 226.1172 | 0 | 334.2197 | 0.00031861 | 334.2197 | 0.00016747 | 226.1172 | 0 | 226.3277 | 0 | 226.3277 | 0 | 226.1172 | 0 | 518.4387 | 0.0068344 | 226.1172 | 0 | 226.1172 | 0 | 517.0979 | 0.00026087 | 226.1172 | 0 | 520.8917 | 0.00026436 | 518.4387 | 0.04525 | 520.8917 | 6.2606e-05 | 808.2814 | 0.0016033 | 1070.6716 | 0.00061515 | 1001.3313 | 0.013049 | 1006.6917 | 0 | 1006.0954 | 0 | 226.117 | 5.5552e-06 | 226.3277 | 0 | 226.1172 | 0 | 226.1172 | 0 | 226.1172 | 0 | 223.5255 | 0
| 190.1295 | 0 | 277.211 | 1.5651 | 190.1295 | 0 | 190.1295 | 0 | 333.8974 | 0.0073885 | 226.321 | 0.06723 | 220.5347 | 0 | 333.8974 | 0 | 226.321 | 0 | 226.321 | 0 | 226.5326 | 0 | 226.321 | 0 | 226.321 | 0 | 226.321 | 0 | 334.3292 | 0.00029883 | 220.53 | -0.036903 | 226.5326 | 0 | 333.8974 | 0.0064269 | 220.53 | -0.0087205 | 226.321 | 0 | 220.53 | -0.0040807 | 226.321 | 0 | 334.3292 | 0.00034681 | 334.3292 | 0.00015948 | 226.321 | 0 | 226.5326 | 0 | 226.5326 | 0 | 226.321 | 0 | 518.5934 | 0.011747 | 226.321 | 0 | 226.321 | 0 | 517.2537 | 0 | 226.321 | 0 | 521.0452 | 0.00032249 | 518.5934 | 0.042846 | 521.0452 | 5.4923e-05 | 808.3464 | 0.0018398 | 1070.7278 | 0.00061988 | 1001.3436 | 0.013045 | 1006.7413 | 0 | 1006.145 | 0 | 226.321 | 2.4663e-06 | 226.5326 | 0 | 226.321 | 0 | 226.321 | 0 | 226.321 | 0 | 223.7307 | 0
| 190.1995 | 0 | 277.4202 | 1.5968 | 190.1995 | 0 | 190.1995 | 0 | 334.0113 | 0.017505 | 226.5249 | -0.014016 | 220.7392 | 0 | 334.0113 | 0.013044 | 226.5249 | 0 | 226.5249 | 0 | 226.7375 | 0 | 226.5249 | 0 | 226.5249 | 0 | 226.5249 | 0 | 334.4387 | 0.00028709 | 220.74 | -0.038983 | 226.7375 | 0 | 334.0113 | 0.017762 | 220.74 | -0.0032843 | 226.5249 | 0 | 220.74 | -0.011776 | 226.5249 | 0 | 334.4387 | 0.00037273 | 334.4387 | 0.00018666 | 226.5249 | 0 | 226.7375 | 0 | 226.7375 | 0 | 226.5249 | 0 | 518.7481 | 0.0036617 | 226.5249 | 0 | 226.5249 | 0 | 517.4096 | 0 | 226.5249 | 0 | 521.1986 | 0.00028849 | 518.7481 | 0.045906 | 521.1986 | 6.6519e-05 | 808.4114 | 0.0020568 | 1070.7839 | 0.00062464 | 1001.3558 | 0.013041 | 1006.791 | 0 | 1006.1946 | 0 | 226.525 | 8.0218e-06 | 226.7375 | 0 | 226.5249 | 0 | 226.5249 | 0 | 226.5249 | 0 | 223.9358 | 0
| 190.2694 | 0 | 277.6295 | 1.6359 | 190.2694 | 0 | 190.2694 | 0 | 334.1252 | 0 | 226.7288 | 0.090638 | 220.9436 | 0 | 334.1252 | 0 | 226.7288 | 0 | 226.7288 | 0 | 226.9424 | 0 | 226.7288 | 0 | 226.7288 | 0 | 226.7288 | 0 | 334.5482 | 0.000272 | 220.94 | -0.025469 | 226.9424 | 0 | 334.1252 | 0.019225 | 220.94 | -0.00029446 | 226.7288 | 0 | 220.94 | -0.011426 | 226.7288 | 0 | 334.5482 | 0.00032395 | 334.5482 | 0.00024901 | 226.7288 | 0 | 226.9424 | 0 | 226.9424 | 0 | 226.7288 | 0 | 518.9028 | 0.0060869 | 226.7288 | 0 | 226.7288 | 0 | 517.5655 | 0 | 226.7288 | 0 | 521.3521 | 0.00028958 | 518.9028 | 0.044048 | 521.3521 | 5.7809e-05 | 808.4765 | 0.0015865 | 1070.8401 | 0.00062944 | 1001.3682 | 0.013036 | 1006.8406 | 0 | 1006.2442 | 0 | 226.729 | -1.8497e-06 | 226.9424 | 0 | 226.7288 | 0 | 226.7288 | 0 | 226.7288 | 0 | 224.141 | 0
| 190.3393 | 0 | 277.8387 | 1.6875 | 190.3393 | 0 | 190.3393 | 0 | 334.2391 | 0 | 226.9327 | -0.04941 | 221.1481 | 0 | 334.2391 | 0.0022362 | 226.9327 | 0 | 226.9327 | 0 | 227.1474 | 0 | 226.9327 | 0 | 226.9327 | 0 | 226.9327 | 0 | 334.6577 | 0.00029296 | 221.15 | -0.070168 | 227.1474 | 0 | 334.2391 | 0 | 221.15 | -0.022311 | 226.9327 | 0 | 221.15 | -0.017722 | 226.9327 | 0 | 334.6577 | 0.00032013 | 334.6577 | 0.00027619 | 226.9327 | 0 | 227.1474 | 0 | 227.1474 | 0 | 226.9327 | 0 | 519.0575 | 0.012761 | 226.9327 | 0 | 226.9327 | 0 | 517.7214 | 0 | 226.9327 | 0 | 521.5056 | 0.00031481 | 519.0575 | 0.046343 | 521.5056 | 6.1419e-05 | 808.5415 | 0.0023411 | 1070.8962 | 0.00063427 | 1001.3804 | 0.013032 | 1006.8903 | 0 | 1006.2938 | 0 | 226.933 | 4.3193e-06 | 227.1474 | 0 | 226.9327 | 0 | 226.9327 | 0 | 226.9327 | 0 | 224.3462 | 0
| 190.4093 | 0 | 278.048 | 1.7553 | 190.4093 | 0 | 190.4093 | 0 | 334.353 | 0.010203 | 227.1366 | -0.0027541 | 221.3526 | 0 | 334.353 | 0 | 227.1366 | 0 | 227.1366 | 0 | 227.3524 | 0 | 227.1366 | 0 | 227.1366 | 0 | 227.1366 | 0 | 334.7672 | 0.0003114 | 221.35 | 0.0077966 | 227.3524 | 0 | 334.353 | 0.0067236 | 221.35 | 0.00024916 | 227.1366 | 0 | 221.35 | 0.0011659 | 227.1366 | 0 | 334.7672 | 0.00026449 | 334.7672 | 0.00029977 | 227.1366 | 0 | 227.3524 | 0 | 227.3524 | 0 | 227.1366 | 0 | 519.2123 | 0.016872 | 227.1366 | 0 | 227.1366 | 0 | 517.8773 | 0.00017392 | 227.1366 | 0 | 521.6591 | 0.00024132 | 519.2123 | 0.043829 | 521.6591 | 5.5568e-05 | 808.6066 | 0.0015846 | 1070.9524 | 0.00063912 | 1001.3927 | 0.013027 | 1006.94 | 0 | 1006.3434 | 0 | 227.137 | 2.4696e-06 | 227.3524 | 0 | 227.1366 | 0 | 227.1366 | 0 | 227.1366 | 0 | 224.5514 | 0
| 190.4792 | 0 | 278.2573 | 1.802 | 190.4792 | 0 | 190.4792 | 0 | 334.4669 | 0.0055617 | 227.3405 | -0.02818 | 221.5571 | 0 | 334.4669 | 0.017144 | 227.3405 | 0 | 227.3405 | 0 | 227.5573 | 0 | 227.3405 | 0 | 227.3405 | 0 | 227.3405 | 0 | 334.8767 | 0.00030134 | 221.56 | -0.059772 | 227.5573 | 0 | 334.4669 | 0.011807 | 221.56 | -0.031824 | 227.3405 | 0 | 221.56 | -0.0065291 | 227.3405 | 0 | 334.8767 | 0.00033004 | 334.8767 | 0.00032295 | 227.3405 | 0 | 227.5573 | 0 | 227.5573 | 0 | 227.3405 | 0 | 519.367 | 0.0045066 | 227.3405 | 0 | 227.3405 | 0 | 518.0332 | 0 | 227.3405 | 0 | 521.8126 | 0.00039708 | 519.367 | 0.045141 | 521.8126 | 6.1109e-05 | 808.6716 | 0.0016127 | 1071.0087 | 0.00064404 | 1001.405 | 0.013022 | 1006.9897 | 0 | 1006.393 | 0 | 227.341 | 5.5534e-06 | 227.5573 | 0 | 227.3405 | 0 | 227.3405 | 0 | 227.3405 | 0 | 224.7566 | 0
| 190.5492 | 0 | 278.4666 | 1.8659 | 190.5492 | 0 | 190.5492 | 0 | 334.5808 | 0 | 227.5445 | 0.054348 | 221.7616 | 0 | 334.5808 | 0 | 227.5445 | 0 | 227.5445 | 0 | 227.7623 | 0 | 227.5445 | 0 | 227.5445 | 0 | 227.5445 | 0 | 334.9862 | 0.00026362 | 221.76 | 0.0015593 | 227.7623 | 0 | 334.5808 | 0.013583 | 221.76 | 0.0029672 | 227.5445 | 0 | 221.76 | -0.0072287 | 227.5445 | 0 | 334.9862 | 0.00029612 | 334.9862 | 0.00032695 | 227.5445 | 0 | 227.7623 | 0 | 227.7623 | 0 | 227.5445 | 0 | 519.5217 | 0.017567 | 227.5445 | 0 | 227.5445 | 0 | 518.1891 | 0.00017392 | 227.5445 | 0 | 521.9661 | 0.00021938 | 519.5217 | 0.042518 | 521.9661 | 6.5435e-05 | 808.7367 | 0.0021155 | 1071.0648 | 0.00064892 | 1001.4172 | 0.013017 | 1007.0394 | 0 | 1006.4426 | 0 | 227.544 | 1.8519e-06 | 227.7623 | 0 | 227.5445 | 0 | 227.5445 | 0 | 227.5445 | 0 | 224.9619 | 0
| 190.6191 | 0 | 278.6759 | 1.9018 | 190.6191 | 0 | 190.6191 | 0 | 334.6947 | 0.0076692 | 227.7485 | -0.028733 | 221.9662 | 0 | 334.6947 | 0.010063 | 227.7485 | 0 | 227.7485 | 0 | 227.9673 | 0 | 227.7485 | 0 | 227.7485 | 0 | 227.7485 | 0 | 335.0957 | 0.00025566 | 221.97 | -0.070168 | 227.9673 | 0 | 334.6947 | 0 | 221.97 | -0.005187 | 227.7485 | 0 | 221.97 | -0.029264 | 227.7485 | 0 | 335.0957 | 0.00033271 | 335.0957 | 0.00035013 | 227.7485 | 0 | 227.9673 | 0 | 227.9673 | 0 | 227.7485 | 0 | 519.6765 | 0.010305 | 227.7485 | 0 | 227.7485 | 0 | 518.345 | 0 | 227.7485 | 0 | 522.1196 | 0.00032688 | 519.6765 | 0.045797 | 522.1196 | 7.3001e-05 | 808.8018 | 0.0024356 | 1071.121 | 0.00065381 | 1001.4296 | 0.013011 | 1007.0891 | 0 | 1006.4923 | 0 | 227.748 | 2.462e-06 | 227.9673 | 0 | 227.7485 | 0 | 227.7485 | 0 | 227.7485 | 0 | 225.1671 | 0
| 190.6891 | 0 | 278.8853 | 1.9585 | 190.6891 | 0 | 190.6891 | 0 | 334.8086 | 0 | 227.9525 | 0.1068 | 222.1707 | 0 | 334.8086 | 0.0070979 | 227.9525 | 0 | 227.9525 | 0 | 228.1724 | 0 | 227.9525 | 0 | 227.9525 | 0 | 227.9525 | 0 | 335.2052 | 0.00028667 | 222.17 | 0.036903 | 228.1724 | 0 | 334.8086 | 0.0034607 | 222.17 | -0.005187 | 227.9525 | 0 | 222.17 | -0.0026815 | 227.9525 | 0 | 335.2052 | 0.00028317 | 335.2052 | 0.00024501 | 227.9525 | 0 | 228.1724 | 0 | 228.1724 | 0 | 227.9525 | 0 | 519.8313 | 0.022799 | 227.9525 | 0 | 227.9525 | 0 | 518.5009 | 0.00017392 | 227.9525 | 0 | 522.2731 | 0.00031262 | 519.8313 | 0.044266 | 522.2731 | 6.9754e-05 | 808.8669 | 0.002517 | 1071.1772 | 0.00065875 | 1001.4418 | 0.013006 | 1007.1387 | 0 | 1006.5419 | 0 | 227.952 | 4.9311e-06 | 228.1724 | 0 | 227.9525 | 0 | 227.9525 | 0 | 227.9525 | 0 | 225.3724 | 0
| 190.7591 | 0 | 279.0946 | 1.9905 | 190.7591 | 0 | 190.7591 | 0 | 334.9224 | 0 | 228.1565 | -0.017798 | 222.3753 | 0 | 334.9224 | 0 | 228.1565 | 0 | 228.1565 | 0 | 228.3774 | 0 | 228.1565 | 0 | 228.1565 | 0 | 228.1565 | 0 | 335.3148 | 0.00032313 | 222.38 | -0.032746 | 228.3774 | 0 | 334.9224 | 0.0085507 | 222.38 | -0.012798 | 228.1565 | 0 | 222.38 | -0.0072287 | 228.1565 | 0 | 335.3148 | 0.00033347 | 335.3148 | 0.00033094 | 228.1565 | 0 | 228.3774 | 0 | 228.3774 | 0 | 228.1565 | 0 | 519.986 | 0.015751 | 228.1565 | 0 | 228.1565 | 0 | 518.6569 | 0.00026087 | 228.1565 | 0 | 522.4267 | 0.00025997 | 519.986 | 0.047218 | 522.4267 | 7.6606e-05 | 808.932 | 0.0016758 | 1071.2334 | 0.00066363 | 1001.4541 | 0.013 | 1007.1884 | 0 | 1006.5915 | 0 | 228.156 | 3.6932e-06 | 228.3774 | 0 | 228.1565 | 0 | 228.1565 | 0 | 228.1565 | 0 | 225.5777 | 0
| 190.829 | 0 | 279.304 | 2.0303 | 190.829 | 0 | 190.8291 | 0 | 335.0363 | 0.0045738 | 228.3605 | 0.00024507 | 222.5799 | 0 | 335.0363 | 0.011954 | 228.3605 | 0 | 228.3605 | 0 | 228.5825 | 0 | 228.3605 | 0 | 228.3605 | 0 | 228.3605 | 0 | 335.4243 | 0.00030176 | 222.58 | 0.0098758 | 228.5825 | 0 | 335.0363 | 0.0070202 | 222.58 | -0.010623 | 228.3605 | 0 | 222.58 | -0.022619 | 228.3605 | 0 | 335.4243 | 0.00031327 | 335.4243 | 0.00026859 | 228.3605 | 0 | 228.5825 | 0 | 228.5825 | 0 | 228.3605 | 0 | 520.1408 | 0.0034729 | 228.3605 | 0 | 228.3605 | 0 | 518.8128 | 0.00017392 | 228.3605 | 0 | 522.5802 | 0.00034553 | 520.1408 | 0.043611 | 522.5802 | 5.9435e-05 | 808.9971 | 0.0014097 | 1071.2895 | 0.0006685 | 1001.4664 | 0.012994 | 1007.2381 | 0 | 1006.6412 | 0 | 228.361 | 4.9311e-06 | 228.5825 | 0 | 228.3605 | 0 | 228.3605 | 0 | 228.3605 | 0 | 225.783 | 0
| 190.899 | 0 | 279.5134 | 2.0705 | 190.899 | 0 | 190.899 | 0 | 335.1502 | 0 | 228.5646 | -0.022634 | 222.7845 | 0 | 335.1502 | 0.037614 | 228.5646 | 0 | 228.5646 | 0 | 228.7876 | 0 | 228.5646 | 0 | 228.5646 | 0 | 228.5646 | 0 | 335.5339 | 0.00030721 | 222.78 | 0.025469 | 228.7876 | 0 | 335.1502 | 0.02633 | 222.78 | -0.006546 | 228.5646 | 0 | 222.78 | -0.010726 | 228.5646 | 0 | 335.5339 | 0.00032814 | 335.5339 | 0.00032295 | 228.5646 | 0 | 228.7876 | 0 | 228.7876 | 0 | 228.5646 | 0 | 520.2956 | 0.0048822 | 228.5646 | 0 | 228.5646 | 0 | 518.9688 | 0 | 228.5646 | 0 | 522.7338 | 0.0002841 | 520.2956 | 0.046671 | 522.7338 | 5.8864e-05 | 809.0623 | 0.0014486 | 1071.3458 | 0.0006734 | 1001.4787 | 0.012988 | 1007.2878 | 0 | 1006.6908 | 0 | 228.565 | 5.5527e-06 | 228.7876 | 0 | 228.5646 | 0 | 228.5646 | 0 | 228.5646 | 0 | 225.9883 | 0
| 190.969 | 0 | 279.7228 | 2.1194 | 190.969 | 0 | 190.969 | 0 | 335.264 | 0 | 228.7686 | 0.046583 | 222.9892 | 0 | 335.264 | 0.011954 | 228.7686 | 0 | 228.7686 | 0 | 228.9926 | 0 | 228.7686 | 0 | 228.7686 | 0 | 228.7686 | 0 | 335.6434 | 0.00030637 | 222.99 | 0.021311 | 228.9926 | 0 | 335.264 | 0.027792 | 222.99 | -0.015787 | 228.7686 | 0 | 222.99 | 0.0015157 | 228.7686 | 0 | 335.6434 | 0.00031251 | 335.6434 | 0.00020224 | 228.7686 | 0 | 228.9926 | 0 | 228.9926 | 0 | 228.7686 | 0 | 520.4504 | 0.011426 | 228.7686 | 0 | 228.7686 | 0 | 519.1247 | 0.00017392 | 228.7686 | 0 | 522.8874 | 0.00030933 | 520.4504 | 0.044704 | 522.8874 | 5.9006e-05 | 809.1274 | 0.0018525 | 1071.402 | 0.00067823 | 1001.491 | 0.012982 | 1007.3375 | 0 | 1006.7404 | 0 | 228.769 | 6.1722e-06 | 228.9926 | 0 | 228.7686 | 0 | 228.7686 | 0 | 228.7686 | 0 | 226.1936 | 0
| 191.039 | 0 | 279.9322 | 2.1422 | 191.039 | 0 | 191.039 | 0 | 335.3779 | 0.0024003 | 228.9727 | 0.021138 | 223.1938 | 0 | 335.3779 | 0.0089449 | 228.9727 | 0 | 228.9727 | 0 | 229.1978 | 0 | 228.9727 | 0 | 228.9727 | 0 | 228.9727 | 0 | 335.753 | 0.00032607 | 223.19 | -0.016113 | 229.1978 | 0 | 335.3779 | 0.014523 | 223.19 | -0.009264 | 228.9727 | 0 | 223.19 | -0.01912 | 228.9727 | 0 | 335.753 | 0.00033919 | 335.753 | 0.00023342 | 228.9727 | 0 | 229.1978 | 0 | 229.1978 | 0 | 228.9727 | 0 | 520.6052 | 0.020023 | 228.9727 | 0 | 228.9727 | 0 | 519.2807 | 0.00078262 | 228.9727 | 0 | 523.041 | 0.00022377 | 520.6052 | 0.047327 | 523.041 | 6.3331e-05 | 809.1926 | 0.002298 | 1071.4582 | 0.00068308 | 1001.5032 | 0.012976 | 1007.3873 | 0 | 1006.7901 | 0 | 228.973 | 5.5546e-06 | 229.1978 | 0 | 228.9727 | 0 | 228.9727 | 0 | 228.9727 | 0 | 226.399 | 0
| 191.109 | 0 | 280.1417 | 2.1886 | 191.109 | 0 | 191.109 | 0 | 335.4918 | 0.0031665 | 229.1768 | 0.056167 | 223.3985 | 0 | 335.4918 | 0 | 229.1768 | 0 | 229.1768 | 0 | 229.4029 | 0 | 229.1768 | 0 | 229.1768 | 0 | 229.1768 | 0 | 335.8625 | 0.00026949 | 223.4 | -0.075368 | 229.4029 | 0 | 335.4918 | 0.01118 | 223.4 | -2.2651e-05 | 229.1768 | 0 | 223.4 | 0.007112 | 229.1768 | 0 | 335.8625 | 0.00031518 | 335.8625 | 0.00026859 | 229.1768 | 0 | 229.4029 | 0 | 229.4029 | 0 | 229.1768 | 0 | 520.7601 | 0.018207 | 229.1768 | 0 | 229.1768 | 0 | 519.4366 | 0 | 229.1768 | 0 | 523.1946 | 0.00035321 | 520.7601 | 0.044048 | 523.1946 | 5.8306e-05 | 809.2577 | 0.0021172 | 1071.5145 | 0.00068789 | 1001.5155 | 0.012969 | 1007.437 | 0 | 1006.8398 | 0 | 229.177 | 1.2259e-06 | 229.4029 | 0 | 229.1768 | 0 | 229.1768 | 0 | 229.1768 | 0 | 226.6044 | 0
| 191.179 | 0 | 280.3511 | 2.2225 | 191.179 | 0 | 191.179 | 0 | 335.6056 | 0 | 229.3809 | -0.063503 | 223.6032 | 0 | 335.6056 | 0 | 229.3809 | 0 | 229.381 | 0 | 229.608 | 0 | 229.3809 | 0 | 229.381 | 0 | 229.381 | 0 | 335.9721 | 0.00029589 | 223.6 | -0.089919 | 229.608 | 0 | 335.6056 | 0.017449 | 223.6 | -0.030194 | 229.3809 | 0 | 223.6 | -0.0040807 | 229.381 | 0 | 335.9721 | 0.00033538 | 335.9721 | 0.00041648 | 229.381 | 0 | 229.608 | 0 | 229.608 | 0 | 229.381 | 0 | 520.9149 | 0.0079023 | 229.3809 | 0 | 229.3809 | 0 | 519.5926 | 0.00078262 | 229.3809 | 0 | 523.3482 | 0.00020183 | 520.9149 | 0.045687 | 523.3482 | 7.0205e-05 | 809.3229 | 0.0023659 | 1071.5707 | 0.00069261 | 1001.5278 | 0.012963 | 1007.4867 | 0 | 1006.8894 | 0 | 229.381 | -1.2456e-06 | 229.608 | 0 | 229.381 | 0 | 229.381 | 0 | 229.381 | 0 | 226.8098 | 0
| 191.249 | 0 | 280.5606 | 2.2386 | 191.249 | 0 | 191.249 | 0 | 335.7195 | 0.0094993 | 229.5851 | 0.014014 | 223.8079 | 0 | 335.7195 | 0.0052298 | 229.5851 | 0 | 229.5851 | 0 | 229.8132 | 0 | 229.5851 | 0 | 229.5851 | 0 | 229.5851 | 0 | 336.0817 | 0.00028793 | 223.81 | 0.045222 | 229.8132 | 0 | 335.7195 | 0 | 223.81 | 0.016557 | 229.5851 | 0 | 223.81 | 0.013408 | 229.5851 | 0 | 336.0817 | 0.0002946 | 336.0817 | 0.00042048 | 229.5851 | 0 | 229.8132 | 0 | 229.8132 | 0 | 229.5851 | 0 | 521.0697 | 0.01447 | 229.5851 | 0 | 229.5851 | 0 | 519.7486 | 0 | 229.5851 | 0 | 523.5018 | 0.00044973 | 521.0697 | 0.043173 | 523.5018 | 6.7375e-05 | 809.3881 | 0.0021727 | 1071.627 | 0.00069732 | 1001.5401 | 0.012956 | 1007.5364 | 0 | 1006.9391 | 0 | 229.585 | -1.8547e-06 | 229.8132 | 0 | 229.5851 | 0 | 229.5851 | 0 | 229.5851 | 0 | 227.0152 | 0
| 191.319 | 0 | 280.7701 | 2.266 | 191.319 | 0 | 191.319 | 0 | 335.8333 | 0.0059129 | 229.7892 | -0.075784 | 224.0126 | 0 | 335.8333 | 0.013417 | 229.7892 | 0 | 229.7893 | 0 | 230.0184 | 0 | 229.7892 | 0 | 229.7893 | 0 | 229.7893 | 0 | 336.1913 | 0.00029463 | 224.01 | -0.020271 | 230.0184 | 0 | 335.8333 | 0.0038058 | 224.01 | -0.017418 | 229.7892 | 0 | 224.01 | -0.0047802 | 229.7893 | 0 | 336.1913 | 0.00034529 | 336.1913 | 0.00036572 | 229.7893 | 0 | 230.0184 | 0 | 230.0184 | 0 | 229.7893 | 0 | 521.2246 | 0.011266 | 229.7892 | 0 | 229.7892 | 0 | 519.9046 | 0 | 229.7892 | 0 | 523.6554 | 0.00020951 | 521.2246 | 0.046015 | 523.6554 | 6.4725e-05 | 809.4532 | 0.002 | 1071.6832 | 0.00070199 | 1001.5524 | 0.01295 | 1007.5861 | 0 | 1006.9888 | 0 | 229.789 | 6.1847e-07 | 230.0184 | 0 | 229.7893 | 0 | 229.7893 | 0 | 229.7893 | 0 | 227.2206 | 0
| 191.389 | 0 | 280.9796 | 2.2556 | 191.389 | 0 | 191.389 | 0 | 335.9472 | 0.010203 | 229.9934 | 0.012644 | 224.2174 | 0 | 335.9472 | 0 | 229.9934 | 0 | 229.9934 | 0 | 230.2236 | 0 | 229.9934 | 0 | 229.9934 | 0 | 229.9934 | 0 | 336.3009 | 0.00026655 | 224.22 | -0.0036384 | 230.2236 | 0 | 335.9472 | 0.0073169 | 224.22 | -0.0040998 | 229.9934 | 0 | 224.22 | -0.026116 | 229.9934 | 0 | 336.3009 | 0.00028469 | 336.3009 | 0.00020224 | 229.9934 | 0 | 230.2236 | 0 | 230.2236 | 0 | 229.9934 | 0 | 521.3794 | 0.015217 | 229.9934 | 0 | 229.9934 | 0 | 520.0606 | 0 | 229.9934 | 0 | 523.8091 | 0.00031152 | 521.3794 | 0.044048 | 523.8091 | 6.516e-05 | 809.5185 | 0.0018057 | 1071.7395 | 0.00070658 | 1001.5646 | 0.012943 | 1007.6359 | 0 | 1007.0385 | 0 | 229.993 | 3.6949e-06 | 230.2236 | 0 | 229.9934 | 0 | 229.9934 | 0 | 229.9934 | 0 | 227.426 | 0
| 191.4591 | 0 | 281.1892 | 2.2523 | 191.4591 | 0 | 191.4591 | 0 | 336.0611 | 0 | 230.1976 | -0.14099 | 224.4221 | 0 | 336.0611 | 0.0331 | 230.1976 | 0 | 230.1976 | 0 | 230.4288 | 0 | 230.1976 | 0 | 230.1976 | 0 | 230.1976 | 0 | 336.4104 | 0.0003005 | 224.42 | 0.017152 | 230.4288 | 0 | 336.0611 | 0.023404 | 224.42 | -0.0098077 | 230.1976 | 0 | 224.42 | -0.0058295 | 230.1976 | 0 | 336.4104 | 0.00028393 | 336.4104 | 0.0001323 | 230.1976 | 0 | 230.4288 | 0 | 230.4288 | 0 | 230.1976 | 0 | 521.5343 | 0.0099313 | 230.1976 | 0 | 230.1976 | 0 | 520.2166 | 0.00026087 | 230.1976 | 0 | 523.9627 | 0.00023803 | 521.5343 | 0.04678 | 523.9627 | 6.5695e-05 | 809.5837 | 0.0015147 | 1071.7957 | 0.00071105 | 1001.577 | 0.012937 | 1007.6856 | 0 | 1007.0881 | 0 | 230.198 | 1.8555e-06 | 230.4288 | 0 | 230.1976 | 0 | 230.1976 | 0 | 230.1976 | 0 | 227.6315 | 0
| 191.5291 | 0 | 281.3987 | 2.2466 | 191.5291 | 0 | 191.5291 | 0 | 336.1749 | 0.01548 | 230.4018 | 0.031946 | 224.6269 | 0 | 336.1749 | 0.013075 | 230.4018 | 0 | 230.4018 | 0 | 230.634 | 0 | 230.4018 | 0 | 230.4018 | 0 | 230.4018 | 0 | 336.52 | 0.0003135 | 224.63 | -0.050418 | 230.634 | 0 | 336.1749 | 0.012956 | 224.63 | -0.0068178 | 230.4018 | 0 | 224.63 | -0.026815 | 230.4018 | 0 | 336.52 | 0.00026259 | 336.52 | 4.2767e-05 | 230.4018 | 0 | 230.634 | 0 | 230.634 | 0 | 230.4018 | 0 | 521.6892 | 0.010786 | 230.4018 | 0 | 230.4018 | 0 | 520.3726 | 0 | 230.4018 | 0 | 524.1164 | 0.00035101 | 521.6892 | 0.044157 | 524.1164 | 5.9711e-05 | 809.6489 | 0.0019551 | 1071.8519 | 0.0007155 | 1001.5892 | 0.01293 | 1007.7354 | 0 | 1007.1378 | 0 | 230.402 | 2.4696e-06 | 230.634 | 0 | 230.4018 | 0 | 230.4018 | 0 | 230.4018 | 0 | 227.8369 | 0
| 191.5991 | 0 | 281.6083 | 2.2132 | 191.5991 | 0 | 191.5991 | 0 | 336.2887 | 0.0024003 | 230.6061 | 0.00047781 | 224.8317 | 0 | 336.2887 | 0.025792 | 230.6061 | 0 | 230.6061 | 0 | 230.8393 | 0 | 230.6061 | 0 | 230.6061 | 0 | 230.6061 | 0 | 336.6297 | 0.00033864 | 224.83 | -0.070168 | 230.8393 | 0 | 336.2887 | 0 | 224.83 | -0.025572 | 230.6061 | 0 | 224.83 | -0.017023 | 230.6061 | 0 | 336.6297 | 0.00030337 | 336.6297 | 0.0001247 | 230.6061 | 0 | 230.8393 | 0 | 230.8393 | 0 | 230.6061 | 0 | 521.8441 | 0.010679 | 230.6061 | 0 | 230.6061 | 0 | 520.5286 | 0.00026087 | 230.6061 | 0 | 524.2701 | 0.000283 | 521.8441 | 0.045906 | 524.2701 | 6.197e-05 | 809.7142 | 0.0013979 | 1071.9082 | 0.00071986 | 1001.6015 | 0.012924 | 1007.7851 | 0 | 1007.1875 | 0 | 230.606 | 1.2286e-06 | 230.8393 | 0 | 230.6061 | 0 | 230.6061 | 0 | 230.6061 | 0 | 228.0424 | 0
| 191.6692 | 0 | 281.8178 | 2.1944 | 191.6692 | 0 | 191.6691 | 0 | 336.4026 | 0.0031665 | 230.8103 | 0.051827 | 225.0365 | 0 | 336.4026 | 0 | 230.8103 | 0 | 230.8103 | 0 | 231.0445 | 0 | 230.8103 | 0 | 230.8103 | 0 | 230.8103 | 0 | 336.7393 | 0.00029673 | 225.04 | 0.0025989 | 231.0445 | 0 | 336.4026 | 0 | 225.04 | 0.0024236 | 230.8103 | 0 | 225.04 | -0.0047802 | 230.8103 | 0 | 336.7393 | 0.00029803 | 336.7393 | 0.00029977 | 230.8103 | 0 | 231.0445 | 0 | 231.0445 | 0 | 230.8103 | 0 | 521.9989 | 0.012227 | 230.8103 | 0 | 230.8103 | 0 | 520.6847 | 0.00017392 | 230.8103 | 0 | 524.4237 | 0.00032688 | 521.9989 | 0.04372 | 524.4237 | 5.5673e-05 | 809.7794 | 0.001383 | 1071.9645 | 0.00072414 | 1001.6138 | 0.012917 | 1007.8349 | 0 | 1007.2372 | 0 | 230.81 | 1.2334e-06 | 231.0445 | 0 | 230.8103 | 0 | 230.8103 | 0 | 230.8103 | 0 | 228.2479 | 0
| 191.7392 | 0 | 282.0274 | 2.1492 | 191.7392 | 0 | 191.7392 | 0 | 336.5164 | 0 | 231.0146 | -0.050086 | 225.2413 | 0 | 336.5164 | 0.0078267 | 231.0146 | 0 | 231.0146 | 0 | 231.2498 | 0 | 231.0146 | 0 | 231.0146 | 0 | 231.0146 | 0 | 336.8489 | 0.00026907 | 225.24 | -0.060813 | 231.2498 | 0 | 336.5164 | 0.017449 | 225.24 | -0.019593 | 231.0146 | 0 | 225.24 | -0.011076 | 231.0146 | 0 | 336.8489 | 0.0003148 | 336.8489 | 0.00033094 | 231.0146 | 0 | 231.2498 | 0 | 231.2498 | 0 | 231.0146 | 0 | 522.1538 | 0.007048 | 231.0146 | 0 | 231.0146 | 0 | 520.8407 | 0.00026087 | 231.0146 | 0 | 524.5774 | 0.00032359 | 522.1538 | 0.045359 | 524.5774 | 5.7306e-05 | 809.8447 | 0.0016258 | 1072.0207 | 0.00072832 | 1001.6261 | 0.012911 | 1007.8846 | 0 | 1007.2869 | 0 | 231.015 | 4.3184e-06 | 231.2498 | 0 | 231.0146 | 0 | 231.0146 | 0 | 231.0146 | 0 | 228.4534 | 0
| 191.8092 | 0 | 282.2371 | 2.1312 | 191.8092 | 0 | 191.8092 | 0 | 336.6302 | 0 | 231.2189 | -0.050786 | 225.4462 | 0 | 336.6302 | 0.014569 | 231.2189 | 0 | 231.2189 | 0 | 231.4551 | 0 | 231.2189 | 0 | 231.2189 | 0 | 231.2189 | 0 | 336.9585 | 0.0002632 | 225.45 | 0.006757 | 231.4551 | 0 | 336.6302 | 0.0043505 | 225.45 | 0.0092188 | 231.2189 | 0 | 225.45 | 0.012009 | 231.2189 | 0 | 336.9585 | 0.00032204 | 336.9585 | 0.00032695 | 231.2189 | 0 | 231.4551 | 0 | 231.4551 | 0 | 231.2189 | 0 | 522.3088 | 0.0074218 | 231.2189 | 0 | 231.2189 | 0 | 520.9967 | 0 | 231.2189 | 0 | 524.7311 | 0.00020293 | 522.3088 | 0.043392 | 524.7311 | 5.5517e-05 | 809.91 | 0.0015601 | 1072.0772 | 0.00073245 | 1001.6384 | 0.012905 | 1007.9344 | 0 | 1007.3366 | 0 | 231.219 | 3.6949e-06 | 231.4551 | 0 | 231.2189 | 0 | 231.2189 | 0 | 231.2189 | 0 | 228.6589 | 0
| 191.8793 | 0 | 282.4467 | 2.0782 | 191.8793 | 0 | 191.8793 | 0 | 336.7441 | 0 | 231.4232 | 0.0031457 | 225.6511 | 0 | 336.7441 | 0.027512 | 231.4232 | 0 | 231.4232 | 0 | 231.6604 | 0 | 231.4232 | 0 | 231.4232 | 0 | 231.4232 | 0 | 337.0681 | 0.00029254 | 225.65 | -0.027548 | 231.6604 | 0 | 336.7441 | 0.018911 | 225.65 | -0.018777 | 231.4232 | 0 | 225.65 | -0.011076 | 231.4232 | 0 | 337.0681 | 0.00036206 | 337.0681 | 0.00023742 | 231.4232 | 0 | 231.6604 | 0 | 231.6604 | 0 | 231.4232 | 0 | 522.4637 | 0.017727 | 231.4232 | 0 | 231.4232 | 0 | 521.1528 | 0.00078262 | 231.4232 | 0 | 524.8848 | 0.00042231 | 522.4637 | 0.045469 | 524.8848 | 6.8058e-05 | 809.9752 | 0.0017121 | 1072.1334 | 0.00073642 | 1001.6507 | 0.012899 | 1007.9842 | 0 | 1007.3863 | 0 | 231.423 | 4.9311e-06 | 231.6604 | 0 | 231.4232 | 0 | 231.4232 | 0 | 231.4232 | 0 | 228.8645 | 0
| 191.9493 | 0 | 282.6563 | 2.027 | 191.9493 | 0 | 191.9493 | 0 | 336.8579 | 0 | 231.6275 | -0.030419 | 225.856 | 0 | 336.8579 | 0.0022414 | 231.6275 | 0 | 231.6275 | 0 | 231.8657 | 0 | 231.6275 | 0 | 231.6275 | 0 | 231.6275 | 0 | 337.1778 | 0.00030469 | 225.86 | -0.0077966 | 231.8657 | 0 | 336.8579 | 0.021837 | 225.86 | -0.0011099 | 231.6275 | 0 | 225.86 | 0.00011659 | 231.6275 | 0 | 337.1778 | 0.00037806 | 337.1778 | 0.00028818 | 231.6275 | 0 | 231.8657 | 0 | 231.8657 | 0 | 231.6275 | 0 | 522.6186 | 0.0098779 | 231.6275 | 0 | 231.6275 | 0 | 521.3089 | 0 | 231.6275 | 0 | 525.0386 | 0.0001404 | 522.6186 | 0.04372 | 525.0386 | 6.2989e-05 | 810.0405 | 0.0018551 | 1072.1897 | 0.00074028 | 1001.663 | 0.012893 | 1008.0339 | 0 | 1007.436 | 0 | 231.627 | 6.7856e-06 | 231.8657 | 0 | 231.6275 | 0 | 231.6275 | 0 | 231.6275 | 0 | 229.07 | 0
| 192.0194 | 0 | 282.866 | 1.9623 | 192.0194 | 0 | 192.0194 | 0 | 336.9717 | 0 | 231.8318 | -0.045076 | 226.0609 | 0 | 336.9717 | 0.016771 | 231.8318 | 0 | 231.8318 | 0 | 232.0711 | 0 | 231.8318 | 0 | 231.8318 | 0 | 231.8318 | 0 | 337.2874 | 0.0003202 | 226.06 | -0.057695 | 232.0711 | 0 | 336.9717 | 0.016299 | 226.06 | 0.0032391 | 231.8318 | 0 | 226.06 | -0.0072287 | 231.8318 | 0 | 337.2874 | 0.00035939 | 337.2874 | 0.00031935 | 231.8318 | 0 | 232.0711 | 0 | 232.0711 | 0 | 231.8318 | 0 | 522.7735 | 0.012975 | 231.8318 | 0 | 231.8318 | 0 | 521.4649 | 0.00078262 | 231.8318 | 0 | 525.1923 | 0.00050238 | 522.7735 | 0.045797 | 525.1923 | 7.0936e-05 | 810.1058 | 0.001454 | 1072.246 | 0.00074402 | 1001.6752 | 0.012887 | 1008.0837 | 0 | 1007.4858 | 0 | 231.832 | 1.848e-06 | 232.0711 | 0 | 231.8318 | 0 | 231.8318 | 0 | 231.8318 | 0 | 229.2756 | 0
| 192.0895 | 0 | 283.0757 | 1.9037 | 192.0895 | 0 | 192.0895 | 0 | 337.0855 | 0 | 232.0362 | 0.047681 | 226.2658 | 0 | 337.0855 | 0 | 232.0362 | 0 | 232.0362 | 0 | 232.2764 | 0 | 232.0362 | 0 | 232.0362 | 0 | 232.0362 | 0 | 337.397 | 0.00031224 | 226.27 | 0.052495 | 232.2764 | 0 | 337.0855 | 0.00079102 | 226.27 | 0.013839 | 232.0362 | 0 | 226.27 | -0.0026815 | 232.0362 | 0 | 337.397 | 0.00035024 | 337.397 | 0.00024141 | 232.0362 | 0 | 232.2764 | 0 | 232.2764 | 0 | 232.0362 | 0 | 522.9285 | 0.013402 | 232.0362 | 0 | 232.0362 | 0 | 521.621 | 0 | 232.0362 | 0 | 525.346 | 0.00018867 | 522.9285 | 0.043283 | 525.346 | 6.5312e-05 | 810.1711 | 0.0019163 | 1072.3024 | 0.00074768 | 1001.6876 | 0.012881 | 1008.1336 | 0 | 1007.5355 | 0 | 232.036 | 3.0754e-06 | 232.2764 | 0 | 232.0362 | 0 | 232.0362 | 0 | 232.0362 | 0 | 229.4812 | 0
| 192.1595 | 0 | 283.2854 | 1.8537 | 192.1595 | 0 | 192.1595 | 0 | 337.1994 | 0.019261 | 232.2406 | -0.069419 | 226.4707 | 0 | 337.1994 | 0.0085722 | 232.2406 | 0 | 232.2406 | 0 | 232.4818 | 0 | 232.2406 | 0 | 232.2406 | 0 | 232.2406 | 0 | 337.5067 | 0.00034032 | 226.47 | -0.051458 | 232.4818 | 0 | 337.1994 | 0.015986 | 226.47 | -0.015244 | 232.2406 | 0 | 226.47 | 0.011309 | 232.2406 | 0 | 337.5067 | 0.00032928 | 337.5067 | 0.00024501 | 232.2406 | 0 | 232.4818 | 0 | 232.4818 | 0 | 232.2406 | 0 | 523.0834 | 0.012227 | 232.2406 | 0 | 232.2406 | 0 | 521.7771 | 0.00078262 | 232.2406 | 0 | 525.4998 | 0.0003565 | 523.0834 | 0.045687 | 525.4998 | 6.63e-05 | 810.2365 | 0.0022555 | 1072.3586 | 0.00075117 | 1001.6998 | 0.012876 | 1008.1834 | 0 | 1007.5853 | 0 | 232.241 | 3.0907e-06 | 232.4818 | 0 | 232.2406 | 0 | 232.2406 | 0 | 232.2406 | 0 | 229.6868 | 0
| 192.2296 | 0 | 283.4951 | 1.8067 | 192.2296 | 0 | 192.2296 | 0 | 337.3132 | 0.010907 | 232.445 | -0.026328 | 226.6757 | 0 | 337.3132 | 0.0067243 | 232.445 | 0 | 232.445 | 0 | 232.6872 | 0 | 232.445 | 0 | 232.445 | 0 | 232.445 | 0 | 337.6164 | 0.00032565 | 226.68 | 0.057695 | 232.6872 | 0 | 337.3132 | 0.0028674 | 226.68 | -0.0035561 | 232.445 | 0 | 226.68 | -0.023668 | 232.445 | 0 | 337.6164 | 0.00035138 | 337.6164 | 0.000253 | 232.445 | 0 | 232.6872 | 0 | 232.6872 | 0 | 232.445 | 0 | 523.2384 | 0.018101 | 232.445 | 0 | 232.445 | 0 | 521.9331 | 0 | 232.445 | 0 | 525.6535 | 0.00023803 | 523.2384 | 0.043173 | 525.6535 | 6.1407e-05 | 810.3018 | 0.002361 | 1072.4149 | 0.00075452 | 1001.7121 | 0.012871 | 1008.2331 | 0 | 1007.635 | 0 | 232.445 | 3.0774e-06 | 232.6872 | 0 | 232.445 | 0 | 232.445 | 0 | 232.445 | 0 | 229.8924 | 0
| 192.2997 | 0 | 283.7048 | 1.7475 | 192.2997 | 0 | 192.2997 | 0 | 337.427 | 0 | 232.6494 | -0.038174 | 226.8807 | 0 | 337.427 | 0.011926 | 232.6494 | 0 | 232.6494 | 0 | 232.8926 | 0 | 232.6494 | 0 | 232.6494 | 0 | 232.6494 | 0 | 337.726 | 0.00031391 | 226.88 | -0.012994 | 232.8926 | 0 | 337.427 | 0.0091439 | 226.88 | -0.0147 | 232.6494 | 0 | 226.88 | -0.010726 | 232.6494 | 0 | 337.726 | 0.00034605 | 337.726 | 0.00040848 | 232.6494 | 0 | 232.8926 | 0 | 232.8926 | 0 | 232.6494 | 0 | 523.3934 | 0.011373 | 232.6494 | 0 | 232.6494 | 0 | 522.0892 | 0.00078262 | 232.6494 | 0 | 525.8073 | 0.00034662 | 523.3934 | 0.045906 | 525.8073 | 5.856e-05 | 810.3671 | 0.0018424 | 1072.4713 | 0.00075779 | 1001.7244 | 0.012866 | 1008.2829 | 0 | 1007.6847 | 0 | 232.649 | 6.1872e-07 | 232.8926 | 0 | 232.6494 | 0 | 232.6494 | 0 | 232.6494 | 0 | 230.0981 | 0
| 192.3698 | 0 | 283.9146 | 1.6767 | 192.3698 | 0 | 192.3698 | 0 | 337.5408 | 0.0056293 | 232.8538 | 0.060685 | 227.0856 | 0 | 337.5408 | 0 | 232.8538 | 0 | 232.8538 | 0 | 233.0981 | 0 | 232.8538 | 0 | 232.8538 | 0 | 232.8538 | 0 | 337.8357 | 0.00033068 | 227.09 | -0.02339 | 233.0981 | 0 | 337.5408 | 0.0076135 | 227.09 | 0.0078598 | 232.8538 | 0 | 227.09 | -0.017722 | 232.8538 | 0 | 337.8357 | 0.00035863 | 337.8357 | 0.00037371 | 232.8538 | 0 | 233.0981 | 0 | 233.0981 | 0 | 232.8538 | 0 | 523.5483 | 0.011266 | 232.8538 | 0 | 232.8538 | 0 | 522.2453 | 0 | 232.8538 | 0 | 525.9611 | 0.00026874 | 523.5483 | 0.04372 | 525.9611 | 5.0607e-05 | 810.4324 | 0.0010029 | 1072.5276 | 0.00076086 | 1001.7367 | 0.012861 | 1008.3327 | 0 | 1007.7344 | 0 | 232.854 | 2.469e-06 | 233.0981 | 0 | 232.8538 | 0 | 232.8538 | 0 | 232.8538 | 0 | 230.3037 | 0
| 192.4399 | 0 | 284.1243 | 1.6327 | 192.4399 | 0 | 192.4399 | 0 | 337.6546 | 0 | 233.0583 | -0.057152 | 227.2907 | 0 | 337.6546 | 0 | 233.0583 | 0 | 233.0583 | 0 | 233.3035 | 0 | 233.0583 | 0 | 233.0583 | 0 | 233.0583 | 0 | 337.9454 | 0.00036882 | 227.29 | -0.071209 | 233.3035 | 0 | 337.6546 | 0.0076611 | 227.29 | -0.0098077 | 233.0583 | 0 | 227.29 | -0.0068788 | 233.0583 | 0 | 337.9454 | 0.00032852 | 337.9454 | 0.00036212 | 233.0583 | 0 | 233.3035 | 0 | 233.3035 | 0 | 233.0583 | 0 | 523.7033 | 0.016606 | 233.0583 | 0 | 233.0583 | 0 | 522.4014 | 0.00026087 | 233.0583 | 0 | 526.1149 | 0.00033565 | 523.7033 | 0.046234 | 526.1149 | 5.6802e-05 | 810.4978 | 0.0016378 | 1072.584 | 0.00076384 | 1001.749 | 0.012857 | 1008.3825 | 0 | 1007.7842 | 0 | 233.058 | 4.9292e-06 | 233.3035 | 0 | 233.0583 | 0 | 233.0583 | 0 | 233.0583 | 0 | 230.5094 | 0
| 192.51 | 0 | 284.3341 | 1.5609 | 192.51 | 0 | 192.51 | 0 | 337.7684 | 0 | 233.2627 | 0.0035409 | 227.4957 | 0 | 337.7684 | 0.014195 | 233.2627 | 0 | 233.2627 | 0 | 233.509 | 0 | 233.2627 | 0 | 233.2627 | 0 | 233.2627 | 0 | 338.0551 | 0.00041157 | 227.5 | -0.059772 | 233.509 | 0 | 337.7684 | 0.0067236 | 227.5 | 0.008947 | 233.2627 | 0 | 227.5 | -0.017722 | 233.2627 | 0 | 338.0551 | 0.00031937 | 338.0551 | 0.00026859 | 233.2627 | 0 | 233.509 | 0 | 233.509 | 0 | 233.2627 | 0 | 523.8583 | 0.01762 | 233.2627 | 0 | 233.2627 | 0 | 522.5576 | 0 | 233.2627 | 0 | 526.2687 | 0.0001766 | 523.8583 | 0.042736 | 526.2687 | 4.6893e-05 | 810.5632 | 0.0017334 | 1072.6403 | 0.00076661 | 1001.7613 | 0.012853 | 1008.4324 | 0 | 1007.834 | 0 | 233.263 | 9.2476e-06 | 233.509 | 0 | 233.2627 | 0 | 233.2627 | 0 | 233.2627 | 0 | 230.7151 | 0
| 192.5801 | 0 | 284.5439 | 1.4718 | 192.5801 | 0 | 192.5801 | 0 | 337.8822 | 0 | 233.4672 | -0.028922 | 227.7007 | 0 | 337.8822 | 0.00074546 | 233.4672 | 0 | 233.4672 | 0 | 233.7144 | 0 | 233.4672 | 0 | 233.4672 | 0 | 233.4672 | 0 | 338.1648 | 0.00036588 | 227.7 | 0.0025989 | 233.7144 | 0 | 337.8822 | 0.0058817 | 227.7 | 0.0075879 | 233.4672 | 0 | 227.7 | -0.0072287 | 233.4672 | 0 | 338.1648 | 0.00029384 | 338.1648 | 0.000257 | 233.4672 | 0 | 233.7144 | 0 | 233.7144 | 0 | 233.4672 | 0 | 524.0133 | 0.01148 | 233.4672 | 0 | 233.4672 | 0 | 522.7137 | 0 | 233.4672 | 0 | 526.4225 | 0.00037185 | 524.0133 | 0.045687 | 526.4225 | 4.2346e-05 | 810.6285 | 0.0010626 | 1072.6967 | 0.0007693 | 1001.7736 | 0.012849 | 1008.4822 | 0 | 1007.8837 | 0 | 233.467 | 4.9436e-06 | 233.7144 | 0 | 233.4672 | 0 | 233.4672 | 0 | 233.4672 | 0 | 230.9208 | 0
| 192.6502 | 0 | 284.7537 | 1.4007 | 192.6502 | 0 | 192.6502 | 0 | 337.996 | 0.0038701 | 233.6717 | 0.032397 | 227.9058 | 0 | 337.996 | 0 | 233.6717 | 0 | 233.6717 | 0 | 233.9199 | 0 | 233.6717 | 0 | 233.6717 | 0 | 233.6717 | 0 | 338.2745 | 0.00029757 | 227.91 | 0.063932 | 233.9199 | 0 | 337.996 | 0.031972 | 227.91 | 0.0024236 | 233.6717 | 0 | 227.91 | 0.0036143 | 233.6717 | 0 | 338.2745 | 0.0003167 | 338.2745 | 0.00022583 | 233.6717 | 0 | 233.9199 | 0 | 233.9199 | 0 | 233.6717 | 0 | 524.1684 | 0.012975 | 233.6717 | 0 | 233.6717 | 0 | 522.8698 | 0.00017392 | 233.6717 | 0 | 526.5763 | 0.0002128 | 524.1684 | 0.042846 | 526.5763 | 4.4813e-05 | 810.694 | 0.0010274 | 1072.7531 | 0.00077182 | 1001.7859 | 0.012846 | 1008.532 | 0 | 1007.9335 | 0 | 233.672 | 3.7104e-06 | 233.9199 | 0 | 233.6717 | 0 | 233.6717 | 0 | 233.6717 | 0 | 231.1265 | 0
| 192.7203 | 0 | 284.9636 | 1.3361 | 192.7203 | 0 | 192.7203 | 0 | 338.1098 | 0 | 233.8763 | -0.038267 | 228.1109 | 0 | 338.1098 | 0.014535 | 233.8763 | 0 | 233.8762 | 0 | 234.1255 | 0 | 233.8763 | 0 | 233.8762 | 0 | 233.8762 | 0 | 338.3841 | 0.00033152 | 228.11 | -0.047299 | 234.1255 | 0 | 338.1098 | 0.013896 | 228.11 | -0.0076332 | 233.8763 | 0 | 228.11 | -0.0023318 | 233.8762 | 0 | 338.3841 | 0.00031518 | 338.3841 | 0.00024141 | 233.8762 | 0 | 234.1255 | 0 | 234.1255 | 0 | 233.8762 | 0 | 524.3234 | 0.0089168 | 233.8763 | 0 | 233.8763 | 0 | 523.026 | 0.00026087 | 233.8763 | 0 | 526.7302 | 0.00030713 | 524.3234 | 0.046125 | 526.7302 | 6.248e-05 | 810.7593 | 0.0015974 | 1072.8094 | 0.00077419 | 1001.7982 | 0.012842 | 1008.5819 | 0 | 1007.9833 | 0 | 233.876 | 2.4646e-06 | 234.1255 | 0 | 233.8762 | 0 | 233.8762 | 0 | 233.8762 | 0 | 231.3322 | 0
| 192.7904 | 0 | 285.1734 | 1.2622 | 192.7904 | 0 | 192.7904 | 0 | 338.2236 | 0 | 234.0808 | 0.0075956 | 228.316 | 0 | 338.2236 | 0.017557 | 234.0808 | 0 | 234.0808 | 0 | 234.331 | 0 | 234.0808 | 0 | 234.0808 | 0 | 234.0808 | 0 | 338.4939 | 0.00034032 | 228.32 | -0.077446 | 234.331 | 0 | 338.2236 | 0.0025708 | 228.32 | 0.0021518 | 234.0808 | 0 | 228.32 | -0.0079281 | 234.0808 | 0 | 338.4939 | 0.00029193 | 338.4939 | 0.00022183 | 234.0808 | 0 | 234.331 | 0 | 234.331 | 0 | 234.0808 | 0 | 524.4784 | 0.016819 | 234.0808 | 0 | 234.0808 | 0 | 523.1821 | 0.00017392 | 234.0808 | 0 | 526.884 | 0.00025229 | 524.4784 | 0.042408 | 526.884 | 6.1909e-05 | 810.8248 | 0.0021829 | 1072.8657 | 0.00077635 | 1001.8104 | 0.01284 | 1008.6317 | 0 | 1008.0331 | 0 | 234.081 | 1.8461e-06 | 234.331 | 0 | 234.0808 | 0 | 234.0808 | 0 | 234.0808 | 0 | 231.538 | 0
| 192.8605 | 0 | 285.3833 | 1.189 | 192.8605 | 0 | 192.8605 | 0 | 338.3374 | 0 | 234.2854 | -0.029607 | 228.5211 | 0 | 338.3374 | 0.006336 | 234.2854 | 0 | 234.2853 | 0 | 234.5365 | 0 | 234.2854 | 0 | 234.2853 | 0 | 234.2853 | 0 | 338.6036 | 0.00035624 | 228.52 | -0.079523 | 234.5365 | 0 | 338.3374 | 0.01033 | 228.52 | -0.005187 | 234.2854 | 0 | 228.52 | -0.0037309 | 234.2853 | 0 | 338.6036 | 0.00029879 | 338.6036 | 0.00023342 | 234.2853 | 0 | 234.5365 | 0 | 234.5365 | 0 | 234.2853 | 0 | 524.6335 | 0.0087566 | 234.2854 | 0 | 234.2854 | 0 | 523.3383 | 0.00078262 | 234.2854 | 0 | 527.0379 | 0.00027752 | 524.6335 | 0.04525 | 527.0379 | 7.5824e-05 | 810.8902 | 0.0022622 | 1072.9221 | 0.0007784 | 1001.8228 | 0.012837 | 1008.6815 | 0 | 1008.0828 | 0 | 234.285 | 1.8528e-06 | 234.5365 | 0 | 234.2853 | 0 | 234.2853 | 0 | 234.2853 | 0 | 231.7437 | 0
| 192.9307 | 0 | 285.5931 | 1.1115 | 192.9307 | 0 | 192.9306 | 0 | 338.4511 | 0.002111 | 234.4899 | 0.0013078 | 228.7262 | 0 | 338.4511 | 0 | 234.4899 | 0 | 234.4899 | 0 | 234.7421 | 0 | 234.4899 | 0 | 234.4899 | 0 | 234.4899 | 0 | 338.7133 | 0.00027242 | 228.73 | 0.014034 | 234.7421 | 0 | 338.4511 | 0.036673 | 228.73 | -0.012525 | 234.4899 | 0 | 228.73 | 0.0081613 | 234.4899 | 0 | 338.7133 | 0.0003007 | 338.7133 | 0.00028018 | 234.4899 | 0 | 234.7421 | 0 | 234.7421 | 0 | 234.4899 | 0 | 524.7885 | 0.017086 | 234.4899 | 0 | 234.4899 | 0 | 523.4944 | 0.00017392 | 234.4899 | 0 | 527.1917 | 0.00025558 | 524.7885 | 0.042736 | 527.1917 | 7.4921e-05 | 810.9556 | 0.0023364 | 1072.9785 | 0.0007803 | 1001.835 | 0.012835 | 1008.7313 | 0 | 1008.1326 | 0 | 234.49 | 4.9376e-06 | 234.7421 | 0 | 234.4899 | 0 | 234.4899 | 0 | 234.4899 | 0 | 231.9495 | 0
| 193.0008 | 0 | 285.803 | 1.0504 | 193.0008 | 0 | 193.0008 | 0 | 338.5649 | 0.015046 | 234.6945 | -0.048261 | 228.9314 | 0 | 338.5649 | 0.020871 | 234.6945 | 0 | 234.6945 | 0 | 234.9477 | 0 | 234.6945 | 0 | 234.6945 | 0 | 234.6945 | 0 | 338.823 | 0.00031978 | 228.93 | -0.079523 | 234.9477 | 0 | 338.5649 | 0.011807 | 228.93 | -0.019593 | 234.6945 | 0 | 228.93 | -0.032763 | 234.6945 | 0 | 338.823 | 0.0003228 | 338.823 | 0.000257 | 234.6945 | 0 | 234.9477 | 0 | 234.9477 | 0 | 234.6945 | 0 | 524.9436 | 0.0083295 | 234.6945 | 0 | 234.6945 | 0 | 523.6506 | 0.00078262 | 234.6945 | 0 | 527.3456 | 0.00028739 | 524.9436 | 0.04525 | 527.3456 | 7.4063e-05 | 811.0211 | 0.002006 | 1073.0349 | 0.00078203 | 1001.8473 | 0.012834 | 1008.7812 | 0 | 1008.1824 | 0 | 234.695 | 4.9359e-06 | 234.9477 | 0 | 234.6945 | 0 | 234.6945 | 0 | 234.6945 | 0 | 232.1553 | 0
| 193.0709 | 0 | 286.013 | 0.98831 | 193.0709 | 0 | 193.0709 | 0 | 338.6787 | 0.0038701 | 234.8991 | -0.067465 | 229.1366 | 0 | 338.6787 | 0 | 234.8991 | 0 | 234.8991 | 0 | 235.1533 | 0 | 234.8991 | 0 | 234.8991 | 0 | 234.8991 | 0 | 338.9327 | 0.00032272 | 229.14 | 0.053536 | 235.1533 | 0 | 338.6787 | 0.0082067 | 229.14 | -0.029106 | 234.8991 | 0 | 229.14 | -0.0065291 | 234.8991 | 0 | 338.9327 | 0.00031937 | 338.9327 | 0.00031136 | 234.8991 | 0 | 235.1533 | 0 | 235.1533 | 0 | 234.8991 | 0 | 525.0986 | 0.014844 | 234.8991 | 0 | 234.8991 | 0 | 523.8068 | 0.00017392 | 234.8991 | 0 | 527.4995 | 0.00023693 | 525.0986 | 0.04219 | 527.4995 | 6.0589e-05 | 811.0865 | 0.001903 | 1073.0913 | 0.00078361 | 1001.8596 | 0.012832 | 1008.8311 | 0 | 1008.2322 | 0 | 234.899 | 4.9378e-06 | 235.1533 | 0 | 234.8991 | 0 | 234.8991 | 0 | 234.8991 | 0 | 232.3611 | 0
| 193.1411 | 0 | 286.2229 | 0.92868 | 193.1411 | 0 | 193.1411 | 0 | 338.7925 | 0 | 235.1038 | -0.054077 | 229.3418 | 0 | 338.7925 | 0.0089449 | 235.1038 | 0 | 235.1038 | 0 | 235.3589 | 0 | 235.1038 | 0 | 235.1038 | 0 | 235.1038 | 0 | 339.0425 | 0.00037091 | 229.34 | -0.0077966 | 235.3589 | 0 | 338.7925 | 0.0023231 | 229.34 | -0.009264 | 235.1038 | 0 | 229.34 | 0.013408 | 235.1038 | 0 | 339.0425 | 0.00032204 | 339.0425 | 0.00022583 | 235.1038 | 0 | 235.3589 | 0 | 235.3589 | 0 | 235.1038 | 0 | 525.2537 | 0.0017839 | 235.1038 | 0 | 235.1038 | 0 | 523.9629 | 0.00026087 | 235.1038 | 0 | 527.6534 | 0.00030933 | 525.2537 | 0.044266 | 527.6534 | 5.6826e-05 | 811.1521 | 0.0015969 | 1073.1477 | 0.00078503 | 1001.8719 | 0.012831 | 1008.8809 | 0 | 1008.282 | 0 | 235.104 | 1.8478e-06 | 235.3589 | 0 | 235.1038 | 0 | 235.1038 | 0 | 235.1038 | 0 | 232.567 | 0
| 193.2112 | 0 | 286.4328 | 0.86701 | 193.2112 | 0 | 193.2112 | 0 | 338.9062 | 0 | 235.3084 | 0.14028 | 229.547 | 0 | 338.9062 | 0 | 235.3084 | 0 | 235.3084 | 0 | 235.5645 | 0 | 235.3084 | 0 | 235.3084 | 0 | 235.3084 | 0 | 339.1522 | 0.00032397 | 229.55 | 0.025469 | 235.5645 | 0 | 338.9062 | 0.0034607 | 229.55 | -0.0046433 | 235.3084 | 0 | 229.55 | 0.007112 | 235.3084 | 0 | 339.1522 | 0.00030451 | 339.1522 | 0.00024901 | 235.3084 | 0 | 235.5645 | 0 | 235.5645 | 0 | 235.3084 | 0 | 525.4088 | 0.017193 | 235.3084 | 0 | 235.3084 | 0 | 524.1191 | 0 | 235.3084 | 0 | 527.8073 | 0.00025448 | 525.4088 | 0.041971 | 527.8073 | 5.1605e-05 | 811.2175 | 0.0016141 | 1073.2041 | 0.00078629 | 1001.8842 | 0.012831 | 1008.9308 | 0 | 1008.3318 | 0 | 235.308 | 4.3165e-06 | 235.5645 | 0 | 235.3084 | 0 | 235.3084 | 0 | 235.3084 | 0 | 232.7728 | 0
| 193.2814 | 0 | 286.6428 | 0.80202 | 193.2814 | 0 | 193.2814 | 0 | 339.02 | 0 | 235.5131 | -0.0013217 | 229.7522 | 0 | 339.02 | 0.0026089 | 235.5131 | 0 | 235.5131 | 0 | 235.7701 | 0 | 235.5131 | 0 | 235.5131 | 0 | 235.5131 | 0 | 339.262 | 0.00033152 | 229.75 | -0.071209 | 235.7701 | 0 | 339.02 | 0.0032127 | 229.75 | -0.0070897 | 235.5131 | 0 | 229.75 | -0.00058295 | 235.5131 | 0 | 339.262 | 0.00033081 | 339.262 | 0.00017506 | 235.5131 | 0 | 235.7701 | 0 | 235.7701 | 0 | 235.5131 | 0 | 525.5639 | 0.014844 | 235.5131 | 0 | 235.5131 | 0 | 524.2753 | 0.00026087 | 235.5131 | 0 | 527.9612 | 0.00026765 | 525.5639 | 0.044048 | 527.9612 | 5.0757e-05 | 811.283 | 0.0017174 | 1073.2605 | 0.0007874 | 1001.8965 | 0.012831 | 1008.9806 | 0 | 1008.3817 | 0 | 235.513 | 1.8578e-06 | 235.7701 | 0 | 235.5131 | 0 | 235.5131 | 0 | 235.5131 | 0 | 232.9787 | 0
| 193.3515 | 0 | 286.8528 | 0.75679 | 193.3515 | 0 | 193.3515 | 0 | 339.1338 | 0.0080919 | 235.7178 | 0.022134 | 229.9574 | 0 | 339.1338 | 0 | 235.7178 | 0 | 235.7178 | 0 | 235.9758 | 0 | 235.7178 | 0 | 235.7178 | 0 | 235.7178 | 0 | 339.3717 | 0.00033445 | 229.96 | -0.0025989 | 235.9758 | 0 | 339.1338 | 0.001681 | 229.96 | -0.017418 | 235.7178 | 0 | 229.96 | 0.0011659 | 235.7178 | 0 | 339.3717 | 0.00029346 | 339.3717 | 0.00029177 | 235.7178 | 0 | 235.9758 | 0 | 235.9758 | 0 | 235.7178 | 0 | 525.719 | 0.013989 | 235.7178 | 0 | 235.7178 | 0 | 524.4315 | 0.00069566 | 235.7178 | 0 | 528.1151 | 0.00034224 | 525.719 | 0.041643 | 528.1151 | 4.5729e-05 | 811.3486 | 0.0021421 | 1073.3169 | 0.00078837 | 1001.9088 | 0.012831 | 1009.0305 | 0 | 1008.4315 | 0 | 235.718 | 4.3215e-06 | 235.9758 | 0 | 235.7178 | 0 | 235.7178 | 0 | 235.7178 | 0 | 233.1845 | 0
| 193.4217 | 0 | 287.0628 | 0.69998 | 193.4217 | 0 | 193.4217 | 0 | 339.2475 | 0.0083718 | 235.9225 | 0.039061 | 230.1627 | 0 | 339.2475 | 0.011926 | 235.9225 | 0 | 235.9225 | 0 | 236.1815 | 0 | 235.9225 | 0 | 235.9225 | 0 | 235.9225 | 0 | 339.4815 | 0.00035708 | 230.16 | -0.070168 | 236.1815 | 0 | 339.2475 | 0.023718 | 230.16 | 0.016014 | 235.9225 | 0 | 230.16 | -0.014223 | 235.9225 | 0 | 339.4815 | 0.00030794 | 339.4815 | 0.00032295 | 235.9225 | 0 | 236.1815 | 0 | 236.1815 | 0 | 235.9225 | 0 | 525.8741 | 0.013882 | 235.9225 | 0 | 235.9225 | 0 | 524.5877 | 0.00026087 | 235.9225 | 0 | 528.2691 | 0.00022487 | 525.8741 | 0.044376 | 528.2691 | 4.8465e-05 | 811.414 | 0.0022147 | 1073.3734 | 0.00078923 | 1001.9211 | 0.012832 | 1009.0804 | 0 | 1008.4813 | 0 | 235.922 | 6.7803e-06 | 236.1815 | 0 | 235.9225 | 0 | 235.9225 | 0 | 235.9225 | 0 | 233.3904 | 0
| 193.4918 | 0 | 287.2728 | 0.65185 | 193.4918 | 0 | 193.4918 | 0 | 339.3613 | 0.016536 | 236.1272 | -0.011224 | 230.368 | 0 | 339.3613 | 0 | 236.1272 | 0 | 236.1272 | 0 | 236.3872 | 0 | 236.1272 | 0 | 236.1272 | 0 | 236.1272 | 0 | 339.5913 | 0.00031517 | 230.37 | -0.006757 | 236.3872 | 0 | 339.3613 | 0.020061 | 230.37 | -0.0060024 | 236.1272 | 0 | 230.37 | -0.0040807 | 236.1272 | 0 | 339.5913 | 0.00029346 | 339.5913 | 0.00031895 | 236.1272 | 0 | 236.3872 | 0 | 236.3872 | 0 | 236.1272 | 0 | 526.0292 | 0.015591 | 236.1272 | 0 | 236.1272 | 0 | 524.744 | 0.00017392 | 236.1272 | 0 | 528.423 | 0.00030713 | 526.0292 | 0.043064 | 528.423 | 4.6993e-05 | 811.4795 | 0.0018211 | 1073.4298 | 0.0007899 | 1001.9334 | 0.012833 | 1009.1303 | 0 | 1008.5311 | 0 | 236.127 | 5.5468e-06 | 236.3872 | 0 | 236.1272 | 0 | 236.1272 | 0 | 236.1272 | 0 | 233.5963 | 0
| 193.562 | 0 | 287.4828 | 0.61785 | 193.562 | 0 | 193.562 | 0 | 339.4751 | 0 | 236.3319 | 0.0060051 | 230.5733 | 0 | 339.4751 | 0.027512 | 236.3319 | 0 | 236.3319 | 0 | 236.5929 | 0 | 236.3319 | 0 | 236.3319 | 0 | 236.3319 | 0 | 339.701 | 0.00032481 | 230.57 | -0.032746 | 236.5929 | 0 | 339.4751 | 0.011807 | 230.57 | -0.022039 | 236.3319 | 0 | 230.57 | -0.0023318 | 236.3319 | 0 | 339.701 | 0.00034681 | 339.701 | 0.0002646 | 236.3319 | 0 | 236.5929 | 0 | 236.5929 | 0 | 236.3319 | 0 | 526.1843 | 0.017834 | 236.3319 | 0 | 236.3319 | 0 | 524.9002 | 0.00078262 | 236.3319 | 0 | 528.577 | 0.00028081 | 526.1843 | 0.046125 | 528.577 | 4.8683e-05 | 811.545 | 0.0019994 | 1073.4862 | 0.00079043 | 1001.9457 | 0.012834 | 1009.1802 | 0 | 1008.5809 | 0 | 236.332 | 7.4014e-06 | 236.5929 | 0 | 236.3319 | 0 | 236.3319 | 0 | 236.3319 | 0 | 233.8023 | 0
| 193.6322 | 0 | 287.6929 | 0.56259 | 193.6322 | 0 | 193.6322 | 0 | 339.5888 | 0.0049256 | 236.5367 | 0.030546 | 230.7786 | 0 | 339.5888 | 0 | 236.5367 | 0 | 236.5367 | 0 | 236.7986 | 0 | 236.5367 | 0 | 236.5367 | 0 | 236.5367 | 0 | 339.8108 | 0.000329 | 230.78 | 0.034825 | 236.7986 | 0 | 339.5888 | 0.0064269 | 230.78 | 0.0097623 | 236.5367 | 0 | 230.78 | 0.012009 | 236.5367 | 0 | 339.8108 | 0.00034681 | 339.8108 | 0.00030736 | 236.5367 | 0 | 236.7986 | 0 | 236.7986 | 0 | 236.5367 | 0 | 526.3395 | 0.010786 | 236.5367 | 0 | 236.5367 | 0 | 525.0564 | 0 | 236.5367 | 0 | 528.731 | 0.00029946 | 526.3395 | 0.043611 | 528.731 | 4.689e-05 | 811.6106 | 0.0019052 | 1073.5427 | 0.00079087 | 1001.9579 | 0.012836 | 1009.2301 | 0 | 1008.6307 | 0 | 236.537 | 6.783e-06 | 236.7986 | 0 | 236.5367 | 0 | 236.5367 | 0 | 236.5367 | 0 | 234.0082 | 0
| 193.7024 | 0 | 287.903 | 0.53051 | 193.7024 | 0 | 193.7024 | 0 | 339.7026 | 0 | 236.7415 | -0.080452 | 230.9839 | 0 | 339.7026 | 0 | 236.7415 | 0 | 236.7415 | 0 | 237.0044 | 0 | 236.7415 | 0 | 236.7415 | 0 | 236.7415 | 0 | 339.9206 | 0.00037762 | 230.98 | -0.076405 | 237.0044 | 0 | 339.7026 | 0.021628 | 230.98 | 0.012209 | 236.7415 | 0 | 230.98 | 0.019353 | 236.7415 | 0 | 339.9206 | 0.00035558 | 339.9206 | 0.00030736 | 236.7415 | 0 | 237.0044 | 0 | 237.0044 | 0 | 236.7415 | 0 | 526.4946 | 0.0074218 | 236.7415 | 0 | 236.7415 | 0 | 525.2127 | 0.00078262 | 236.7415 | 0 | 528.8849 | 0.00033565 | 526.4946 | 0.045359 | 528.8849 | 5.2172e-05 | 811.6761 | 0.0025945 | 1073.5991 | 0.00079114 | 1001.9703 | 0.012838 | 1009.28 | 0 | 1008.6806 | 0 | 236.741 | 3.0833e-06 | 237.0044 | 0 | 236.7415 | 0 | 236.7415 | 0 | 236.7415 | 0 | 234.2142 | 0
| 193.7725 | 0 | 288.113 | 0.49596 | 193.7725 | 0 | 193.7726 | 0 | 339.8163 | 0 | 236.9463 | 0.065402 | 231.1893 | 0 | 339.8163 | 0 | 236.9463 | 0 | 236.9463 | 0 | 237.2101 | 0 | 236.9463 | 0 | 236.9463 | 0 | 236.9463 | 0 | 340.0304 | 0.00033277 | 231.19 | 0.0057175 | 237.2101 | 0 | 339.8163 | 0 | 231.19 | -0.0019253 | 236.9463 | 0 | 231.19 | 0.0074619 | 236.9463 | 0 | 340.0304 | 0.00030413 | 340.0304 | 0.00029977 | 236.9463 | 0 | 237.2101 | 0 | 237.2101 | 0 | 236.9463 | 0 | 526.6498 | 0.014363 | 236.9463 | 0 | 236.9463 | 0 | 525.3689 | 0.00017392 | 236.9463 | 0 | 529.0389 | 0.00025558 | 526.6498 | 0.042846 | 529.0389 | 4.4403e-05 | 811.7417 | 0.0019237 | 1073.6556 | 0.00079133 | 1001.9825 | 0.012841 | 1009.3299 | 0 | 1008.7305 | 0 | 236.946 | 6.7847e-06 | 237.2101 | 0 | 236.9463 | 0 | 236.9463 | 0 | 236.9463 | 0 | 234.4201 | 0
| 193.8427 | 0 | 288.3231 | 0.45584 | 193.8427 | 0 | 193.8427 | 0 | 339.9301 | 0 | 237.1511 | -0.056299 | 231.3947 | 0 | 339.9301 | 0.019753 | 237.1511 | 0 | 237.1511 | 0 | 237.4159 | 0 | 237.1511 | 0 | 237.1511 | 0 | 237.1511 | 0 | 340.1402 | 0.00034828 | 231.39 | 0.019232 | 237.4159 | 0 | 339.9301 | 0.0073644 | 231.39 | -0.0098077 | 237.1511 | 0 | 231.39 | -0.0093273 | 237.1511 | 0 | 340.1402 | 0.00030718 | 340.1402 | 0.00027259 | 237.1511 | 0 | 237.4159 | 0 | 237.4159 | 0 | 237.1511 | 0 | 526.8049 | 0.0013145 | 237.1511 | 0 | 237.1511 | 0 | 525.5252 | 0 | 237.1511 | 0 | 529.1929 | 0.00029726 | 526.8049 | 0.044594 | 529.1929 | 5.3496e-05 | 811.8073 | 0.0023846 | 1073.712 | 0.00079135 | 1001.9949 | 0.012844 | 1009.3798 | 0 | 1008.7803 | 0 | 237.151 | 6.1729e-06 | 237.4159 | 0 | 237.1511 | 0 | 237.1511 | 0 | 237.1511 | 0 | 234.6261 | 0
| 193.9129 | 0 | 288.5333 | 0.4203 | 193.9129 | 0 | 193.9129 | 0 | 340.0438 | 0.0077401 | 237.3559 | 0.007934 | 231.6 | 0 | 340.0438 | 0.00074721 | 237.3559 | 0 | 237.3559 | 0 | 237.6217 | 0 | 237.3559 | 0 | 237.3559 | 0 | 237.3559 | 0 | 340.25 | 0.00031224 | 231.6 | -0.024429 | 237.6217 | 0 | 340.0438 | 0.0013843 | 231.6 | 0.00079277 | 237.3559 | 0 | 231.6 | 0.0064125 | 237.3559 | 0 | 340.25 | 0.00026335 | 340.25 | 0.00034254 | 237.3559 | 0 | 237.6217 | 0 | 237.6217 | 0 | 237.3559 | 0 | 526.9601 | 0.016232 | 237.3559 | 0 | 237.3559 | 0 | 525.6814 | 0.00017392 | 237.3559 | 0 | 529.3469 | 0.00030713 | 526.9601 | 0.042627 | 529.3469 | 5.2834e-05 | 811.8729 | 0.0020456 | 1073.7686 | 0.00079131 | 1002.0071 | 0.012847 | 1009.4297 | 0 | 1008.8301 | 0 | 237.356 | 3.0898e-06 | 237.6217 | 0 | 237.3559 | 0 | 237.3559 | 0 | 237.3559 | 0 | 234.8321 | 0
| 193.9831 | 0 | 288.7434 | 0.38658 | 193.9831 | 0 | 193.9831 | 0 | 340.1576 | 0.0090743 | 237.5608 | -0.014374 | 231.8055 | 0 | 340.1576 | 0.018262 | 237.5608 | 0 | 237.5608 | 0 | 237.8275 | 0 | 237.5608 | 0 | 237.5608 | 0 | 237.5608 | 0 | 340.3598 | 0.00033194 | 231.81 | -0.032746 | 237.8275 | 0 | 340.1576 | 0.0043989 | 231.81 | -0.010351 | 237.5608 | 0 | 231.81 | -0.0089774 | 237.5608 | 0 | 340.3598 | 0.00027516 | 340.3598 | 0.00035413 | 237.5608 | 0 | 237.8275 | 0 | 237.8275 | 0 | 237.5608 | 0 | 527.1153 | 0.012494 | 237.5608 | 0 | 237.5608 | 0 | 525.8377 | 0 | 237.5608 | 0 | 529.5009 | 0.00034443 | 527.1153 | 0.044594 | 529.5009 | 6.7391e-05 | 811.9385 | 0.0014692 | 1073.8249 | 0.0007911 | 1002.0195 | 0.01285 | 1009.4796 | 0 | 1008.88 | 0 | 237.561 | 4.322e-06 | 237.8275 | 0 | 237.5608 | 0 | 237.5608 | 0 | 237.5608 | 0 | 235.0381 | 0
| 194.0533 | 0 | 288.9535 | 0.37479 | 194.0533 | 0 | 194.0533 | 0 | 340.2713 | 0.00035183 | 237.7656 | 0.0058216 | 232.0109 | 0 | 340.2713 | 0 | 237.7656 | 0 | 237.7656 | 0 | 238.0333 | 0 | 237.7656 | 0 | 237.7656 | 0 | 237.7656 | 0 | 340.4696 | 0.00029589 | 232.01 | -0.025469 | 238.0333 | 0 | 340.2713 | 0.018911 | 232.01 | -0.0049152 | 237.7656 | 0 | 232.01 | -0.0089774 | 237.7656 | 0 | 340.4696 | 0.00025115 | 340.4696 | 0.00033454 | 237.7656 | 0 | 238.0333 | 0 | 238.0333 | 0 | 237.7656 | 0 | 527.2705 | 0.013509 | 237.7656 | 0 | 237.7656 | 0 | 525.994 | 0.00017392 | 237.7656 | 0 | 529.655 | 0.00024132 | 527.2705 | 0.042955 | 529.655 | 6.7515e-05 | 812.0041 | 0.0015267 | 1073.8815 | 0.00079086 | 1002.0317 | 0.012854 | 1009.5295 | 0 | 1008.9299 | 0 | 237.766 | 4.3201e-06 | 238.0333 | 0 | 237.7656 | 0 | 237.7656 | 0 | 237.7656 | 0 | 235.2442 | 0
| 194.1236 | 0 | 289.1637 | 0.3469 | 194.1236 | 0 | 194.1236 | 0 | 340.385 | 0.021114 | 237.9705 | 0.018846 | 232.2163 | 0 | 340.385 | 0 | 237.9705 | 0 | 237.9705 | 0 | 238.2392 | 0 | 237.9705 | 0 | 237.9705 | 0 | 237.9705 | 0 | 340.5794 | 0.00028416 | 232.22 | 0.027548 | 238.2392 | 0 | 340.385 | 0.018075 | 232.22 | 0.00024916 | 237.9705 | 0 | 232.22 | -0.01912 | 237.9705 | 0 | 340.5794 | 0.00029994 | 340.5794 | 0.00026859 | 237.9705 | 0 | 238.2392 | 0 | 238.2392 | 0 | 237.9705 | 0 | 527.4257 | 0.0099313 | 237.9705 | 0 | 237.9705 | 0 | 526.1503 | 0.00078262 | 237.9705 | 0 | 529.809 | 0.00035321 | 527.4257 | 0.043829 | 529.809 | 7.066e-05 | 812.0697 | 0.0021144 | 1073.938 | 0.00079053 | 1002.0441 | 0.012858 | 1009.5795 | 0 | 1008.9797 | 0 | 237.971 | 3.0814e-06 | 238.2392 | 0 | 237.9705 | 0 | 237.9705 | 0 | 237.9705 | 0 | 235.4502 | 0
| 194.1938 | 0 | 289.3739 | 0.33021 | 194.1938 | 0 | 194.1938 | 0 | 340.4987 | 0.0031665 | 238.1754 | 0.015639 | 232.4218 | 0 | 340.4987 | 0 | 238.1754 | 0 | 238.1754 | 0 | 238.445 | 0 | 238.1754 | 0 | 238.1754 | 0 | 238.1754 | 0 | 340.6893 | 0.00027829 | 232.42 | -0.006757 | 238.445 | 0 | 340.4987 | 0.029569 | 232.42 | 0.0026954 | 238.1754 | 0 | 232.42 | -0.012475 | 238.1754 | 0 | 340.6893 | 0.00033195 | 340.6893 | 0.00019065 | 238.1754 | 0 | 238.445 | 0 | 238.445 | 0 | 238.1754 | 0 | 527.5809 | 0.013242 | 238.1754 | 0 | 238.1754 | 0 | 526.3065 | 0.00017392 | 238.1754 | 0 | 529.963 | 0.00019525 | 527.5809 | 0.041425 | 529.963 | 5.4106e-05 | 812.1353 | 0.0018901 | 1073.9944 | 0.00079006 | 1002.0563 | 0.012863 | 1009.6294 | 0 | 1009.0296 | 0 | 238.175 | 4.9285e-06 | 238.445 | 0 | 238.1754 | 0 | 238.1754 | 0 | 238.1754 | 0 | 235.6563 | 0
| 194.264 | 0 | 289.5841 | 0.30786 | 194.264 | 0 | 194.264 | 0 | 340.6125 | 0.0059129 | 238.3803 | -0.040294 | 232.6272 | 0 | 340.6125 | 0.03138 | 238.3803 | 0 | 238.3803 | 0 | 238.6509 | 0 | 238.3803 | 0 | 238.3803 | 0 | 238.3803 | 0 | 340.7991 | 0.00031811 | 232.63 | 0.014034 | 238.6509 | 0 | 340.6125 | 0.0082542 | 232.63 | 0.0024236 | 238.3803 | 0 | 232.63 | -0.041157 | 238.3803 | 0 | 340.7991 | 0.00035863 | 340.7991 | 0.00019865 | 238.3803 | 0 | 238.6509 | 0 | 238.6509 | 0 | 238.3803 | 0 | 527.7361 | 0.0051638 | 238.3803 | 0 | 238.3803 | 0 | 526.4628 | 0.00026087 | 238.3803 | 0 | 530.1171 | 0.0003905 | 527.7361 | 0.042955 | 530.1171 | 5.5614e-05 | 812.201 | 0.0018723 | 1074.0509 | 0.00078957 | 1002.0687 | 0.012867 | 1009.6794 | 0 | 1009.0795 | 0 | 238.38 | 4.9359e-06 | 238.6509 | 0 | 238.3803 | 0 | 238.3803 | 0 | 238.3803 | 0 | 235.8624 | 0
| 194.3342 | 0 | 289.7943 | 0.28642 | 194.3342 | 0 | 194.3342 | 0 | 340.7262 | 0 | 238.5853 | 0.007636 | 232.8327 | 0 | 340.7262 | 0 | 238.5853 | 0 | 238.5853 | 0 | 238.8568 | 0 | 238.5853 | 0 | 238.5853 | 0 | 238.5853 | 0 | 340.9089 | 0.00033277 | 232.83 | 0.066009 | 238.8568 | 0 | 340.7262 | 0.012329 | 232.83 | -0.0027408 | 238.5853 | 0 | 232.83 | -0.0040807 | 238.5853 | 0 | 340.9089 | 0.00031061 | 340.9089 | 0.00029177 | 238.5853 | 0 | 238.8568 | 0 | 238.8568 | 0 | 238.5853 | 0 | 527.8913 | 0.0091304 | 238.5853 | 0 | 238.5853 | 0 | 526.6191 | 0 | 238.5853 | 0 | 530.2712 | 0.00020512 | 527.8913 | 0.041425 | 530.2712 | 4.3323e-05 | 812.2665 | 0.0018152 | 1074.1074 | 0.00078903 | 1002.0809 | 0.012872 | 1009.7293 | 0 | 1009.1294 | 0 | 238.585 | 1.2334e-06 | 238.8568 | 0 | 238.5853 | 0 | 238.5853 | 0 | 238.5853 | 0 | 236.0685 | 0
| 194.4045 | 0 | 290.0045 | 0.27173 | 194.4045 | 0 | 194.4045 | 0 | 340.8399 | 0 | 238.7902 | 0.089452 | 233.0383 | 0 | 340.8399 | 0.019753 | 238.7902 | 0 | 238.7902 | 0 | 239.0627 | 0 | 238.7902 | 0 | 238.7902 | 0 | 238.7902 | 0 | 341.0188 | 0.0003378 | 233.04 | 0.0046779 | 239.0627 | 0 | 340.8399 | 0.012956 | 233.04 | -0.036445 | 238.7902 | 0 | 233.04 | -0.022619 | 238.7902 | 0 | 341.0188 | 0.00035748 | 341.0188 | 0.00032295 | 238.7902 | 0 | 239.0627 | 0 | 239.0627 | 0 | 238.7902 | 0 | 528.0466 | 0.007048 | 238.7902 | 0 | 238.7902 | 0 | 526.7755 | 0 | 238.7902 | 0 | 530.4253 | 0.00034443 | 528.0466 | 0.044157 | 530.4253 | 5.3393e-05 | 812.3322 | 0.0027005 | 1074.1639 | 0.00078842 | 1002.0932 | 0.012877 | 1009.7792 | 0 | 1009.1793 | 0 | 238.79 | 3.0804e-06 | 239.0627 | 0 | 238.7902 | 0 | 238.7902 | 0 | 238.7902 | 0 | 236.2746 | 0
| 194.4747 | 0 | 290.2148 | 0.26542 | 194.4747 | 0 | 194.4747 | 0 | 340.9536 | 0.010907 | 238.9952 | 0.036228 | 233.2438 | 0 | 340.9536 | 0 | 238.9952 | 0 | 238.9952 | 0 | 239.2686 | 0 | 238.9952 | 0 | 238.9952 | 0 | 238.9952 | 0 | 341.1286 | 0.0003093 | 233.24 | 0.0046779 | 239.2686 | 0 | 340.9536 | 0.0031641 | 233.24 | -0.0076332 | 238.9952 | 0 | 233.24 | 0.032295 | 238.9952 | 0 | 341.1286 | 0.00033347 | 341.1286 | 0.00037771 | 238.9952 | 0 | 239.2686 | 0 | 239.2686 | 0 | 238.9952 | 0 | 528.2018 | 0.016979 | 238.9952 | 0 | 238.9952 | 0 | 526.9318 | 0.00017392 | 238.9952 | 0 | 530.5793 | 0.00023584 | 528.2018 | 0.04208 | 530.5793 | 4.7222e-05 | 812.3979 | 0.0020441 | 1074.2205 | 0.00078777 | 1002.1055 | 0.012882 | 1009.8292 | 0 | 1009.2292 | 0 | 238.995 | 1.2334e-06 | 239.2686 | 0 | 238.9952 | 0 | 238.9952 | 0 | 238.9952 | 0 | 236.4807 | 0
| 194.5449 | 0 | 290.4251 | 0.2423 | 194.5449 | 0 | 194.5449 | 0 | 341.0674 | 0 | 239.2002 | -0.053225 | 233.4493 | 0 | 341.0674 | 0.0052178 | 239.2002 | 0 | 239.2002 | 0 | 239.4746 | 0 | 239.2002 | 0 | 239.2002 | 0 | 239.2002 | 0 | 341.2385 | 0.00033655 | 233.45 | 0.011954 | 239.4746 | 0 | 341.0674 | 0.017449 | 233.45 | 0.0010646 | 239.2002 | 0 | 233.45 | 0.0032645 | 239.2002 | 0 | 341.2385 | 0.00034071 | 341.2385 | 0.000253 | 239.2002 | 0 | 239.4746 | 0 | 239.4746 | 0 | 239.2002 | 0 | 528.3571 | 0.0095041 | 239.2002 | 0 | 239.2002 | 0 | 527.0881 | 0.0013044 | 239.2002 | 0 | 530.7334 | 0.00025558 | 528.3571 | 0.044048 | 530.7334 | 5.8667e-05 | 812.4636 | 0.0013983 | 1074.277 | 0.00078709 | 1002.1179 | 0.012888 | 1009.8791 | 0 | 1009.279 | 0 | 239.2 | 3.0814e-06 | 239.4746 | 0 | 239.2002 | 0 | 239.2002 | 0 | 239.2002 | 0 | 236.6869 | 0
| 194.6152 | 0 | 290.6353 | 0.2344 | 194.6152 | 0 | 194.6152 | 0 | 341.1811 | 0.0094993 | 239.4052 | 0.024239 | 233.6549 | 0 | 341.1811 | 0 | 239.4052 | 0 | 239.4052 | 0 | 239.6805 | 0 | 239.4052 | 0 | 239.4052 | 0 | 239.4052 | 0 | 341.3483 | 0.0003202 | 233.65 | -0.012994 | 239.6805 | 0 | 341.1811 | 0.017971 | 233.65 | -0.016603 | 239.4052 | 0 | 233.65 | 0.016905 | 239.4052 | 0 | 341.3483 | 0.00026983 | 341.3483 | 0.00034653 | 239.4052 | 0 | 239.6805 | 0 | 239.6805 | 0 | 239.4052 | 0 | 528.5123 | 0.020076 | 239.4052 | 0 | 239.4052 | 0 | 527.2445 | 0 | 239.4052 | 0 | 530.8876 | 0.00031701 | 528.5123 | 0.041206 | 530.8876 | 5.57e-05 | 812.5292 | 0.0021388 | 1074.3335 | 0.00078638 | 1002.1301 | 0.012893 | 1009.9291 | 0 | 1009.329 | 0 | 239.405 | 3.0814e-06 | 239.6805 | 0 | 239.4052 | 0 | 239.4052 | 0 | 239.4052 | 0 | 236.893 | 0
| 194.6854 | 0 | 290.8456 | 0.21442 | 194.6854 | 0 | 194.6854 | 0 | 341.2948 | 0 | 239.6102 | -0.020531 | 233.8605 | 0 | 341.2948 | 0.014163 | 239.6102 | 0 | 239.6102 | 0 | 239.8865 | 0 | 239.6102 | 0 | 239.6102 | 0 | 239.6102 | 0 | 341.4582 | 0.00034241 | 233.86 | -0.087841 | 239.8865 | 0 | 341.2948 | 0.023718 | 233.86 | -0.0095359 | 239.6102 | 0 | 233.86 | -0.029264 | 239.6102 | 0 | 341.4582 | 0.00029803 | 341.4582 | 0.00033454 | 239.6102 | 0 | 239.8865 | 0 | 239.8865 | 0 | 239.6102 | 0 | 528.6676 | 0.01148 | 239.6102 | 0 | 239.6102 | 0 | 527.4008 | 0.00026087 | 239.6102 | 0 | 531.0417 | 0.0001766 | 528.6676 | 0.043173 | 531.0417 | 6.125e-05 | 812.595 | 0.0025631 | 1074.39 | 0.00078566 | 1002.1425 | 0.012899 | 1009.9791 | 0 | 1009.3789 | 0 | 239.61 | 6.7839e-06 | 239.8865 | 0 | 239.6102 | 0 | 239.6102 | 0 | 239.6102 | 0 | 237.0992 | 0
| 194.7557 | 0 | 291.056 | 0.20512 | 194.7557 | 0 | 194.7557 | 0 | 341.4085 | 0 | 239.8153 | 0.036563 | 234.0661 | 0 | 341.4085 | 0.005977 | 239.8153 | 0 | 239.8153 | 0 | 240.0925 | 0 | 239.8153 | 0 | 239.8153 | 0 | 239.8153 | 0 | 341.5681 | 0.00032272 | 234.07 | -0.027548 | 240.0925 | 0 | 341.4085 | 0 | 234.07 | -0.023126 | 239.8153 | 0 | 234.07 | 0.0039641 | 239.8153 | 0 | 341.5681 | 0.00033271 | 341.5681 | 0.00035013 | 239.8153 | 0 | 240.0925 | 0 | 240.0925 | 0 | 239.8153 | 0 | 528.8229 | 0.014523 | 239.8153 | 0 | 239.8153 | 0 | 527.5571 | 0.00017392 | 239.8153 | 0 | 531.1958 | 0.00039708 | 528.8229 | 0.041315 | 531.1958 | 4.5806e-05 | 812.6608 | 0.0022091 | 1074.4465 | 0.00078494 | 1002.1547 | 0.012904 | 1010.029 | 0 | 1009.4288 | 0 | 239.815 | 9.8661e-06 | 240.0925 | 0 | 239.8153 | 0 | 239.8153 | 0 | 239.8153 | 0 | 237.3054 | 0
| 194.826 | 0 | 291.2663 | 0.19129 | 194.826 | 0 | 194.826 | 0 | 341.5222 | 0.0097769 | 240.0204 | -0.080775 | 234.2717 | 0 | 341.5222 | 0 | 240.0204 | 0 | 240.0204 | 0 | 240.2985 | 0 | 240.0204 | 0 | 240.0204 | 0 | 240.0204 | 0 | 341.678 | 0.00032691 | 234.27 | -0.027548 | 240.2985 | 0 | 341.5222 | 0.030509 | 234.27 | -0.018777 | 240.0204 | 0 | 234.27 | 0.0022152 | 240.0204 | 0 | 341.678 | 0.00037806 | 341.678 | 0.00037371 | 240.0204 | 0 | 240.2985 | 0 | 240.2985 | 0 | 240.0204 | 0 | 528.9782 | 0.0020655 | 240.0204 | 0 | 240.0204 | 0 | 527.7135 | 0 | 240.0204 | 0 | 531.35 | 0.00013711 | 528.9782 | 0.043173 | 531.35 | 5.6187e-05 | 812.7264 | 0.0022083 | 1074.5032 | 0.00078427 | 1002.1671 | 0.01291 | 1010.079 | 0 | 1009.4787 | 0 | 240.02 | 9.8677e-06 | 240.2985 | 0 | 240.0204 | 0 | 240.0204 | 0 | 240.0204 | 0 | 237.5116 | 0
| 194.8962 | 0 | 291.4766 | 0.18678 | 194.8962 | 0 | 194.8962 | 0 | 341.6359 | 0 | 240.2254 | 0.03294 | 234.4773 | 0 | 341.6359 | 0 | 240.2254 | 0 | 240.2254 | 0 | 240.5045 | 0 | 240.2254 | 0 | 240.2254 | 0 | 240.2254 | 0 | 341.7878 | 0.00031811 | 234.48 | -0.0088362 | 240.5045 | 0 | 341.6359 | 0.0052405 | 234.48 | 0.022809 | 240.2254 | 0 | 234.48 | 0.01026 | 240.2254 | 0 | 341.7878 | 0.00036549 | 341.7878 | 0.00033854 | 240.2254 | 0 | 240.5045 | 0 | 240.5045 | 0 | 240.2254 | 0 | 529.1335 | 0.017086 | 240.2254 | 0 | 240.2254 | 0 | 527.8699 | 0.00017392 | 240.2254 | 0 | 531.5041 | 0.00038392 | 529.1335 | 0.040987 | 531.5041 | 4.7084e-05 | 812.7921 | 0.0023525 | 1074.5597 | 0.00078357 | 1002.1793 | 0.012916 | 1010.129 | 0 | 1009.5286 | 0 | 240.225 | 1.8555e-06 | 240.5045 | 0 | 240.2254 | 0 | 240.2254 | 0 | 240.2254 | 0 | 237.7178 | 0
| 194.9665 | 0 | 291.687 | 0.17608 | 194.9665 | 0 | 194.9665 | 0 | 341.7496 | 0 | 240.4305 | -0.0010584 | 234.683 | 0 | 341.7496 | 0.011181 | 240.4305 | 0 | 240.4305 | 0 | 240.7106 | 0 | 240.4305 | 0 | 240.4305 | 0 | 240.4305 | 0 | 341.8977 | 0.00033571 | 234.68 | 0.0036384 | 240.7106 | 0 | 341.7496 | 0.011493 | 234.68 | -0.00029446 | 240.4305 | 0 | 234.68 | 0.00011659 | 240.4305 | 0 | 341.8977 | 0.00034262 | 341.8977 | 0.00047483 | 240.4305 | 0 | 240.7106 | 0 | 240.7106 | 0 | 240.4305 | 0 | 529.2888 | 0.0097711 | 240.4305 | 0 | 240.4305 | 0 | 528.0262 | 0.00078262 | 240.4305 | 0 | 531.6583 | 0.00013163 | 529.2888 | 0.042736 | 531.6583 | 5.2163e-05 | 812.8579 | 0.0019522 | 1074.6162 | 0.0007829 | 1002.1916 | 0.012922 | 1010.179 | 0 | 1009.5785 | 0 | 240.431 | 4.3176e-06 | 240.7106 | 0 | 240.4305 | 0 | 240.4305 | 0 | 240.4305 | 0 | 237.9241 | 0
| 195.0368 | 0 | 291.8974 | 0.16872 | 195.0368 | 0 | 195.0368 | 0 | 341.8633 | 0 | 240.6357 | 0.031395 | 234.8887 | 0 | 341.8633 | 0 | 240.6357 | 0 | 240.6356 | 0 | 240.9166 | 0 | 240.6357 | 0 | 240.6356 | 0 | 240.6356 | 0 | 342.0076 | 0.00033864 | 234.89 | 0.04834 | 240.9166 | 0 | 341.8633 | 0.011807 | 234.89 | -0.005187 | 240.6357 | 0 | 234.89 | -0.0016322 | 240.6356 | 0 | 342.0076 | 0.00030946 | 342.0076 | 0.00034254 | 240.6356 | 0 | 240.9166 | 0 | 240.9166 | 0 | 240.6356 | 0 | 529.4441 | 0.011426 | 240.6357 | 0 | 240.6357 | 0 | 528.1826 | 0 | 240.6357 | 0 | 531.8124 | 0.00035211 | 529.4441 | 0.040987 | 531.8124 | 4.5471e-05 | 812.9236 | 0.0020016 | 1074.6728 | 0.00078232 | 1002.2039 | 0.012927 | 1010.229 | 0 | 1009.6285 | 0 | 240.636 | 2.4579e-06 | 240.9166 | 0 | 240.6356 | 0 | 240.6356 | 0 | 240.6356 | 0 | 238.1303 | 0
| 195.107 | 0 | 292.1078 | 0.15778 | 195.107 | 0 | 195.107 | 0 | 341.977 | 0 | 240.8408 | -0.090918 | 235.0943 | 0 | 341.977 | 0 | 240.8408 | 0 | 240.8408 | 0 | 241.1227 | 0 | 240.8408 | 0 | 240.8408 | 0 | 240.8408 | 0 | 342.1175 | 0.00031014 | 235.09 | 0.027548 | 241.1227 | 0 | 341.977 | 0.011807 | 235.09 | 0.0016082 | 240.8408 | 0 | 235.09 | -0.0037309 | 240.8408 | 0 | 342.1175 | 0.00031518 | 342.1175 | 0.00031136 | 240.8408 | 0 | 241.1227 | 0 | 241.1227 | 0 | 240.8408 | 0 | 529.5994 | 0.015324 | 240.8408 | 0 | 240.8408 | 0 | 528.339 | 0 | 240.8408 | 0 | 531.9666 | 0.00025119 | 529.5994 | 0.043283 | 531.9666 | 5.7201e-05 | 812.9895 | 0.0018587 | 1074.7294 | 0.00078174 | 1002.2162 | 0.012933 | 1010.279 | 0 | 1009.6785 | 0 | 240.841 | 3.6932e-06 | 241.1227 | 0 | 240.8408 | 0 | 240.8408 | 0 | 240.8408 | 0 | 238.3366 | 0
| 195.1773 | 0 | 292.3182 | 0.15559 | 195.1773 | 0 | 195.1773 | 0 | 342.0907 | 0.0024628 | 241.0459 | 0.04691 | 235.3001 | 0 | 342.0907 | 0 | 241.0459 | 0 | 241.046 | 0 | 241.3288 | 0 | 241.0459 | 0 | 241.046 | 0 | 241.046 | 0 | 342.2274 | 0.00029589 | 235.3 | 0.031706 | 241.3288 | 0 | 342.0907 | 0.019434 | 235.3 | -0.010079 | 241.0459 | 0 | 235.3 | 0.007112 | 241.046 | 0 | 342.2274 | 0.00028583 | 342.2274 | 0.00017107 | 241.046 | 0 | 241.3288 | 0 | 241.3288 | 0 | 241.046 | 0 | 529.7547 | 0.015377 | 241.0459 | 0 | 241.0459 | 0 | 528.4954 | 0 | 241.0459 | 0 | 532.1208 | 0.00027423 | 529.7547 | 0.041862 | 532.1208 | 5.0412e-05 | 813.0552 | 0.002181 | 1074.7859 | 0.00078122 | 1002.2285 | 0.012938 | 1010.329 | 0 | 1009.7284 | 0 | 241.046 | 6.1944e-07 | 241.3288 | 0 | 241.046 | 0 | 241.046 | 0 | 241.046 | 0 | 238.5429 | 0
| 195.2476 | 0 | 292.5286 | 0.14497 | 195.2476 | 0 | 195.2476 | 0 | 342.2044 | 0 | 241.2511 | -0.065103 | 235.5058 | 0 | 342.2044 | 0.0040996 | 241.2511 | 0 | 241.2511 | 0 | 241.5349 | 0 | 241.2511 | 0 | 241.2511 | 0 | 241.2511 | 0 | 342.3374 | 0.00029589 | 235.51 | -0.059772 | 241.5349 | 0 | 342.2044 | 0.016822 | 235.51 | 0.0092188 | 241.2511 | 0 | 235.51 | -0.0086277 | 241.2511 | 0 | 342.3374 | 0.00026868 | 342.3374 | 0.00022183 | 241.2511 | 0 | 241.5349 | 0 | 241.5349 | 0 | 241.2511 | 0 | 529.9101 | 0.0059267 | 241.2511 | 0 | 241.2511 | 0 | 528.6518 | 0.00026087 | 241.2511 | 0 | 532.275 | 0.00025668 | 529.9101 | 0.044048 | 532.275 | 5.8964e-05 | 813.121 | 0.0023402 | 1074.8425 | 0.00078082 | 1002.2408 | 0.012944 | 1010.379 | 0 | 1009.7783 | 0 | 241.251 | 2.4685e-06 | 241.5349 | 0 | 241.2511 | 0 | 241.2511 | 0 | 241.2511 | 0 | 238.7492 | 0
| 195.3179 | 0 | 292.7391 | 0.14377 | 195.3179 | 0 | 195.3179 | 0 | 342.318 | 0 | 241.4563 | 0.065937 | 235.7115 | 0 | 342.318 | 0.0048564 | 241.4563 | 0 | 241.4563 | 0 | 241.741 | 0 | 241.4563 | 0 | 241.4563 | 0 | 241.4563 | 0 | 342.4473 | 0.0003135 | 235.71 | -0.036903 | 241.741 | 0 | 342.318 | 0.0067236 | 235.71 | -0.0049152 | 241.4563 | 0 | 235.71 | 0.023551 | 241.4563 | 0 | 342.4473 | 0.00025039 | 342.4473 | 0.00031136 | 241.4563 | 0 | 241.741 | 0 | 241.741 | 0 | 241.4563 | 0 | 530.0654 | 0.019596 | 241.4563 | 0 | 241.4563 | 0 | 528.8082 | 0.00017392 | 241.4563 | 0 | 532.4292 | 0.00024022 | 530.0654 | 0.04208 | 532.4292 | 4.7228e-05 | 813.1868 | 0.0031135 | 1074.899 | 0.00078045 | 1002.2531 | 0.012949 | 1010.4291 | 0 | 1009.8283 | 0 | 241.456 | 2.4711e-06 | 241.741 | 0 | 241.4563 | 0 | 241.4563 | 0 | 241.4563 | 0 | 238.9555 | 0
| 195.3882 | 0 | 292.9495 | 0.13473 | 195.3882 | 0 | 195.3882 | 0 | 342.4317 | 0 | 241.6615 | -0.058253 | 235.9173 | 0 | 342.4317 | 0.0026089 | 241.6615 | 0 | 241.6615 | 0 | 241.9472 | 0 | 241.6615 | 0 | 241.6615 | 0 | 241.6615 | 0 | 342.5572 | 0.0002938 | 235.92 | -0.0036384 | 241.9472 | 0 | 342.4317 | 0 | 235.92 | 0.00052096 | 241.6615 | 0 | 235.92 | -0.030314 | 241.6615 | 0 | 342.5572 | 0.00029727 | 342.5572 | 0.00029977 | 241.6615 | 0 | 241.9472 | 0 | 241.9472 | 0 | 241.6615 | 0 | 530.2208 | 0.0060869 | 241.6615 | 0 | 241.6615 | 0 | 528.9646 | 0 | 241.6615 | 0 | 532.5834 | 0.00026545 | 530.2208 | 0.043829 | 532.5834 | 5.6519e-05 | 813.2526 | 0.0017241 | 1074.9557 | 0.00078023 | 1002.2654 | 0.012954 | 1010.4791 | 0 | 1009.8782 | 0 | 241.662 | -1.2353e-06 | 241.9472 | 0 | 241.6615 | 0 | 241.6615 | 0 | 241.6615 | 0 | 239.1618 | 0
| 195.4585 | 0 | 293.16 | 0.13512 | 195.4585 | 0 | 195.4585 | 0 | 342.5454 | 0 | 241.8667 | 0.066313 | 236.1231 | 0 | 342.5454 | 0 | 241.8667 | 0 | 241.8667 | 0 | 242.1533 | 0 | 241.8667 | 0 | 241.8667 | 0 | 241.8667 | 0 | 342.6671 | 0.00029086 | 236.12 | -0.006757 | 242.1533 | 0 | 342.5454 | 0.017449 | 236.12 | -0.0032843 | 241.8667 | 0 | 236.12 | -0.0079281 | 241.8667 | 0 | 342.6671 | 0.00034757 | 342.6671 | 0.00032295 | 241.8667 | 0 | 242.1533 | 0 | 242.1533 | 0 | 241.8667 | 0 | 530.3761 | 0.018314 | 241.8667 | 0 | 241.8667 | 0 | 529.121 | 0 | 241.8667 | 0 | 532.7377 | 0.0002852 | 530.3761 | 0.041753 | 532.7377 | 4.4757e-05 | 813.3184 | 0.00089354 | 1075.0123 | 0.00078011 | 1002.2778 | 0.012958 | 1010.5291 | 0 | 1009.9282 | 0 | 241.867 | -6.1661e-07 | 242.1533 | 0 | 241.8667 | 0 | 241.8667 | 0 | 241.8667 | 0 | 239.3682 | 0
| 195.5288 | 0 | 293.3705 | 0.12684 | 195.5288 | 0 | 195.5288 | 0 | 342.6591 | 0 | 242.072 | -0.052695 | 236.3289 | 0 | 342.6591 | 0.010063 | 242.072 | 0 | 242.072 | 0 | 242.3595 | 0 | 242.072 | 0 | 242.072 | 0 | 242.072 | 0 | 342.7771 | 0.00029002 | 236.33 | -0.032746 | 242.3595 | 0 | 342.6591 | 0.018911 | 236.33 | -0.018506 | 242.072 | 0 | 236.33 | -0.0019821 | 242.072 | 0 | 342.7771 | 0.00035405 | 342.7771 | 0.00026859 | 242.072 | 0 | 242.3595 | 0 | 242.3595 | 0 | 242.072 | 0 | 530.5315 | 0.0059267 | 242.072 | 0 | 242.072 | 0 | 529.2775 | 0.00026087 | 242.072 | 0 | 532.8919 | 0.00025558 | 530.5315 | 0.043939 | 532.8919 | 5.0521e-05 | 813.3842 | 0.0011658 | 1075.0689 | 0.00078005 | 1002.29 | 0.012963 | 1010.5791 | 0 | 1009.9782 | 0 | 242.072 | 6.7897e-06 | 242.3595 | 0 | 242.072 | 0 | 242.072 | 0 | 242.072 | 0 | 239.5745 | 0
| 195.5992 | 0 | 293.581 | 0.12578 | 195.5992 | 0 | 195.5992 | 0 | 342.7727 | 0 | 242.2773 | 0.06816 | 236.5347 | 0 | 342.7727 | 0 | 242.2773 | 0 | 242.2773 | 0 | 242.5657 | 0 | 242.2773 | 0 | 242.2773 | 0 | 242.2773 | 0 | 342.887 | 0.00034535 | 236.53 | -0.061854 | 242.5657 | 0 | 342.7727 | 0.011493 | 236.53 | -0.003828 | 242.2773 | 0 | 236.53 | 0.0050134 | 242.2773 | 0 | 342.887 | 0.00031213 | 342.887 | 0.00029177 | 242.2773 | 0 | 242.5657 | 0 | 242.5657 | 0 | 242.2773 | 0 | 530.6869 | 0.0099313 | 242.2773 | 0 | 242.2773 | 0 | 529.4339 | 0.00017392 | 242.2773 | 0 | 533.0462 | 0.00029397 | 530.6869 | 0.041425 | 533.0462 | 4.4194e-05 | 813.4501 | 0.0016592 | 1075.1255 | 0.00078017 | 1002.3024 | 0.012967 | 1010.6291 | 0 | 1010.0282 | 0 | 242.277 | 4.3193e-06 | 242.5657 | 0 | 242.2773 | 0 | 242.2773 | 0 | 242.2773 | 0 | 239.7809 | 0
| 195.6695 | 0 | 293.7916 | 0.11714 | 195.6695 | 0 | 195.6695 | 0 | 342.8864 | 0 | 242.4825 | -0.037108 | 236.7405 | 0 | 342.8864 | 0.0029816 | 242.4825 | 0 | 242.4825 | 0 | 242.7719 | 0 | 242.4825 | 0 | 242.4825 | 0 | 242.4825 | 0 | 342.997 | 0.00035541 | 236.74 | -0.036903 | 242.7719 | 0 | 342.8864 | 0.00024718 | 236.74 | -0.0054588 | 242.4825 | 0 | 236.74 | -0.0026815 | 242.4825 | 0 | 342.997 | 0.00028469 | 342.997 | 0.00020224 | 242.4825 | 0 | 242.7719 | 0 | 242.7719 | 0 | 242.4825 | 0 | 530.8423 | 0.0046944 | 242.4825 | 0 | 242.4825 | 0 | 529.5903 | 0.00078262 | 242.4825 | 0 | 533.2004 | 0.00019525 | 530.8423 | 0.042736 | 533.2004 | 5.2258e-05 | 813.5159 | 0.0024923 | 1075.1821 | 0.00078042 | 1002.3146 | 0.012971 | 1010.6792 | 0 | 1010.0781 | 0 | 242.483 | 4.3143e-06 | 242.7719 | 0 | 242.4825 | 0 | 242.4825 | 0 | 242.4825 | 0 | 239.9873 | 0
| 195.7398 | 0 | 294.0021 | 0.11255 | 195.7398 | 0 | 195.7398 | 0 | 343.0001 | 0 | 242.6878 | 0.081682 | 236.9463 | 0 | 343.0001 | 0 | 242.6878 | 0 | 242.6878 | 0 | 242.9781 | 0 | 242.6878 | 0 | 242.6878 | 0 | 242.6878 | 0 | 343.1069 | 0.00034828 | 236.95 | 0.019232 | 242.9781 | 0 | 343.0001 | 0.0049438 | 236.95 | -0.012525 | 242.6878 | 0 | 236.95 | -0.0079281 | 242.6878 | 0 | 343.1069 | 0.00027974 | 343.1069 | 0.00015948 | 242.6878 | 0 | 242.9781 | 0 | 242.9781 | 0 | 242.6878 | 0 | 530.9977 | 0.016072 | 242.6878 | 0 | 242.6878 | 0 | 529.7468 | 0.00017392 | 242.6878 | 0 | 533.3547 | 0.00033675 | 530.9977 | 0.040769 | 533.3547 | 3.8067e-05 | 813.5818 | 0.0021422 | 1075.2388 | 0.00078082 | 1002.327 | 0.012975 | 1010.7292 | 0 | 1010.1281 | 0 | 242.688 | -6.6882e-09 | 242.9781 | 0 | 242.6878 | 0 | 242.6878 | 0 | 242.6878 | 0 | 240.1937 | 0
| 195.8101 | 0 | 294.2127 | 0.10991 | 195.8101 | 0 | 195.8101 | 0 | 343.1138 | 0.0016977 | 242.8932 | -0.026809 | 237.1522 | 0 | 343.1138 | 0.023213 | 242.8932 | 0 | 242.8931 | 0 | 243.1844 | 0 | 242.8932 | 0 | 242.8931 | 0 | 242.8931 | 0 | 343.2169 | 0.00030763 | 237.15 | 0.015073 | 243.1844 | 0 | 343.1138 | 0.01212 | 237.15 | -0.013885 | 242.8932 | 0 | 237.15 | -0.018072 | 242.8931 | 0 | 343.2169 | 0.00029346 | 343.2169 | 0.00020224 | 242.8931 | 0 | 243.1844 | 0 | 243.1844 | 0 | 242.8931 | 0 | 531.1531 | 0.0048822 | 242.8932 | 0 | 242.8932 | 0 | 529.9032 | 0.00026087 | 242.8932 | 0 | 533.509 | 0.00012834 | 531.1531 | 0.043173 | 533.509 | 4.3501e-05 | 813.6476 | 0.0017494 | 1075.2954 | 0.00078136 | 1002.3393 | 0.012978 | 1010.7793 | 0 | 1010.1781 | 0 | 242.893 | 4.9403e-06 | 243.1844 | 0 | 242.8931 | 0 | 242.8931 | 0 | 242.8931 | 0 | 240.4002 | 0
| 195.8805 | 0 | 294.4233 | 0.10463 | 195.8805 | 0 | 195.8805 | 0 | 343.2274 | 0.0045738 | 243.0985 | 0.017354 | 237.3581 | 0 | 343.2274 | 0 | 243.0985 | 0 | 243.0985 | 0 | 243.3906 | 0 | 243.0985 | 0 | 243.0985 | 0 | 243.0985 | 0 | 343.3269 | 0.00031601 | 237.36 | -0.019232 | 243.3906 | 0 | 343.2274 | 0.015881 | 237.36 | -0.025028 | 243.0985 | 0 | 237.36 | -0.014924 | 243.0985 | 0 | 343.3269 | 0.00031785 | 343.3269 | 0.00034653 | 243.0985 | 0 | 243.3906 | 0 | 243.3906 | 0 | 243.0985 | 0 | 531.3085 | 0.015751 | 243.0985 | 0 | 243.0985 | 0 | 530.0597 | 0 | 243.0985 | 0 | 533.6633 | 0.00032688 | 531.3085 | 0.041534 | 533.6633 | 3.6819e-05 | 813.7136 | 0.0016652 | 1075.352 | 0.00078206 | 1002.3516 | 0.012981 | 1010.8293 | 0 | 1010.2281 | 0 | 243.098 | 3.7016e-06 | 243.3906 | 0 | 243.0985 | 0 | 243.0985 | 0 | 243.0985 | 0 | 240.6066 | 0
| 195.9508 | 0 | 294.6339 | 0.097093 | 195.9508 | 0 | 195.9508 | 0 | 343.3411 | 0.01955 | 243.3038 | -0.071739 | 237.564 | 0 | 343.3411 | 0.0059633 | 243.3038 | 0 | 243.3038 | 0 | 243.5969 | 0 | 243.3038 | 0 | 243.3038 | 0 | 243.3038 | 0 | 343.4368 | 0.00032272 | 237.56 | 0.017152 | 243.5969 | 0 | 343.3411 | 0.0076611 | 237.56 | -0.0062742 | 243.3038 | 0 | 237.56 | -0.0023318 | 243.3038 | 0 | 343.4368 | 0.00034491 | 343.4368 | 0.0003893 | 243.3038 | 0 | 243.5969 | 0 | 243.5969 | 0 | 243.3038 | 0 | 531.4639 | 0.014256 | 243.3038 | 0 | 243.3038 | 0 | 530.2162 | 0.00078262 | 243.3038 | 0 | 533.8176 | 0.00025229 | 531.4639 | 0.043829 | 533.8176 | 4.2028e-05 | 813.7794 | 0.0017664 | 1075.4087 | 0.00078293 | 1002.3639 | 0.012984 | 1010.8794 | 0 | 1010.2781 | 0 | 243.304 | 7.4024e-06 | 243.5969 | 0 | 243.3038 | 0 | 243.3038 | 0 | 243.3038 | 0 | 240.8131 | 0
| 196.0212 | 0 | 294.8445 | 0.10051 | 196.0212 | 0 | 196.0212 | 0 | 343.4547 | 0 | 243.5092 | -0.040958 | 237.7699 | 0 | 343.4547 | 0.0018678 | 243.5092 | 0 | 243.5092 | 0 | 243.8032 | 0 | 243.5092 | 0 | 243.5092 | 0 | 243.5092 | 0 | 343.5468 | 0.0003093 | 237.77 | -0.02235 | 243.8032 | 0 | 343.4547 | 0.0040539 | 237.77 | -0.010079 | 243.5092 | 0 | 237.77 | -0.010027 | 243.5092 | 0 | 343.5468 | 0.00032547 | 343.5468 | 0.00035812 | 243.5092 | 0 | 243.8032 | 0 | 243.8032 | 0 | 243.5092 | 0 | 531.6194 | 0.015858 | 243.5092 | 0 | 243.5092 | 0 | 530.3727 | 0 | 243.5092 | 0 | 533.9719 | 0.00020622 | 531.6194 | 0.041643 | 533.9719 | 3.6832e-05 | 813.8453 | 0.0012606 | 1075.4653 | 0.00078398 | 1002.3762 | 0.012986 | 1010.9294 | 0 | 1010.3281 | 0 | 243.509 | 2.4646e-06 | 243.8032 | 0 | 243.5092 | 0 | 243.5092 | 0 | 243.5092 | 0 | 241.0195 | 0
| 196.0915 | 0 | 295.0551 | 0.093011 | 196.0915 | 0 | 196.0915 | 0 | 343.5684 | 0 | 243.7146 | -0.025533 | 237.9759 | 0 | 343.5684 | 0.014908 | 243.7146 | 0 | 243.7146 | 0 | 244.0095 | 0 | 243.7146 | 0 | 243.7146 | 0 | 243.7146 | 0 | 343.6568 | 0.00032188 | 237.98 | -0.016113 | 244.0095 | 0 | 343.5684 | 0 | 237.98 | -0.021224 | 243.7146 | 0 | 237.98 | -0.026815 | 243.7146 | 0 | 343.6568 | 0.00028202 | 343.6568 | 0.00033854 | 243.7146 | 0 | 244.0095 | 0 | 244.0095 | 0 | 243.7146 | 0 | 531.7748 | 0.0093973 | 243.7146 | 0 | 243.7146 | 0 | 530.5292 | 0.00078262 | 243.7146 | 0 | 534.1262 | 0.00036637 | 531.7748 | 0.043501 | 534.1262 | 4.9881e-05 | 813.9113 | 0.0021104 | 1075.522 | 0.0007852 | 1002.3885 | 0.012988 | 1010.9796 | 0 | 1010.3781 | 0 | 243.715 | 6.1664e-06 | 244.0095 | 0 | 243.7146 | 0 | 243.7146 | 0 | 243.7146 | 0 | 241.226 | 0
| 196.1619 | 0 | 295.2658 | 0.09565 | 196.1619 | 0 | 196.1619 | 0 | 343.682 | 0 | 243.92 | 0.03516 | 238.1818 | 0 | 343.682 | 0 | 243.92 | 0 | 243.92 | 0 | 244.2158 | 0 | 243.92 | 0 | 243.92 | 0 | 243.92 | 0 | 343.7668 | 0.00031014 | 238.18 | -0.0077966 | 244.2158 | 0 | 343.682 | 0.0070202 | 238.18 | -0.0040998 | 243.92 | 0 | 238.18 | -0.011426 | 243.92 | 0 | 343.7668 | 0.00024467 | 343.7668 | 0.00026859 | 243.92 | 0 | 244.2158 | 0 | 244.2158 | 0 | 243.92 | 0 | 531.9303 | 0.017567 | 243.92 | 0 | 243.92 | 0 | 530.6857 | 0.00017392 | 243.92 | 0 | 534.2805 | 7.6784e-05 | 531.9303 | 0.041206 | 534.2805 | 4.6005e-05 | 813.9772 | 0.0026578 | 1075.5786 | 0.00078662 | 1002.4008 | 0.012989 | 1011.0296 | 0 | 1010.4282 | 0 | 243.92 | 8.0132e-06 | 244.2158 | 0 | 243.92 | 0 | 243.92 | 0 | 243.92 | 0 | 241.4325 | 0
| 196.2322 | 0 | 295.4764 | 0.086711 | 196.2322 | 0 | 196.2322 | 0 | 343.7957 | 0 | 244.1254 | -0.049794 | 238.3878 | 0 | 343.7957 | 0.0059633 | 244.1254 | 0 | 244.1254 | 0 | 244.4221 | 0 | 244.1254 | 0 | 244.1254 | 0 | 244.1254 | 0 | 343.8768 | 0.00033194 | 238.39 | -0.017152 | 244.4221 | 0 | 343.7957 | 0.019225 | 238.39 | -0.029378 | 244.1254 | 0 | 238.39 | -0.0065291 | 244.1254 | 0 | 343.8768 | 0.00029384 | 343.8768 | 0.0002646 | 244.1254 | 0 | 244.4221 | 0 | 244.4221 | 0 | 244.1254 | 0 | 532.0857 | 0.0084362 | 244.1254 | 0 | 244.1254 | 0 | 530.8421 | 0.00026087 | 244.1254 | 0 | 534.4349 | 0.00036966 | 532.0857 | 0.043283 | 534.4349 | 4.8905e-05 | 814.0432 | 0.0030985 | 1075.6353 | 0.00078823 | 1002.4131 | 0.01299 | 1011.0797 | 0 | 1010.4782 | 0 | 244.125 | 1.0485e-05 | 244.4221 | 0 | 244.1254 | 0 | 244.1254 | 0 | 244.1254 | 0 | 241.6391 | 0
| 196.3026 | 0 | 295.6871 | 0.088368 | 196.3026 | 0 | 196.3026 | 0 | 343.9093 | 0 | 244.3309 | -0.036527 | 238.5938 | 0 | 343.9093 | 0.003362 | 244.3309 | 0 | 244.3309 | 0 | 244.6285 | 0 | 244.3309 | 0 | 244.3309 | 0 | 244.3309 | 0 | 343.9868 | 0.00030553 | 238.59 | -0.014034 | 244.6285 | 0 | 343.9093 | 0.010553 | 238.59 | 0.0078598 | 244.3309 | 0 | 238.59 | 0.015157 | 244.3309 | 0 | 343.9868 | 0.00032013 | 343.9868 | 0.00018666 | 244.3309 | 0 | 244.6285 | 0 | 244.6285 | 0 | 244.3309 | 0 | 532.2412 | 0.013028 | 244.3309 | 0 | 244.3309 | 0 | 530.9987 | 0 | 244.3309 | 0 | 534.5892 | 0.00015357 | 532.2412 | 0.041315 | 534.5892 | 4.1558e-05 | 814.1091 | 0.0019659 | 1075.6919 | 0.00079004 | 1002.4254 | 0.01299 | 1011.1298 | 0 | 1010.5282 | 0 | 244.331 | 5.5571e-06 | 244.6285 | 0 | 244.3309 | 0 | 244.3309 | 0 | 244.3309 | 0 | 241.8456 | 0
| 196.373 | 0 | 295.8978 | 0.079512 | 196.373 | 0 | 196.373 | 0 | 344.023 | 0 | 244.5363 | 0.04845 | 238.7998 | 0 | 344.023 | 0.007454 | 244.5363 | 0 | 244.5363 | 0 | 244.8349 | 0 | 244.5363 | 0 | 244.5363 | 0 | 244.5363 | 0 | 344.0968 | 0.00033738 | 238.8 | -0.041062 | 244.8349 | 0 | 344.023 | 0.028419 | 238.8 | -0.025844 | 244.5363 | 0 | 238.8 | 0.019353 | 244.5363 | 0 | 344.0968 | 0.00035215 | 344.0968 | 0.00029977 | 244.5363 | 0 | 244.8349 | 0 | 244.8349 | 0 | 244.5363 | 0 | 532.3967 | 0.013028 | 244.5363 | 0 | 244.5363 | 0 | 531.1552 | 0.00078262 | 244.5363 | 0 | 534.7436 | 0.00030713 | 532.3967 | 0.042846 | 534.7436 | 4.9139e-05 | 814.175 | 0.0019037 | 1075.7487 | 0.00079212 | 1002.4377 | 0.01299 | 1011.1799 | 0 | 1010.5782 | 0 | 244.536 | 4.3193e-06 | 244.8349 | 0 | 244.5363 | 0 | 244.5363 | 0 | 244.5363 | 0 | 242.0522 | 0
| 196.4433 | 0 | 296.1085 | 0.079417 | 196.4433 | 0 | 196.4433 | 0 | 344.1366 | 0.0070366 | 244.7418 | -0.010553 | 239.0058 | 0 | 344.1366 | 0 | 244.7418 | 0 | 244.7418 | 0 | 245.0413 | 0 | 244.7418 | 0 | 244.7418 | 0 | 244.7418 | 0 | 344.2068 | 0.00035624 | 239.01 | 0.063932 | 245.0413 | 0 | 344.1366 | 0.016508 | 239.01 | -0.0068178 | 244.7418 | 0 | 239.01 | 0.0095605 | 244.7418 | 0 | 344.2068 | 0.00035291 | 344.2068 | 0.00030736 | 244.7418 | 0 | 245.0413 | 0 | 245.0413 | 0 | 244.7418 | 0 | 532.5522 | 0.016499 | 244.7418 | 0 | 244.7418 | 0 | 531.3117 | 0 | 244.7418 | 0 | 534.898 | 0.00027862 | 532.5522 | 0.040222 | 534.898 | 3.8169e-05 | 814.241 | 0.0022042 | 1075.8053 | 0.00079435 | 1002.45 | 0.01299 | 1011.2299 | 0 | 1010.6282 | 0 | 244.742 | 3.0881e-06 | 245.0413 | 0 | 244.7418 | 0 | 244.7418 | 0 | 244.7418 | 0 | 242.2587 | 0
| 196.5137 | 0 | 296.3193 | 0.073686 | 196.5137 | 0 | 196.5137 | 0 | 344.2502 | 0 | 244.9473 | 0.019986 | 239.2119 | 0 | 344.2502 | 0.014163 | 244.9473 | 0 | 244.9473 | 0 | 245.2477 | 0 | 244.9473 | 0 | 244.9473 | 0 | 244.9473 | 0 | 344.3169 | 0.0003378 | 239.21 | -0.0025989 | 245.2477 | 0 | 344.2502 | 0.01118 | 239.21 | 0.0054135 | 244.9473 | 0 | 239.21 | 0.0067623 | 244.9473 | 0 | 344.3169 | 0.00036396 | 344.3169 | 0.00031136 | 244.9473 | 0 | 245.2477 | 0 | 245.2477 | 0 | 244.9473 | 0 | 532.7077 | 0.010999 | 244.9473 | 0 | 244.9473 | 0 | 531.4682 | 0.00026087 | 244.9473 | 0 | 535.0524 | 0.00022925 | 532.7077 | 0.042846 | 535.0524 | 4.3332e-05 | 814.3069 | 0.0024834 | 1075.8619 | 0.00079679 | 1002.4623 | 0.012989 | 1011.28 | 0 | 1010.6783 | 0 | 244.947 | 4.3193e-06 | 245.2477 | 0 | 244.9473 | 0 | 244.9473 | 0 | 244.9473 | 0 | 242.4653 | 0
| 196.5841 | 0 | 296.53 | 0.076556 | 196.5841 | 0 | 196.5841 | 0 | 344.3639 | 0.0045738 | 245.1528 | 0.093489 | 239.4179 | 0 | 344.3639 | 0 | 245.1528 | 0 | 245.1528 | 0 | 245.4541 | 0 | 245.1528 | 0 | 245.1528 | 0 | 245.1528 | 0 | 344.4269 | 0.00030721 | 239.42 | 0.012994 | 245.4541 | 0 | 344.3639 | 0 | 239.42 | -0.015516 | 245.1528 | 0 | 239.42 | -0.016322 | 245.1528 | 0 | 344.4269 | 0.00035672 | 344.4269 | 0.00029577 | 245.1528 | 0 | 245.4541 | 0 | 245.4541 | 0 | 245.1528 | 0 | 532.8632 | 0.015698 | 245.1528 | 0 | 245.1528 | 0 | 531.6248 | 0 | 245.1528 | 0 | 535.2068 | 0.00031372 | 532.8632 | 0.040769 | 535.2068 | 4.0588e-05 | 814.3729 | 0.0024852 | 1075.9187 | 0.00079952 | 1002.4746 | 0.012987 | 1011.3301 | 0 | 1010.7283 | 0 | 245.153 | 4.9321e-06 | 245.4541 | 0 | 245.1528 | 0 | 245.1528 | 0 | 245.1528 | 0 | 242.6719 | 0
| 196.6545 | 0 | 296.7408 | 0.066241 | 196.6545 | 0 | 196.6545 | 0 | 344.4775 | 0 | 245.3584 | -0.12905 | 239.624 | 0 | 344.4775 | 0.025792 | 245.3584 | 0 | 245.3584 | 0 | 245.6605 | 0 | 245.3584 | 0 | 245.3584 | 0 | 245.3584 | 0 | 344.5369 | 0.00032858 | 239.62 | -0.0025989 | 245.6605 | 0 | 344.4775 | 0.01421 | 239.62 | -0.006546 | 245.3584 | 0 | 239.62 | -0.009677 | 245.3584 | 0 | 344.5369 | 0.00031594 | 344.5369 | 0.00031536 | 245.3584 | 0 | 245.6605 | 0 | 245.6605 | 0 | 245.3584 | 0 | 533.0187 | 0.0076887 | 245.3584 | 0 | 245.3584 | 0 | 531.7813 | 0.00026087 | 245.3584 | 0 | 535.3611 | 0.00011847 | 533.0187 | 0.043501 | 535.3611 | 4.9356e-05 | 814.4389 | 0.001332 | 1075.9753 | 0.00080241 | 1002.4869 | 0.012985 | 1011.3803 | 0 | 1010.7784 | 0 | 245.358 | 1.848e-06 | 245.6605 | 0 | 245.3584 | 0 | 245.3584 | 0 | 245.3584 | 0 | 242.8785 | 0
| 196.7249 | 0 | 296.9516 | 0.070065 | 196.7249 | 0 | 196.7249 | 0 | 344.5911 | 0 | 245.5639 | -0.012512 | 239.8301 | 0 | 344.5911 | 0.01158 | 245.5639 | 0 | 245.5639 | 0 | 245.867 | 0 | 245.5639 | 0 | 245.5639 | 0 | 245.5639 | 0 | 344.647 | 0.00032984 | 239.83 | 0.018192 | 245.867 | 0 | 344.5911 | 0.011493 | 239.83 | -0.0087205 | 245.5639 | 0 | 239.83 | 0.0067623 | 245.5639 | 0 | 344.647 | 0.00029193 | 344.647 | 0.00031935 | 245.5639 | 0 | 245.867 | 0 | 245.867 | 0 | 245.5639 | 0 | 533.1742 | 0.018848 | 245.5639 | 0 | 245.5639 | 0 | 531.9379 | 0 | 245.5639 | 0 | 535.5156 | 0.00033346 | 533.1742 | 0.040987 | 535.5156 | 3.8686e-05 | 814.5049 | 0.0024285 | 1076.0321 | 0.00080558 | 1002.4993 | 0.012983 | 1011.4304 | 0 | 1010.8284 | 0 | 245.564 | 3.7008e-06 | 245.867 | 0 | 245.5639 | 0 | 245.5639 | 0 | 245.5639 | 0 | 243.0852 | 0
| 196.7953 | 0 | 297.1624 | 0.063424 | 196.7953 | 0 | 196.7953 | 0 | 344.7048 | 0.0027516 | 245.7695 | -0.008518 | 240.0362 | 0 | 344.7048 | 0.016399 | 245.7695 | 0 | 245.7695 | 0 | 246.0734 | 0 | 245.7695 | 0 | 245.7695 | 0 | 245.7695 | 0 | 344.757 | 0.00036379 | 240.04 | 0.027548 | 246.0734 | 0 | 344.7048 | 0.013583 | 240.04 | -0.017691 | 245.7695 | 0 | 240.04 | -0.021569 | 245.7695 | 0 | 344.757 | 0.00031404 | 344.757 | 0.00029177 | 245.7695 | 0 | 246.0734 | 0 | 246.0734 | 0 | 245.7695 | 0 | 533.3297 | 0.0077955 | 245.7695 | 0 | 245.7695 | 0 | 532.0944 | 0 | 245.7695 | 0 | 535.67 | 0.00019854 | 533.3297 | 0.043392 | 535.67 | 4.7601e-05 | 814.571 | 0.0026647 | 1076.0887 | 0.00080892 | 1002.5115 | 0.01298 | 1011.4805 | 0 | 1010.8785 | 0 | 245.769 | 4.3126e-06 | 246.0734 | 0 | 245.7695 | 0 | 245.7695 | 0 | 245.7695 | 0 | 243.2918 | 0
| 196.8657 | 0 | 297.3732 | 0.061464 | 196.8657 | 0 | 196.8657 | 0 | 344.8184 | 0 | 245.9751 | 0.0063268 | 240.2423 | 0 | 344.8184 | 0 | 245.9751 | 0 | 245.9751 | 0 | 246.2799 | 0 | 245.9751 | 0 | 245.9751 | 0 | 245.9751 | 0 | 344.8671 | 0.00033571 | 240.24 | 0.078486 | 246.2799 | 0 | 344.8184 | 0.0088 | 240.24 | -0.019593 | 245.9751 | 0 | 240.24 | -0.015274 | 245.9751 | 0 | 344.8671 | 0.00035138 | 344.8671 | 0.00021783 | 245.9751 | 0 | 246.2799 | 0 | 246.2799 | 0 | 245.9751 | 0 | 533.4853 | 0.02045 | 245.9751 | 0 | 245.9751 | 0 | 532.251 | 0 | 245.9751 | 0 | 535.8244 | 0.00032688 | 533.4853 | 0.041097 | 535.8244 | 4.6558e-05 | 814.637 | 0.0025144 | 1076.1455 | 0.00081255 | 1002.5239 | 0.012976 | 1011.5306 | 0 | 1010.9285 | 0 | 245.975 | 0 | 246.2799 | 0 | 245.9751 | 0 | 245.9751 | 0 | 245.9751 | 0 | 243.4985 | 0
| 196.9361 | 0 | 297.584 | 0.054413 | 196.9361 | 0 | 196.9361 | 0 | 344.932 | 0.0097769 | 246.1807 | -0.011327 | 240.4485 | 0 | 344.932 | 0.014163 | 246.1807 | 0 | 246.1807 | 0 | 246.4864 | 0 | 246.1807 | 0 | 246.1807 | 0 | 246.1807 | 0 | 344.9771 | 0.00033948 | 240.45 | 0.026508 | 246.4864 | 0 | 344.932 | 0.009737 | 240.45 | -0.0013816 | 246.1807 | 0 | 240.45 | -0.018421 | 246.1807 | 0 | 344.9771 | 0.00034414 | 344.9771 | 0.00027619 | 246.1807 | 0 | 246.4864 | 0 | 246.4864 | 0 | 246.1807 | 0 | 533.6408 | 0.0096643 | 246.1807 | 0 | 246.1807 | 0 | 532.4076 | 0.00026087 | 246.1807 | 0 | 535.9789 | 0.0001788 | 533.6408 | 0.043501 | 535.9789 | 5.0122e-05 | 814.7031 | 0.001699 | 1076.2023 | 0.0008164 | 1002.5362 | 0.012972 | 1011.5807 | 0 | 1010.9786 | 0 | 246.181 | 2.4713e-06 | 246.4864 | 0 | 246.1807 | 0 | 246.1807 | 0 | 246.1807 | 0 | 243.7052 | 0
| 197.0065 | 0 | 297.7949 | 0.054296 | 197.0065 | 0 | 197.0065 | 0 | 345.0456 | 0.0014073 | 246.3863 | -0.013348 | 240.6547 | 0 | 345.0456 | 0 | 246.3863 | 0 | 246.3863 | 0 | 246.6929 | 0 | 246.3863 | 0 | 246.3863 | 0 | 246.3863 | 0 | 345.0872 | 0.00030427 | 240.65 | 0.0015593 | 246.693 | 0 | 345.0456 | 0.015359 | 240.65 | -0.009264 | 246.3863 | 0 | 240.65 | -0.011776 | 246.3863 | 0 | 345.0872 | 0.00034071 | 345.0872 | 0.00032295 | 246.3863 | 0 | 246.693 | 0 | 246.693 | 0 | 246.3863 | 0 | 533.7964 | 0.015484 | 246.3863 | 0 | 246.3863 | 0 | 532.5642 | 0 | 246.3863 | 0 | 536.1333 | 0.00021719 | 533.7964 | 0.041206 | 536.1333 | 3.9101e-05 | 814.7691 | 0.0017688 | 1076.2589 | 0.00082043 | 1002.5485 | 0.012968 | 1011.6309 | 0 | 1011.0287 | 0 | 246.386 | 3.6949e-06 | 246.6929 | 0 | 246.3863 | 0 | 246.3863 | 0 | 246.3863 | 0 | 243.9119 | 0
| 197.077 | 0 | 298.0057 | 0.048284 | 197.077 | 0 | 197.0769 | 0 | 345.1592 | 0 | 246.5919 | -0.04263 | 240.8608 | 0 | 345.1592 | 0.0048451 | 246.5919 | 0 | 246.5919 | 0 | 246.8995 | 0 | 246.5919 | 0 | 246.5919 | 0 | 246.5919 | 0 | 345.1972 | 0.00027619 | 240.86 | -0.0046779 | 246.8995 | 0 | 345.1592 | 0.010033 | 240.86 | -0.012525 | 246.5919 | 0 | 240.86 | -0.0072287 | 246.5919 | 0 | 345.1972 | 0.00034338 | 345.1972 | 0.00042048 | 246.5919 | 0 | 246.8995 | 0 | 246.8995 | 0 | 246.5919 | 0 | 533.9519 | 0.014577 | 246.5919 | 0 | 246.5919 | 0 | 532.7207 | 0.00026087 | 246.5919 | 0 | 536.2878 | 0.00026106 | 533.9519 | 0.042518 | 536.2878 | 4.5642e-05 | 814.8351 | 0.0020768 | 1076.3157 | 0.00082475 | 1002.5608 | 0.012963 | 1011.681 | 0 | 1011.0788 | 0 | 246.592 | 4.9301e-06 | 246.8995 | 0 | 246.5919 | 0 | 246.5919 | 0 | 246.5919 | 0 | 244.1186 | 0
| 197.1474 | 0 | 298.2166 | 0.050453 | 197.1474 | 0 | 197.1474 | 0 | 345.2729 | 0 | 246.7976 | 0.033598 | 241.067 | 0 | 345.2729 | 0 | 246.7976 | 0 | 246.7976 | 0 | 247.106 | 0 | 246.7976 | 0 | 246.7976 | 0 | 246.7976 | 0 | 345.3073 | 0.0002565 | 241.07 | 0.038983 | 247.106 | 0 | 345.2729 | 0 | 241.07 | -0.014972 | 246.7976 | 0 | 241.07 | -0.0079281 | 246.7976 | 0 | 345.3073 | 0.00034224 | 345.3073 | 0.00037371 | 246.7976 | 0 | 247.106 | 0 | 247.106 | 0 | 246.7976 | 0 | 534.1075 | 0.015591 | 246.7976 | 0 | 246.7976 | 0 | 532.8773 | 0.00069566 | 246.7976 | 0 | 536.4423 | 0.00026106 | 534.1075 | 0.040332 | 536.4423 | 3.606e-05 | 814.9012 | 0.0015969 | 1076.3724 | 0.0008293 | 1002.5731 | 0.012957 | 1011.7311 | 0 | 1011.1289 | 0 | 246.798 | 6.1635e-06 | 247.106 | 0 | 246.7976 | 0 | 246.7976 | 0 | 246.7976 | 0 | 244.3253 | 0
| 197.2178 | 0 | 298.4275 | 0.045509 | 197.2178 | 0 | 197.2178 | 0 | 345.3865 | 0 | 247.0033 | -0.044862 | 241.2733 | 0 | 345.3865 | 0.0011182 | 247.0033 | 0 | 247.0033 | 0 | 247.3126 | 0 | 247.0033 | 0 | 247.0033 | 0 | 247.0033 | 0 | 345.4174 | 0.00025482 | 241.27 | -0.046258 | 247.3126 | 0 | 345.3865 | 0.020165 | 241.27 | 0.0086751 | 247.0033 | 0 | 241.27 | -0.0089774 | 247.0033 | 0 | 345.4174 | 0.00034681 | 345.4174 | 0.00035013 | 247.0033 | 0 | 247.3126 | 0 | 247.3126 | 0 | 247.0033 | 0 | 534.2631 | 0.019649 | 247.0033 | 0 | 247.0033 | 0 | 533.0339 | 0.00026087 | 247.0033 | 0 | 536.5968 | 0.00022048 | 534.2631 | 0.042299 | 536.5968 | 3.5512e-05 | 814.9674 | 0.0012546 | 1076.4292 | 0.00083407 | 1002.5854 | 0.012951 | 1011.7813 | 0 | 1011.179 | 0 | 247.003 | 6.1672e-06 | 247.3126 | 0 | 247.0033 | 0 | 247.0033 | 0 | 247.0033 | 0 | 244.532 | 0
| 197.2882 | 0 | 298.6384 | 0.043818 | 197.2882 | 0 | 197.2882 | 0 | 345.5001 | 0 | 247.209 | 0.025678 | 241.4795 | 0 | 345.5001 | 0.013075 | 247.209 | 0 | 247.2089 | 0 | 247.5192 | 0 | 247.209 | 0 | 247.2089 | 0 | 247.2089 | 0 | 345.5275 | 0.00027703 | 241.48 | -0.0077966 | 247.5192 | 0 | 345.5001 | 0.017135 | 241.48 | -0.010623 | 247.209 | 0 | 241.48 | 0.0022152 | 247.2089 | 0 | 345.5275 | 0.00029651 | 345.5275 | 0.00030736 | 247.2089 | 0 | 247.5192 | 0 | 247.5192 | 0 | 247.2089 | 0 | 534.4187 | 0.0098779 | 247.209 | 0 | 247.209 | 0 | 533.1906 | 0 | 247.209 | 0 | 536.7512 | 0.00023145 | 534.4187 | 0.040878 | 536.7512 | 3.0743e-05 | 815.0335 | 0.0018564 | 1076.486 | 0.00083907 | 1002.5977 | 0.012945 | 1011.8314 | 0 | 1011.2291 | 0 | 247.209 | 3.7075e-06 | 247.5192 | 0 | 247.2089 | 0 | 247.2089 | 0 | 247.2089 | 0 | 244.7388 | 0
| 197.3587 | 0 | 298.8493 | 0.04021 | 197.3587 | 0 | 197.3587 | 0 | 345.6137 | 0 | 247.4147 | 0.0073301 | 241.6857 | 0 | 345.6137 | 0.0085722 | 247.4147 | 0 | 247.4147 | 0 | 247.7258 | 0 | 247.4147 | 0 | 247.4147 | 0 | 247.4147 | 0 | 345.6376 | 0.00033152 | 241.69 | -0.040022 | 247.7258 | 0 | 345.6137 | 0.0052886 | 241.69 | -0.018777 | 247.4147 | 0 | 241.69 | -0.010027 | 247.4147 | 0 | 345.6376 | 0.00032204 | 345.6376 | 0.00029177 | 247.4147 | 0 | 247.7258 | 0 | 247.7258 | 0 | 247.4147 | 0 | 534.5743 | 0.013722 | 247.4147 | 0 | 247.4147 | 0 | 533.3472 | 0.00078262 | 247.4147 | 0 | 536.9057 | 0.00020622 | 534.5743 | 0.042518 | 536.9057 | 4.2451e-05 | 815.0995 | 0.0017452 | 1076.5427 | 0.00084429 | 1002.61 | 0.012938 | 1011.8816 | 0 | 1011.2791 | 0 | 247.415 | 2.4713e-06 | 247.7258 | 0 | 247.4147 | 0 | 247.4147 | 0 | 247.4147 | 0 | 244.9456 | 0
| 197.4291 | 0 | 299.0603 | 0.043731 | 197.4291 | 0 | 197.4291 | 0 | 345.7273 | 0.0017592 | 247.6204 | 0.063628 | 241.892 | 0 | 345.7273 | 0 | 247.6204 | 0 | 247.6204 | 0 | 247.9324 | 0 | 247.6204 | 0 | 247.6204 | 0 | 247.6204 | 0 | 345.7477 | 0.00034367 | 241.89 | 0.0057175 | 247.9324 | 0 | 345.7273 | 0.0022741 | 241.89 | 0.013839 | 247.6204 | 0 | 241.89 | -0.013874 | 247.6204 | 0 | 345.7477 | 0.00033805 | 345.7477 | 0.00028418 | 247.6204 | 0 | 247.9324 | 0 | 247.9324 | 0 | 247.6204 | 0 | 534.7299 | 0.0026281 | 247.6204 | 0 | 247.6204 | 0 | 533.5038 | 0.00069566 | 247.6204 | 0 | 537.0603 | 0.00026874 | 534.7299 | 0.04066 | 537.0603 | 3.6126e-05 | 815.1656 | 0.0022042 | 1076.5995 | 0.00084973 | 1002.6224 | 0.012931 | 1011.9318 | 0 | 1011.3292 | 0 | 247.62 | 4.9333e-06 | 247.9324 | 0 | 247.6204 | 0 | 247.6204 | 0 | 247.6204 | 0 | 245.1524 | 0
| 197.4996 | 0 | 299.2712 | 0.03881 | 197.4996 | 0 | 197.4996 | 0 | 345.8409 | 0.00099528 | 247.8261 | -0.044367 | 242.0983 | 0 | 345.8409 | 0.014908 | 247.8261 | 0 | 247.8261 | 0 | 248.139 | 0 | 247.8261 | 0 | 247.8261 | 0 | 247.8261 | 0 | 345.8578 | 0.00034535 | 242.1 | -0.038983 | 248.139 | 0 | 345.8409 | 0.010657 | 242.1 | -0.019593 | 247.8261 | 0 | 242.1 | -0.0072287 | 247.8261 | 0 | 345.8578 | 0.00037806 | 345.8578 | 0.00028418 | 247.8261 | 0 | 248.139 | 0 | 248.139 | 0 | 247.8261 | 0 | 534.8855 | 0.0095575 | 247.8261 | 0 | 247.8261 | 0 | 533.6604 | 0.00078262 | 247.8261 | 0 | 537.2148 | 0.00025668 | 534.8855 | 0.043501 | 537.2148 | 4.2358e-05 | 815.2318 | 0.0024394 | 1076.6562 | 0.0008554 | 1002.6346 | 0.012924 | 1011.9819 | 0 | 1011.3793 | 0 | 247.826 | 6.1788e-06 | 248.139 | 0 | 247.8261 | 0 | 247.8261 | 0 | 247.8261 | 0 | 245.3592 | 0
| 197.57 | 0 | 299.4822 | 0.036715 | 197.57 | 0 | 197.57 | 0 | 345.9545 | 0.0045738 | 248.0319 | -0.010353 | 242.3046 | 0 | 345.9545 | 0 | 248.0319 | 0 | 248.0319 | 0 | 248.3457 | 0 | 248.0319 | 0 | 248.0319 | 0 | 248.0319 | 0 | 345.9679 | 0.00029589 | 242.3 | -0.010915 | 248.3457 | 0 | 345.9545 | 0.019225 | 242.3 | -0.0019253 | 248.0319 | 0 | 242.3 | 0.013408 | 248.0319 | 0 | 345.9679 | 0.0003834 | 345.9679 | 0.00026859 | 248.0319 | 0 | 248.3457 | 0 | 248.3457 | 0 | 248.0319 | 0 | 535.0411 | 0.012227 | 248.0319 | 0 | 248.0319 | 0 | 533.8171 | 0.00017392 | 248.0319 | 0 | 537.3693 | 0.00018099 | 535.0411 | 0.041425 | 537.3693 | 3.8272e-05 | 815.2979 | 0.0017283 | 1076.713 | 0.00086127 | 1002.647 | 0.012916 | 1012.0321 | 0 | 1011.4294 | 0 | 248.032 | 4.3193e-06 | 248.3457 | 0 | 248.0319 | 0 | 248.0319 | 0 | 248.0319 | 0 | 245.566 | 0
| 197.6405 | 0 | 299.6932 | 0.032814 | 197.6405 | 0 | 197.6405 | 0 | 346.0681 | 0.0048591 | 248.2377 | -0.047565 | 242.5109 | 0 | 346.0681 | 0.014908 | 248.2377 | 0 | 248.2377 | 0 | 248.5524 | 0 | 248.2377 | 0 | 248.2377 | 0 | 248.2377 | 0 | 346.078 | 0.00027326 | 242.51 | 0.038983 | 248.5524 | 0 | 346.0681 | 0.01033 | 242.51 | -0.0011099 | 248.2377 | 0 | 242.51 | -0.019821 | 248.2377 | 0 | 346.078 | 0.00035215 | 346.078 | 0.00033454 | 248.2377 | 0 | 248.5524 | 0 | 248.5524 | 0 | 248.2377 | 0 | 535.1967 | 0.0043189 | 248.2377 | 0 | 248.2377 | 0 | 533.9737 | 0.00078262 | 248.2377 | 0 | 537.5239 | 0.00026655 | 535.1967 | 0.043501 | 537.5239 | 4.2236e-05 | 815.3641 | 0.0011595 | 1076.7698 | 0.00086735 | 1002.6593 | 0.012908 | 1012.0823 | 0 | 1011.4796 | 0 | 248.238 | 3.0907e-06 | 248.5524 | 0 | 248.2377 | 0 | 248.2377 | 0 | 248.2377 | 0 | 245.7728 | 0
| 197.711 | 0 | 299.9042 | 0.037193 | 197.711 | 0 | 197.711 | 0 | 346.1816 | 0 | 248.4435 | -0.0153 | 242.7173 | 0 | 346.1816 | 0.0063506 | 248.4435 | 0 | 248.4435 | 0 | 248.759 | 0 | 248.4435 | 0 | 248.4435 | 0 | 248.4435 | 0 | 346.1881 | 0.00024769 | 242.72 | -0.00051979 | 248.759 | 0 | 346.1816 | 0.0061303 | 242.72 | -0.0013816 | 248.4435 | 0 | 242.72 | -0.013525 | 248.4435 | 0 | 346.1881 | 0.00033004 | 346.1881 | 0.00031136 | 248.4435 | 0 | 248.759 | 0 | 248.759 | 0 | 248.4435 | 0 | 535.3524 | 0.011533 | 248.4435 | 0 | 248.4435 | 0 | 534.1304 | 0.00017392 | 248.4435 | 0 | 537.6784 | 0.00018209 | 535.3524 | 0.040878 | 537.6784 | 3.6339e-05 | 815.4302 | 0.0019602 | 1076.8265 | 0.00087364 | 1002.6716 | 0.012899 | 1012.1324 | 0 | 1011.5297 | 0 | 248.443 | 4.3115e-06 | 248.759 | 0 | 248.4435 | 0 | 248.4435 | 0 | 248.4435 | 0 | 245.9797 | 0
| 197.7814 | 0 | 300.1153 | 0.031452 | 197.7814 | 0 | 197.7814 | 0 | 346.2952 | 0 | 248.6493 | -0.024212 | 242.9236 | 0 | 346.2952 | 0.0014907 | 248.6493 | 0 | 248.6493 | 0 | 248.9657 | 0 | 248.6493 | 0 | 248.6493 | 0 | 248.6493 | 0 | 346.2983 | 0.00030847 | 242.92 | -0.063932 | 248.9657 | 0 | 346.2952 | 0.038241 | 242.92 | -0.0081769 | 248.6493 | 0 | 242.92 | -0.023318 | 248.6493 | 0 | 346.2983 | 0.00031327 | 346.2983 | 0.00035013 | 248.6493 | 0 | 248.9657 | 0 | 248.9657 | 0 | 248.6493 | 0 | 535.508 | 0.01148 | 248.6493 | 0 | 248.6493 | 0 | 534.287 | 0 | 248.6493 | 0 | 537.833 | 0.00028081 | 535.508 | 0.043173 | 537.833 | 4.5054e-05 | 815.4964 | 0.0012874 | 1076.8833 | 0.00088012 | 1002.6839 | 0.012891 | 1012.1827 | 0 | 1011.5798 | 0 | 248.649 | 4.3191e-06 | 248.9657 | 0 | 248.6493 | 0 | 248.6493 | 0 | 248.6493 | 0 | 246.1865 | 0
| 197.8519 | 0 | 300.3263 | 0.030917 | 197.8519 | 0 | 197.8519 | 0 | 346.4088 | 0 | 248.8551 | 0.022919 | 243.13 | 0 | 346.4088 | 0 | 248.8551 | 0 | 248.8551 | 0 | 249.1725 | 0 | 248.8551 | 0 | 248.8551 | 0 | 248.8551 | 0 | 346.4084 | 0.00031517 | 243.13 | 0.028587 | 249.1725 | 0 | 346.4088 | 0.015359 | 243.13 | 0.0040544 | 248.8551 | 0 | 243.13 | 0.0067623 | 248.8551 | 0 | 346.4084 | 0.00029651 | 346.4084 | 0.0002646 | 248.8551 | 0 | 249.1725 | 0 | 249.1725 | 0 | 248.8551 | 0 | 535.6637 | 0.017086 | 248.8551 | 0 | 248.8551 | 0 | 534.4437 | 0.00017392 | 248.8551 | 0 | 537.9876 | 0.00022267 | 535.6637 | 0.041097 | 537.9876 | 4.0853e-05 | 815.5626 | 0.0016645 | 1076.9402 | 0.00088686 | 1002.6962 | 0.012882 | 1012.2328 | 0 | 1011.6299 | 0 | 248.855 | 1.2347e-05 | 249.1725 | 0 | 248.8551 | 0 | 248.8551 | 0 | 248.8551 | 0 | 246.3934 | 0
| 197.9224 | 0 | 300.5374 | 0.026132 | 197.9224 | 0 | 197.9224 | 0 | 346.5224 | 0 | 249.061 | -0.019364 | 243.3364 | 0 | 346.5224 | 0.007454 | 249.061 | 0 | 249.061 | 0 | 249.3792 | 0 | 249.061 | 0 | 249.061 | 0 | 249.061 | 0 | 346.5185 | 0.00035834 | 243.34 | -0.052495 | 249.3792 | 0 | 346.5224 | 0.021628 | 243.34 | -0.033727 | 249.061 | 0 | 243.34 | -0.014223 | 249.061 | 0 | 346.5185 | 0.00028202 | 346.5185 | 0.00030736 | 249.061 | 0 | 249.3792 | 0 | 249.3792 | 0 | 249.061 | 0 | 535.8194 | 0.01148 | 249.061 | 0 | 249.061 | 0 | 534.6004 | 0.00026087 | 249.061 | 0 | 538.1421 | 0.0002139 | 535.8194 | 0.043392 | 538.1421 | 4.8443e-05 | 815.6288 | 0.0023414 | 1076.9969 | 0.00089372 | 1002.7086 | 0.012872 | 1012.283 | 0 | 1011.6801 | 0 | 249.061 | 4.93e-06 | 249.3792 | 0 | 249.061 | 0 | 249.061 | 0 | 249.061 | 0 | 246.6003 | 0
| 197.9929 | 0 | 300.7485 | 0.02717 | 197.9929 | 0 | 197.9929 | 0 | 346.636 | 0.00035183 | 249.2669 | -0.0065598 | 243.5428 | 0 | 346.636 | 0 | 249.2669 | 0 | 249.2669 | 0 | 249.5859 | 0 | 249.2669 | 0 | 249.2669 | 0 | 249.2669 | 0 | 346.6287 | 0.00031685 | 243.54 | 0.0088362 | 249.5859 | 0 | 346.636 | 0.0043505 | 243.54 | -0.0098077 | 249.2669 | 0 | 243.54 | 0.013058 | 249.2669 | 0 | 346.6287 | 0.00026373 | 346.6287 | 0.00028418 | 249.2669 | 0 | 249.5859 | 0 | 249.5859 | 0 | 249.2669 | 0 | 535.9751 | 0.013242 | 249.2669 | 0 | 249.2669 | 0 | 534.7571 | 0.00017392 | 249.2669 | 0 | 538.2967 | 0.00022487 | 535.9751 | 0.041425 | 538.2967 | 4.104e-05 | 815.695 | 0.0021143 | 1077.0538 | 0.00090082 | 1002.7209 | 0.012863 | 1012.3333 | 0 | 1011.7302 | 0 | 249.267 | 2.4637e-06 | 249.5859 | 0 | 249.2669 | 0 | 249.2669 | 0 | 249.2669 | 0 | 246.8072 | 0
| 198.0634 | 0 | 300.9595 | 0.022174 | 198.0634 | 0 | 198.0634 | 0 | 346.7496 | 0 | 249.4728 | -0.11754 | 243.7493 | 0 | 346.7496 | 0 | 249.4728 | 0 | 249.4728 | 0 | 249.7927 | 0 | 249.4728 | 0 | 249.4728 | 0 | 249.4728 | 0 | 346.7388 | 0.00033445 | 243.75 | 0.014034 | 249.7927 | 0 | 346.7496 | 0.021941 | 243.75 | -0.015787 | 249.4728 | 0 | 243.75 | 0.007112 | 249.4728 | 0 | 346.7388 | 0.00027173 | 346.7388 | 0.00026859 | 249.4728 | 0 | 249.7927 | 0 | 249.7927 | 0 | 249.4728 | 0 | 536.1307 | 0.011907 | 249.4728 | 0 | 249.4728 | 0 | 534.9137 | 0.00026087 | 249.4728 | 0 | 538.4513 | 0.00021609 | 536.1307 | 0.043173 | 538.4513 | 4.6047e-05 | 815.7612 | 0.0016846 | 1077.1106 | 0.00090804 | 1002.7332 | 0.012853 | 1012.3835 | 0 | 1011.7804 | 0 | 249.473 | 5.5468e-06 | 249.7927 | 0 | 249.4728 | 0 | 249.4728 | 0 | 249.4728 | 0 | 247.0142 | 0
| 198.1338 | 0 | 301.1707 | 0.027991 | 198.1338 | 0 | 198.1339 | 0 | 346.8631 | 0.012314 | 249.6787 | -0.032481 | 243.9557 | 0 | 346.8631 | 0 | 249.6787 | 0 | 249.6787 | 0 | 249.9995 | 0 | 249.6787 | 0 | 249.6787 | 0 | 249.6787 | 0 | 346.849 | 0.00029757 | 243.96 | -0.028587 | 249.9995 | 0 | 346.8631 | 0.0028674 | 243.96 | 0.0035108 | 249.6787 | 0 | 243.96 | -0.013175 | 249.6787 | 0 | 346.849 | 0.00029994 | 346.849 | 0.000257 | 249.6787 | 0 | 249.9995 | 0 | 249.9995 | 0 | 249.6787 | 0 | 536.2864 | 0.011053 | 249.6787 | 0 | 249.6787 | 0 | 535.0704 | 0.00017392 | 249.6787 | 0 | 538.606 | 0.00025119 | 536.2864 | 0.040441 | 538.606 | 3.6264e-05 | 815.8275 | 0.0013129 | 1077.1674 | 0.00091543 | 1002.7455 | 0.012844 | 1012.4337 | 0 | 1011.8306 | 0 | 249.679 | 9.24e-06 | 249.9995 | 0 | 249.6787 | 0 | 249.6787 | 0 | 249.6787 | 0 | 247.2211 | 0
| 198.2044 | 0 | 301.3818 | 0.022658 | 198.2044 | 0 | 198.2044 | 0 | 346.9767 | 0 | 249.8846 | -0.027462 | 244.1622 | 0 | 346.9767 | 0.027942 | 249.8846 | 0 | 249.8846 | 0 | 250.2063 | 0 | 249.8846 | 0 | 249.8846 | 0 | 249.8846 | 0 | 346.9592 | 0.00030721 | 244.16 | -0.066009 | 250.2063 | 0 | 346.9767 | 0 | 244.16 | -0.01171 | 249.8846 | 0 | 244.16 | -0.026815 | 249.8846 | 0 | 346.9592 | 0.0003087 | 346.9592 | 0.00017906 | 249.8846 | 0 | 250.2063 | 0 | 250.2063 | 0 | 249.8846 | 0 | 536.4421 | 0.010305 | 249.8846 | 0 | 249.8846 | 0 | 535.2271 | 0.00026087 | 249.8846 | 0 | 538.7606 | 0.00021719 | 536.4421 | 0.04208 | 538.7606 | 4.1866e-05 | 815.8937 | 0.0017865 | 1077.2242 | 0.00092303 | 1002.7578 | 0.012834 | 1012.4839 | 0 | 1011.8807 | 0 | 249.885 | 5.5468e-06 | 250.2063 | 0 | 249.8846 | 0 | 249.8846 | 0 | 249.8846 | 0 | 247.4281 | 0
| 198.2749 | 0 | 301.5929 | 0.025801 | 198.2749 | 0 | 198.2749 | 0 | 347.0903 | 0 | 250.0905 | 0.0067264 | 244.3687 | 0 | 347.0903 | 0 | 250.0905 | 0 | 250.0905 | 0 | 250.4131 | 0 | 250.0905 | 0 | 250.0905 | 0 | 250.0905 | 0 | 347.0693 | 0.00028583 | 244.37 | 0.012994 | 250.4131 | 0 | 347.0903 | 0.024867 | 244.37 | 0.0059571 | 250.0905 | 0 | 244.37 | -0.017373 | 250.0905 | 0 | 347.0693 | 0.00032395 | 347.0693 | 0.00022583 | 250.0905 | 0 | 250.4131 | 0 | 250.4131 | 0 | 250.0905 | 0 | 536.5978 | 0.018848 | 250.0905 | 0 | 250.0905 | 0 | 535.3839 | 0 | 250.0905 | 0 | 538.9152 | 0.00023803 | 536.5978 | 0.039348 | 538.9152 | 3.5327e-05 | 815.9599 | 0.0019897 | 1077.2811 | 0.00093078 | 1002.7701 | 0.012824 | 1012.5341 | 0 | 1011.9308 | 0 | 250.091 | 4.3299e-06 | 250.4131 | 0 | 250.0905 | 0 | 250.0905 | 0 | 250.0905 | 0 | 247.6351 | 0
| 198.3454 | 0 | 301.8041 | 0.020396 | 198.3454 | 0 | 198.3454 | 0 | 347.2038 | 0.0016977 | 250.2965 | -0.0074124 | 244.5752 | 0 | 347.2038 | 0.0037271 | 250.2965 | 0 | 250.2965 | 0 | 250.6199 | 0 | 250.2965 | 0 | 250.2965 | 0 | 250.2965 | 0 | 347.1795 | 0.00029841 | 244.58 | 0.060813 | 250.6199 | 0 | 347.2038 | 0.016299 | 244.58 | -0.017691 | 250.2965 | 0 | 244.58 | -0.0040807 | 250.2965 | 0 | 347.1795 | 0.00034529 | 347.1795 | 0.00019465 | 250.2965 | 0 | 250.6199 | 0 | 250.6199 | 0 | 250.2965 | 0 | 536.7536 | 0.016499 | 250.2965 | 0 | 250.2965 | 0 | 535.5406 | 0 | 250.2965 | 0 | 539.0699 | 0.0002139 | 536.7536 | 0.041862 | 539.0699 | 4.467e-05 | 816.0262 | 0.0017008 | 1077.3379 | 0.00093863 | 1002.7824 | 0.012814 | 1012.5843 | 0 | 1011.981 | 0 | 250.297 | 3.0864e-06 | 250.6199 | 0 | 250.2965 | 0 | 250.2965 | 0 | 250.2965 | 0 | 247.8421 | 0
| 198.4159 | 0 | 302.0153 | 0.022214 | 198.4159 | 0 | 198.4159 | 0 | 347.3174 | 0 | 250.5025 | -0.0053022 | 244.7817 | 0 | 347.3174 | 0 | 250.5025 | 0 | 250.5025 | 0 | 250.8268 | 0 | 250.5025 | 0 | 250.5025 | 0 | 250.5025 | 0 | 347.2897 | 0.00028961 | 244.78 | 0.089919 | 250.8268 | 0 | 347.3174 | 0.0064269 | 244.78 | -0.0098077 | 250.5025 | 0 | 244.78 | 0.005713 | 250.5025 | 0 | 347.2897 | 0.00035024 | 347.2897 | 0.000257 | 250.5025 | 0 | 250.8268 | 0 | 250.8268 | 0 | 250.5025 | 0 | 536.9093 | 0.015004 | 250.5025 | 0 | 250.5025 | 0 | 535.6973 | 0.00017392 | 250.5025 | 0 | 539.2245 | 0.00026106 | 536.9093 | 0.040113 | 539.2245 | 3.6975e-05 | 816.0924 | 0.0023471 | 1077.3948 | 0.00094666 | 1002.7947 | 0.012804 | 1012.6346 | 0 | 1012.0312 | 0 | 250.502 | 6.783e-06 | 250.8268 | 0 | 250.5025 | 0 | 250.5025 | 0 | 250.5025 | 0 | 248.0491 | 0
| 198.4864 | 0 | 302.2265 | 0.018692 | 198.4864 | 0 | 198.4864 | 0 | 347.431 | 0.017153 | 250.7085 | -0.055547 | 244.9882 | 0 | 347.431 | 0.0033544 | 250.7085 | 0 | 250.7085 | 0 | 251.0336 | 0 | 250.7085 | 0 | 250.7085 | 0 | 250.7085 | 0 | 347.3999 | 0.00032858 | 244.99 | -0.032746 | 251.0336 | 0 | 347.431 | 0.01118 | 244.99 | -0.026388 | 250.7085 | 0 | 244.99 | -0.0054798 | 250.7085 | 0 | 347.3999 | 0.00034071 | 347.3999 | 0.00022583 | 250.7085 | 0 | 251.0336 | 0 | 251.0336 | 0 | 250.7085 | 0 | 537.065 | 0.012387 | 250.7085 | 0 | 250.7085 | 0 | 535.854 | 0.00026087 | 250.7085 | 0 | 539.3792 | 0.00017989 | 537.065 | 0.042846 | 539.3792 | 4.5239e-05 | 816.1588 | 0.0020559 | 1077.4517 | 0.00095482 | 1002.8071 | 0.012794 | 1012.6848 | 0 | 1012.0814 | 0 | 250.708 | 3.7008e-06 | 251.0336 | 0 | 250.7085 | 0 | 250.7085 | 0 | 250.7085 | 0 | 248.2561 | 0
| 198.5569 | 0 | 302.4377 | 0.023538 | 198.5569 | 0 | 198.5569 | 0 | 347.5445 | 0 | 250.9145 | 0.01471 | 245.1948 | 0 | 347.5445 | 0 | 250.9145 | 0 | 250.9145 | 0 | 251.2405 | 0 | 250.9145 | 0 | 250.9145 | 0 | 250.9145 | 0 | 347.5101 | 0.00032565 | 245.19 | 0.035864 | 251.2405 | 0 | 347.5445 | 0 | 245.19 | -0.0049152 | 250.9145 | 0 | 245.19 | 0.007112 | 250.9145 | 0 | 347.5101 | 0.00029079 | 347.5101 | 0.000257 | 250.9145 | 0 | 251.2405 | 0 | 251.2405 | 0 | 250.9145 | 0 | 537.2208 | 0.016125 | 250.9145 | 0 | 250.9145 | 0 | 536.0108 | 0.00017392 | 250.9145 | 0 | 539.5339 | 0.00023803 | 537.2208 | 0.040441 | 539.5339 | 4.0774e-05 | 816.225 | 0.0023555 | 1077.5085 | 0.00096309 | 1002.8194 | 0.012785 | 1012.7351 | 0 | 1012.1315 | 0 | 250.914 | 3.6999e-06 | 251.2405 | 0 | 250.9145 | 0 | 250.9145 | 0 | 250.9145 | 0 | 248.4631 | 0
| 198.6275 | 0 | 302.6489 | 0.020851 | 198.6275 | 0 | 198.6275 | 0 | 347.6581 | 0 | 251.1205 | 0.035109 | 245.4013 | 0 | 347.6581 | 0.0018634 | 251.1205 | 0 | 251.1205 | 0 | 251.4474 | 0 | 251.1205 | 0 | 251.1205 | 0 | 251.1205 | 0 | 347.6203 | 0.00035834 | 245.4 | 0.020271 | 251.4474 | 0 | 347.6581 | 0.013269 | 245.4 | -0.0057306 | 251.1205 | 0 | 245.4 | -0.026466 | 251.1205 | 0 | 347.6203 | 0.00030718 | 347.6203 | 0.00030736 | 251.1205 | 0 | 251.4474 | 0 | 251.4474 | 0 | 251.1205 | 0 | 537.3765 | 0.010145 | 251.1205 | 0 | 251.1205 | 0 | 536.1675 | 0.00078262 | 251.1205 | 0 | 539.6885 | 0.00020732 | 537.3765 | 0.041753 | 539.6885 | 4.4244e-05 | 816.2913 | 0.0027469 | 1077.5653 | 0.00097142 | 1002.8317 | 0.012775 | 1012.7853 | 0 | 1012.1818 | 0 | 251.121 | 6.1662e-06 | 251.4474 | 0 | 251.1205 | 0 | 251.1205 | 0 | 251.1205 | 0 | 248.6702 | 0
| 198.698 | 0 | 302.8601 | 0.01868 | 198.698 | 0 | 198.698 | 0 | 347.7716 | 0 | 251.3266 | -0.055545 | 245.6079 | 0 | 347.7716 | 0.0041092 | 251.3266 | 0 | 251.3266 | 0 | 251.6543 | 0 | 251.3266 | 0 | 251.3266 | 0 | 251.3266 | 0 | 347.7305 | 0.00033194 | 245.61 | -0.032746 | 251.6543 | 0 | 347.7716 | 0.0099864 | 245.61 | -0.013341 | 251.3266 | 0 | 245.61 | -0.031712 | 251.3266 | 0 | 347.7305 | 0.00031213 | 347.7305 | 0.00028818 | 251.3266 | 0 | 251.6543 | 0 | 251.6543 | 0 | 251.3266 | 0 | 537.5323 | 0.015217 | 251.3266 | 0 | 251.3266 | 0 | 536.3243 | 0.00017392 | 251.3266 | 0 | 539.8432 | 0.00025339 | 537.5323 | 0.039239 | 539.8432 | 3.9257e-05 | 816.3575 | 0.0013715 | 1077.6222 | 0.00097991 | 1002.844 | 0.012765 | 1012.8356 | 0 | 1012.2319 | 0 | 251.327 | 3.0803e-06 | 251.6543 | 0 | 251.3266 | 0 | 251.3266 | 0 | 251.3266 | 0 | 248.8773 | 0
| 198.7685 | 0 | 303.0714 | 0.016848 | 198.7685 | 0 | 198.7685 | 0 | 347.8852 | 0 | 251.5326 | -0.011905 | 245.8145 | 0 | 347.8852 | 0.0014907 | 251.5326 | 0 | 251.5326 | 0 | 251.8613 | 0 | 251.5326 | 0 | 251.5326 | 0 | 251.5326 | 0 | 347.8407 | 0.00032607 | 245.81 | -0.049377 | 251.8613 | 0 | 347.8852 | 0.0085507 | 245.81 | -0.01171 | 251.5326 | 0 | 245.81 | -0.034161 | 251.5326 | 0 | 347.8407 | 0.00036549 | 347.8407 | 0.00024141 | 251.5326 | 0 | 251.8613 | 0 | 251.8613 | 0 | 251.5326 | 0 | 537.688 | 0.011053 | 251.5326 | 0 | 251.5326 | 0 | 536.481 | 0.00026087 | 251.5326 | 0 | 539.9979 | 0.00018757 | 537.688 | 0.040878 | 539.9979 | 4.2869e-05 | 816.4239 | 0.0017138 | 1077.6791 | 0.00098849 | 1002.8563 | 0.012756 | 1012.8858 | 0 | 1012.2822 | 0 | 251.533 | 5.5468e-06 | 251.8613 | 0 | 251.5326 | 0 | 251.5326 | 0 | 251.5326 | 0 | 249.0843 | 0
| 198.8391 | 0 | 303.2827 | 0.020402 | 198.8391 | 0 | 198.8391 | 0 | 347.9987 | 0.015832 | 251.7387 | 0.069918 | 246.0212 | 0 | 347.9987 | 0.0063506 | 251.7387 | 0 | 251.7387 | 0 | 252.0682 | 0 | 251.7387 | 0 | 251.7387 | 0 | 251.7387 | 0 | 347.9509 | 0.00031056 | 246.02 | -0.015073 | 252.0682 | 0 | 347.9987 | 0.012329 | 246.02 | -0.013613 | 251.7387 | 0 | 246.02 | -0.0058295 | 251.7387 | 0 | 347.9509 | 0.00035824 | 347.9509 | 0.00029577 | 251.7387 | 0 | 252.0682 | 0 | 252.0682 | 0 | 251.7387 | 0 | 537.8438 | 0.021518 | 251.7387 | 0 | 251.7387 | 0 | 536.6378 | 0 | 251.7387 | 0 | 540.1526 | 0.00023803 | 537.8438 | 0.039129 | 540.1526 | 3.7782e-05 | 816.4902 | 0.0015325 | 1077.736 | 0.00099716 | 1002.8687 | 0.012747 | 1012.9361 | 0 | 1012.3323 | 0 | 251.739 | 2.4656e-06 | 252.0682 | 0 | 251.7387 | 0 | 251.7387 | 0 | 251.7387 | 0 | 249.2914 | 0
| 198.9096 | 0 | 303.494 | 0.01331 | 198.9096 | 0 | 198.9096 | 0 | 348.1123 | 0.007318 | 251.9448 | -0.049005 | 246.2278 | 0 | 348.1123 | 0.019753 | 251.9448 | 0 | 251.9448 | 0 | 252.2752 | 0 | 251.9448 | 0 | 251.9448 | 0 | 251.9448 | 0 | 348.0611 | 0.00037972 | 246.23 | 0.021311 | 252.2752 | 0 | 348.1123 | 0.019852 | 246.23 | 0.0065008 | 251.9448 | 0 | 246.23 | 0.00081613 | 251.9448 | 0 | 348.0611 | 0.00033881 | 348.0611 | 0.00036572 | 251.9448 | 0 | 252.2752 | 0 | 252.2752 | 0 | 251.9448 | 0 | 537.9996 | 0.0092906 | 251.9448 | 0 | 251.9448 | 0 | 536.7946 | 0.00078262 | 251.9448 | 0 | 540.3074 | 0.00016673 | 537.9996 | 0.040769 | 540.3074 | 4.0991e-05 | 816.5566 | 0.0020909 | 1077.7929 | 0.0010059 | 1002.881 | 0.012738 | 1012.9863 | 0 | 1012.3826 | 0 | 251.945 | 2.4638e-06 | 252.2752 | 0 | 251.9448 | 0 | 251.9448 | 0 | 251.9448 | 0 | 249.4986 | 0
| 198.9802 | 0 | 303.7053 | 0.021 | 198.9802 | 0 | 198.9802 | 0 | 348.2258 | 0 | 252.1509 | 0.063494 | 246.4345 | 0 | 348.2258 | 0.012701 | 252.1509 | 0 | 252.1509 | 0 | 252.4821 | 0 | 252.1509 | 0 | 252.1509 | 0 | 252.1509 | 0 | 348.1713 | 0.00039522 | 246.43 | 0.012994 | 252.4821 | 0 | 348.2258 | 0.012015 | 246.43 | -0.0032843 | 252.1509 | 0 | 246.43 | -0.0065291 | 252.1509 | 0 | 348.1713 | 0.00030146 | 348.1713 | 0.0003933 | 252.1509 | 0 | 252.4821 | 0 | 252.4821 | 0 | 252.1509 | 0 | 538.1554 | 0.018101 | 252.1509 | 0 | 252.1509 | 0 | 536.9514 | 0 | 252.1509 | 0 | 540.4621 | 0.00023145 | 538.1554 | 0.038911 | 540.4621 | 3.8829e-05 | 816.6229 | 0.0025589 | 1077.8497 | 0.0010147 | 1002.8933 | 0.012729 | 1013.0366 | 0 | 1012.4327 | 0 | 252.151 | 6.0914e-07 | 252.4821 | 0 | 252.1509 | 0 | 252.1509 | 0 | 252.1509 | 0 | 249.7057 | 0
| 199.0507 | 0 | 303.9166 | 0.015944 | 199.0507 | 0 | 199.0507 | 0 | 348.3394 | 0 | 252.3571 | 0.016166 | 246.6411 | 0 | 348.3394 | 0 | 252.3571 | 0 | 252.3571 | 0 | 252.6891 | 0 | 252.3571 | 0 | 252.3571 | 0 | 252.3571 | 0 | 348.2816 | 0.00039606 | 246.64 | -0.014034 | 252.6891 | 0 | 348.3394 | 0.0058817 | 246.64 | -0.025844 | 252.3571 | 0 | 246.64 | -0.015623 | 252.3571 | 0 | 348.2816 | 0.00029269 | 348.2816 | 0.00030736 | 252.3571 | 0 | 252.6891 | 0 | 252.6891 | 0 | 252.3571 | 0 | 538.3112 | 0.00338 | 252.3571 | 0 | 252.3571 | 0 | 537.1081 | 0.00078262 | 252.3571 | 0 | 540.6168 | 0.00021719 | 538.3112 | 0.041534 | 540.6168 | 4.4214e-05 | 816.6894 | 0.0023863 | 1077.9067 | 0.0010236 | 1002.9056 | 0.012721 | 1013.0869 | 0 | 1012.483 | 0 | 252.357 | 4.3143e-06 | 252.6891 | 0 | 252.3571 | 0 | 252.3571 | 0 | 252.3571 | 0 | 249.9128 | 0
| 199.1213 | 0 | 304.1279 | 0.018305 | 199.1213 | 0 | 199.1213 | 0 | 348.4529 | 0 | 252.5632 | 0.047813 | 246.8478 | 0 | 348.4529 | 0.0070979 | 252.5632 | 0 | 252.5633 | 0 | 252.8961 | 0 | 252.5632 | 0 | 252.5633 | 0 | 252.5633 | 0 | 348.3918 | 0.00033277 | 246.85 | -0.042101 | 252.8961 | 0 | 348.4529 | 0 | 246.85 | -0.00083807 | 252.5632 | 0 | 246.85 | 0.01096 | 252.5633 | 0 | 348.3918 | 0.00029651 | 348.3918 | 0.000257 | 252.5633 | 0 | 252.8961 | 0 | 252.8961 | 0 | 252.5633 | 0 | 538.467 | 0.018101 | 252.5632 | 0 | 252.5632 | 0 | 537.2649 | 0.00017392 | 252.5632 | 0 | 540.7716 | 0.00017551 | 538.467 | 0.039567 | 540.7716 | 3.8293e-05 | 816.7557 | 0.0021122 | 1077.9636 | 0.0010325 | 1002.9179 | 0.012713 | 1013.1372 | 0 | 1012.5332 | 0 | 252.563 | 6.1739e-06 | 252.8961 | 0 | 252.5633 | 0 | 252.5633 | 0 | 252.5633 | 0 | 250.12 | 0
| 199.1919 | 0 | 304.3393 | 0.014235 | 199.1919 | 0 | 199.1919 | 0 | 348.5664 | 0 | 252.7694 | -0.01243 | 247.0545 | 0 | 348.5664 | 0.0014907 | 252.7694 | 0 | 252.7694 | 0 | 253.1032 | 0 | 252.7694 | 0 | 252.7694 | 0 | 252.7694 | 0 | 348.502 | 0.0003202 | 247.05 | -0.089919 | 253.1032 | 0 | 348.5664 | 0.0082542 | 247.05 | -0.031008 | 252.7694 | 0 | 247.05 | -0.043256 | 252.7694 | 0 | 348.502 | 0.00030603 | 348.502 | 0.00022982 | 252.7694 | 0 | 253.1032 | 0 | 253.1032 | 0 | 252.7694 | 0 | 538.6228 | 0.0065675 | 252.7694 | 0 | 252.7694 | 0 | 537.4217 | 0.00078262 | 252.7694 | 0 | 540.9264 | 0.00027752 | 538.6228 | 0.040987 | 540.9264 | 4.1895e-05 | 816.8221 | 0.0015368 | 1078.0205 | 0.0010415 | 1002.9302 | 0.012705 | 1013.1874 | 0 | 1012.5834 | 0 | 252.769 | 4.9359e-06 | 253.1032 | 0 | 252.7694 | 0 | 252.7694 | 0 | 252.7694 | 0 | 250.3272 | 0
| 199.2624 | 0 | 304.5507 | 0.017044 | 199.2624 | 0 | 199.2624 | 0 | 348.68 | 0 | 252.9756 | 0.053007 | 247.2613 | 0 | 348.68 | 0 | 252.9756 | 0 | 252.9756 | 0 | 253.3102 | 0 | 252.9756 | 0 | 252.9756 | 0 | 252.9756 | 0 | 348.6123 | 0.00030637 | 247.26 | 0.017152 | 253.3102 | 0 | 348.68 | 0 | 247.26 | -0.021495 | 252.9756 | 0 | 247.26 | 0.014107 | 252.9756 | 0 | 348.6123 | 0.00028926 | 348.6123 | 0.00021024 | 252.9756 | 0 | 253.3102 | 0 | 253.3102 | 0 | 252.9756 | 0 | 538.7787 | 0.022532 | 252.9756 | 0 | 252.9756 | 0 | 537.5785 | 0.00069566 | 252.9756 | 0 | 541.0811 | 0.00012724 | 538.7787 | 0.038364 | 541.0811 | 4.0469e-05 | 816.8885 | 0.001624 | 1078.0774 | 0.0010505 | 1002.9426 | 0.012698 | 1013.2377 | 0 | 1012.6337 | 0 | 252.976 | 6.7906e-06 | 253.3102 | 0 | 252.9756 | 0 | 252.9756 | 0 | 252.9756 | 0 | 250.5344 | 0
| 199.333 | 0 | 304.7621 | 0.013909 | 199.333 | 0 | 199.333 | 0 | 348.7935 | 0.011182 | 253.1818 | 0.014618 | 247.468 | 0 | 348.7935 | 0 | 253.1818 | 0 | 253.1818 | 0 | 253.5173 | 0 | 253.1818 | 0 | 253.1818 | 0 | 253.1818 | 0 | 348.7226 | 0.00032104 | 247.47 | -0.031706 | 253.5173 | 0 | 348.7935 | 0.018911 | 247.47 | -0.013885 | 253.1818 | 0 | 247.47 | -0.0019821 | 253.1818 | 0 | 348.7226 | 0.00028202 | 348.7226 | 0.00019065 | 253.1818 | 0 | 253.5173 | 0 | 253.5173 | 0 | 253.1818 | 0 | 538.9345 | 0.0089168 | 253.1818 | 0 | 253.1818 | 0 | 537.7354 | 0.00026087 | 253.1818 | 0 | 541.2359 | 0.00027423 | 538.9345 | 0.04055 | 541.2359 | 4.138e-05 | 816.9549 | 0.0022105 | 1078.1344 | 0.0010595 | 1002.9549 | 0.012691 | 1013.288 | 0 | 1012.6839 | 0 | 253.182 | 3.6999e-06 | 253.5173 | 0 | 253.1818 | 0 | 253.1818 | 0 | 253.1818 | 0 | 250.7416 | 0
| 199.4036 | 0 | 304.9735 | 0.019851 | 199.4036 | 0 | 199.4036 | 0 | 348.907 | 0 | 253.3881 | -0.02377 | 247.6748 | 0 | 348.907 | 0.005977 | 253.3881 | 0 | 253.388 | 0 | 253.7243 | 0 | 253.3881 | 0 | 253.388 | 0 | 253.388 | 0 | 348.8328 | 0.00034032 | 247.67 | -0.016113 | 253.7243 | 0 | 348.907 | 0.012642 | 247.67 | -0.0021971 | 253.3881 | 0 | 247.67 | -0.0075784 | 253.388 | 0 | 348.8328 | 0.00029193 | 348.8328 | 0.00029177 | 253.388 | 0 | 253.7243 | 0 | 253.7243 | 0 | 253.388 | 0 | 539.0904 | 0.018474 | 253.3881 | 0 | 253.3881 | 0 | 537.8922 | 0.00069566 | 253.3881 | 0 | 541.3907 | 0.00018099 | 539.0904 | 0.039567 | 541.3907 | 3.7913e-05 | 817.0213 | 0.0022292 | 1078.1913 | 0.0010686 | 1002.9672 | 0.012685 | 1013.3383 | 0 | 1012.7341 | 0 | 253.388 | 4.3117e-06 | 253.7243 | 0 | 253.388 | 0 | 253.388 | 0 | 253.388 | 0 | 250.9488 | 0
| 199.4742 | 0 | 305.1849 | 0.011363 | 199.4742 | 0 | 199.4742 | 0 | 349.0205 | 0 | 253.5943 | -0.047268 | 247.8816 | 0 | 349.0205 | 0.012299 | 253.5943 | 0 | 253.5943 | 0 | 253.9314 | 0 | 253.5943 | 0 | 253.5943 | 0 | 253.5943 | 0 | 348.9431 | 0.00031014 | 247.88 | -0.015073 | 253.9314 | 0 | 349.0205 | 0 | 247.88 | -0.0030125 | 253.5943 | 0 | 247.88 | 0.00011659 | 253.5943 | 0 | 348.9431 | 0.0003167 | 348.9431 | 0.00022183 | 253.5943 | 0 | 253.9314 | 0 | 253.9314 | 0 | 253.5943 | 0 | 539.2462 | 0.013242 | 253.5943 | 0 | 253.5943 | 0 | 538.049 | 0.00078262 | 253.5943 | 0 | 541.5455 | 0.0002479 | 539.2462 | 0.040878 | 541.5455 | 4.6425e-05 | 817.0877 | 0.0012309 | 1078.2482 | 0.0010776 | 1002.9795 | 0.012679 | 1013.3887 | 0 | 1012.7844 | 0 | 253.594 | 3.7075e-06 | 253.9314 | 0 | 253.5943 | 0 | 253.5943 | 0 | 253.5943 | 0 | 251.1561 | 0
| 199.5448 | 0 | 305.3963 | 0.016532 | 199.5448 | 0 | 199.5448 | 0 | 349.1341 | 0.0059811 | 253.8006 | 0.059099 | 248.0884 | 0 | 349.1341 | 0.0097126 | 253.8006 | 0 | 253.8006 | 0 | 254.1385 | 0 | 253.8006 | 0 | 253.8006 | 0 | 253.8006 | 0 | 349.0534 | 0.00027619 | 248.09 | 0.021311 | 254.1385 | 0 | 349.1341 | 0.010553 | 248.09 | -2.2651e-05 | 253.8006 | 0 | 248.09 | 0.0064125 | 253.8006 | 0 | 349.0534 | 0.0003068 | 349.0534 | 0.000253 | 253.8006 | 0 | 254.1385 | 0 | 254.1385 | 0 | 253.8006 | 0 | 539.4021 | 0.021571 | 253.8006 | 0 | 253.8006 | 0 | 538.2059 | 0 | 253.8006 | 0 | 541.7003 | 0.00019744 | 539.4021 | 0.039239 | 541.7003 | 4.003e-05 | 817.1542 | 0.0016991 | 1078.3052 | 0.0010867 | 1002.9918 | 0.012674 | 1013.439 | 0 | 1012.8347 | 0 | 253.801 | 4.9361e-06 | 254.1385 | 0 | 253.8006 | 0 | 253.8006 | 0 | 253.8006 | 0 | 251.3633 | 0
| 199.6154 | 0 | 305.6078 | 0.01374 | 199.6154 | 0 | 199.6154 | 0 | 349.2476 | 0 | 254.0068 | -0.035195 | 248.2952 | 0 | 349.2476 | 0.0089449 | 254.0068 | 0 | 254.0068 | 0 | 254.3457 | 0 | 254.0068 | 0 | 254.0068 | 0 | 254.0068 | 0 | 349.1637 | 0.00026027 | 248.3 | 0.012994 | 254.3457 | 0 | 349.2476 | 0.0035093 | 248.3 | -0.00029446 | 254.0068 | 0 | 248.3 | -0.018771 | 254.0068 | 0 | 349.1637 | 0.00031404 | 349.1637 | 0.00027619 | 254.0068 | 0 | 254.3457 | 0 | 254.3457 | 0 | 254.0068 | 0 | 539.558 | 0.01164 | 254.0068 | 0 | 254.0068 | 0 | 538.3627 | 0.00026087 | 254.0068 | 0 | 541.8552 | 0.00023693 | 539.558 | 0.041097 | 541.8552 | 4.4901e-05 | 817.2206 | 0.0020857 | 1078.3621 | 0.0010957 | 1003.0041 | 0.012669 | 1013.4893 | 0 | 1012.8849 | 0 | 254.007 | 6.1662e-06 | 254.3457 | 0 | 254.0068 | 0 | 254.0068 | 0 | 254.0068 | 0 | 251.5706 | 0
| 199.686 | 0 | 305.8193 | 0.014266 | 199.686 | 0 | 199.686 | 0 | 349.3611 | 0.0028146 | 254.2131 | 0.065066 | 248.502 | 0 | 349.3611 | 0 | 254.2131 | 0 | 254.2131 | 0 | 254.5528 | 0 | 254.2131 | 0 | 254.2131 | 0 | 254.2131 | 0 | 349.2739 | 0.00028709 | 248.5 | 0.014034 | 254.5528 | 0 | 349.3611 | 0 | 248.5 | -0.005187 | 254.2131 | 0 | 248.5 | 0.021452 | 254.2131 | 0 | 349.2739 | 0.00031061 | 349.2739 | 0.00035413 | 254.2131 | 0 | 254.5528 | 0 | 254.5528 | 0 | 254.2131 | 0 | 539.7138 | 0.013882 | 254.2131 | 0 | 254.2131 | 0 | 538.5196 | 0.00017392 | 254.2131 | 0 | 542.01 | 0.0001788 | 539.7138 | 0.039567 | 542.01 | 4.2432e-05 | 817.2871 | 0.0016322 | 1078.4191 | 0.0011048 | 1003.0165 | 0.012665 | 1013.5396 | 0 | 1012.9352 | 0 | 254.213 | 5.5477e-06 | 254.5528 | 0 | 254.2131 | 0 | 254.2131 | 0 | 254.2131 | 0 | 251.7779 | 0
| 199.7566 | 0 | 306.0308 | 0.010814 | 199.7566 | 0 | 199.7566 | 0 | 349.4746 | 0.020723 | 254.4195 | -0.0062266 | 248.7089 | 0 | 349.4746 | 0.01379 | 254.4195 | 0 | 254.4195 | 0 | 254.76 | 0 | 254.4195 | 0 | 254.4195 | 0 | 254.4195 | 0 | 349.3842 | 0.00030469 | 248.71 | -0.038983 | 254.76 | 0 | 349.4746 | 0.01033 | 248.71 | -0.0049152 | 254.4195 | 0 | 248.71 | -0.02087 | 254.4195 | 0 | 349.3842 | 0.00033462 | 349.3842 | 0.00037771 | 254.4195 | 0 | 254.76 | 0 | 254.76 | 0 | 254.4195 | 0 | 539.8697 | 0.0076887 | 254.4195 | 0 | 254.4195 | 0 | 538.6764 | 0.00026087 | 254.4195 | 0 | 542.1649 | 0.00025997 | 539.8697 | 0.041534 | 542.1649 | 4.2737e-05 | 817.3536 | 0.0010513 | 1078.4761 | 0.0011138 | 1003.0288 | 0.012661 | 1013.5899 | 0 | 1012.9854 | 0 | 254.419 | 4.9361e-06 | 254.76 | 0 | 254.4195 | 0 | 254.4195 | 0 | 254.4195 | 0 | 251.9852 | 0
| 199.8272 | 0 | 306.2423 | 0.011899 | 199.8272 | 0 | 199.8272 | 0 | 349.5881 | 0 | 254.6258 | -0.091531 | 248.9157 | 0 | 349.5881 | 0 | 254.6258 | 0 | 254.6258 | 0 | 254.9671 | 0 | 254.6258 | 0 | 254.6258 | 0 | 254.6258 | 0 | 349.4945 | 0.00030637 | 248.92 | 0.088882 | 254.9671 | 0 | 349.5881 | 0 | 248.92 | 0.0045981 | 254.6258 | 0 | 248.92 | 0.0046636 | 254.6258 | 0 | 349.4945 | 0.00031404 | 349.4945 | 0.00022183 | 254.6258 | 0 | 254.9671 | 0 | 254.9671 | 0 | 254.6258 | 0 | 540.0256 | 0.014737 | 254.6258 | 0 | 254.6258 | 0 | 538.8333 | 0.00017392 | 254.6258 | 0 | 542.3197 | 0.00015357 | 540.0256 | 0.039239 | 542.3197 | 3.5451e-05 | 817.42 | 0.0013339 | 1078.533 | 0.0011215 | 1003.0411 | 0.012658 | 1013.6403 | 0 | 1013.0357 | 0 | 254.626 | 4.935e-06 | 254.9671 | 0 | 254.6258 | 0 | 254.6258 | 0 | 254.6258 | 0 | 252.1925 | 0
| 199.8978 | 0 | 306.4538 | 0.01136 | 199.8978 | 0 | 199.8978 | 0 | 349.7016 | 0.0048591 | 254.8321 | -0.050199 | 249.1226 | 0 | 349.7016 | 0 | 254.8321 | 0 | 254.8321 | 0 | 255.1743 | 0 | 254.8321 | 0 | 254.8321 | 0 | 254.8321 | 0 | 349.6048 | 0.00032565 | 249.12 | -0.047299 | 255.1743 | 0 | 349.7016 | 0.0052886 | 249.12 | -0.0040998 | 254.8321 | 0 | 249.12 | -0.00058295 | 254.8321 | 0 | 349.6048 | 0.00032318 | 349.6048 | 0.00019065 | 254.8321 | 0 | 255.1743 | 0 | 255.1743 | 0 | 254.8321 | 0 | 540.1815 | 0.0026289 | 254.8321 | 0 | 254.8321 | 0 | 538.9902 | 0.00026087 | 254.8321 | 0 | 542.4746 | 0.00022596 | 540.1815 | 0.041425 | 542.4746 | 4.4955e-05 | 817.4866 | 0.0017156 | 1078.59 | 0.0011205 | 1003.0535 | 0.012656 | 1013.6906 | 0 | 1013.086 | 0 | 254.832 | 1.2353e-06 | 255.1743 | 0 | 254.8321 | 0 | 254.8321 | 0 | 254.8321 | 0 | 252.3998 | 0
| 199.9684 | 0 | 306.6653 | 0.015704 | 199.9684 | 0 | 199.9685 | 0 | 349.8151 | 0.0035183 | 255.0385 | 0.027331 | 249.3295 | 0 | 349.8151 | 0 | 255.0385 | 0 | 255.0385 | 0 | 255.3815 | 0 | 255.0385 | 0 | 255.0385 | 0 | 255.0385 | 0 | 349.7151 | 0.0003114 | 249.33 | -0.037943 | 255.3815 | 0 | 349.8151 | 0.028419 | 249.33 | 0.00079277 | 255.0385 | 0 | 249.33 | 0.0039641 | 255.0385 | 0 | 349.7151 | 0.00030603 | 349.7151 | 0.00015588 | 255.0385 | 0 | 255.3815 | 0 | 255.3815 | 0 | 255.0385 | 0 | 540.3374 | 0.021678 | 255.0385 | 0 | 255.0385 | 0 | 539.1471 | 0.00017392 | 255.0385 | 0 | 542.6294 | 0.0002139 | 540.3374 | 0.038911 | 542.6294 | 3.6524e-05 | 817.553 | 0.0026029 | 1078.647 | 0.0011194 | 1003.0658 | 0.012654 | 1013.741 | 0 | 1013.1362 | 0 | 255.039 | 3.0881e-06 | 255.3815 | 0 | 255.0385 | 0 | 255.0385 | 0 | 255.0385 | 0 | 252.6072 | 0
| 200.0391 | 0 | 306.8769 | 0.012943 | 200.0391 | 0 | 200.0391 | 0 | 349.9286 | 0 | 255.2449 | -0.019205 | 249.5365 | 0 | 349.9286 | 0 | 255.2449 | 0 | 255.2449 | 0 | 255.5888 | 0 | 255.2449 | 0 | 255.2449 | 0 | 255.2449 | 0 | 349.8254 | 0.00031601 | 249.54 | -0.033785 | 255.5888 | 0 | 349.9286 | 0.007068 | 249.54 | -0.0062742 | 255.2449 | 0 | 249.54 | -0.011776 | 255.2449 | 0 | 349.8254 | 0.00032814 | 349.8254 | 0.00028018 | 255.2449 | 0 | 255.5888 | 0 | 255.5888 | 0 | 255.2449 | 0 | 540.4934 | 0.012601 | 255.2449 | 0 | 255.2449 | 0 | 539.3039 | 0.00026087 | 255.2449 | 0 | 542.7843 | 0.0002117 | 540.4934 | 0.040769 | 542.7843 | 4.1991e-05 | 817.6196 | 0.0023149 | 1078.704 | 0.0011183 | 1003.0781 | 0.012653 | 1013.7913 | 0 | 1013.1865 | 0 | 255.245 | 4.9301e-06 | 255.5888 | 0 | 255.2449 | 0 | 255.2449 | 0 | 255.2449 | 0 | 252.8146 | 0
| 200.1097 | 0 | 307.0885 | 0.015373 | 200.1097 | 0 | 200.1097 | 0 | 350.0421 | 0 | 255.4513 | 0.011039 | 249.7434 | 0 | 350.0421 | 0 | 255.4513 | 0 | 255.4513 | 0 | 255.796 | 0 | 255.4513 | 0 | 255.4513 | 0 | 255.4513 | 0 | 349.9358 | 0.00029296 | 249.74 | 0.024429 | 255.796 | 0 | 350.0421 | 0.0028674 | 249.74 | 0.0024236 | 255.4513 | 0 | 249.74 | 0.0067623 | 255.4513 | 0 | 349.9358 | 0.00032318 | 349.9358 | 0.00029177 | 255.4513 | 0 | 255.796 | 0 | 255.796 | 0 | 255.4513 | 0 | 540.6493 | 0.010999 | 255.4513 | 0 | 255.4513 | 0 | 539.4608 | 0 | 255.4513 | 0 | 542.9392 | 0.0002128 | 540.6493 | 0.038255 | 542.9392 | 4.018e-05 | 817.6861 | 0.0023811 | 1078.761 | 0.0011171 | 1003.0904 | 0.012652 | 1013.8417 | 0 | 1013.2368 | 0 | 255.451 | 7.3948e-06 | 255.796 | 0 | 255.4513 | 0 | 255.4513 | 0 | 255.4513 | 0 | 253.0219 | 0
| 200.1804 | 0 | 307.3 | 0.011471 | 200.1804 | 0 | 200.1804 | 0 | 350.1556 | 0.012236 | 255.6577 | 0.0095714 | 249.9503 | 0 | 350.1556 | 0.0040996 | 255.6577 | 0 | 255.6577 | 0 | 256.0032 | 0 | 255.6577 | 0 | 255.6577 | 0 | 255.6577 | 0 | 350.0461 | 0.00033277 | 249.95 | 0.017152 | 256.0032 | 0 | 350.1556 | 0.0029162 | 249.95 | -0.0057306 | 255.6577 | 0 | 249.95 | -0.02087 | 255.6577 | 0 | 350.0461 | 0.00034681 | 350.0461 | 0.00032295 | 255.6577 | 0 | 256.0032 | 0 | 256.0032 | 0 | 255.6577 | 0 | 540.8053 | 0.0095041 | 255.6577 | 0 | 255.6577 | 0 | 539.6178 | 0.00078262 | 255.6577 | 0 | 543.0941 | 0.0002468 | 540.8053 | 0.040769 | 543.0941 | 4.6125e-05 | 817.7526 | 0.0021421 | 1078.818 | 0.0011159 | 1003.1027 | 0.012652 | 1013.892 | 0 | 1013.2871 | 0 | 255.658 | 5.5477e-06 | 256.0032 | 0 | 255.6577 | 0 | 255.6577 | 0 | 255.6577 | 0 | 253.2293 | 0
| 200.251 | 0 | 307.5116 | 0.011885 | 200.251 | 0 | 200.251 | 0 | 350.2691 | 0 | 255.8642 | 0.11641 | 250.1573 | 0 | 350.2691 | 0 | 255.8642 | 0 | 255.8642 | 0 | 256.2105 | 0 | 255.8642 | 0 | 255.8642 | 0 | 255.8642 | 0 | 350.1564 | 0.00032565 | 250.16 | 0.050418 | 256.2105 | 0 | 350.2691 | 0.026643 | 250.16 | -0.017691 | 255.8642 | 0 | 250.16 | -0.0012825 | 255.8642 | 0 | 350.1564 | 0.00031327 | 350.1564 | 0.00032695 | 255.8642 | 0 | 256.2105 | 0 | 256.2105 | 0 | 255.8642 | 0 | 540.9612 | 0.012387 | 255.8642 | 0 | 255.8642 | 0 | 539.7747 | 0 | 255.8642 | 0 | 543.249 | 0.00011298 | 540.9612 | 0.039348 | 543.249 | 3.6965e-05 | 817.8192 | 0.0018905 | 1078.875 | 0.0011146 | 1003.1151 | 0.012653 | 1013.9424 | 0 | 1013.3375 | 0 | 255.864 | 3.0831e-06 | 256.2105 | 0 | 255.8642 | 0 | 255.8642 | 0 | 255.8642 | 0 | 253.4368 | 0
| 200.3216 | 0 | 307.7233 | 0.0099642 | 200.3216 | 0 | 200.3216 | 0 | 350.3826 | 0.0059129 | 256.0706 | -0.056789 | 250.3643 | 0 | 350.3826 | 0.022353 | 256.0706 | 0 | 256.0706 | 0 | 256.4178 | 0 | 256.0706 | 0 | 256.0706 | 0 | 256.0706 | 0 | 350.2668 | 0.00034451 | 250.36 | -0.04834 | 256.4178 | 0 | 350.3826 | 0.0061784 | 250.36 | -0.026388 | 256.0706 | 0 | 250.36 | -0.024717 | 256.0706 | 0 | 350.2668 | 0.0003087 | 350.2668 | 0.00028818 | 256.0706 | 0 | 256.4178 | 0 | 256.4178 | 0 | 256.0706 | 0 | 541.1172 | 0.01447 | 256.0706 | 0 | 256.0706 | 0 | 539.9316 | 0.00078262 | 256.0706 | 0 | 543.404 | 0.00033346 | 541.1172 | 0.041425 | 543.404 | 4.5171e-05 | 817.8857 | 0.0019979 | 1078.932 | 0.0011132 | 1003.1274 | 0.012655 | 1013.9927 | 0 | 1013.3878 | 0 | 256.071 | 4.9409e-06 | 256.4178 | 0 | 256.0706 | 0 | 256.0706 | 0 | 256.0706 | 0 | 253.6442 | 0
| 200.3923 | 0 | 307.9349 | 0.011958 | 200.3923 | 0 | 200.3923 | 0 | 350.4961 | 0.018295 | 256.2771 | -0.019955 | 250.5713 | 0 | 350.4961 | 0 | 256.2771 | 0 | 256.2771 | 0 | 256.6251 | 0 | 256.2771 | 0 | 256.2771 | 0 | 256.2771 | 0 | 350.3771 | 0.00032313 | 250.57 | 0.025469 | 256.6251 | 0 | 350.4961 | 0.011807 | 250.57 | -0.0054588 | 256.2771 | 0 | 250.57 | 0.0095605 | 256.2771 | 0 | 350.3771 | 0.00027859 | 350.3771 | 0.00024141 | 256.2771 | 0 | 256.6251 | 0 | 256.6251 | 0 | 256.2771 | 0 | 541.2731 | 0.02045 | 256.2771 | 0 | 256.2771 | 0 | 540.0885 | 0 | 256.2771 | 0 | 543.5589 | 8.2268e-05 | 541.2731 | 0.03902 | 543.5589 | 3.9304e-05 | 817.9523 | 0.0018775 | 1078.989 | 0.0011118 | 1003.1397 | 0.012657 | 1014.0431 | 0 | 1013.438 | 0 | 256.277 | 1.8528e-06 | 256.6251 | 0 | 256.2771 | 0 | 256.2771 | 0 | 256.2771 | 0 | 253.8516 | 0
| 200.463 | 0 | 308.1466 | 0.01152 | 200.463 | 0 | 200.463 | 0 | 350.6096 | 0.0083718 | 256.4836 | -0.0051953 | 250.7783 | 0 | 350.6096 | 0 | 256.4836 | 0 | 256.4836 | 0 | 256.8324 | 0 | 256.4836 | 0 | 256.4836 | 0 | 256.4836 | 0 | 350.4875 | 0.00032565 | 250.78 | -0.038983 | 256.8324 | 0 | 350.6096 | 0.016508 | 250.78 | -0.023942 | 256.4836 | 0 | 250.78 | -0.018072 | 256.4836 | 0 | 350.4875 | 0.00031213 | 350.4875 | 0.00016347 | 256.4836 | 0 | 256.8324 | 0 | 256.8324 | 0 | 256.4836 | 0 | 541.4291 | 0.013989 | 256.4836 | 0 | 256.4836 | 0 | 540.2454 | 0.00078262 | 256.4836 | 0 | 543.7138 | 0.0003543 | 541.4291 | 0.040878 | 543.7138 | 3.6795e-05 | 818.0189 | 0.0010479 | 1079.046 | 0.0011102 | 1003.152 | 0.01266 | 1014.0935 | 0 | 1013.4883 | 0 | 256.484 | 4.3066e-06 | 256.8324 | 0 | 256.4836 | 0 | 256.4836 | 0 | 256.4836 | 0 | 254.0591 | 0
| 200.5336 | 0 | 308.3582 | 0.01305 | 200.5336 | 0 | 200.5336 | 0 | 350.7231 | 0.013018 | 256.6901 | 0.056797 | 250.9854 | 0 | 350.7231 | 0 | 256.6901 | 0 | 256.6901 | 0 | 257.0398 | 0 | 256.6901 | 0 | 256.6901 | 0 | 256.6901 | 0 | 350.5978 | 0.00029673 | 250.99 | 0.092001 | 257.0398 | 0 | 350.7231 | 0.0061303 | 250.99 | -0.014156 | 256.6901 | 0 | 250.99 | -0.014924 | 256.6901 | 0 | 350.5978 | 0.00033805 | 350.5978 | 0.00021423 | 256.6901 | 0 | 257.0398 | 0 | 257.0398 | 0 | 256.6901 | 0 | 541.5851 | 0.017567 | 256.6901 | 0 | 256.6901 | 0 | 540.4024 | 0.00069566 | 256.6901 | 0 | 543.8688 | 0.00011518 | 541.5851 | 0.038911 | 543.8688 | 3.5065e-05 | 818.0854 | 0.0020095 | 1079.103 | 0.0011086 | 1003.1644 | 0.012664 | 1014.1439 | 0 | 1013.5387 | 0 | 256.69 | 7.3957e-06 | 257.0398 | 0 | 256.6901 | 0 | 256.6901 | 0 | 256.6901 | 0 | 254.2666 | 0
| 200.6043 | 0 | 308.5699 | 0.010484 | 200.6043 | 0 | 200.6043 | 0 | 350.8366 | 0.021114 | 256.8966 | -0.037524 | 251.1925 | 0 | 350.8366 | 0.012299 | 256.8966 | 0 | 256.8966 | 0 | 257.2471 | 0 | 256.8966 | 0 | 256.8966 | 0 | 256.8966 | 0 | 350.7082 | 0.00031056 | 251.19 | -0.035864 | 257.2471 | 0 | 350.8366 | 0 | 251.19 | -0.0027408 | 256.8966 | 0 | 251.19 | -0.019821 | 256.8966 | 0 | 350.7082 | 0.00040017 | 350.7082 | 0.00017506 | 256.8966 | 0 | 257.2471 | 0 | 257.2471 | 0 | 256.8966 | 0 | 541.7411 | 0.018421 | 256.8966 | 0 | 256.8966 | 0 | 540.5593 | 0.00026087 | 256.8966 | 0 | 544.0238 | 0.00025668 | 541.7411 | 0.041097 | 544.0238 | 3.8502e-05 | 818.152 | 0.002304 | 1079.16 | 0.0011069 | 1003.1767 | 0.012668 | 1014.1943 | 0 | 1013.5891 | 0 | 256.897 | 3.0891e-06 | 257.2471 | 0 | 256.8966 | 0 | 256.8966 | 0 | 256.8966 | 0 | 254.4741 | 0
| 200.675 | 0 | 308.7816 | 0.01133 | 200.675 | 0 | 200.675 | 0 | 350.9501 | 0 | 257.1032 | 0.0017975 | 251.3995 | 0 | 350.9501 | 0 | 257.1032 | 0 | 257.1032 | 0 | 257.4545 | 0 | 257.1032 | 0 | 257.1032 | 0 | 257.1032 | 0 | 350.8186 | 0.00032104 | 251.4 | -0.0015593 | 257.4545 | 0 | 350.9501 | 0.0028674 | 251.4 | -0.00056627 | 257.1032 | 0 | 251.4 | 0.021103 | 257.1032 | 0 | 350.8186 | 0.00038149 | 350.8186 | 0.00021423 | 257.1032 | 0 | 257.4545 | 0 | 257.4545 | 0 | 257.1032 | 0 | 541.8971 | 0.013989 | 257.1032 | 0 | 257.1032 | 0 | 540.7163 | 0 | 257.1032 | 0 | 544.1787 | 0.00019306 | 541.8971 | 0.038911 | 544.1787 | 2.7326e-05 | 818.2188 | 0.0023201 | 1079.2172 | 0.0011051 | 1003.189 | 0.012673 | 1014.2446 | 0 | 1013.6393 | 0 | 257.103 | 2.4715e-06 | 257.4545 | 0 | 257.1032 | 0 | 257.1032 | 0 | 257.1032 | 0 | 254.6816 | 0
| 200.7456 | 0 | 308.9933 | 0.011452 | 200.7456 | 0 | 200.7456 | 0 | 351.0635 | 0.0066155 | 257.3098 | -0.08259 | 251.6066 | 0 | 351.0635 | 0.0070812 | 257.3098 | 0 | 257.3098 | 0 | 257.6619 | 0 | 257.3098 | 0 | 257.3098 | 0 | 257.3098 | 0 | 350.9289 | 0.00032104 | 251.61 | -0.042101 | 257.6619 | 0 | 351.0635 | 0.017135 | 251.61 | -0.0040998 | 257.3098 | 0 | 251.61 | -0.0037309 | 257.3098 | 0 | 350.9289 | 0.00037006 | 350.9289 | 0.00023342 | 257.3098 | 0 | 257.6619 | 0 | 257.6619 | 0 | 257.3098 | 0 | 542.0531 | 0.0096643 | 257.3098 | 0 | 257.3098 | 0 | 540.8732 | 0 | 257.3098 | 0 | 544.3337 | 0.00019744 | 542.0531 | 0.041643 | 544.3337 | 2.6375e-05 | 818.2853 | 0.0016978 | 1079.2742 | 0.0011032 | 1003.2014 | 0.012679 | 1014.295 | 0 | 1013.6897 | 0 | 257.31 | 4.3193e-06 | 257.6619 | 0 | 257.3098 | 0 | 257.3098 | 0 | 257.3098 | 0 | 254.8891 | 0
| 200.8163 | 0 | 309.2051 | 0.013146 | 200.8163 | 0 | 200.8163 | 0 | 351.177 | 0.013721 | 257.5163 | 0.0030926 | 251.8137 | 0 | 351.177 | 0.0029886 | 257.5163 | 0 | 257.5163 | 0 | 257.8693 | 0 | 257.5163 | 0 | 257.5163 | 0 | 257.5163 | 0 | 351.0393 | 0.00030134 | 251.81 | 0.044181 | 257.8693 | 0 | 351.177 | 0.0049438 | 251.81 | 0.011937 | 257.5163 | 0 | 251.81 | 0.019353 | 257.5163 | 0 | 351.0393 | 0.00030718 | 351.0393 | 0.000253 | 257.5163 | 0 | 257.8693 | 0 | 257.8693 | 0 | 257.5163 | 0 | 542.2091 | 0.021945 | 257.5163 | 0 | 257.5163 | 0 | 541.0302 | 0.00069566 | 257.5163 | 0 | 544.4887 | 0.00023693 | 542.2091 | 0.039348 | 544.4887 | 2.595e-05 | 818.3519 | 0.0014882 | 1079.3312 | 0.0011012 | 1003.2137 | 0.012685 | 1014.3455 | 0 | 1013.74 | 0 | 257.516 | 2.4596e-06 | 257.8693 | 0 | 257.5163 | 0 | 257.5163 | 0 | 257.5163 | 0 | 255.0966 | 0
| 200.887 | 0 | 309.4168 | 0.0087286 | 200.887 | 0 | 200.887 | 0 | 351.2905 | 0.0087231 | 257.7229 | 0.009039 | 252.0209 | 0 | 351.2905 | 0.018635 | 257.7229 | 0 | 257.7229 | 0 | 258.0767 | 0 | 257.7229 | 0 | 257.7229 | 0 | 257.7229 | 0 | 351.1497 | 0.00029883 | 252.02 | -0.026508 | 258.0767 | 0 | 351.2905 | 0.0067713 | 252.02 | -0.0013816 | 257.7229 | 0 | 252.02 | -0.012475 | 257.7229 | 0 | 351.1497 | 0.00032814 | 351.1497 | 0.00023342 | 257.7229 | 0 | 258.0767 | 0 | 258.0767 | 0 | 257.7229 | 0 | 542.3651 | 0.014844 | 257.7229 | 0 | 257.7229 | 0 | 541.1872 | 0 | 257.7229 | 0 | 544.6437 | 0.00015905 | 542.3651 | 0.04066 | 544.6437 | 2.5698e-05 | 818.4186 | 0.0013191 | 1079.3883 | 0.0010992 | 1003.226 | 0.012693 | 1014.3959 | 0 | 1013.7904 | 0 | 257.723 | 3.7075e-06 | 258.0767 | 0 | 257.7229 | 0 | 257.7229 | 0 | 257.7229 | 0 | 255.3042 | 0
| 200.9577 | 0 | 309.6286 | 0.013153 | 200.9577 | 0 | 200.9577 | 0 | 351.404 | 0.019351 | 257.9296 | -0.064181 | 252.228 | 0 | 351.404 | 0.030736 | 257.9296 | 0 | 257.9296 | 0 | 258.2841 | 0 | 257.9296 | 0 | 257.9296 | 0 | 257.9296 | 0 | 351.2601 | 0.00031894 | 252.23 | -0.021311 | 258.2841 | 0 | 351.404 | 0.023613 | 252.23 | 0.016286 | 257.9296 | 0 | 252.23 | 0.021452 | 257.9296 | 0 | 351.2601 | 0.00031747 | 351.2601 | 0.00021024 | 257.9296 | 0 | 258.2841 | 0 | 258.2841 | 0 | 257.9296 | 0 | 542.5212 | 0.011533 | 257.9296 | 0 | 257.9296 | 0 | 541.3442 | 0.00017392 | 257.9296 | 0 | 544.7987 | 0.00024571 | 542.5212 | 0.037599 | 544.7987 | 2.3552e-05 | 818.4852 | 0.0013228 | 1079.4453 | 0.001097 | 1003.2383 | 0.012701 | 1014.4463 | 0 | 1013.8408 | 0 | 257.93 | 1.2429e-06 | 258.2841 | 0 | 257.9296 | 0 | 257.9296 | 0 | 257.9296 | 0 | 255.5118 | 0
| 201.0284 | 0 | 309.8404 | 0.010721 | 201.0284 | 0 | 201.0284 | 0 | 351.5174 | 0.017505 | 258.1362 | 0.039258 | 252.4352 | 0 | 351.5174 | 0.0089449 | 258.1362 | 0 | 258.1362 | 0 | 258.4916 | 0 | 258.1362 | 0 | 258.1362 | 0 | 258.1362 | 0 | 351.3705 | 0.00034535 | 252.44 | 0.006757 | 258.4916 | 0 | 351.5174 | 0.0067713 | 252.44 | -0.01171 | 258.1362 | 0 | 252.44 | 0.013058 | 258.1362 | 0 | 351.3705 | 0.00036206 | 351.3705 | 0.00023342 | 258.1362 | 0 | 258.4916 | 0 | 258.4916 | 0 | 258.1362 | 0 | 542.6772 | 0.008543 | 258.1362 | 0 | 258.1362 | 0 | 541.5012 | 0.00026087 | 258.1362 | 0 | 544.9538 | 0.00015686 | 542.6772 | 0.038801 | 544.9538 | 3.3532e-05 | 818.5519 | 0.0017392 | 1079.5024 | 0.0010947 | 1003.2507 | 0.012709 | 1014.4967 | 0 | 1013.8911 | 0 | 258.136 | 1.8547e-06 | 258.4916 | 0 | 258.1362 | 0 | 258.1362 | 0 | 258.1362 | 0 | 255.7193 | 0
| 201.0991 | 0 | 310.0522 | 0.012334 | 201.0991 | 0 | 201.0991 | 0 | 351.6309 | 0.011258 | 258.3428 | -0.028091 | 252.6424 | 0 | 351.6309 | 0 | 258.3428 | 0 | 258.3428 | 0 | 258.699 | 0 | 258.3428 | 0 | 258.3428 | 0 | 258.3428 | 0 | 351.4809 | 0.00034451 | 252.64 | 0.017152 | 258.699 | 0 | 351.6309 | 0.0099864 | 252.64 | -0.0087205 | 258.3428 | 0 | 252.64 | 0.0018654 | 258.3428 | 0 | 351.4809 | 0.00031404 | 351.4809 | 0.00018666 | 258.3428 | 0 | 258.699 | 0 | 258.699 | 0 | 258.3428 | 0 | 542.8333 | 0.011373 | 258.3428 | 0 | 258.3428 | 0 | 541.6581 | 0.0012174 | 258.3428 | 0 | 545.1088 | 0.00023584 | 542.8333 | 0.037271 | 545.1088 | 3.3563e-05 | 818.6186 | 0.0026795 | 1079.5594 | 0.0010923 | 1003.2629 | 0.012719 | 1014.5471 | 0 | 1013.9415 | 0 | 258.343 | 2.4696e-06 | 258.699 | 0 | 258.3428 | 0 | 258.3428 | 0 | 258.3428 | 0 | 255.9269 | 0
| 201.1698 | 0 | 310.264 | 0.0093763 | 201.1698 | 0 | 201.1698 | 0 | 351.7444 | 0.016451 | 258.5495 | -0.0021848 | 252.8496 | 0 | 351.7444 | 0 | 258.5495 | 0 | 258.5495 | 0 | 258.9065 | 0 | 258.5495 | 0 | 258.5495 | 0 | 258.5495 | 0 | 351.5913 | 0.00032607 | 252.85 | -0.038983 | 258.9065 | 0 | 351.7444 | 0.0049921 | 252.85 | -0.023942 | 258.5495 | 0 | 252.85 | 0.0029147 | 258.5495 | 0 | 351.5913 | 0.00032585 | 351.5913 | 0.00019865 | 258.5495 | 0 | 258.9065 | 0 | 258.9065 | 0 | 258.5495 | 0 | 542.9893 | 0.0087566 | 258.5495 | 0 | 258.5495 | 0 | 541.8152 | 0 | 258.5495 | 0 | 545.2638 | 0.00019964 | 542.9893 | 0.039894 | 545.2638 | 4.2221e-05 | 818.6854 | 0.0024795 | 1079.6166 | 0.0010898 | 1003.2753 | 0.012729 | 1014.5975 | 0 | 1013.9918 | 0 | 258.55 | 3.0857e-06 | 258.9065 | 0 | 258.5495 | 0 | 258.5495 | 0 | 258.5495 | 0 | 256.1346 | 0
| 201.2405 | 0 | 310.4758 | 0.012065 | 201.2405 | 0 | 201.2405 | 0 | 351.8578 | 0.010907 | 258.7562 | 0.014132 | 253.0568 | 0 | 351.8578 | 0.0041092 | 258.7562 | 0 | 258.7562 | 0 | 259.114 | 0 | 258.7562 | 0 | 258.7562 | 0 | 258.7562 | 0 | 351.7017 | 0.0002632 | 253.06 | 0.0046779 | 259.114 | 0 | 351.8578 | 0.012015 | 253.06 | -0.0070897 | 258.7562 | 0 | 253.06 | -0.0019821 | 258.7562 | 0 | 351.7017 | 0.00032471 | 351.7017 | 0.00017906 | 258.7562 | 0 | 259.114 | 0 | 259.114 | 0 | 258.7562 | 0 | 543.1454 | 0.015698 | 258.7562 | 0 | 258.7562 | 0 | 541.9722 | 0 | 258.7562 | 0 | 545.4189 | 0.00020073 | 543.1454 | 0.038911 | 545.4189 | 3.7372e-05 | 818.752 | 0.0016887 | 1079.6737 | 0.0010872 | 1003.2876 | 0.01274 | 1014.648 | 0 | 1014.0422 | 0 | 258.756 | -1.847e-06 | 259.114 | 0 | 258.7562 | 0 | 258.7562 | 0 | 258.7562 | 0 | 256.3422 | 0
| 201.3112 | 0 | 310.6877 | 0.0077436 | 201.3112 | 0 | 201.3112 | 0 | 351.9713 | 0.012236 | 258.9629 | -0.03553 | 253.264 | 0 | 351.9713 | 0.0081994 | 258.9629 | 0 | 258.9629 | 0 | 259.3215 | 0 | 258.9629 | 0 | 258.9629 | 0 | 258.9629 | 0 | 351.8121 | 0.00025943 | 253.26 | 0.081605 | 259.3215 | 0 | 351.9713 | 0.012747 | 253.26 | -0.00029446 | 258.9629 | 0 | 253.26 | -0.017373 | 258.9629 | 0 | 351.8121 | 0.0003228 | 351.8121 | 0.00023342 | 258.9629 | 0 | 259.3215 | 0 | 259.3215 | 0 | 258.9629 | 0 | 543.3015 | 0.015698 | 258.9629 | 0 | 258.9629 | 0 | 542.1292 | 0 | 258.9629 | 0 | 545.5739 | 0.00021829 | 543.3015 | 0.041315 | 545.5739 | 4.1332e-05 | 818.8187 | 0.0017858 | 1079.7307 | 0.0010845 | 1003.2999 | 0.012751 | 1014.6984 | 0 | 1014.0926 | 0 | 258.963 | 3.6949e-06 | 259.3215 | 0 | 258.9629 | 0 | 258.9629 | 0 | 258.9629 | 0 | 256.5498 | 0
| 201.3819 | 0 | 310.8995 | 0.010464 | 201.3819 | 0 | 201.3819 | 0 | 352.0847 | 0.010203 | 259.1696 | 0.010585 | 253.4713 | 0 | 352.0847 | 0 | 259.1696 | 0 | 259.1696 | 0 | 259.5291 | 0 | 259.1696 | 0 | 259.1696 | 0 | 259.1696 | 0 | 351.9225 | 0.00028416 | 253.47 | 0.02339 | 259.5291 | 0 | 352.0847 | 0 | 253.47 | 0.01248 | 259.1696 | 0 | 253.47 | 0.0046636 | 259.1696 | 0 | 351.9225 | 0.00031518 | 351.9225 | 0.00028418 | 259.1696 | 0 | 259.5291 | 0 | 259.5291 | 0 | 259.1696 | 0 | 543.4575 | 0.024508 | 259.1696 | 0 | 259.1696 | 0 | 542.2862 | 0.00069566 | 259.1696 | 0 | 545.729 | 0.00015466 | 543.4575 | 0.038911 | 545.729 | 3.4765e-05 | 818.8854 | 0.0026078 | 1079.7878 | 0.0010816 | 1003.3123 | 0.012763 | 1014.7488 | 0 | 1014.1429 | 0 | 259.17 | 5.5572e-06 | 259.5291 | 0 | 259.1696 | 0 | 259.1696 | 0 | 259.1696 | 0 | 256.7575 | 0
| 201.4527 | 0 | 311.1114 | 0.0096441 | 201.4527 | 0 | 201.4527 | 0 | 352.1982 | 0.018558 | 259.3764 | 0.034624 | 253.6785 | 0 | 352.1982 | 0 | 259.3764 | 0 | 259.3764 | 0 | 259.7366 | 0 | 259.3764 | 0 | 259.3764 | 0 | 259.3764 | 0 | 352.033 | 0.00032691 | 253.68 | -0.011954 | 259.7366 | 0 | 352.1982 | 0.0058817 | 253.68 | -0.014156 | 259.3764 | 0 | 253.68 | -0.017722 | 259.3764 | 0 | 352.033 | 0.00030337 | 352.033 | 0.00032695 | 259.3764 | 0 | 259.7366 | 0 | 259.7366 | 0 | 259.3764 | 0 | 543.6136 | 0.01212 | 259.3764 | 0 | 259.3764 | 0 | 542.4432 | 0.00026087 | 259.3764 | 0 | 545.8841 | 0.00019306 | 543.6136 | 0.040222 | 545.8841 | 4.3321e-05 | 818.9521 | 0.0028489 | 1079.845 | 0.0010787 | 1003.3246 | 0.012776 | 1014.7993 | 0 | 1014.1934 | 0 | 259.376 | 7.4091e-06 | 259.7366 | 0 | 259.3764 | 0 | 259.3764 | 0 | 259.3764 | 0 | 256.9652 | 0
| 201.5234 | 0 | 311.3233 | 0.010324 | 201.5234 | 0 | 201.5234 | 0 | 352.3116 | 0.023264 | 259.5831 | 0.0046261 | 253.8858 | 0 | 352.3116 | 0.0078448 | 259.5831 | 0 | 259.5831 | 0 | 259.9442 | 0 | 259.5831 | 0 | 259.5831 | 0 | 259.5831 | 0 | 352.1434 | 0.00036505 | 253.89 | 0.052495 | 259.9442 | 0 | 352.3116 | 0.001681 | 253.89 | 0.011122 | 259.5831 | 0 | 253.89 | -0.0061794 | 259.5831 | 0 | 352.1434 | 0.00033119 | 352.1434 | 0.00029977 | 259.5831 | 0 | 259.9442 | 0 | 259.9442 | 0 | 259.5831 | 0 | 543.7697 | 0.013242 | 259.5831 | 0 | 259.5831 | 0 | 542.6003 | 0 | 259.5831 | 0 | 546.0392 | 0.00021938 | 543.7697 | 0.038036 | 546.0392 | 3.413e-05 | 819.0189 | 0.0019583 | 1079.9021 | 0.0010757 | 1003.3369 | 0.012789 | 1014.8497 | 0 | 1014.2437 | 0 | 259.583 | 6.1645e-06 | 259.9442 | 0 | 259.5831 | 0 | 259.5831 | 0 | 259.5831 | 0 | 257.1729 | 0
| 201.5941 | 0 | 311.5352 | 0.0091208 | 201.5941 | 0 | 201.5941 | 0 | 352.4251 | 0.0217 | 259.7899 | -0.027956 | 254.0931 | 0 | 352.4251 | 0.0052178 | 259.7899 | 0 | 259.7899 | 0 | 260.1517 | 0 | 259.7899 | 0 | 259.7899 | 0 | 259.7899 | 0 | 352.2539 | 0.00035792 | 254.09 | -0.025469 | 260.1517 | 0 | 352.4251 | 0.00054366 | 254.09 | -0.024757 | 259.7899 | 0 | 254.09 | -0.022969 | 259.7899 | 0 | 352.2539 | 0.00029269 | 352.2539 | 0.00026859 | 259.7899 | 0 | 260.1517 | 0 | 260.1517 | 0 | 259.7899 | 0 | 543.9258 | 0.015484 | 259.7899 | 0 | 259.7899 | 0 | 542.7573 | 0.00026087 | 259.7899 | 0 | 546.1943 | 0.0001426 | 543.9258 | 0.040113 | 546.1943 | 4.0892e-05 | 819.0856 | 0.0019409 | 1079.9592 | 0.0010725 | 1003.3492 | 0.012803 | 1014.9002 | 0 | 1014.2941 | 0 | 259.79 | 5.5496e-06 | 260.1517 | 0 | 259.7899 | 0 | 259.7899 | 0 | 259.7899 | 0 | 257.3806 | 0
| 201.6649 | 0 | 311.7471 | 0.011692 | 201.6649 | 0 | 201.6649 | 0 | 352.5385 | 0.048875 | 259.9967 | -0.025319 | 254.3005 | 0 | 352.5385 | 0.019426 | 259.9967 | 0 | 259.9967 | 0 | 260.3594 | 0 | 259.9967 | 0 | 259.9967 | 0 | 259.9967 | 0 | 352.3643 | 0.00035121 | 254.3 | 0.058736 | 260.3593 | 0 | 352.5385 | 0.0064269 | 254.3 | -0.006546 | 259.9967 | 0 | 254.3 | -0.0065291 | 259.9967 | 0 | 352.3643 | 0.00026449 | 352.3643 | 0.00029977 | 259.9967 | 0 | 260.3593 | 0 | 260.3593 | 0 | 259.9967 | 0 | 544.082 | 0.014844 | 259.9967 | 0 | 259.9967 | 0 | 542.9144 | 0 | 259.9967 | 0 | 546.3494 | 0.0002841 | 544.082 | 0.038583 | 546.3494 | 3.7356e-05 | 819.1524 | 0.002325 | 1080.0164 | 0.0010693 | 1003.3616 | 0.012818 | 1014.9507 | 0 | 1014.3445 | 0 | 259.997 | 4.3233e-06 | 260.3594 | 0 | 259.9967 | 0 | 259.9967 | 0 | 259.9967 | 0 | 257.5883 | 0
| 201.7356 | 0 | 311.9591 | 0.0083534 | 201.7356 | 0 | 201.7356 | 0 | 352.652 | 0.038513 | 260.2035 | -0.032471 | 254.5078 | 0 | 352.652 | 0.011181 | 260.2035 | 0 | 260.2035 | 0 | 260.567 | 0 | 260.2035 | 0 | 260.2035 | 0 | 260.2035 | 0 | 352.4748 | 0.00035499 | 254.51 | -0.059772 | 260.567 | 0 | 352.652 | 0.0029162 | 254.51 | 0.0078598 | 260.2035 | 0 | 254.51 | -0.00023318 | 260.2035 | 0 | 352.4748 | 0.00027173 | 352.4748 | 0.000257 | 260.2035 | 0 | 260.567 | 0 | 260.567 | 0 | 260.2035 | 0 | 544.2381 | 0.014363 | 260.2035 | 0 | 260.2035 | 0 | 543.0714 | 0 | 260.2035 | 0 | 546.5045 | 0.00010421 | 544.2381 | 0.039894 | 546.5045 | 3.7972e-05 | 819.2192 | 0.0022764 | 1080.0735 | 0.0010659 | 1003.3739 | 0.012833 | 1015.0011 | 0 | 1014.395 | 0 | 260.204 | 8.6343e-06 | 260.567 | 0 | 260.2035 | 0 | 260.2035 | 0 | 260.2035 | 0 | 257.796 | 0
| 201.8064 | 0 | 312.1711 | 0.011701 | 201.8064 | 0 | 201.8064 | 0 | 352.7654 | 0.039686 | 260.4103 | 0.038994 | 254.7151 | 0 | 352.7654 | 0 | 260.4103 | 0 | 260.4103 | 0 | 260.7746 | 0 | 260.4103 | 0 | 260.4103 | 0 | 260.4103 | 0 | 352.5852 | 0.00035205 | 254.72 | 0.020271 | 260.7746 | 0 | 352.7654 | 0.010553 | 254.72 | 0.0081316 | 260.4103 | 0 | 254.72 | 0.017955 | 260.4103 | 0 | 352.5852 | 0.00028583 | 352.5852 | 0.000253 | 260.4103 | 0 | 260.7746 | 0 | 260.7746 | 0 | 260.4103 | 0 | 544.3942 | 0.023013 | 260.4103 | 0 | 260.4103 | 0 | 543.2285 | 0.00069566 | 260.4103 | 0 | 546.6597 | 0.00026216 | 544.3942 | 0.037927 | 546.6597 | 3.0805e-05 | 819.286 | 0.0020026 | 1080.1306 | 0.0010624 | 1003.3862 | 0.012849 | 1015.0516 | 0 | 1014.4454 | 0 | 260.41 | 4.3117e-06 | 260.7746 | 0 | 260.4103 | 0 | 260.4103 | 0 | 260.4103 | 0 | 258.0038 | 0
| 201.8771 | 0 | 312.383 | 0.0065179 | 201.8771 | 0 | 201.8771 | 0 | 352.8789 | 0.061386 | 260.6172 | -0.044513 | 254.9225 | 0 | 352.8789 | 0.0018634 | 260.6172 | 0 | 260.6172 | 0 | 260.9822 | 0 | 260.6172 | 0 | 260.6172 | 0 | 260.6172 | 0 | 352.6957 | 0.00035205 | 254.92 | -0.020271 | 260.9822 | 0 | 352.8789 | 0.013896 | 254.92 | -0.016875 | 260.6172 | 0 | 254.92 | -0.011076 | 260.6172 | 0 | 352.6957 | 0.00035024 | 352.6957 | 0.00020624 | 260.6172 | 0 | 260.9822 | 0 | 260.9822 | 0 | 260.6172 | 0 | 544.5504 | 0.014203 | 260.6172 | 0 | 260.6172 | 0 | 543.3856 | 0.00026087 | 260.6172 | 0 | 546.8148 | 0.00012066 | 544.5504 | 0.039567 | 546.8148 | 3.7016e-05 | 819.3528 | 0.0018976 | 1080.1877 | 0.0010589 | 1003.3986 | 0.012866 | 1015.102 | 0 | 1014.4958 | 0 | 260.617 | 6.7813e-06 | 260.9822 | 0 | 260.6172 | 0 | 260.6172 | 0 | 260.6172 | 0 | 258.2116 | 0
| 201.9479 | 0 | 312.595 | 0.0104 | 201.9479 | 0 | 201.9479 | 0 | 352.9923 | 0.067838 | 260.8241 | 0.067912 | 255.1299 | 0 | 352.9923 | 0.013075 | 260.8241 | 0 | 260.8241 | 0 | 261.1899 | 0 | 260.8241 | 0 | 260.8241 | 0 | 260.8241 | 0 | 352.8062 | 0.00032313 | 255.13 | -0.018192 | 261.1899 | 0 | 352.9923 | 0.0031641 | 255.13 | -0.0062742 | 260.8241 | 0 | 255.13 | 0.01096 | 260.8241 | 0 | 352.8062 | 0.00030946 | 352.8062 | 0.00030736 | 260.8241 | 0 | 261.1899 | 0 | 261.1899 | 0 | 260.8241 | 0 | 544.7065 | 0.016606 | 260.8241 | 0 | 260.8241 | 0 | 543.5427 | 0.00017392 | 260.8241 | 0 | 546.97 | 0.00026326 | 544.7065 | 0.038146 | 546.97 | 3.1742e-05 | 819.4196 | 0.0020008 | 1080.2449 | 0.0010552 | 1003.4109 | 0.012883 | 1015.1526 | 0 | 1014.5462 | 0 | 260.824 | 3.0907e-06 | 261.1899 | 0 | 260.8241 | 0 | 260.8241 | 0 | 260.8241 | 0 | 258.4193 | 0
| 202.0187 | 0 | 312.807 | 0.0074077 | 202.0187 | 0 | 202.0187 | 0 | 353.1057 | 0.074094 | 261.0309 | -0.05881 | 255.3373 | 0 | 353.1057 | 0.019753 | 261.0309 | 0 | 261.0309 | 0 | 261.3976 | 0 | 261.0309 | 0 | 261.0309 | 0 | 261.0309 | 0 | 352.9166 | 0.00032774 | 255.34 | 0.018192 | 261.3976 | 0 | 353.1057 | 0.026643 | 255.34 | -0.0021971 | 261.0309 | 0 | 255.34 | -0.018421 | 261.0309 | 0 | 352.9166 | 0.00033004 | 352.9166 | 0.0003933 | 261.0309 | 0 | 261.3976 | 0 | 261.3976 | 0 | 261.0309 | 0 | 544.8627 | 0.015965 | 261.0309 | 0 | 261.0309 | 0 | 543.6997 | 0.00026087 | 261.0309 | 0 | 547.1251 | 0.00015247 | 544.8627 | 0.040004 | 547.1251 | 3.7651e-05 | 819.4865 | 0.0020244 | 1080.302 | 0.0010514 | 1003.4233 | 0.0129 | 1015.2031 | 0 | 1014.5966 | 0 | 261.031 | 5.5544e-06 | 261.3976 | 0 | 261.0309 | 0 | 261.0309 | 0 | 261.0309 | 0 | 258.6271 | 0
| 202.0894 | 0 | 313.0191 | 0.010725 | 202.0894 | 0 | 202.0894 | 0 | 353.2192 | 0.082696 | 261.2378 | 0.12191 | 255.5447 | 0 | 353.2192 | 0 | 261.2378 | 0 | 261.2378 | 0 | 261.6053 | 0 | 261.2378 | 0 | 261.2378 | 0 | 261.2378 | 0 | 353.0271 | 0.0003093 | 255.54 | 0.019232 | 261.6053 | 0 | 353.2192 | 0.0046472 | 255.54 | -0.010079 | 261.2378 | 0 | 255.54 | -0.0068788 | 261.2378 | 0 | 353.0271 | 0.00028583 | 353.0271 | 0.00035812 | 261.2378 | 0 | 261.6053 | 0 | 261.6053 | 0 | 261.2378 | 0 | 545.0189 | 0.016232 | 261.2378 | 0 | 261.2378 | 0 | 543.8568 | 0.00017392 | 261.2378 | 0 | 547.2803 | 0.00023913 | 545.0189 | 0.037381 | 547.2803 | 3.7611e-05 | 819.5533 | 0.0023758 | 1080.3592 | 0.0010475 | 1003.4356 | 0.012919 | 1015.2535 | 0 | 1014.647 | 0 | 261.238 | 1.8478e-06 | 261.6053 | 0 | 261.2378 | 0 | 261.2378 | 0 | 261.2378 | 0 | 258.835 | 0
| 202.1602 | 0 | 313.2311 | 0.0065216 | 202.1602 | 0 | 202.1602 | 0 | 353.3326 | 0.067056 | 261.4448 | -0.0015366 | 255.7522 | 0 | 353.3326 | 0.0026089 | 261.4448 | 0 | 261.4448 | 0 | 261.813 | 0 | 261.4448 | 0 | 261.4448 | 0 | 261.4448 | 0 | 353.1376 | 0.00029547 | 255.75 | -0.052495 | 261.813 | 0 | 353.3326 | 0.017449 | 255.75 | 0.0070443 | 261.4448 | 0 | 255.75 | 0.020054 | 261.4448 | 0 | 353.1376 | 0.00033881 | 353.1376 | 0.00028818 | 261.4448 | 0 | 261.813 | 0 | 261.813 | 0 | 261.4448 | 0 | 545.175 | 0.017193 | 261.4448 | 0 | 261.4448 | 0 | 544.014 | 0 | 261.4448 | 0 | 547.4355 | 0.00017441 | 545.175 | 0.039567 | 547.4355 | 4.0799e-05 | 819.6201 | 0.0017148 | 1080.4164 | 0.0010435 | 1003.4479 | 0.012937 | 1015.304 | 0 | 1014.6975 | 0 | 261.445 | 6.7906e-06 | 261.813 | 0 | 261.4448 | 0 | 261.4448 | 0 | 261.4448 | 0 | 259.0428 | 0
| 202.231 | 0 | 313.4432 | 0.010091 | 202.231 | 0 | 202.231 | 0 | 353.446 | 0.088365 | 261.6517 | 0.011215 | 255.9597 | 0 | 353.446 | 0 | 261.6517 | 0 | 261.6517 | 0 | 262.0207 | 0 | 261.6517 | 0 | 261.6517 | 0 | 261.6517 | 0 | 353.2481 | 0.0002741 | 255.96 | 0.033785 | 262.0207 | 0 | 353.446 | 0.012015 | 255.96 | 0.0013364 | 261.6517 | 0 | 255.96 | 0.002565 | 261.6517 | 0 | 353.2481 | 0.00030984 | 353.2481 | 0.0002646 | 261.6517 | 0 | 262.0207 | 0 | 262.0207 | 0 | 261.6517 | 0 | 545.3312 | 0.017834 | 261.6517 | 0 | 261.6517 | 0 | 544.1711 | 0 | 261.6517 | 0 | 547.5907 | 0.00023913 | 545.3312 | 0.036834 | 547.5907 | 3.4163e-05 | 819.687 | 0.0023204 | 1080.4735 | 0.0010395 | 1003.4603 | 0.012957 | 1015.3546 | 0 | 1014.7479 | 0 | 261.652 | 1.2446e-06 | 262.0207 | 0 | 261.6517 | 0 | 261.6517 | 0 | 261.6517 | 0 | 259.2506 | 0
| 202.3018 | 0 | 313.6552 | 0.0044219 | 202.3018 | 0 | 202.3018 | 0 | 353.5594 | 0.1001 | 261.8586 | 0.031742 | 256.1671 | 0 | 353.5594 | 0.012299 | 261.8586 | 0 | 261.8586 | 0 | 262.2284 | 0 | 261.8586 | 0 | 261.8586 | 0 | 261.8586 | 0 | 353.3586 | 0.00026949 | 256.17 | 0.021311 | 262.2284 | 0 | 353.5594 | 0.01212 | 256.17 | -0.014156 | 261.8586 | 0 | 256.17 | -0.0058295 | 261.8586 | 0 | 353.3586 | 0.00033652 | 353.3586 | 0.00024901 | 261.8586 | 0 | 262.2284 | 0 | 262.2284 | 0 | 261.8586 | 0 | 545.4874 | 0.0096643 | 261.8586 | 0 | 261.8586 | 0 | 544.3282 | 0.00026087 | 261.8586 | 0 | 547.7459 | 0.00018757 | 545.4874 | 0.039676 | 547.7459 | 3.6897e-05 | 819.7538 | 0.0024085 | 1080.5308 | 0.0010353 | 1003.4726 | 0.012976 | 1015.405 | 0 | 1014.7984 | 0 | 261.859 | 5.5479e-06 | 262.2284 | 0 | 261.8586 | 0 | 261.8586 | 0 | 261.8586 | 0 | 259.4585 | 0
| 202.3725 | 0 | 313.8673 | 0.0094455 | 202.3725 | 0 | 202.3726 | 0 | 353.6729 | 0.12316 | 262.0656 | 0.043307 | 256.3746 | 0 | 353.6729 | 0 | 262.0656 | 0 | 262.0656 | 0 | 262.4362 | 0 | 262.0656 | 0 | 262.0656 | 0 | 262.0656 | 0 | 353.4691 | 0.0003005 | 256.37 | 0.020271 | 262.4362 | 0 | 353.6729 | 0.0031641 | 256.37 | -0.0035561 | 262.0656 | 0 | 256.37 | 0.016905 | 262.0656 | 0 | 353.4691 | 0.00031937 | 353.4691 | 0.00036212 | 262.0656 | 0 | 262.4362 | 0 | 262.4362 | 0 | 262.0656 | 0 | 545.6436 | 0.022799 | 262.0656 | 0 | 262.0656 | 0 | 544.4853 | 0 | 262.0656 | 0 | 547.9011 | 0.00023254 | 545.6436 | 0.037271 | 547.9011 | 2.8624e-05 | 819.8207 | 0.0024106 | 1080.5879 | 0.001031 | 1003.4849 | 0.012997 | 1015.4556 | 0 | 1014.8488 | 0 | 262.066 | 4.9301e-06 | 262.4362 | 0 | 262.0656 | 0 | 262.0656 | 0 | 262.0656 | 0 | 259.6664 | 0
| 202.4434 | 0 | 314.0794 | 0.0062044 | 202.4434 | 0 | 202.4433 | 0 | 353.7863 | 0.14643 | 262.2726 | 0.0023603 | 256.5821 | 0 | 353.7863 | 0.014535 | 262.2726 | 0 | 262.2726 | 0 | 262.644 | 0 | 262.2726 | 0 | 262.2726 | 0 | 262.2726 | 0 | 353.5796 | 0.00035541 | 256.58 | -0.041062 | 262.644 | 0 | 353.7863 | 0.0085507 | 256.58 | -0.0046433 | 262.2726 | 0 | 256.58 | 0.00011659 | 262.2726 | 0 | 353.5796 | 0.00036015 | 353.5796 | 0.00036572 | 262.2726 | 0 | 262.644 | 0 | 262.644 | 0 | 262.2726 | 0 | 545.7998 | 0.013882 | 262.2726 | 0 | 262.2726 | 0 | 544.6424 | 0.00026087 | 262.2726 | 0 | 548.0563 | 0.00014808 | 545.7998 | 0.039894 | 548.0563 | 3.4182e-05 | 819.8876 | 0.0021641 | 1080.6451 | 0.0010267 | 1003.4973 | 0.013017 | 1015.5061 | 0 | 1014.8993 | 0 | 262.273 | 3.0804e-06 | 262.644 | 0 | 262.2726 | 0 | 262.2726 | 0 | 262.2726 | 0 | 259.8743 | 0
| 202.5142 | 0 | 314.2916 | 0.0098567 | 202.5142 | 0 | 202.5141 | 0 | 353.8997 | 0.13333 | 262.4796 | -0.013445 | 256.7897 | 0 | 353.8997 | 0.0070979 | 262.4796 | 0 | 262.4796 | 0 | 262.8518 | 0 | 262.4796 | 0 | 262.4796 | 0 | 262.4796 | 0 | 353.6901 | 0.00040402 | 256.79 | -0.027548 | 262.8518 | 0 | 353.8997 | 0.024867 | 256.79 | 0.0021518 | 262.4796 | 0 | 256.79 | 0.01096 | 262.4796 | 0 | 353.6901 | 0.00035481 | 353.6901 | 0.00039689 | 262.4796 | 0 | 262.8518 | 0 | 262.8518 | 0 | 262.4796 | 0 | 545.9561 | 0.0077955 | 262.4796 | 0 | 262.4796 | 0 | 544.7996 | 0.00017392 | 262.4796 | 0 | 548.2115 | 0.00022377 | 545.9561 | 0.036943 | 548.2115 | 2.9605e-05 | 819.9544 | 0.0027774 | 1080.7023 | 0.0010222 | 1003.5096 | 0.013038 | 1015.5566 | 0 | 1014.9498 | 0 | 262.48 | 1.8519e-06 | 262.8518 | 0 | 262.4796 | 0 | 262.4796 | 0 | 262.4796 | 0 | 260.0822 | 0
| 202.5849 | 0 | 314.5037 | 0.0060877 | 202.5849 | 0 | 202.585 | 0 | 354.0131 | 0.19941 | 262.6866 | -0.053094 | 256.9972 | 0 | 354.0131 | 0.020498 | 262.6866 | 0 | 262.6866 | 0 | 263.0596 | 0 | 262.6866 | 0 | 262.6866 | 0 | 262.6866 | 0 | 353.8007 | 0.00036211 | 257 | -0.041062 | 263.0596 | 0 | 354.0131 | 0.012433 | 257 | 0.0029672 | 262.6866 | 0 | 257 | 0.01096 | 262.6866 | 0 | 353.8007 | 0.00033081 | 353.8007 | 0.00034254 | 262.6866 | 0 | 263.0596 | 0 | 263.0596 | 0 | 262.6866 | 0 | 546.1123 | 0.010038 | 262.6866 | 0 | 262.6866 | 0 | 544.9567 | 0 | 262.6866 | 0 | 548.3668 | 0.00018647 | 546.1123 | 0.038364 | 548.3668 | 3.6735e-05 | 820.0214 | 0.0025446 | 1080.7595 | 0.0010177 | 1003.5219 | 0.01306 | 1015.6071 | 0 | 1015.0002 | 0 | 262.687 | 5.5494e-06 | 263.0596 | 0 | 262.6866 | 0 | 262.6866 | 0 | 262.6866 | 0 | 260.2901 | 0
| 202.6558 | 0 | 314.7159 | 0.0087515 | 202.6558 | 0 | 202.6558 | 0 | 354.1265 | 0.23616 | 262.8937 | 0.048652 | 257.2048 | 0 | 354.1265 | 0 | 262.8937 | 0 | 262.8937 | 0 | 263.2674 | 0 | 262.8937 | 0 | 262.8937 | 0 | 262.8937 | 0 | 353.9112 | 0.00029463 | 257.2 | -0.038983 | 263.2674 | 0 | 354.1265 | 0 | 257.2 | 0.008947 | 262.8937 | 0 | 257.2 | 0.01026 | 262.8937 | 0 | 353.9112 | 0.00029727 | 353.9112 | 0.00031935 | 262.8937 | 0 | 263.2674 | 0 | 263.2674 | 0 | 262.8937 | 0 | 546.2685 | 0.011159 | 262.8937 | 0 | 262.8937 | 0 | 545.1139 | 0.00017392 | 262.8937 | 0 | 548.522 | 0.00024022 | 546.2685 | 0.036178 | 548.522 | 3.4204e-05 | 820.0883 | 0.0020961 | 1080.8166 | 0.001013 | 1003.5342 | 0.013082 | 1015.6576 | 0 | 1015.0507 | 0 | 262.894 | 2.4673e-06 | 263.2674 | 0 | 262.8937 | 0 | 262.8937 | 0 | 262.8937 | 0 | 260.4981 | 0
| 202.7266 | 0 | 314.928 | 0.008156 | 202.7266 | 0 | 202.7266 | 0 | 354.2399 | 0.27037 | 263.1007 | 0.039589 | 257.4124 | 0 | 354.2399 | 0 | 263.1007 | 0 | 263.1007 | 0 | 263.4752 | 0 | 263.1007 | 0 | 263.1007 | 0 | 263.1007 | 0 | 354.0217 | 0.00027116 | 257.41 | -0.087841 | 263.4752 | 0 | 354.2399 | 0 | 257.41 | -0.0068178 | 263.1007 | 0 | 257.41 | -0.013175 | 263.1007 | 0 | 354.0217 | 0.0002824 | 354.0217 | 0.00026859 | 263.1007 | 0 | 263.4752 | 0 | 263.4752 | 0 | 263.1007 | 0 | 546.4248 | 0.013348 | 263.1007 | 0 | 263.1007 | 0 | 545.271 | 0.00078262 | 263.1007 | 0 | 548.6773 | 0.00020073 | 546.4248 | 0.038364 | 548.6773 | 4.3387e-05 | 820.1553 | 0.0015508 | 1080.8739 | 0.0010083 | 1003.5466 | 0.013104 | 1015.7082 | 0 | 1015.1011 | 0 | 263.101 | 6.778e-06 | 263.4752 | 0 | 263.1007 | 0 | 263.1007 | 0 | 263.1007 | 0 | 260.706 | 0
| 202.7974 | 0 | 315.1402 | 0.0091735 | 202.7974 | 0 | 202.7974 | 0 | 354.3533 | 0.27683 | 263.3078 | 0.012591 | 257.62 | 0 | 354.3533 | 0 | 263.3078 | 0 | 263.3078 | 0 | 263.6831 | 0 | 263.3078 | 0 | 263.3078 | 0 | 263.3078 | 0 | 354.1323 | 0.00029296 | 257.62 | -0.017152 | 263.6831 | 0 | 354.3533 | 0 | 257.62 | -0.0098077 | 263.3078 | 0 | 257.62 | 0.014458 | 263.3078 | 0 | 354.1323 | 0.00030337 | 354.1323 | 0.00021423 | 263.3078 | 0 | 263.6831 | 0 | 263.6831 | 0 | 263.3078 | 0 | 546.581 | 0.016979 | 263.3078 | 0 | 263.3078 | 0 | 545.4282 | 0 | 263.3078 | 0 | 548.8325 | 0.00016783 | 546.581 | 0.03749 | 548.8325 | 3.5244e-05 | 820.2221 | 0.0016423 | 1080.9311 | 0.0010035 | 1003.5589 | 0.013127 | 1015.7587 | 0 | 1015.1517 | 0 | 263.308 | 9.2504e-06 | 263.6831 | 0 | 263.3078 | 0 | 263.3078 | 0 | 263.3078 | 0 | 260.914 | 0
| 202.8682 | 0 | 315.3524 | 0.006582 | 202.8682 | 0 | 202.8682 | 0 | 354.4667 | 0.31045 | 263.5149 | 0.0015479 | 257.8276 | 0 | 354.4667 | 0.011926 | 263.5149 | 0 | 263.5149 | 0 | 263.8909 | 0 | 263.5149 | 0 | 263.5149 | 0 | 263.5149 | 0 | 354.2428 | 0.00033068 | 257.83 | -0.061854 | 263.8909 | 0 | 354.4667 | 0.0026195 | 257.83 | -0.0147 | 263.5149 | 0 | 257.83 | -0.0061794 | 263.5149 | 0 | 354.2428 | 0.00033004 | 354.2428 | 7.794e-05 | 263.5149 | 0 | 263.8909 | 0 | 263.8909 | 0 | 263.5149 | 0 | 546.7373 | 0.016232 | 263.5149 | 0 | 263.5149 | 0 | 545.5854 | 0.00078262 | 263.5149 | 0 | 548.9878 | 0.00017331 | 546.7373 | 0.040113 | 548.9878 | 4.1734e-05 | 820.2891 | 0.0016557 | 1080.9884 | 0.00099866 | 1003.5712 | 0.01315 | 1015.8093 | 0 | 1015.2021 | 0 | 263.515 | 5.5496e-06 | 263.8909 | 0 | 263.5149 | 0 | 263.5149 | 0 | 263.5149 | 0 | 261.122 | 0
| 202.939 | 0 | 315.5647 | 0.0075672 | 202.939 | 0 | 202.939 | 0 | 354.5802 | 0.36069 | 263.722 | 0.13556 | 258.0352 | 0 | 354.5802 | 0.0011206 | 263.722 | 0 | 263.722 | 0 | 264.0988 | 0 | 263.722 | 0 | 263.722 | 0 | 263.722 | 0 | 354.3534 | 0.00031224 | 258.04 | -0.028587 | 264.0988 | 0 | 354.5802 | 0.0055371 | 258.04 | -0.010351 | 263.722 | 0 | 258.04 | -0.0093273 | 263.722 | 0 | 354.3534 | 0.00034795 | 354.3534 | 0.00011671 | 263.722 | 0 | 264.0988 | 0 | 264.0988 | 0 | 263.722 | 0 | 546.8936 | 0.018314 | 263.722 | 0 | 263.722 | 0 | 545.7426 | 0 | 263.722 | 0 | 549.1431 | 0.00018867 | 546.8936 | 0.038364 | 549.1431 | 3.3883e-05 | 820.356 | 0.0020065 | 1081.0457 | 0.0009937 | 1003.5836 | 0.013174 | 1015.8599 | 0 | 1015.2526 | 0 | 263.722 | 4.3184e-06 | 264.0988 | 0 | 263.722 | 0 | 263.722 | 0 | 263.722 | 0 | 261.33 | 0
| 203.0099 | 0 | 315.7769 | 0.0058057 | 203.0099 | 0 | 203.0099 | 0 | 354.6936 | 0.46177 | 263.9291 | 0.03526 | 258.2429 | 0 | 354.6936 | 0.0059633 | 263.9291 | 0 | 263.9291 | 0 | 264.3067 | 0 | 263.9291 | 0 | 263.9291 | 0 | 263.9291 | 0 | 354.4639 | 0.00027997 | 258.24 | -0.088882 | 264.3067 | 0 | 354.6936 | 0 | 258.24 | -0.019049 | 263.9291 | 0 | 258.24 | 0.0032645 | 263.9291 | 0 | 354.4639 | 0.00036739 | 354.4639 | 0.00018666 | 263.9291 | 0 | 264.3067 | 0 | 264.3067 | 0 | 263.9291 | 0 | 547.0498 | 0.011053 | 263.9291 | 0 | 263.9291 | 0 | 545.8997 | 0.00078262 | 263.9291 | 0 | 549.2984 | 0.00023693 | 547.0498 | 0.039567 | 549.2984 | 3.9455e-05 | 820.423 | 0.0021455 | 1081.1029 | 0.00098866 | 1003.5959 | 0.013198 | 1015.9104 | 0 | 1015.3031 | 0 | 263.929 | 1.2339e-05 | 264.3067 | 0 | 263.9291 | 0 | 263.9291 | 0 | 263.9291 | 0 | 261.538 | 0
| 203.0807 | 0 | 315.9892 | 0.0072561 | 203.0807 | 0 | 203.0807 | 0 | 354.8069 | 0.48444 | 264.1363 | 0.080857 | 258.4505 | 0 | 354.8069 | 0 | 264.1363 | 0 | 264.1363 | 0 | 264.5147 | 0 | 264.1363 | 0 | 264.1363 | 0 | 264.1363 | 0 | 354.5745 | 0.00028583 | 258.45 | 0.056654 | 264.5147 | 0 | 354.8069 | 0.018284 | 258.45 | -0.0098077 | 264.1363 | 0 | 258.45 | -0.0061794 | 264.1363 | 0 | 354.5745 | 0.00032738 | 354.5745 | 0.00029577 | 264.1363 | 0 | 264.5147 | 0 | 264.5147 | 0 | 264.1363 | 0 | 547.2061 | 0.020183 | 264.1363 | 0 | 264.1363 | 0 | 546.0569 | 0.0012174 | 264.1363 | 0 | 549.4537 | 0.00018647 | 547.2061 | 0.036943 | 549.4537 | 3.6012e-05 | 820.49 | 0.0025025 | 1081.16 | 0.0009835 | 1003.6083 | 0.013222 | 1015.9609 | 0 | 1015.3536 | 0 | 264.136 | 7.3974e-06 | 264.5147 | 0 | 264.1363 | 0 | 264.1363 | 0 | 264.1363 | 0 | 261.746 | 0
| 203.1516 | 0 | 316.2014 | 0.0064835 | 203.1516 | 0 | 203.1516 | 0 | 354.9203 | 0.58767 | 264.3434 | -0.05724 | 258.6582 | 0 | 354.9203 | 0.0093174 | 264.3434 | 0 | 264.3435 | 0 | 264.7226 | 0 | 264.3434 | 0 | 264.3435 | 0 | 264.3435 | 0 | 354.6851 | 0.0003114 | 258.66 | -0.052495 | 264.7226 | 0 | 354.9203 | 0.017762 | 258.66 | -0.011982 | 264.3434 | 0 | 258.66 | 0.0046636 | 264.3435 | 0 | 354.6851 | 0.00034605 | 354.6851 | 0.00030736 | 264.3435 | 0 | 264.7226 | 0 | 264.7226 | 0 | 264.3435 | 0 | 547.3624 | 0.015484 | 264.3434 | 0 | 264.3434 | 0 | 546.2141 | 0.00078262 | 264.3434 | 0 | 549.609 | 0.00016892 | 547.3624 | 0.038692 | 549.609 | 4.3162e-05 | 820.557 | 0.0023662 | 1081.2174 | 0.00097833 | 1003.6206 | 0.013246 | 1016.0115 | 0 | 1015.4041 | 0 | 264.343 | 2.4646e-06 | 264.7226 | 0 | 264.3435 | 0 | 264.3435 | 0 | 264.3435 | 0 | 261.9541 | 0
| 203.2224 | 0 | 316.4137 | 0.0083213 | 203.2224 | 0 | 203.2224 | 0 | 355.0337 | 0.6168 | 264.5506 | 0.050508 | 258.8659 | 0 | 355.0337 | 0 | 264.5506 | 0 | 264.5506 | 0 | 264.9305 | 0 | 264.5506 | 0 | 264.5506 | 0 | 264.5506 | 0 | 354.7956 | 0.00033277 | 258.87 | -0.0015593 | 264.9305 | 0 | 355.0337 | 0.0052405 | 258.87 | -0.0068178 | 264.5506 | 0 | 258.87 | 0.019704 | 264.5506 | 0 | 354.7956 | 0.00030603 | 354.7956 | 0.000257 | 264.5506 | 0 | 264.9305 | 0 | 264.9305 | 0 | 264.5506 | 0 | 547.5187 | 0.020557 | 264.5506 | 0 | 264.5506 | 0 | 546.3713 | 0 | 264.5506 | 0 | 549.7644 | 0.00020622 | 547.5187 | 0.036615 | 549.7644 | 3.4682e-05 | 820.624 | 0.0016035 | 1081.2747 | 0.00097304 | 1003.6329 | 0.013271 | 1016.0621 | 0 | 1015.4547 | 0 | 264.551 | 3.7075e-06 | 264.9305 | 0 | 264.5506 | 0 | 264.5506 | 0 | 264.5506 | 0 | 262.1621 | 0
| 203.2933 | 0 | 316.626 | 0.0068987 | 203.2933 | 0 | 203.2933 | 0 | 355.1471 | 0.68991 | 264.7578 | -0.099841 | 259.0736 | 0 | 355.1471 | 0.029876 | 264.7578 | 0 | 264.7578 | 0 | 265.1385 | 0 | 264.7578 | 0 | 264.7578 | 0 | 264.7578 | 0 | 354.9062 | 0.00031727 | 259.07 | -0.0077966 | 265.1385 | 0 | 355.1471 | 0.015672 | 259.07 | -0.0054588 | 264.7578 | 0 | 259.07 | -0.0075784 | 264.7578 | 0 | 354.9062 | 0.00036129 | 354.9062 | 0.00019065 | 264.7578 | 0 | 265.1385 | 0 | 265.1385 | 0 | 264.7578 | 0 | 547.675 | 0.01746 | 264.7578 | 0 | 264.7578 | 0 | 546.5286 | 0 | 264.7578 | 0 | 549.9197 | 0.00018977 | 547.675 | 0.03902 | 549.9197 | 4.209e-05 | 820.691 | 0.0018071 | 1081.3319 | 0.00096768 | 1003.6453 | 0.013296 | 1016.1127 | 0 | 1015.5052 | 0 | 264.758 | 2.479e-06 | 265.1385 | 0 | 264.7578 | 0 | 264.7578 | 0 | 264.7578 | 0 | 262.3702 | 0
| 203.3641 | 0 | 316.8383 | 0.0067206 | 203.3641 | 0 | 203.3641 | 0 | 355.2605 | 0.81034 | 264.965 | 0.020601 | 259.2814 | 0 | 355.2605 | 0.0022414 | 264.965 | 0 | 264.9651 | 0 | 265.3465 | 0 | 264.965 | 0 | 264.9651 | 0 | 264.9651 | 0 | 355.0168 | 0.00031978 | 259.28 | 0.089919 | 265.3465 | 0 | 355.2605 | 0.013792 | 259.28 | -0.0046433 | 264.965 | 0 | 259.28 | -0.021219 | 264.9651 | 0 | 355.0168 | 0.00031747 | 355.0168 | 0.00027619 | 264.9651 | 0 | 265.3465 | 0 | 265.3465 | 0 | 264.9651 | 0 | 547.8314 | 0.017086 | 264.965 | 0 | 264.965 | 0 | 546.6858 | 0.00017392 | 264.965 | 0 | 550.0751 | 0.0001766 | 547.8314 | 0.036506 | 550.0751 | 3.4452e-05 | 820.7581 | 0.00242 | 1081.3892 | 0.00096224 | 1003.6576 | 0.013322 | 1016.1633 | 0 | 1015.5557 | 0 | 264.965 | 3.6999e-06 | 265.3465 | 0 | 264.9651 | 0 | 264.9651 | 0 | 264.9651 | 0 | 262.5783 | 0
| 203.435 | 0 | 317.0507 | 0.0063107 | 203.435 | 0 | 203.435 | 0 | 355.3739 | 0.84514 | 265.1723 | -0.10216 | 259.4891 | 0 | 355.3739 | 0.018635 | 265.1723 | 0 | 265.1723 | 0 | 265.5545 | 0 | 265.1723 | 0 | 265.1723 | 0 | 265.1723 | 0 | 355.1274 | 0.00033487 | 259.49 | -0.020271 | 265.5545 | 0 | 355.3739 | 0 | 259.49 | -0.018506 | 265.1723 | 0 | 259.49 | -0.021569 | 265.1723 | 0 | 355.1274 | 0.00034529 | 355.1274 | 0.00029977 | 265.1723 | 0 | 265.5545 | 0 | 265.5545 | 0 | 265.1723 | 0 | 547.9877 | 0.010145 | 265.1723 | 0 | 265.1723 | 0 | 546.843 | 0.00078262 | 265.1723 | 0 | 550.2304 | 0.00018209 | 547.9877 | 0.038036 | 550.2304 | 3.2916e-05 | 820.8251 | 0.0020417 | 1081.4464 | 0.00095671 | 1003.6699 | 0.013347 | 1016.2139 | 0 | 1015.6062 | 0 | 265.172 | 6.1645e-06 | 265.5545 | 0 | 265.1723 | 0 | 265.1723 | 0 | 265.1723 | 0 | 262.7864 | 0
| 203.5059 | 0 | 317.263 | 0.008717 | 203.5059 | 0 | 203.5058 | 0 | 355.4873 | 0.93331 | 265.3795 | 0.029151 | 259.6969 | 0 | 355.4873 | 0.0085921 | 265.3795 | 0 | 265.3795 | 0 | 265.7625 | 0 | 265.3795 | 0 | 265.3795 | 0 | 265.3795 | 0 | 355.238 | 0.00034619 | 259.7 | 0.069127 | 265.7625 | 0 | 355.4873 | 0 | 259.7 | -0.0046433 | 265.3795 | 0 | 259.7 | -0.0026815 | 265.3795 | 0 | 355.238 | 0.00029994 | 355.238 | 0.00030736 | 265.3795 | 0 | 265.7625 | 0 | 265.7625 | 0 | 265.3795 | 0 | 548.144 | 0.01511 | 265.3795 | 0 | 265.3795 | 0 | 547.0003 | 0.00069566 | 265.3795 | 0 | 550.3858 | 0.00020841 | 548.144 | 0.035522 | 550.3858 | 2.6864e-05 | 820.8922 | 0.0010135 | 1081.5037 | 0.00095111 | 1003.6823 | 0.013373 | 1016.2645 | 0 | 1015.6567 | 0 | 265.38 | 3.6999e-06 | 265.7625 | 0 | 265.3795 | 0 | 265.3795 | 0 | 265.3795 | 0 | 262.9945 | 0
| 203.5767 | 0 | 317.4754 | 0.004317 | 203.5767 | 0 | 203.5767 | 0 | 355.6007 | 1.0569 | 265.5868 | -0.050389 | 259.9047 | 0 | 355.6007 | 0.010808 | 265.5868 | 0 | 265.5868 | 0 | 265.9705 | 0 | 265.5868 | 0 | 265.5868 | 0 | 265.5868 | 0 | 355.3486 | 0.00034325 | 259.9 | 0.0015593 | 265.9705 | 0 | 355.6007 | 0.012433 | 259.9 | -0.019049 | 265.5868 | 0 | 259.9 | -0.0033811 | 265.5868 | 0 | 355.3486 | 0.00030413 | 355.3486 | 0.00021783 | 265.5868 | 0 | 265.9705 | 0 | 265.9705 | 0 | 265.5868 | 0 | 548.3004 | 0.011373 | 265.5868 | 0 | 265.5868 | 0 | 547.1575 | 0.0013044 | 265.5868 | 0 | 550.5412 | 0.00020073 | 548.3004 | 0.038474 | 550.5412 | 3.0638e-05 | 820.9592 | 0.0015295 | 1081.561 | 0.00094547 | 1003.6946 | 0.013399 | 1016.3151 | 0 | 1015.7073 | 0 | 265.587 | 6.1679e-07 | 265.9705 | 0 | 265.5868 | 0 | 265.5868 | 0 | 265.5868 | 0 | 263.2027 | 0
| 203.6476 | 0 | 317.6878 | 0.0076869 | 203.6476 | 0 | 203.6476 | 0 | 355.714 | 1.1386 | 265.7941 | -0.0013156 | 260.1125 | 0 | 355.714 | 0 | 265.7941 | 0 | 265.7941 | 0 | 266.1786 | 0 | 265.7941 | 0 | 265.7941 | 0 | 265.7941 | 0 | 355.4592 | 0.00031978 | 260.11 | -0.02235 | 266.1786 | 0 | 355.714 | 0.018284 | 260.11 | -0.003828 | 265.7941 | 0 | 260.11 | -0.017722 | 265.7941 | 0 | 355.4592 | 0.00033728 | 355.4592 | 0.00015188 | 265.7941 | 0 | 266.1786 | 0 | 266.1786 | 0 | 265.7941 | 0 | 548.4567 | 0.021678 | 265.7941 | 0 | 265.7941 | 0 | 547.3147 | 0.00017392 | 265.7941 | 0 | 550.6966 | 0.00022048 | 548.4567 | 0.037162 | 550.6966 | 2.7343e-05 | 821.0263 | 0.0018987 | 1081.6183 | 0.00093971 | 1003.707 | 0.013426 | 1016.3657 | 0 | 1015.7578 | 0 | 265.794 | 1.8528e-06 | 266.1786 | 0 | 265.7941 | 0 | 265.7941 | 0 | 265.7941 | 0 | 263.4108 | 0
| 203.7185 | 0 | 317.9002 | 0.0040941 | 203.7185 | 0 | 203.7185 | 0 | 355.8274 | 1.2051 | 266.0014 | -0.029541 | 260.3203 | 0 | 355.8274 | 0.021708 | 266.0014 | 0 | 266.0014 | 0 | 266.3867 | 0 | 266.0014 | 0 | 266.0014 | 0 | 266.0014 | 0 | 355.5698 | 0.00032481 | 260.32 | -0.010915 | 266.3867 | 0 | 355.8274 | 0 | 260.32 | -0.006546 | 266.0014 | 0 | 260.32 | -0.0054798 | 266.0014 | 0 | 355.5698 | 0.00035863 | 355.5698 | 0.00024141 | 266.0014 | 0 | 266.3867 | 0 | 266.3867 | 0 | 266.0014 | 0 | 548.6131 | 0.01148 | 266.0014 | 0 | 266.0014 | 0 | 547.472 | 0.00026087 | 266.0014 | 0 | 550.8519 | 0.00014699 | 548.6131 | 0.039348 | 550.8519 | 3.2374e-05 | 821.0934 | 0.001427 | 1081.6755 | 0.00093387 | 1003.7193 | 0.013452 | 1016.4163 | 0 | 1015.8084 | 0 | 266.001 | 5.5544e-06 | 266.3867 | 0 | 266.0014 | 0 | 266.0014 | 0 | 266.0014 | 0 | 263.619 | 0
| 203.7894 | 0 | 318.1126 | 0.0066743 | 203.7894 | 0 | 203.7894 | 0 | 355.9408 | 1.2993 | 266.2087 | 0.0046638 | 260.5282 | 0 | 355.9408 | 0 | 266.2087 | 0 | 266.2087 | 0 | 266.5947 | 0 | 266.2087 | 0 | 266.2087 | 0 | 266.2087 | 0 | 355.6805 | 0.00030847 | 260.53 | -0.00051979 | 266.5947 | 0 | 355.9408 | 0.010866 | 260.53 | -0.0021971 | 266.2087 | 0 | 260.53 | -0.00023318 | 266.2087 | 0 | 355.6805 | 0.00034529 | 355.6805 | 0.0002606 | 266.2087 | 0 | 266.5947 | 0 | 266.5947 | 0 | 266.2087 | 0 | 548.7694 | 0.010679 | 266.2087 | 0 | 266.2087 | 0 | 547.6293 | 0 | 266.2087 | 0 | 551.0073 | 0.00020841 | 548.7694 | 0.037381 | 551.0073 | 3.028e-05 | 821.1605 | 0.0015761 | 1081.7329 | 0.00092799 | 1003.7316 | 0.013479 | 1016.4669 | 0 | 1015.859 | 0 | 266.209 | 6.783e-06 | 266.5947 | 0 | 266.2087 | 0 | 266.2087 | 0 | 266.2087 | 0 | 263.8272 | 0
| 203.8603 | 0 | 318.325 | 0.0047797 | 203.8603 | 0 | 203.8603 | 0 | 356.0542 | 1.4144 | 266.4161 | 0.019288 | 260.736 | 0 | 356.0542 | 0.024503 | 266.4161 | 0 | 266.416 | 0 | 266.8028 | 0 | 266.4161 | 0 | 266.416 | 0 | 266.416 | 0 | 355.7911 | 0.0003093 | 260.74 | -0.036903 | 266.8028 | 0 | 356.0542 | 0.0061784 | 260.74 | -0.032096 | 266.4161 | 0 | 260.74 | -0.0086277 | 266.416 | 0 | 355.7911 | 0.00030451 | 355.7911 | 0.00028418 | 266.416 | 0 | 266.8028 | 0 | 266.8028 | 0 | 266.416 | 0 | 548.9258 | 0.012387 | 266.4161 | 0 | 266.4161 | 0 | 547.7865 | 0.00078262 | 266.4161 | 0 | 551.1628 | 0.00016125 | 548.9258 | 0.038911 | 551.1628 | 3.6602e-05 | 821.2276 | 0.0014851 | 1081.7902 | 0.00092198 | 1003.744 | 0.013505 | 1016.5175 | 0 | 1015.9095 | 0 | 266.416 | 4.9311e-06 | 266.8028 | 0 | 266.416 | 0 | 266.416 | 0 | 266.416 | 0 | 264.0354 | 0
| 203.9312 | 0 | 318.5375 | 0.0050509 | 203.9312 | 0 | 203.9312 | 0 | 356.1675 | 1.4696 | 266.6234 | 0.033991 | 260.9439 | 0 | 356.1675 | 0.0074712 | 266.6234 | 0 | 266.6234 | 0 | 267.0109 | 0 | 266.6234 | 0 | 266.6234 | 0 | 266.6234 | 0 | 355.9017 | 0.00031433 | 260.94 | 0.02235 | 267.0109 | 0 | 356.1675 | 0.0061303 | 260.94 | 0.00052096 | 266.6234 | 0 | 260.94 | -0.009677 | 266.6234 | 0 | 355.9017 | 0.00029193 | 355.9017 | 0.000253 | 266.6234 | 0 | 267.0109 | 0 | 267.0109 | 0 | 266.6234 | 0 | 549.0822 | 0.011907 | 266.6234 | 0 | 266.6234 | 0 | 547.9438 | 0.00017392 | 266.6234 | 0 | 551.3182 | 0.00026216 | 549.0822 | 0.036506 | 551.3182 | 3.4806e-05 | 821.2947 | 0.002076 | 1081.8475 | 0.00091593 | 1003.7563 | 0.013532 | 1016.5681 | 0 | 1015.96 | 0 | 266.623 | 5.5505e-06 | 267.0109 | 0 | 266.6234 | 0 | 266.6234 | 0 | 266.6234 | 0 | 264.2436 | 0
| 204.002 | 0 | 318.7499 | 0.0043987 | 204.002 | 0 | 204.0021 | 0 | 356.2809 | 1.6025 | 266.8308 | -0.091665 | 261.1518 | 0 | 356.2809 | 0.017517 | 266.8308 | 0 | 266.8308 | 0 | 267.2191 | 0 | 266.8308 | 0 | 266.8308 | 0 | 266.8308 | 0 | 356.0124 | 0.00035792 | 261.15 | -0.017152 | 267.2191 | 0 | 356.2809 | 0.01212 | 261.15 | 0.0035108 | 266.8308 | 0 | 261.15 | -0.01947 | 266.8308 | 0 | 356.0124 | 0.0002885 | 356.0124 | 0.00028418 | 266.8308 | 0 | 267.2191 | 0 | 267.2191 | 0 | 266.8308 | 0 | 549.2386 | 0.017086 | 266.8308 | 0 | 266.8308 | 0 | 548.1011 | 0.00026087 | 266.8308 | 0 | 551.4736 | 0.00013931 | 549.2386 | 0.038036 | 551.4736 | 3.6189e-05 | 821.3618 | 0.0023686 | 1081.9049 | 0.00090979 | 1003.7687 | 0.013559 | 1016.6187 | 0 | 1016.0106 | 0 | 266.831 | 2.4656e-06 | 267.2191 | 0 | 266.8308 | 0 | 266.8308 | 0 | 266.8308 | 0 | 264.4519 | 0
| 204.073 | 0 | 318.9624 | 0.0061922 | 204.073 | 0 | 204.073 | 0 | 356.3943 | 1.6764 | 267.0382 | 0.00153 | 261.3597 | 0 | 356.3943 | 0 | 267.0382 | 0 | 267.0382 | 0 | 267.4272 | 0 | 267.0382 | 0 | 267.0382 | 0 | 267.0382 | 0 | 356.123 | 0.00036421 | 261.36 | 0.056654 | 267.4272 | 0 | 356.3943 | 0.014732 | 261.36 | -0.019321 | 267.0382 | 0 | 261.36 | 0.01061 | 267.0382 | 0 | 356.123 | 0.00030451 | 356.123 | 0.00028018 | 267.0382 | 0 | 267.4272 | 0 | 267.4272 | 0 | 267.0382 | 0 | 549.395 | 0.016445 | 267.0382 | 0 | 267.0382 | 0 | 548.2584 | 0 | 267.0382 | 0 | 551.6291 | 0.00024242 | 549.395 | 0.036069 | 551.6291 | 3.2215e-05 | 821.429 | 0.002114 | 1081.9622 | 0.00090354 | 1003.781 | 0.013586 | 1016.6694 | 0 | 1016.0612 | 0 | 267.038 | 3.084e-06 | 267.4272 | 0 | 267.0382 | 0 | 267.0382 | 0 | 267.0382 | 0 | 264.6601 | 0
| 204.1439 | 0 | 319.1749 | 0.0053247 | 204.1439 | 0 | 204.1439 | 0 | 356.5076 | 1.765 | 267.2456 | 0.0096987 | 261.5676 | 0 | 356.5076 | 0.014163 | 267.2456 | 0 | 267.2456 | 0 | 267.6354 | 0 | 267.2456 | 0 | 267.2456 | 0 | 267.2456 | 0 | 356.2336 | 0.00036672 | 261.57 | -0.11071 | 267.6354 | 0 | 356.5076 | 0.010971 | 261.57 | -0.016603 | 267.2456 | 0 | 261.57 | -0.021219 | 267.2456 | 0 | 356.2336 | 0.00037616 | 356.2336 | 0.00030736 | 267.2456 | 0 | 267.6354 | 0 | 267.6354 | 0 | 267.2456 | 0 | 549.5514 | 0.019168 | 267.2456 | 0 | 267.2456 | 0 | 548.4157 | 0.00026087 | 267.2456 | 0 | 551.7845 | 0.00015796 | 549.5514 | 0.038364 | 551.7845 | 3.0907e-05 | 821.4961 | 0.00099729 | 1082.0195 | 0.00089722 | 1003.7933 | 0.013614 | 1016.72 | 0 | 1016.1118 | 0 | 267.246 | 2.4715e-06 | 267.6354 | 0 | 267.2456 | 0 | 267.2456 | 0 | 267.2456 | 0 | 264.8684 | 0
| 204.2148 | 0 | 319.3874 | 0.0073191 | 204.2148 | 0 | 204.2148 | 0 | 356.621 | 1.8312 | 267.453 | 0.041843 | 261.7756 | 0 | 356.621 | 0.01158 | 267.453 | 0 | 267.453 | 0 | 267.8436 | 0 | 267.453 | 0 | 267.453 | 0 | 267.453 | 0 | 356.3443 | 0.00032691 | 261.78 | 0.012994 | 267.8436 | 0 | 356.621 | 0 | 261.78 | -0.0046433 | 267.453 | 0 | 261.78 | 0.002565 | 267.453 | 0 | 356.3443 | 0.00035329 | 356.3443 | 0.00031536 | 267.453 | 0 | 267.8436 | 0 | 267.8436 | 0 | 267.453 | 0 | 549.7078 | 0.019435 | 267.453 | 0 | 267.453 | 0 | 548.573 | 0.00017392 | 267.453 | 0 | 551.94 | 0.00020183 | 549.7078 | 0.036397 | 551.94 | 2.4909e-05 | 821.5633 | 0.0015167 | 1082.0769 | 0.00089081 | 1003.8057 | 0.013641 | 1016.7706 | 0 | 1016.1623 | 0 | 267.453 | 3.0881e-06 | 267.8436 | 0 | 267.453 | 0 | 267.453 | 0 | 267.453 | 0 | 265.0767 | 0
| 204.2857 | 0 | 319.6 | 0.0055942 | 204.2857 | 0 | 204.2857 | 0 | 356.7344 | 1.9266 | 267.6605 | -0.023341 | 261.9835 | 0 | 356.7344 | 0.011181 | 267.6605 | 0 | 267.6605 | 0 | 268.0518 | 0 | 267.6605 | 0 | 267.6605 | 0 | 267.6605 | 0 | 356.455 | 0.00037091 | 261.98 | -0.028587 | 268.0518 | 0 | 356.7344 | 0.0046954 | 261.98 | -0.013069 | 267.6605 | 0 | 261.98 | 0.0074619 | 267.6605 | 0 | 356.455 | 0.00034529 | 356.455 | 0.00037771 | 267.6605 | 0 | 268.0518 | 0 | 268.0518 | 0 | 267.6605 | 0 | 549.8643 | 0.014203 | 267.6605 | 0 | 267.6605 | 0 | 548.7303 | 0 | 267.6605 | 0 | 552.0955 | 0.00024461 | 549.8643 | 0.038692 | 552.0955 | 3.0958e-05 | 821.6304 | 0.0015967 | 1082.1342 | 0.00088428 | 1003.818 | 0.013668 | 1016.8213 | 0 | 1016.2129 | 0 | 267.66 | 3.6999e-06 | 268.0518 | 0 | 267.6605 | 0 | 267.6605 | 0 | 267.6605 | 0 | 265.2849 | 0
| 204.3566 | 0 | 319.8125 | 0.005931 | 204.3566 | 0 | 204.3566 | 0 | 356.8477 | 2.1075 | 267.8679 | 0.034865 | 262.1915 | 0 | 356.8477 | 0 | 267.8679 | 0 | 267.8679 | 0 | 268.26 | 0 | 267.8679 | 0 | 267.8679 | 0 | 267.8679 | 0 | 356.5656 | 0.00033487 | 262.19 | 0.036903 | 268.26 | 0 | 356.8477 | 0.010283 | 262.19 | -0.0032843 | 267.8679 | 0 | 262.19 | 0.0011659 | 267.8679 | 0 | 356.5656 | 0.00025992 | 356.5656 | 0.00030376 | 267.8679 | 0 | 268.26 | 0 | 268.26 | 0 | 267.8679 | 0 | 550.0207 | 0.015965 | 267.8679 | 0 | 267.8679 | 0 | 548.8876 | 0.00017392 | 267.8679 | 0 | 552.251 | 0.0001788 | 550.0207 | 0.036725 | 552.251 | 2.4731e-05 | 821.6976 | 0.0017784 | 1082.1915 | 0.00087768 | 1003.8303 | 0.013696 | 1016.8719 | 0 | 1016.2636 | 0 | 267.868 | 4.3165e-06 | 268.26 | 0 | 267.8679 | 0 | 267.8679 | 0 | 267.8679 | 0 | 265.4933 | 0
| 204.4276 | 0 | 320.0251 | 0.0037163 | 204.4276 | 0 | 204.4276 | 0 | 356.9611 | 2.1303 | 268.0754 | -0.072652 | 262.3995 | 0 | 356.9611 | 0.038688 | 268.0754 | 0 | 268.0754 | 0 | 268.4682 | 0 | 268.0754 | 0 | 268.0754 | 0 | 268.0754 | 0 | 356.6763 | 0.00035541 | 262.4 | 0.0077966 | 268.4682 | 0 | 356.9611 | 0 | 262.4 | -0.0073615 | 268.0754 | 0 | 262.4 | -0.025417 | 268.0754 | 0 | 356.6763 | 0.0003068 | 356.6763 | 0.00031136 | 268.0754 | 0 | 268.4682 | 0 | 268.4682 | 0 | 268.0754 | 0 | 550.1772 | 0.016979 | 268.0754 | 0 | 268.0754 | 0 | 549.045 | 0 | 268.0754 | 0 | 552.4065 | 0.00022487 | 550.1772 | 0.03902 | 552.4065 | 2.9329e-05 | 821.7648 | 0.0015651 | 1082.2489 | 0.00087098 | 1003.8427 | 0.013723 | 1016.9226 | 0 | 1016.3142 | 0 | 268.075 | 2.4713e-06 | 268.4682 | 0 | 268.0754 | 0 | 268.0754 | 0 | 268.0754 | 0 | 265.7016 | 0
| 204.4985 | 0 | 320.2376 | 0 | 204.4985 | 0 | 204.4985 | 0 | 357.0744 | 2.2865 | 268.2829 | 0.11044 | 262.6075 | 0 | 357.0744 | 0 | 268.2829 | 0 | 268.2829 | 0 | 268.6764 | 0 | 268.2829 | 0 | 268.2829 | 0 | 268.2829 | 0 | 356.787 | 0.0003114 | 262.61 | 0.033785 | 268.6764 | 0 | 357.0744 | 0.019747 | 262.61 | -0.015787 | 268.2829 | 0 | 262.61 | -0.0019821 | 268.2829 | 0 | 356.787 | 0.0002885 | 356.787 | 0.00031536 | 268.2829 | 0 | 268.6764 | 0 | 268.6764 | 0 | 268.2829 | 0 | 550.3336 | 0.017353 | 268.2829 | 0 | 268.2829 | 0 | 549.2023 | 0.00017392 | 268.2829 | 0 | 552.562 | 0.00018428 | 550.3336 | 0.036506 | 552.562 | 3.3261e-05 | 821.832 | 0.0016244 | 1082.3063 | 0.00086418 | 1003.855 | 0.013751 | 1016.9733 | 0 | 1016.3647 | 0 | 268.283 | 3.7008e-06 | 268.6764 | 0 | 268.2829 | 0 | 268.2829 | 0 | 268.2829 | 0 | 265.9099 | 0
| 204.5694 | 0 | 320.4502 | 0 | 204.5694 | 0 | 204.5694 | 0 | 357.1878 | 2.3301 | 268.4904 | -0.01002 | 262.8156 | 0 | 357.1878 | 0 | 268.4904 | 0 | 268.4904 | 0 | 268.8847 | 0 | 268.4904 | 0 | 268.4904 | 0 | 268.4904 | 0 | 356.8977 | 0.0003114 | 262.82 | -0.060813 | 268.8847 | 0 | 357.1878 | 0 | 262.82 | -0.018233 | 268.4904 | 0 | 262.82 | -0.01912 | 268.4904 | 0 | 356.8977 | 0.00031213 | 356.8977 | 0.00034254 | 268.4904 | 0 | 268.8847 | 0 | 268.8847 | 0 | 268.4904 | 0 | 550.4901 | 0.017353 | 268.4904 | 0 | 268.4904 | 0 | 549.3596 | 0.00078262 | 268.4904 | 0 | 552.7175 | 0.00021499 | 550.4901 | 0.038146 | 552.7175 | 3.8312e-05 | 821.8992 | 0.0011648 | 1082.3637 | 0.00085727 | 1003.8674 | 0.013778 | 1017.0239 | 0 | 1016.4153 | 0 | 268.49 | 3.7008e-06 | 268.8847 | 0 | 268.4904 | 0 | 268.4904 | 0 | 268.4904 | 0 | 266.1183 | 0
| 204.6404 | 0 | 320.6628 | 0 | 204.6404 | 0 | 204.6404 | 0 | 357.3011 | 2.5079 | 268.6979 | 0.041506 | 263.0236 | 0 | 357.3011 | 0 | 268.6979 | 0 | 268.6979 | 0 | 269.093 | 0 | 268.6979 | 0 | 268.6979 | 0 | 268.6979 | 0 | 357.0084 | 0.00028709 | 263.02 | 0.010915 | 269.093 | 0 | 357.3011 | 0.014732 | 263.02 | -0.016603 | 268.6979 | 0 | 263.02 | -0.0044305 | 268.6979 | 0 | 357.0084 | 0.00031061 | 357.0084 | 0.00029177 | 268.6979 | 0 | 269.093 | 0 | 269.093 | 0 | 268.6979 | 0 | 550.6465 | 0.022052 | 268.6979 | 0 | 268.6979 | 0 | 549.517 | 0 | 268.6979 | 0 | 552.873 | 0.00024132 | 550.6465 | 0.035741 | 552.873 | 3.0496e-05 | 821.9664 | 0.0021731 | 1082.421 | 0.00085025 | 1003.8797 | 0.013805 | 1017.0747 | 0 | 1016.4659 | 0 | 268.698 | 8.0209e-06 | 269.093 | 0 | 268.6979 | 0 | 268.6979 | 0 | 268.6979 | 0 | 266.3267 | 0
| 204.7113 | 0 | 320.8755 | 0 | 204.7113 | 0 | 204.7113 | 0 | 357.4145 | 2.5911 | 268.9055 | -0.06438 | 263.2317 | 0 | 357.4145 | 0.020498 | 268.9055 | 0 | 268.9055 | 0 | 269.3012 | 0 | 268.9055 | 0 | 268.9055 | 0 | 268.9055 | 0 | 357.1191 | 0.0003005 | 263.23 | -0.019232 | 269.3013 | 0 | 357.4145 | 0.015359 | 263.23 | -0.013613 | 268.9055 | 0 | 263.23 | -0.015623 | 268.9055 | 0 | 357.1191 | 0.00033081 | 357.1191 | 0.0002606 | 268.9055 | 0 | 269.3013 | 0 | 269.3013 | 0 | 268.9055 | 0 | 550.803 | 0.016712 | 268.9055 | 0 | 268.9055 | 0 | 549.6744 | 0 | 268.9055 | 0 | 553.0285 | 0.00018099 | 550.803 | 0.037818 | 553.0285 | 3.8687e-05 | 822.0336 | 0.0020216 | 1082.4784 | 0.00084312 | 1003.8921 | 0.013833 | 1017.1253 | 0 | 1016.5166 | 0 | 268.905 | 2.4713e-06 | 269.3012 | 0 | 268.9055 | 0 | 268.9055 | 0 | 268.9055 | 0 | 266.535 | 0
| 204.7823 | 0 | 321.0881 | 0 | 204.7823 | 0 | 204.7823 | 0 | 357.5278 | 2.7771 | 269.113 | 0.021932 | 263.4398 | 0 | 357.5278 | 0.00074721 | 269.113 | 0 | 269.113 | 0 | 269.5096 | 0 | 269.113 | 0 | 269.113 | 0 | 269.113 | 0 | 357.2298 | 0.00028961 | 263.44 | 0.092001 | 269.5096 | 0 | 357.5278 | 0 | 263.44 | 0.011937 | 269.113 | 0 | 263.44 | 0.026699 | 269.113 | 0 | 357.2298 | 0.00036739 | 357.2298 | 0.00032695 | 269.113 | 0 | 269.5096 | 0 | 269.5096 | 0 | 269.113 | 0 | 550.9595 | 0.019168 | 269.113 | 0 | 269.113 | 0 | 549.8317 | 0.00017392 | 269.113 | 0 | 553.1841 | 0.00025339 | 550.9595 | 0.036069 | 553.1841 | 2.9517e-05 | 822.1009 | 0.0025426 | 1082.5359 | 0.0008359 | 1003.9044 | 0.01386 | 1017.176 | 0 | 1016.5672 | 0 | 269.113 | 3.0874e-06 | 269.5096 | 0 | 269.113 | 0 | 269.113 | 0 | 269.113 | 0 | 266.7434 | 0
| 204.8533 | 0 | 321.3008 | 0 | 204.8533 | 0 | 204.8532 | 0 | 357.6411 | 2.8609 | 269.3206 | -0.04431 | 263.6479 | 0 | 357.6411 | 0 | 269.3206 | 0 | 269.3206 | 0 | 269.7179 | 0 | 269.3206 | 0 | 269.3206 | 0 | 269.3206 | 0 | 357.3405 | 0.00029841 | 263.65 | -0.041062 | 269.7179 | 0 | 357.6411 | 0 | 263.65 | -0.018233 | 269.3206 | 0 | 263.65 | -0.0086277 | 269.3206 | 0 | 357.3405 | 0.00038492 | 357.3405 | 0.00028818 | 269.3206 | 0 | 269.7179 | 0 | 269.7179 | 0 | 269.3206 | 0 | 551.116 | 0.010305 | 269.3206 | 0 | 269.3206 | 0 | 549.9891 | 0.00026087 | 269.3206 | 0 | 553.3396 | 0.0001437 | 551.116 | 0.038583 | 553.3396 | 3.2671e-05 | 822.1682 | 0.002065 | 1082.5933 | 0.00082853 | 1003.9167 | 0.013887 | 1017.2267 | 0 | 1016.6178 | 0 | 269.321 | 1.2286e-06 | 269.7179 | 0 | 269.3206 | 0 | 269.3206 | 0 | 269.3206 | 0 | 266.9519 | 0
| 204.9242 | 0 | 321.5134 | 0 | 204.9242 | 0 | 204.9242 | 0 | 357.7545 | 2.9593 | 269.5282 | 0.11719 | 263.856 | 0 | 357.7545 | 0.0089657 | 269.5282 | 0 | 269.5282 | 0 | 269.9262 | 0 | 269.5282 | 0 | 269.5282 | 0 | 269.5282 | 0 | 357.4512 | 0.00029296 | 263.86 | -0.061854 | 269.9262 | 0 | 357.7545 | 0.020688 | 263.86 | -0.0013816 | 269.5282 | 0 | 263.86 | 0.00081613 | 269.5282 | 0 | 357.4512 | 0.00038149 | 357.4512 | 0.00022183 | 269.5282 | 0 | 269.9262 | 0 | 269.9262 | 0 | 269.5282 | 0 | 551.2725 | 0.019329 | 269.5282 | 0 | 269.5282 | 0 | 550.1465 | 0.00017392 | 269.5282 | 0 | 553.4952 | 0.00030165 | 551.2725 | 0.036834 | 553.4952 | 2.7429e-05 | 822.2354 | 0.0020781 | 1082.6506 | 0.00082103 | 1003.9291 | 0.013914 | 1017.2773 | 0 | 1016.6685 | 0 | 269.528 | 5.5451e-06 | 269.9262 | 0 | 269.5282 | 0 | 269.5282 | 0 | 269.5282 | 0 | 267.1603 | 0
| 204.9952 | 0 | 321.7261 | 0 | 204.9952 | 0 | 204.9952 | 0 | 357.8678 | 3.125 | 269.7359 | -0.0076589 | 264.0641 | 0 | 357.8678 | 0.014908 | 269.7359 | 0 | 269.7359 | 0 | 270.1346 | 0 | 269.7359 | 0 | 269.7359 | 0 | 269.7359 | 0 | 357.5619 | 0.000329 | 264.06 | -0.026508 | 270.1346 | 0 | 357.8678 | 0 | 264.06 | -0.011438 | 269.7359 | 0 | 264.06 | -0.00058295 | 269.7359 | 0 | 357.5619 | 0.00035939 | 357.5619 | 0.00021423 | 269.7359 | 0 | 270.1346 | 0 | 270.1346 | 0 | 269.7359 | 0 | 551.429 | 0.015217 | 269.7359 | 0 | 269.7359 | 0 | 550.3039 | 0.00026087 | 269.7359 | 0 | 553.6508 | 0.00012285 | 551.429 | 0.039129 | 553.6508 | 3.3119e-05 | 822.3027 | 0.0019631 | 1082.708 | 0.0008134 | 1003.9414 | 0.013941 | 1017.3281 | 0 | 1016.7191 | 0 | 269.736 | 5.5489e-06 | 270.1346 | 0 | 269.7359 | 0 | 269.7359 | 0 | 269.7359 | 0 | 267.3687 | 0
| 205.0661 | 0 | 321.9388 | 0 | 205.0661 | 0 | 205.0662 | 0 | 357.9812 | 3.2846 | 269.9435 | -0.015082 | 264.2723 | 0 | 357.9812 | 0 | 269.9435 | 0 | 269.9435 | 0 | 270.3429 | 0 | 269.9435 | 0 | 269.9435 | 0 | 269.9435 | 0 | 357.6726 | 0.00031811 | 264.27 | 0.025469 | 270.3429 | 0 | 357.9812 | 0.0010877 | 264.27 | -0.0057306 | 269.9435 | 0 | 264.27 | 0.0088609 | 269.9435 | 0 | 357.6726 | 0.00034148 | 357.6726 | 0.00029577 | 269.9435 | 0 | 270.3429 | 0 | 270.3429 | 0 | 269.9435 | 0 | 551.5855 | 0.018955 | 269.9435 | 0 | 269.9435 | 0 | 550.4612 | 0.00017392 | 269.9435 | 0 | 553.8064 | 0.00030604 | 551.5855 | 0.036725 | 553.8064 | 2.7716e-05 | 822.37 | 0.0017068 | 1082.7655 | 0.00080568 | 1003.9538 | 0.013968 | 1017.3788 | 0 | 1016.7697 | 0 | 269.943 | 2.4646e-06 | 270.3429 | 0 | 269.9435 | 0 | 269.9435 | 0 | 269.9435 | 0 | 267.5772 | 0
| 205.1371 | 0 | 322.1516 | 0 | 205.1371 | 0 | 205.1371 | 0 | 358.0945 | 3.397 | 270.1511 | -0.0057388 | 264.4804 | 0 | 358.0945 | 0.0078267 | 270.1511 | 0 | 270.1511 | 0 | 270.5513 | 0 | 270.1511 | 0 | 270.1511 | 0 | 270.1511 | 0 | 357.7833 | 0.00027326 | 264.48 | 0.012994 | 270.5513 | 0 | 358.0945 | 0.019538 | 264.48 | 0.0097623 | 270.1511 | 0 | 264.48 | -0.0037309 | 270.1511 | 0 | 357.7833 | 0.00033271 | 357.7833 | 0.00034653 | 270.1511 | 0 | 270.5513 | 0 | 270.5513 | 0 | 270.1511 | 0 | 551.7421 | 0.019062 | 270.1511 | 0 | 270.1511 | 0 | 550.6186 | 0.00026087 | 270.1511 | 0 | 553.962 | 0.0001437 | 551.7421 | 0.038364 | 553.962 | 3.6952e-05 | 822.4373 | 0.0020353 | 1082.8229 | 0.00079778 | 1003.9661 | 0.013995 | 1017.4295 | 0 | 1016.8204 | 0 | 270.151 | -1.2252e-06 | 270.5513 | 0 | 270.1511 | 0 | 270.1511 | 0 | 270.1511 | 0 | 267.7857 | 0
| 205.2081 | 0 | 322.3643 | 0 | 205.2081 | 0 | 205.2081 | 0 | 358.2078 | 3.5221 | 270.3588 | 0.08546 | 264.6886 | 0 | 358.2078 | 0.014569 | 270.3588 | 0 | 270.3588 | 0 | 270.7597 | 0 | 270.3588 | 0 | 270.3588 | 0 | 270.3588 | 0 | 357.8941 | 0.00027494 | 264.69 | 0.028587 | 270.7597 | 0 | 358.2078 | 0.020688 | 264.69 | 0.0067725 | 270.3588 | 0 | 264.69 | -0.00513 | 270.3588 | 0 | 357.8941 | 0.00030946 | 357.8941 | 0.00022982 | 270.3588 | 0 | 270.7597 | 0 | 270.7597 | 0 | 270.3588 | 0 | 551.8986 | 0.021197 | 270.3588 | 0 | 270.3588 | 0 | 550.7761 | 0 | 270.3588 | 0 | 554.1176 | 0.00023474 | 551.8986 | 0.036506 | 554.1176 | 3.0449e-05 | 822.5046 | 0.0025638 | 1082.8804 | 0.00078977 | 1003.9785 | 0.014021 | 1017.4802 | 0 | 1016.871 | 0 | 270.359 | 1.8528e-06 | 270.7597 | 0 | 270.3588 | 0 | 270.3588 | 0 | 270.3588 | 0 | 267.9942 | 0
| 205.2791 | 0 | 322.577 | 0 | 205.2791 | 0 | 205.2791 | 0 | 358.3211 | 3.6615 | 270.5665 | 0.020438 | 264.8968 | 0 | 358.3211 | 0.0081994 | 270.5665 | 0 | 270.5665 | 0 | 270.9681 | 0 | 270.5665 | 0 | 270.5665 | 0 | 270.5665 | 0 | 358.0048 | 0.00029883 | 264.9 | 0.0015593 | 270.9681 | 0 | 358.3211 | 0.011493 | 264.9 | -0.033183 | 270.5665 | 0 | 264.9 | 0.012009 | 270.5665 | 0 | 358.0048 | 0.00028736 | 358.0048 | 0.00017906 | 270.5665 | 0 | 270.9681 | 0 | 270.9681 | 0 | 270.5665 | 0 | 552.0552 | 0.014256 | 270.5665 | 0 | 270.5665 | 0 | 550.9335 | 0 | 270.5665 | 0 | 554.2732 | 0.00015028 | 552.0552 | 0.038255 | 554.2732 | 3.8946e-05 | 822.572 | 0.0015105 | 1082.9377 | 0.00078159 | 1003.9908 | 0.014048 | 1017.5309 | 0 | 1016.9217 | 0 | 270.567 | 5.5491e-06 | 270.9681 | 0 | 270.5665 | 0 | 270.5665 | 0 | 270.5665 | 0 | 268.2027 | 0
| 205.3501 | 0 | 322.7898 | 0 | 205.3501 | 0 | 205.3501 | 0 | 358.4345 | 3.8785 | 270.7742 | 0.008531 | 265.105 | 0 | 358.4345 | 0 | 270.7742 | 0 | 270.7742 | 0 | 271.1766 | 0 | 270.7742 | 0 | 270.7742 | 0 | 270.7742 | 0 | 358.1156 | 0.00032858 | 265.11 | 0.011954 | 271.1766 | 0 | 358.4345 | 0 | 265.11 | -0.020408 | 270.7742 | 0 | 265.11 | 0.022852 | 270.7742 | 0 | 358.1156 | 0.00030146 | 358.1156 | 0.00019865 | 270.7742 | 0 | 271.1766 | 0 | 271.1766 | 0 | 270.7742 | 0 | 552.2117 | 0.018795 | 270.7742 | 0 | 270.7742 | 0 | 551.0909 | 0 | 270.7742 | 0 | 554.4288 | 0.00029288 | 552.2117 | 0.03596 | 554.4288 | 3.3617e-05 | 822.6393 | 0.0012043 | 1082.9952 | 0.00077329 | 1004.0032 | 0.014074 | 1017.5817 | 0 | 1016.9724 | 0 | 270.774 | 6.1662e-06 | 271.1766 | 0 | 270.7742 | 0 | 270.7742 | 0 | 270.7742 | 0 | 268.4112 | 0
| 205.4211 | 0 | 323.0026 | 0 | 205.4211 | 0 | 205.4211 | 0 | 358.5478 | 4.1045 | 270.9819 | -0.069351 | 265.3133 | 0 | 358.5478 | 0.01379 | 270.9819 | 0 | 270.9819 | 0 | 271.385 | 0 | 270.9819 | 0 | 270.9819 | 0 | 270.9819 | 0 | 358.2263 | 0.00029883 | 265.31 | 0.024429 | 271.385 | 0 | 358.5478 | 0.019852 | 265.31 | -0.007905 | 270.9819 | 0 | 265.31 | 0.0032645 | 270.9819 | 0 | 358.2263 | 0.00034148 | 358.2263 | 0.00032295 | 270.9819 | 0 | 271.385 | 0 | 271.385 | 0 | 270.9819 | 0 | 552.3683 | 0.0056598 | 270.9819 | 0 | 270.9819 | 0 | 551.2483 | 0.00026087 | 270.9819 | 0 | 554.5844 | 0.00015686 | 552.3683 | 0.036725 | 554.5844 | 4.4261e-05 | 822.7067 | 0.0017965 | 1083.0526 | 0.00076481 | 1004.0155 | 0.0141 | 1017.6324 | 0 | 1017.023 | 0 | 270.982 | 8.6377e-06 | 271.385 | 0 | 270.9819 | 0 | 270.9819 | 0 | 270.9819 | 0 | 268.6198 | 0
| 205.4921 | 0 | 323.2154 | 0 | 205.4921 | 0 | 205.4921 | 0 | 358.6611 | 4.2701 | 271.1897 | 0.019507 | 265.5215 | 0 | 358.6611 | 0.0063506 | 271.1897 | 0 | 271.1897 | 0 | 271.5935 | 0 | 271.1897 | 0 | 271.1897 | 0 | 271.1897 | 0 | 358.3371 | 0.00030176 | 265.52 | -0.02339 | 271.5935 | 0 | 358.6611 | 0.0013843 | 265.52 | -0.0024689 | 271.1897 | 0 | 265.52 | -0.012125 | 271.1897 | 0 | 358.3371 | 0.00032738 | 358.3371 | 0.00035413 | 271.1897 | 0 | 271.5935 | 0 | 271.5935 | 0 | 271.1897 | 0 | 552.5248 | 0.013028 | 271.1897 | 0 | 271.1897 | 0 | 551.4057 | 0 | 271.1897 | 0 | 554.7401 | 0.00026984 | 552.5248 | 0.034429 | 554.7401 | 4.2093e-05 | 822.774 | 0.0019391 | 1083.1101 | 0.0007562 | 1004.0278 | 0.014126 | 1017.6831 | 0 | 1017.0737 | 0 | 271.19 | 6.1698e-06 | 271.5935 | 0 | 271.1897 | 0 | 271.1897 | 0 | 271.1897 | 0 | 268.8283 | 0
| 205.5631 | 0 | 323.4282 | 0 | 205.5631 | 0 | 205.5631 | 0 | 358.7744 | 4.3813 | 271.3974 | -0.048078 | 265.7298 | 0 | 358.7744 | 0.0048451 | 271.3974 | 0 | 271.3974 | 0 | 271.802 | 0 | 271.3974 | 0 | 271.3974 | 0 | 271.3974 | 0 | 358.4479 | 0.00035121 | 265.73 | -0.07225 | 271.802 | 0 | 358.7744 | 0 | 265.73 | -0.005187 | 271.3974 | 0 | 265.73 | -0.017023 | 271.3974 | 0 | 358.4479 | 0.00032547 | 358.4479 | 0.00033094 | 271.3974 | 0 | 271.802 | 0 | 271.802 | 0 | 271.3974 | 0 | 552.6814 | 0.015858 | 271.3974 | 0 | 271.3974 | 0 | 551.5632 | 0.0013044 | 271.3974 | 0 | 554.8957 | 0.00012724 | 552.6814 | 0.036943 | 554.8957 | 4.8428e-05 | 822.8414 | 0.0016443 | 1083.1676 | 0.00074744 | 1004.0402 | 0.014151 | 1017.7338 | 0 | 1017.1244 | 0 | 271.397 | 5.5577e-06 | 271.802 | 0 | 271.3974 | 0 | 271.3974 | 0 | 271.3974 | 0 | 269.0369 | 0
| 205.6341 | 0 | 323.6411 | 0 | 205.6341 | 0 | 205.6341 | 0 | 358.8877 | 4.63 | 271.6052 | 0.0028755 | 265.9381 | 0 | 358.8877 | 0 | 271.6052 | 0 | 271.6052 | 0 | 272.0105 | 0 | 271.6052 | 0 | 271.6052 | 0 | 271.6052 | 0 | 358.5586 | 0.00040109 | 265.94 | -0.010915 | 272.0105 | 0 | 358.8877 | 0.0093933 | 265.94 | 0.01547 | 271.6052 | 0 | 265.94 | 0.0011659 | 271.6052 | 0 | 358.5586 | 0.00026602 | 358.5586 | 0.00029577 | 271.6052 | 0 | 272.0105 | 0 | 272.0105 | 0 | 271.6052 | 0 | 552.838 | 0.012761 | 271.6052 | 0 | 271.6052 | 0 | 551.7206 | 0.00017392 | 271.6052 | 0 | 555.0514 | 0.00020732 | 552.838 | 0.035304 | 555.0514 | 3.7916e-05 | 822.9088 | 0.00098794 | 1083.225 | 0.00073847 | 1004.0526 | 0.014177 | 1017.7846 | 0 | 1017.1751 | 0 | 271.605 | 4.3143e-06 | 272.0105 | 0 | 271.6052 | 0 | 271.6052 | 0 | 271.6052 | 0 | 269.2455 | 0
| 205.7051 | 0 | 323.8539 | 0 | 205.7051 | 0 | 205.7051 | 0 | 359.0011 | 4.8259 | 271.813 | -0.11974 | 266.1464 | 0 | 359.0011 | 0.024288 | 271.813 | 0 | 271.813 | 0 | 272.219 | 0 | 271.813 | 0 | 271.813 | 0 | 271.813 | 0 | 358.6694 | 0.00038139 | 266.15 | 0.0036384 | 272.219 | 0 | 359.0011 | 0.012433 | 266.15 | -0.023398 | 271.813 | 0 | 266.15 | 0.0088609 | 271.813 | 0 | 358.6694 | 0.0002824 | 358.6694 | 0.00041248 | 271.813 | 0 | 272.219 | 0 | 272.219 | 0 | 271.813 | 0 | 552.9946 | 0.014203 | 271.813 | 0 | 271.813 | 0 | 551.8781 | 0.00078262 | 271.813 | 0 | 555.207 | 0.00027423 | 552.9946 | 0.037818 | 555.207 | 4.586e-05 | 822.9761 | 0.00082444 | 1083.2825 | 0.00072938 | 1004.0649 | 0.014202 | 1017.8353 | 0 | 1017.2258 | 0 | 271.813 | -6.1082e-07 | 272.219 | 0 | 271.813 | 0 | 271.813 | 0 | 271.813 | 0 | 269.4541 | 0
| 205.7762 | 0 | 324.0668 | 0 | 205.7762 | 0 | 205.7762 | 0 | 359.1144 | 4.9915 | 272.0208 | -0.019517 | 266.3547 | 0 | 359.1144 | 0 | 272.0208 | 0 | 272.0208 | 0 | 272.4275 | 0 | 272.0208 | 0 | 272.0208 | 0 | 272.0208 | 0 | 358.7802 | 0.00034744 | 266.35 | -0.026508 | 272.4275 | 0 | 359.1144 | 0.0058338 | 266.35 | -0.0046433 | 272.0208 | 0 | 266.35 | 0.0015157 | 272.0208 | 0 | 358.7802 | 0.00027593 | 358.7802 | 0.00043606 | 272.0208 | 0 | 272.4275 | 0 | 272.4275 | 0 | 272.0208 | 0 | 553.1512 | 0.023013 | 272.0208 | 0 | 272.0208 | 0 | 552.0355 | 0 | 272.0208 | 0 | 555.3627 | 0.0001415 | 553.1512 | 0.035413 | 555.3627 | 3.4784e-05 | 823.0435 | 0.0015864 | 1083.34 | 0.00072012 | 1004.0772 | 0.014226 | 1017.8861 | 0 | 1017.2764 | 0 | 272.021 | 3.6947e-06 | 272.4275 | 0 | 272.0208 | 0 | 272.0208 | 0 | 272.0208 | 0 | 269.6627 | 0
| 205.8472 | 0 | 324.2797 | 0 | 205.8472 | 0 | 205.8472 | 0 | 359.2277 | 5.3191 | 272.2286 | -0.037537 | 266.563 | 0 | 359.2277 | 0.020498 | 272.2286 | 0 | 272.2286 | 0 | 272.6361 | 0 | 272.2286 | 0 | 272.2286 | 0 | 272.2286 | 0 | 358.891 | 0.00033068 | 266.56 | -0.028587 | 272.6361 | 0 | 359.2277 | 0.01118 | 266.56 | -0.020408 | 272.2286 | 0 | 266.56 | -0.033811 | 272.2286 | 0 | 358.891 | 0.00031518 | 358.891 | 0.00043966 | 272.2286 | 0 | 272.6361 | 0 | 272.6361 | 0 | 272.2286 | 0 | 553.3078 | 0.024882 | 272.2286 | 0 | 272.2286 | 0 | 552.193 | 0 | 272.2286 | 0 | 555.5184 | 0.00022158 | 553.3078 | 0.037053 | 555.5184 | 3.6287e-05 | 823.111 | 0.0019492 | 1083.3975 | 0.00071069 | 1004.0896 | 0.014251 | 1017.9368 | 0 | 1017.3271 | 0 | 272.229 | 3.6949e-06 | 272.6361 | 0 | 272.2286 | 0 | 272.2286 | 0 | 272.2286 | 0 | 269.8713 | 0
| 205.9182 | 0 | 324.4926 | 0 | 205.9182 | 0 | 205.9182 | 0 | 359.341 | 5.5177 | 272.4365 | 0.058302 | 266.7714 | 0 | 359.341 | 0.0056034 | 272.4365 | 0 | 272.4365 | 0 | 272.8446 | 0 | 272.4365 | 0 | 272.4365 | 0 | 272.4365 | 0 | 359.0018 | 0.00036588 | 266.77 | 0.033785 | 272.8446 | 0 | 359.341 | 0.017449 | 266.77 | -0.0043715 | 272.4365 | 0 | 266.77 | -0.00093273 | 272.4365 | 0 | 359.0018 | 0.00032928 | 359.0018 | 0.00029577 | 272.4365 | 0 | 272.8446 | 0 | 272.8446 | 0 | 272.4365 | 0 | 553.4644 | 0.023013 | 272.4365 | 0 | 272.4365 | 0 | 552.3505 | 0 | 272.4365 | 0 | 555.6741 | 0.0002139 | 553.4644 | 0.03432 | 555.6741 | 2.5818e-05 | 823.1784 | 0.0017065 | 1083.455 | 0.00070108 | 1004.1019 | 0.014275 | 1017.9876 | 0 | 1017.3779 | 0 | 272.436 | 7.4091e-06 | 272.8446 | 0 | 272.4365 | 0 | 272.4365 | 0 | 272.4365 | 0 | 270.08 | 0
| 205.9892 | 0 | 324.7055 | 0 | 205.9892 | 0 | 205.9893 | 0 | 359.4543 | 5.7189 | 272.6443 | -0.011293 | 266.9798 | 0 | 359.4543 | 0.0040996 | 272.6443 | 0 | 272.6443 | 0 | 273.0532 | 0 | 272.6443 | 0 | 272.6443 | 0 | 272.6443 | 0 | 359.1126 | 0.00034744 | 266.98 | -0.04314 | 273.0532 | 0 | 359.4543 | 0.036151 | 266.98 | -0.010351 | 272.6443 | 0 | 266.98 | 0.0018654 | 272.6443 | 0 | 359.1126 | 0.00032928 | 359.1126 | 0.00030736 | 272.6443 | 0 | 273.0532 | 0 | 273.0532 | 0 | 272.6443 | 0 | 553.6211 | 0.0066742 | 272.6443 | 0 | 272.6443 | 0 | 552.508 | 0.00026087 | 272.6443 | 0 | 555.8298 | 0.00019635 | 553.6211 | 0.036943 | 555.8298 | 3.4921e-05 | 823.2459 | 0.0019479 | 1083.5124 | 0.00069131 | 1004.1143 | 0.014299 | 1018.0384 | 0 | 1017.4286 | 0 | 272.644 | 3.7025e-06 | 273.0532 | 0 | 272.6443 | 0 | 272.6443 | 0 | 272.6443 | 0 | 270.2886 | 0
| 206.0603 | 0 | 324.9184 | 0 | 206.0603 | 0 | 206.0603 | 0 | 359.5676 | 6.0608 | 272.8522 | 0.025639 | 267.1882 | 0 | 359.5676 | 0.002615 | 272.8522 | 0 | 272.8522 | 0 | 273.2618 | 0 | 272.8522 | 0 | 272.8522 | 0 | 272.8522 | 0 | 359.2234 | 0.00032188 | 267.19 | 0.0036384 | 273.2618 | 0 | 359.5676 | 0.00049437 | 267.19 | 0.00052096 | 272.8522 | 0 | 267.19 | -0.0016322 | 272.8522 | 0 | 359.2234 | 0.00032661 | 359.2234 | 0.00019865 | 272.8522 | 0 | 273.2618 | 0 | 273.2618 | 0 | 272.8522 | 0 | 553.7777 | 0.016232 | 272.8522 | 0 | 272.8522 | 0 | 552.6655 | 0 | 272.8522 | 0 | 555.9855 | 0.00026326 | 553.7777 | 0.035304 | 555.9855 | 2.8189e-05 | 823.3133 | 0.0016003 | 1083.57 | 0.00068135 | 1004.1266 | 0.014322 | 1018.0892 | 0 | 1017.4793 | 0 | 272.852 | 4.3218e-06 | 273.2618 | 0 | 272.8522 | 0 | 272.8522 | 0 | 272.8522 | 0 | 270.4973 | 0
| 206.1313 | 0 | 325.1314 | 0 | 206.1313 | 0 | 206.1313 | 0 | 359.6809 | 6.3371 | 273.0601 | -0.077466 | 267.3966 | 0 | 359.6809 | 0.020498 | 273.0601 | 0 | 273.0601 | 0 | 273.4704 | 0 | 273.0601 | 0 | 273.0601 | 0 | 273.0601 | 0 | 359.3342 | 0.00033864 | 267.4 | -0.059772 | 273.4704 | 0 | 359.6809 | 0.02633 | 267.4 | -0.021224 | 273.0601 | 0 | 267.4 | -0.013525 | 273.0601 | 0 | 359.3342 | 0.00032318 | 359.3342 | 0.0002606 | 273.0601 | 0 | 273.4704 | 0 | 273.4704 | 0 | 273.0601 | 0 | 553.9343 | 0.015965 | 273.0601 | 0 | 273.0601 | 0 | 552.823 | 0.00078262 | 273.0601 | 0 | 556.1413 | 0.00016673 | 553.9343 | 0.037599 | 556.1413 | 3.5657e-05 | 823.3807 | 0.0019342 | 1083.6274 | 0.00067123 | 1004.139 | 0.014345 | 1018.1399 | 0 | 1017.53 | 0 | 273.06 | 4.309e-06 | 273.4704 | 0 | 273.0601 | 0 | 273.0601 | 0 | 273.0601 | 0 | 270.706 | 0
| 206.2024 | 0 | 325.3443 | 0 | 206.2024 | 0 | 206.2024 | 0 | 359.7942 | 6.5932 | 273.268 | 0.038141 | 267.605 | 0 | 359.7942 | 0 | 273.268 | 0 | 273.268 | 0 | 273.6791 | 0 | 273.268 | 0 | 273.268 | 0 | 273.268 | 0 | 359.445 | 0.00034535 | 267.61 | 0.0088362 | 273.679 | 0 | 359.7942 | 0.0025708 | 267.61 | -0.0046433 | 273.268 | 0 | 267.61 | -0.0026815 | 273.268 | 0 | 359.445 | 0.00030527 | 359.445 | 0.00019865 | 273.268 | 0 | 273.679 | 0 | 273.679 | 0 | 273.268 | 0 | 554.091 | 0.01794 | 273.268 | 0 | 273.268 | 0 | 552.9805 | 0.00017392 | 273.268 | 0 | 556.297 | 0.00019744 | 554.091 | 0.034976 | 556.297 | 3.4037e-05 | 823.4482 | 0.0016191 | 1083.6849 | 0.00066092 | 1004.1513 | 0.014368 | 1018.1907 | 0 | 1017.5807 | 0 | 273.268 | 4.3126e-06 | 273.6791 | 0 | 273.268 | 0 | 273.268 | 0 | 273.268 | 0 | 270.9147 | 0
| 206.2734 | 0 | 325.5573 | 0 | 206.2734 | 0 | 206.2734 | 0 | 359.9075 | 6.8759 | 273.476 | 0.014036 | 267.8134 | 0 | 359.9075 | 0 | 273.476 | 0 | 273.476 | 0 | 273.8877 | 0 | 273.476 | 0 | 273.476 | 0 | 273.476 | 0 | 359.5558 | 0.00035499 | 267.81 | 0.0046779 | 273.8877 | 0 | 359.9075 | 0.010657 | 267.81 | -0.018506 | 273.476 | 0 | 267.81 | -0.024717 | 273.476 | 0 | 359.5558 | 0.00032318 | 359.5558 | 0.000253 | 273.476 | 0 | 273.8877 | 0 | 273.8877 | 0 | 273.476 | 0 | 554.2477 | 0.018688 | 273.476 | 0 | 273.476 | 0 | 553.138 | 0.00026087 | 273.476 | 0 | 556.4528 | 0.00024461 | 554.2477 | 0.036725 | 556.4528 | 4.9084e-05 | 823.5157 | 0.0020852 | 1083.7424 | 0.00065044 | 1004.1637 | 0.014391 | 1018.2415 | 0 | 1017.6315 | 0 | 273.476 | 3.7035e-06 | 273.8877 | 0 | 273.476 | 0 | 273.476 | 0 | 273.476 | 0 | 271.1234 | 0
| 206.3445 | 0 | 325.7703 | 0 | 206.3445 | 0 | 206.3445 | 0 | 360.0208 | 7.1619 | 273.6839 | 0.081176 | 268.0219 | 0 | 360.0208 | 0 | 273.6839 | 0 | 273.6839 | 0 | 274.0963 | 0 | 273.6839 | 0 | 273.6839 | 0 | 273.6839 | 0 | 359.6666 | 0.0002917 | 268.02 | 0.0088362 | 274.0963 | 0 | 360.0208 | 0.010553 | 268.02 | 0.00052096 | 273.6839 | 0 | 268.02 | -0.0012825 | 273.6839 | 0 | 359.6666 | 0.00032585 | 359.6666 | 0.00017906 | 273.6839 | 0 | 274.0963 | 0 | 274.0963 | 0 | 273.6839 | 0 | 554.4043 | 0.021144 | 273.6839 | 0 | 273.6839 | 0 | 553.2955 | 0 | 273.6839 | 0 | 556.6085 | 0.00021499 | 554.4043 | 0.035085 | 556.6085 | 4.3631e-05 | 823.5832 | 0.0016855 | 1083.8001 | 0.00063982 | 1004.176 | 0.014413 | 1018.2923 | 0 | 1017.6822 | 0 | 273.684 | 8.0115e-06 | 274.0963 | 0 | 273.6839 | 0 | 273.6839 | 0 | 273.6839 | 0 | 271.3322 | 0
| 206.4156 | 0 | 325.9833 | 0 | 206.4156 | 0 | 206.4156 | 0 | 360.1341 | 7.591 | 273.8919 | -0.06579 | 268.2304 | 0 | 360.1341 | 0 | 273.8919 | 0 | 273.8919 | 0 | 274.305 | 0 | 273.8919 | 0 | 273.8919 | 0 | 273.8919 | 0 | 359.7775 | 0.00031014 | 268.23 | -0.058736 | 274.305 | 0 | 360.1341 | 0.0067713 | 268.23 | 0.008947 | 273.8919 | 0 | 268.23 | -0.0089774 | 273.8919 | 0 | 359.7775 | 0.00039331 | 359.7775 | 0.00024141 | 273.8919 | 0 | 274.305 | 0 | 274.305 | 0 | 273.8919 | 0 | 554.561 | 0.0089168 | 273.8919 | 0 | 273.8919 | 0 | 553.453 | 0.00026087 | 273.8919 | 0 | 556.7643 | 0.00025119 | 554.561 | 0.037599 | 556.7643 | 4.7656e-05 | 823.6507 | 0.0013354 | 1083.8575 | 0.00062899 | 1004.1884 | 0.014434 | 1018.3431 | 0 | 1017.7329 | 0 | 273.892 | 2.4646e-06 | 274.305 | 0 | 273.8919 | 0 | 273.8919 | 0 | 273.8919 | 0 | 271.5409 | 0
| 206.4866 | 0 | 326.1963 | 0 | 206.4866 | 0 | 206.4866 | 0 | 360.2474 | 7.9003 | 274.0999 | 0.049761 | 268.4389 | 0 | 360.2474 | 0 | 274.0999 | 0 | 274.0999 | 0 | 274.5137 | 0 | 274.0999 | 0 | 274.0999 | 0 | 274.0999 | 0 | 359.8883 | 0.00030134 | 268.44 | 0.060813 | 274.5137 | 0 | 360.2474 | 0.012956 | 268.44 | 0.0062289 | 274.0999 | 0 | 268.44 | 0.011309 | 274.0999 | 0 | 359.8883 | 0.00036282 | 359.8883 | 0.00023742 | 274.0999 | 0 | 274.5137 | 0 | 274.5137 | 0 | 274.0999 | 0 | 554.7177 | 0.013776 | 274.0999 | 0 | 274.0999 | 0 | 553.6105 | 0.00017392 | 274.0999 | 0 | 556.9201 | 0.0002139 | 554.7177 | 0.035522 | 556.9201 | 4.26e-05 | 823.7182 | 0.0020225 | 1083.915 | 0.00061799 | 1004.2007 | 0.014455 | 1018.3939 | 0 | 1017.7837 | 0 | 274.1 | 4.9292e-06 | 274.5137 | 0 | 274.0999 | 0 | 274.0999 | 0 | 274.0999 | 0 | 271.7497 | 0
| 206.5577 | 0 | 326.4094 | 0 | 206.5577 | 0 | 206.5577 | 0 | 360.3607 | 8.1306 | 274.3079 | -0.052005 | 268.6474 | 0 | 360.3607 | 0.0044723 | 274.3079 | 0 | 274.3079 | 0 | 274.7224 | 0 | 274.3079 | 0 | 274.3079 | 0 | 274.3079 | 0 | 359.9992 | 0.00033445 | 268.65 | 0.028587 | 274.7224 | 0 | 360.3607 | 0.02424 | 268.65 | -0.023942 | 274.3079 | 0 | 268.65 | -0.009677 | 274.3079 | 0 | 359.9992 | 0.0003773 | 359.9992 | 0.00024901 | 274.3079 | 0 | 274.7224 | 0 | 274.7224 | 0 | 274.3079 | 0 | 554.8744 | 0.018688 | 274.3079 | 0 | 274.3079 | 0 | 553.7681 | 0.00078262 | 274.3079 | 0 | 557.0758 | 0.00016454 | 554.8744 | 0.036725 | 557.0758 | 4.5858e-05 | 823.7857 | 0.0014145 | 1083.9727 | 0.00060435 | 1004.2131 | 0.014476 | 1018.4447 | 0 | 1017.8344 | 0 | 274.308 | 8.0064e-06 | 274.7224 | 0 | 274.3079 | 0 | 274.3079 | 0 | 274.3079 | 0 | 271.9585 | 0
| 206.6288 | 0 | 326.6224 | 0 | 206.6288 | 0 | 206.6288 | 0 | 360.4739 | 8.5546 | 274.5159 | 0.094691 | 268.8559 | 0 | 360.4739 | 0.0089657 | 274.5159 | 0 | 274.5159 | 0 | 274.9311 | 0 | 274.5159 | 0 | 274.5159 | 0 | 274.5159 | 0 | 360.11 | 0.00036505 | 268.86 | 0.017152 | 274.9311 | 0 | 360.4739 | 0.001681 | 268.86 | -0.0035561 | 274.5159 | 0 | 268.86 | 0.018305 | 274.5159 | 0 | 360.11 | 0.00032814 | 360.11 | 0.00021423 | 274.5159 | 0 | 274.9311 | 0 | 274.9311 | 0 | 274.5159 | 0 | 555.0311 | 0.01447 | 274.5159 | 0 | 274.5159 | 0 | 553.9256 | 0 | 274.5159 | 0 | 557.2316 | 0.00024571 | 555.0311 | 0.033992 | 557.2316 | 3.5296e-05 | 823.8532 | 0.0029266 | 1084.0302 | 0.00059411 | 1004.2254 | 0.014497 | 1018.4955 | 0 | 1017.8852 | 0 | 274.516 | 6.1595e-06 | 274.9311 | 0 | 274.5159 | 0 | 274.5159 | 0 | 274.5159 | 0 | 272.1673 | 0
| 206.6999 | 0 | 326.8355 | 0 | 206.6999 | 0 | 206.6999 | 0 | 360.5872 | 8.9425 | 274.7239 | -0.032648 | 269.0645 | 0 | 360.5872 | 0 | 274.7239 | 0 | 274.7239 | 0 | 275.1399 | 0 | 274.7239 | 0 | 274.7239 | 0 | 274.7239 | 0 | 360.2209 | 0.00041743 | 269.06 | -0.018192 | 275.1399 | 0 | 360.5872 | 0.0073644 | 269.06 | -0.015244 | 274.7239 | 0 | 269.06 | -0.015274 | 274.7239 | 0 | 360.2209 | 0.00035558 | 360.2209 | 0.00026859 | 274.7239 | 0 | 275.1399 | 0 | 275.1399 | 0 | 274.7239 | 0 | 555.1878 | 0.013028 | 274.7239 | 0 | 274.7239 | 0 | 554.0832 | 0.00026087 | 274.7239 | 0 | 557.3874 | 0.00019196 | 555.1878 | 0.036069 | 557.3874 | 4.0937e-05 | 823.9207 | 0.002534 | 1084.0878 | 0.00058387 | 1004.2378 | 0.014517 | 1018.5464 | 0 | 1017.9359 | 0 | 274.724 | 6.7856e-06 | 275.1399 | 0 | 274.7239 | 0 | 274.7239 | 0 | 274.7239 | 0 | 272.3761 | 0
| 206.771 | 0 | 327.0486 | 0 | 206.771 | 0 | 206.771 | 0 | 360.7005 | 9.181 | 274.932 | 0.035186 | 269.273 | 0 | 360.7005 | 0 | 274.932 | 0 | 274.932 | 0 | 275.3486 | 0 | 274.932 | 0 | 274.932 | 0 | 274.932 | 0 | 360.3317 | 0.00042456 | 269.27 | -0.036903 | 275.3486 | 0 | 360.7005 | 0.013269 | 269.27 | 0.024983 | 274.932 | 0 | 269.27 | 0.014458 | 274.932 | 0 | 360.3317 | 0.00032661 | 360.3317 | 0.00024141 | 274.932 | 0 | 275.3486 | 0 | 275.3486 | 0 | 274.932 | 0 | 555.3445 | 0.026857 | 274.932 | 0 | 274.932 | 0 | 554.2407 | 0.00017392 | 274.932 | 0 | 557.5433 | 0.00026326 | 555.3445 | 0.034539 | 557.5433 | 4.0431e-05 | 823.9883 | 0.0011117 | 1084.1453 | 0.00057362 | 1004.2501 | 0.014536 | 1018.5972 | 0 | 1017.9867 | 0 | 274.932 | 6.7763e-06 | 275.3486 | 0 | 274.932 | 0 | 274.932 | 0 | 274.932 | 0 | 272.5849 | 0
| 206.8421 | 0 | 327.2617 | 0 | 206.8421 | 0 | 206.8421 | 0 | 360.8138 | 9.4314 | 275.14 | -0.015109 | 269.4816 | 0 | 360.8138 | 0 | 275.14 | 0 | 275.14 | 0 | 275.5574 | 0 | 275.14 | 0 | 275.14 | 0 | 275.14 | 0 | 360.4426 | 0.0003793 | 269.48 | -0.093037 | 275.5574 | 0 | 360.8138 | 0.009737 | 269.48 | -0.020137 | 275.14 | 0 | 269.48 | -0.014574 | 275.14 | 0 | 360.4426 | 0.00033881 | 360.4426 | 0.00027619 | 275.14 | 0 | 275.5574 | 0 | 275.5574 | 0 | 275.14 | 0 | 555.5013 | 0.015004 | 275.14 | 0 | 275.14 | 0 | 554.3983 | 0.00026087 | 275.14 | 0 | 557.6991 | 0.00019964 | 555.5013 | 0.036943 | 557.6991 | 4.7254e-05 | 824.0558 | 0.0019297 | 1084.2029 | 0.00055826 | 1004.2625 | 0.014555 | 1018.648 | 0 | 1018.0375 | 0 | 275.14 | 6.778e-06 | 275.5574 | 0 | 275.14 | 0 | 275.14 | 0 | 275.14 | 0 | 272.7938 | 0
| 206.9132 | 0 | 327.4748 | 0 | 206.9132 | 0 | 206.9132 | 0 | 360.9271 | 9.7847 | 275.3481 | 0.078153 | 269.6902 | 0 | 360.9271 | 0 | 275.3481 | 0 | 275.3481 | 0 | 275.7662 | 0 | 275.3481 | 0 | 275.3481 | 0 | 275.3481 | 0 | 360.5535 | 0.00033194 | 269.69 | 0.057695 | 275.7662 | 0 | 360.9271 | 0.017135 | 269.69 | 0.0045981 | 275.3481 | 0 | 269.69 | 0.01061 | 275.3481 | 0 | 360.5535 | 0.0003068 | 360.5535 | 0.00027619 | 275.3481 | 0 | 275.7662 | 0 | 275.7662 | 0 | 275.3481 | 0 | 555.658 | 0.020183 | 275.3481 | 0 | 275.3481 | 0 | 554.5559 | 0.00017392 | 275.3481 | 0 | 557.8549 | 0.00019964 | 555.658 | 0.034429 | 557.8549 | 4.5885e-05 | 824.1235 | 0.0018223 | 1084.2605 | 0.00054801 | 1004.2748 | 0.014574 | 1018.6988 | 0 | 1018.0883 | 0 | 275.348 | 4.9301e-06 | 275.7662 | 0 | 275.3481 | 0 | 275.3481 | 0 | 275.3481 | 0 | 273.0026 | 0
| 206.9843 | 0 | 327.688 | 0 | 206.9843 | 0 | 206.9843 | 0 | 361.0403 | 9.943 | 275.5562 | -0.14283 | 269.8988 | 0 | 361.0403 | 0.0011182 | 275.5562 | 0 | 275.5562 | 0 | 275.975 | 0 | 275.5562 | 0 | 275.5562 | 0 | 275.5562 | 0 | 360.6643 | 0.0003093 | 269.9 | -0.016113 | 275.975 | 0 | 361.0403 | 0.0029162 | 269.9 | -0.0095359 | 275.5562 | 0 | 269.9 | -0.012125 | 275.5562 | 0 | 360.6643 | 0.00032928 | 360.6643 | 0.00035812 | 275.5562 | 0 | 275.975 | 0 | 275.975 | 0 | 275.5562 | 0 | 555.8147 | 0.0051638 | 275.5562 | 0 | 275.5562 | 0 | 554.7135 | 0.00078262 | 275.5562 | 0 | 558.0108 | 0.00019854 | 555.8147 | 0.036069 | 558.0108 | 4.9355e-05 | 824.191 | 0.0013795 | 1084.318 | 0.00053777 | 1004.2872 | 0.014592 | 1018.7497 | 0 | 1018.139 | 0 | 275.556 | 4.3117e-06 | 275.975 | 0 | 275.5562 | 0 | 275.5562 | 0 | 275.5562 | 0 | 273.2115 | 0
| 207.0554 | 0 | 327.9011 | 0 | 207.0554 | 0 | 207.0554 | 0 | 361.1536 | 10.1878 | 275.7644 | 0.047159 | 270.1074 | 0 | 361.1536 | 0 | 275.7644 | 0 | 275.7644 | 0 | 276.1838 | 0 | 275.7644 | 0 | 275.7644 | 0 | 275.7644 | 0 | 360.7752 | 0.0003093 | 270.11 | 0.080564 | 276.1838 | 0 | 361.1536 | 0.02215 | 270.11 | -0.00029446 | 275.7644 | 0 | 270.11 | -0.015623 | 275.7644 | 0 | 360.7752 | 0.00032661 | 360.7752 | 0.00028818 | 275.7644 | 0 | 276.1838 | 0 | 276.1838 | 0 | 275.7644 | 0 | 555.9715 | 0.016499 | 275.7644 | 0 | 275.7644 | 0 | 554.871 | 0.00017392 | 275.7644 | 0 | 558.1666 | 0.00022596 | 555.9715 | 0.033446 | 558.1666 | 4.6142e-05 | 824.2587 | 0.0014296 | 1084.3756 | 0.00052241 | 1004.2996 | 0.01461 | 1018.8005 | 0 | 1018.1898 | 0 | 275.764 | 6.1635e-06 | 276.1838 | 0 | 275.7644 | 0 | 275.7644 | 0 | 275.7644 | 0 | 273.4204 | 0
| 207.1265 | 0 | 328.1143 | 0 | 207.1265 | 0 | 207.1265 | 0 | 361.2669 | 10.606 | 275.9725 | -0.050402 | 270.3161 | 0 | 361.2669 | 0.011554 | 275.9725 | 0 | 275.9725 | 0 | 276.3927 | 0 | 275.9725 | 0 | 275.9725 | 0 | 275.9725 | 0 | 360.8861 | 0.00034325 | 270.32 | -0.076405 | 276.3926 | 0 | 361.2669 | 0.0076611 | 270.32 | -0.0035561 | 275.9725 | 0 | 270.32 | -0.027516 | 275.9725 | 0 | 360.8861 | 0.00037082 | 360.8861 | 0.00019865 | 275.9725 | 0 | 276.3926 | 0 | 276.3926 | 0 | 275.9725 | 0 | 556.1282 | 0.023654 | 275.9725 | 0 | 275.9725 | 0 | 555.0286 | 0 | 275.9725 | 0 | 558.3225 | 0.00019854 | 556.1282 | 0.035632 | 558.3225 | 4.6377e-05 | 824.3262 | 0.0020297 | 1084.4332 | 0.00051216 | 1004.3119 | 0.014628 | 1018.8514 | 0 | 1018.2406 | 0 | 275.973 | 4.325e-06 | 276.3927 | 0 | 275.9725 | 0 | 275.9725 | 0 | 275.9725 | 0 | 273.6293 | 0
| 207.1976 | 0 | 328.3275 | 0 | 207.1976 | 0 | 207.1976 | 0 | 361.3801 | 10.8478 | 276.1807 | 0.012944 | 270.5247 | 0 | 361.3801 | 0.009339 | 276.1807 | 0 | 276.1807 | 0 | 276.6015 | 0 | 276.1807 | 0 | 276.1807 | 0 | 276.1807 | 0 | 360.997 | 0.0003378 | 270.52 | 0.0025989 | 276.6015 | 0 | 361.3801 | 0.012956 | 270.52 | -0.023398 | 276.1807 | 0 | 270.52 | 0.014807 | 276.1807 | 0 | 360.997 | 0.00038226 | 360.997 | 0.00021423 | 276.1807 | 0 | 276.6015 | 0 | 276.6015 | 0 | 276.1807 | 0 | 556.285 | 0.021892 | 276.1807 | 0 | 276.1807 | 0 | 555.1862 | 0 | 276.1807 | 0 | 558.4784 | 0.00027094 | 556.285 | 0.03432 | 558.4784 | 4.1769e-05 | 824.3939 | 0.00080551 | 1084.4908 | 0.00050192 | 1004.3242 | 0.014645 | 1018.9022 | 0 | 1018.2914 | 0 | 276.181 | 3.0898e-06 | 276.6015 | 0 | 276.1807 | 0 | 276.1807 | 0 | 276.1807 | 0 | 273.8383 | 0
| 207.2687 | 0 | 328.5407 | 0 | 207.2687 | 0 | 207.2687 | 0 | 361.4934 | 11.1059 | 276.3888 | -0.031738 | 270.7334 | 0 | 361.4934 | 0 | 276.3888 | 0 | 276.3888 | 0 | 276.8104 | 0 | 276.3888 | 0 | 276.3888 | 0 | 276.3888 | 0 | 361.1079 | 0.00035708 | 270.73 | 0.033785 | 276.8104 | 0 | 361.4934 | 0.012956 | 270.73 | -0.029921 | 276.3888 | 0 | 270.73 | -0.014924 | 276.3888 | 0 | 361.1079 | 0.00032738 | 361.1079 | 0.00029177 | 276.3888 | 0 | 276.8104 | 0 | 276.8104 | 0 | 276.3888 | 0 | 556.4418 | 0.017567 | 276.3888 | 0 | 276.3888 | 0 | 555.3438 | 0.00078262 | 276.3888 | 0 | 558.6342 | 0.00015028 | 556.4418 | 0.036725 | 558.6342 | 4.3733e-05 | 824.4615 | 0.0013976 | 1084.5485 | 0.00048655 | 1004.3366 | 0.014661 | 1018.9531 | 0 | 1018.3422 | 0 | 276.389 | 4.3193e-06 | 276.8104 | 0 | 276.3888 | 0 | 276.3888 | 0 | 276.3888 | 0 | 274.0472 | 0
| 207.3399 | 0 | 328.7539 | 0 | 207.3399 | 0 | 207.3399 | 0 | 361.6067 | 11.4889 | 276.597 | 0.084567 | 270.9421 | 0 | 361.6067 | 0 | 276.597 | 0 | 276.597 | 0 | 277.0192 | 0 | 276.597 | 0 | 276.597 | 0 | 276.597 | 0 | 361.2188 | 0.00034451 | 270.94 | -0.0077966 | 277.0192 | 0 | 361.6067 | 0.0090966 | 270.94 | 0.0013364 | 276.597 | 0 | 270.94 | -0.013874 | 276.597 | 0 | 361.2188 | 0.0002885 | 361.2188 | 0.0003853 | 276.597 | 0 | 277.0192 | 0 | 277.0192 | 0 | 276.597 | 0 | 556.5986 | 0.014256 | 276.597 | 0 | 276.597 | 0 | 555.5015 | 0.00017392 | 276.597 | 0 | 558.7902 | 0.0002468 | 556.5986 | 0.034757 | 558.7902 | 3.9322e-05 | 824.5292 | 0.0021232 | 1084.6061 | 0.00047631 | 1004.3489 | 0.014677 | 1019.004 | 0 | 1018.393 | 0 | 276.597 | 4.9378e-06 | 277.0192 | 0 | 276.597 | 0 | 276.597 | 0 | 276.597 | 0 | 274.2561 | 0
| 207.411 | 0 | 328.9671 | 0 | 207.411 | 0 | 207.411 | 0 | 361.7199 | 11.8787 | 276.8052 | -0.046233 | 271.1508 | 0 | 361.7199 | 0.01938 | 276.8052 | 0 | 276.8052 | 0 | 277.2282 | 0 | 276.8052 | 0 | 276.8052 | 0 | 276.8052 | 0 | 361.3297 | 0.00035541 | 271.15 | 0.046258 | 277.2281 | 0 | 361.7199 | 0.0035093 | 271.15 | -0.0030125 | 276.8052 | 0 | 271.15 | -0.0075784 | 276.8052 | 0 | 361.3297 | 0.00027059 | 361.3297 | 0.00040489 | 276.8052 | 0 | 277.2281 | 0 | 277.2281 | 0 | 276.8052 | 0 | 556.7554 | 0.011053 | 276.8052 | 0 | 276.8052 | 0 | 555.6591 | 0.00078262 | 276.8052 | 0 | 558.9461 | 0.00023145 | 556.7554 | 0.036834 | 558.9461 | 4.2229e-05 | 824.5968 | 0.0029252 | 1084.6637 | 0.00046095 | 1004.3613 | 0.014693 | 1019.0549 | 0 | 1018.4438 | 0 | 276.805 | 3.0924e-06 | 277.2282 | 0 | 276.8052 | 0 | 276.8052 | 0 | 276.8052 | 0 | 274.4651 | 0
| 207.4821 | 0 | 329.1804 | 0 | 207.4821 | 0 | 207.4821 | 0 | 361.8332 | 12.1588 | 277.0135 | 0.075028 | 271.3596 | 0 | 361.8332 | 0 | 277.0135 | 0 | 277.0135 | 0 | 277.4371 | 0 | 277.0135 | 0 | 277.0135 | 0 | 277.0135 | 0 | 361.4407 | 0.00035624 | 271.36 | 0.0046779 | 277.4371 | 0 | 361.8332 | 0 | 271.36 | -0.006546 | 277.0135 | 0 | 271.36 | -0.0065291 | 277.0135 | 0 | 361.4407 | 0.00027707 | 361.4407 | 0.00039689 | 277.0135 | 0 | 277.4371 | 0 | 277.4371 | 0 | 277.0135 | 0 | 556.9122 | 0.019435 | 277.0135 | 0 | 277.0135 | 0 | 555.8167 | 0 | 277.0135 | 0 | 559.102 | 0.00019964 | 556.9122 | 0.034757 | 559.102 | 4.3471e-05 | 824.6645 | 0.0027553 | 1084.7213 | 0.0004507 | 1004.3737 | 0.014708 | 1019.1057 | 0 | 1018.4946 | 0 | 277.013 | 3.0934e-06 | 277.4371 | 0 | 277.0135 | 0 | 277.0135 | 0 | 277.0135 | 0 | 274.6741 | 0
| 207.5533 | 0 | 329.3936 | 0 | 207.5533 | 0 | 207.5533 | 0 | 361.9465 | 12.4925 | 277.2217 | -0.025603 | 271.5683 | 0 | 361.9465 | 0 | 277.2217 | 0 | 277.2217 | 0 | 277.646 | 0 | 277.2217 | 0 | 277.2217 | 0 | 277.2217 | 0 | 361.5516 | 0.00035205 | 271.57 | -0.0046779 | 277.646 | 0 | 361.9465 | 0.0073644 | 271.57 | -0.009264 | 277.2217 | 0 | 271.57 | 0.0018654 | 277.2217 | 0 | 361.5516 | 0.00027402 | 361.5516 | 0.00035013 | 277.2217 | 0 | 277.646 | 0 | 277.646 | 0 | 277.2217 | 0 | 557.069 | 0.0095041 | 277.2217 | 0 | 277.2217 | 0 | 555.9743 | 0.00026087 | 277.2217 | 0 | 559.2579 | 0.00026984 | 557.069 | 0.03749 | 559.2579 | 4.4926e-05 | 824.7322 | 0.002446 | 1084.7789 | 0.00043534 | 1004.386 | 0.014723 | 1019.1566 | 0 | 1018.5455 | 0 | 277.222 | 3.0831e-06 | 277.646 | 0 | 277.2217 | 0 | 277.2217 | 0 | 277.2217 | 0 | 274.8831 | 0
| 207.6244 | 0 | 329.6069 | 0 | 207.6244 | 0 | 207.6244 | 0 | 362.0597 | 12.8272 | 277.43 | 0.045252 | 271.7771 | 0 | 362.0597 | 0 | 277.43 | 0 | 277.43 | 0 | 277.8549 | 0 | 277.43 | 0 | 277.43 | 0 | 277.43 | 0 | 361.6625 | 0.00038055 | 271.78 | -0.028587 | 277.8549 | 0 | 362.0597 | 0.012329 | 271.78 | 0.0037826 | 277.43 | 0 | 271.78 | 0.00046636 | 277.43 | 0 | 361.6625 | 0.0002946 | 361.6625 | 0.00032295 | 277.43 | 0 | 277.8549 | 0 | 277.8549 | 0 | 277.43 | 0 | 557.2258 | 0.015377 | 277.43 | 0 | 277.43 | 0 | 556.132 | 0.00017392 | 277.43 | 0 | 559.4138 | 0.00011188 | 557.2258 | 0.034976 | 559.4138 | 4.2377e-05 | 824.7999 | 0.0028681 | 1084.8365 | 0.00041997 | 1004.3984 | 0.014737 | 1019.2075 | 0 | 1018.5963 | 0 | 277.43 | 3.0898e-06 | 277.8549 | 0 | 277.43 | 0 | 277.43 | 0 | 277.43 | 0 | 275.0921 | 0
| 207.6956 | 0 | 329.8202 | 0 | 207.6956 | 0 | 207.6956 | 0 | 362.173 | 13.1109 | 277.6383 | -0.039279 | 271.9859 | 0 | 362.173 | 0.019753 | 277.6383 | 0 | 277.6383 | 0 | 278.0639 | 0 | 277.6383 | 0 | 277.6383 | 0 | 277.6383 | 0 | 361.7734 | 0.00038516 | 271.99 | 0.029627 | 278.0639 | 0 | 362.173 | 0.00054366 | 271.99 | -0.0057306 | 277.6383 | 0 | 271.99 | 0.0029147 | 277.6383 | 0 | 361.7734 | 0.00038149 | 361.7734 | 0.00036572 | 277.6383 | 0 | 278.0639 | 0 | 278.0639 | 0 | 277.6383 | 0 | 557.3826 | 0.014256 | 277.6383 | 0 | 277.6383 | 0 | 556.2897 | 0.00026087 | 277.6383 | 0 | 559.5698 | 0.00030823 | 557.3826 | 0.036725 | 559.5698 | 5.0071e-05 | 824.8676 | 0.0017496 | 1084.8942 | 0.00040973 | 1004.4107 | 0.014751 | 1019.2584 | 0 | 1018.6471 | 0 | 277.638 | 3.7075e-06 | 278.0639 | 0 | 277.6383 | 0 | 277.6383 | 0 | 277.6383 | 0 | 275.3011 | 0
| 207.7667 | 0 | 330.0335 | 0 | 207.7667 | 0 | 207.7667 | 0 | 362.2862 | 13.4423 | 277.8465 | 0.054644 | 272.1947 | 0 | 362.2862 | 0 | 277.8465 | 0 | 277.8465 | 0 | 278.2729 | 0 | 277.8465 | 0 | 277.8465 | 0 | 277.8465 | 0 | 361.8844 | 0.00037175 | 272.19 | -0.00051979 | 278.2729 | 0 | 362.2862 | 0.0046472 | 272.19 | 0.0097623 | 277.8465 | 0 | 272.19 | 0.016206 | 277.8465 | 0 | 361.8844 | 0.00038226 | 361.8844 | 0.00034653 | 277.8465 | 0 | 278.2729 | 0 | 278.2729 | 0 | 277.8465 | 0 | 557.5394 | 0.024988 | 277.8465 | 0 | 277.8465 | 0 | 556.4473 | 0.00017392 | 277.8465 | 0 | 559.7257 | 0.0001404 | 557.5394 | 0.033992 | 559.7257 | 4.7633e-05 | 824.9353 | 0.00187 | 1084.9518 | 0.00039437 | 1004.4231 | 0.014765 | 1019.3093 | 0 | 1018.6979 | 0 | 277.847 | 4.3193e-06 | 278.2729 | 0 | 277.8465 | 0 | 277.8465 | 0 | 277.8465 | 0 | 275.5102 | 0
| 207.8379 | 0 | 330.2469 | 0 | 207.8379 | 0 | 207.8379 | 0 | 362.3995 | 13.7803 | 278.0549 | -0.054471 | 272.4035 | 0 | 362.3995 | 0.012672 | 278.0549 | 0 | 278.0549 | 0 | 278.4819 | 0 | 278.0549 | 0 | 278.0549 | 0 | 278.0549 | 0 | 361.9953 | 0.00032984 | 272.4 | 0.015073 | 278.4819 | 0 | 362.3995 | 0.0014333 | 272.4 | -0.01606 | 278.0549 | 0 | 272.4 | -0.009677 | 278.0549 | 0 | 361.9953 | 0.00036358 | 361.9953 | 0.00033854 | 278.0549 | 0 | 278.4819 | 0 | 278.4819 | 0 | 278.0549 | 0 | 557.6963 | 0.01148 | 278.0549 | 0 | 278.0549 | 0 | 556.605 | 0 | 278.0549 | 0 | 559.8817 | 0.00027532 | 557.6963 | 0.035632 | 559.8817 | 4.6795e-05 | 825.003 | 0.0011695 | 1085.0095 | 0.00038412 | 1004.4354 | 0.014778 | 1019.3602 | 0 | 1018.7488 | 0 | 278.055 | 1.8452e-06 | 278.4819 | 0 | 278.0549 | 0 | 278.0549 | 0 | 278.0549 | 0 | 275.7192 | 0
| 207.9091 | 0 | 330.4602 | 0 | 207.9091 | 0 | 207.9091 | 0 | 362.5127 | 13.9644 | 278.2632 | 0.06297 | 272.6123 | 0 | 362.5127 | 0.01158 | 278.2632 | 0 | 278.2632 | 0 | 278.6909 | 0 | 278.2632 | 0 | 278.2632 | 0 | 278.2632 | 0 | 362.1063 | 0.00030553 | 272.61 | -0.018192 | 278.6909 | 0 | 362.5127 | 0 | 272.61 | 0.0040544 | 278.2632 | 0 | 272.61 | 0.01061 | 278.2632 | 0 | 362.1063 | 0.00030337 | 362.1063 | 0.00023742 | 278.2632 | 0 | 278.6909 | 0 | 278.6909 | 0 | 278.2632 | 0 | 557.8532 | 0.018101 | 278.2632 | 0 | 278.2632 | 0 | 556.7626 | 0.00017392 | 278.2632 | 0 | 560.0376 | 0.0001777 | 557.8532 | 0.033774 | 560.0376 | 4.5729e-05 | 825.0707 | 0.0020256 | 1085.0671 | 0.00036876 | 1004.4478 | 0.014791 | 1019.4111 | 0 | 1018.7996 | 0 | 278.263 | -1.6823e-09 | 278.6909 | 0 | 278.2632 | 0 | 278.2632 | 0 | 278.2632 | 0 | 275.9283 | 0
| 207.9802 | 0 | 330.6736 | 0 | 207.9802 | 0 | 207.9802 | 0 | 362.626 | 14.2745 | 278.4715 | -0.021808 | 272.8212 | 0 | 362.626 | 0.0078267 | 278.4715 | 0 | 278.4715 | 0 | 278.8999 | 0 | 278.4715 | 0 | 278.4715 | 0 | 278.4715 | 0 | 362.2172 | 0.00032313 | 272.82 | -0.018192 | 278.8999 | 0 | 362.626 | 0.013269 | 272.82 | -0.003828 | 278.4715 | 0 | 272.82 | -0.0068788 | 278.4715 | 0 | 362.2172 | 0.0003087 | 362.2172 | 0.00019065 | 278.4715 | 0 | 278.8999 | 0 | 278.8999 | 0 | 278.4715 | 0 | 558.01 | 0.017673 | 278.4715 | 0 | 278.4715 | 0 | 556.9203 | 0.00078262 | 278.4715 | 0 | 560.1936 | 0.00020841 | 558.01 | 0.034976 | 560.1936 | 4.8944e-05 | 825.1385 | 0.001916 | 1085.1248 | 0.00035851 | 1004.4601 | 0.014803 | 1019.462 | 0 | 1018.8505 | 0 | 278.472 | 2.4696e-06 | 278.8999 | 0 | 278.4715 | 0 | 278.4715 | 0 | 278.4715 | 0 | 276.1374 | 0
| 208.0514 | 0 | 330.887 | 0 | 208.0514 | 0 | 208.0514 | 0 | 362.7392 | 14.4935 | 278.6799 | -0.025179 | 273.0301 | 0 | 362.7392 | 0.0056034 | 278.6799 | 0 | 278.6799 | 0 | 279.1089 | 0 | 278.6799 | 0 | 278.6799 | 0 | 278.6799 | 0 | 362.3282 | 0.00033571 | 273.03 | 0.00051979 | 279.109 | 0 | 362.7392 | 0.0073169 | 273.03 | -0.013341 | 278.6799 | 0 | 273.03 | -0.017023 | 278.6799 | 0 | 362.3282 | 0.0003026 | 362.3282 | 0.00026859 | 278.6799 | 0 | 279.109 | 0 | 279.109 | 0 | 278.6799 | 0 | 558.1669 | 0.026003 | 278.6799 | 0 | 278.6799 | 0 | 557.078 | 0.00017392 | 278.6799 | 0 | 560.3496 | 0.00024132 | 558.1669 | 0.033883 | 560.3496 | 4.4922e-05 | 825.2062 | 0.0017656 | 1085.1825 | 0.00034315 | 1004.4725 | 0.014815 | 1019.5129 | 0 | 1018.9013 | 0 | 278.68 | 2.4696e-06 | 279.1089 | 0 | 278.6799 | 0 | 278.6799 | 0 | 278.6799 | 0 | 276.3465 | 0
| 208.1226 | 0 | 331.1003 | 0 | 208.1226 | 0 | 208.1226 | 0 | 362.8524 | 14.8489 | 278.8883 | -0.056114 | 273.2389 | 0 | 362.8524 | 0.00037273 | 278.8883 | 0 | 278.8883 | 0 | 279.318 | 0 | 278.8883 | 0 | 278.8883 | 0 | 278.8883 | 0 | 362.4392 | 0.00035792 | 273.24 | -0.0025989 | 279.318 | 0 | 362.8524 | 0.014732 | 273.24 | -0.016603 | 278.8883 | 0 | 273.24 | -0.00058295 | 278.8883 | 0 | 362.4392 | 0.00035824 | 362.4392 | 0.00031536 | 278.8883 | 0 | 279.318 | 0 | 279.318 | 0 | 278.8883 | 0 | 558.3238 | 0.012494 | 278.8883 | 0 | 278.8883 | 0 | 557.2357 | 0.00026087 | 278.8883 | 0 | 560.5056 | 0.00019744 | 558.3238 | 0.035632 | 560.5056 | 4.9589e-05 | 825.274 | 0.0011916 | 1085.2401 | 0.00033291 | 1004.4849 | 0.014826 | 1019.5638 | 0 | 1018.9522 | 0 | 278.888 | 4.3241e-06 | 279.318 | 0 | 278.8883 | 0 | 278.8883 | 0 | 278.8883 | 0 | 276.5556 | 0
| 208.1938 | 0 | 331.3138 | 0 | 208.1938 | 0 | 208.1938 | 0 | 362.9657 | 15.0782 | 279.0967 | 0.042522 | 273.4478 | 0 | 362.9657 | 0.015316 | 279.0967 | 0 | 279.0967 | 0 | 279.5271 | 0 | 279.0967 | 0 | 279.0967 | 0 | 279.0967 | 0 | 362.5501 | 0.00034367 | 273.45 | 0.027548 | 279.5271 | 0 | 362.9657 | 0.0070202 | 273.45 | 0.013295 | 279.0967 | 0 | 273.45 | 0.011659 | 279.0967 | 0 | 362.5501 | 0.00033652 | 362.5501 | 0.0003853 | 279.0967 | 0 | 279.5271 | 0 | 279.5271 | 0 | 279.0967 | 0 | 558.4806 | 0.016712 | 279.0967 | 0 | 279.0967 | 0 | 557.3934 | 0 | 279.0967 | 0 | 560.6616 | 0.00023035 | 558.4806 | 0.034539 | 560.6616 | 4.3143e-05 | 825.3418 | 0.0013787 | 1085.2978 | 0.00031754 | 1004.4973 | 0.014838 | 1019.6147 | 0 | 1019.0031 | 0 | 279.097 | 4.3193e-06 | 279.5271 | 0 | 279.0967 | 0 | 279.0967 | 0 | 279.0967 | 0 | 276.7648 | 0
| 208.265 | 0 | 331.5272 | 0 | 208.265 | 0 | 208.265 | 0 | 363.0789 | 15.4264 | 279.3051 | -0.013183 | 273.6568 | 0 | 363.0789 | 0.012672 | 279.3051 | 0 | 279.3051 | 0 | 279.7362 | 0 | 279.3051 | 0 | 279.3051 | 0 | 279.3051 | 0 | 362.6611 | 0.00034828 | 273.66 | -0.052495 | 279.7362 | 0 | 363.0789 | 0.016508 | 273.66 | 0.0032391 | 279.3051 | 0 | 273.66 | -0.0019821 | 279.3051 | 0 | 362.6611 | 0.00034262 | 362.6611 | 0.0002606 | 279.3051 | 0 | 279.7362 | 0 | 279.7362 | 0 | 279.3051 | 0 | 558.6375 | 0.012601 | 279.3051 | 0 | 279.3051 | 0 | 557.5511 | 0.00078262 | 279.3051 | 0 | 560.8176 | 0.00022487 | 558.6375 | 0.035413 | 560.8176 | 4.8033e-05 | 825.4096 | 0.0023731 | 1085.3556 | 0.00030218 | 1004.5096 | 0.014848 | 1019.6657 | 0 | 1019.054 | 0 | 279.305 | 6.7823e-06 | 279.7362 | 0 | 279.3051 | 0 | 279.3051 | 0 | 279.3051 | 0 | 276.9739 | 0
| 208.3362 | 0 | 331.7406 | 0 | 208.3362 | 0 | 208.3362 | 0 | 363.1922 | 15.7931 | 279.5135 | -0.007494 | 273.8657 | 0 | 363.1922 | 0 | 279.5135 | 0 | 279.5135 | 0 | 279.9453 | 0 | 279.5135 | 0 | 279.5135 | 0 | 279.5135 | 0 | 362.7721 | 0.00029002 | 273.87 | -0.019232 | 279.9453 | 0 | 363.1922 | 0.010283 | 273.87 | -0.012798 | 279.5135 | 0 | 273.87 | -0.0030314 | 279.5135 | 0 | 362.7721 | 0.00029536 | 362.7721 | 0.00024501 | 279.5135 | 0 | 279.9453 | 0 | 279.9453 | 0 | 279.5135 | 0 | 558.7944 | 0.01746 | 279.5135 | 0 | 279.5135 | 0 | 557.7088 | 0.00017392 | 279.5135 | 0 | 560.9737 | 0.00019854 | 558.7944 | 0.033774 | 560.9737 | 4.2062e-05 | 825.4775 | 0.001903 | 1085.4132 | 0.00029193 | 1004.5219 | 0.014859 | 1019.7166 | 0 | 1019.1048 | 0 | 279.514 | 9.2476e-06 | 279.9453 | 0 | 279.5135 | 0 | 279.5135 | 0 | 279.5135 | 0 | 277.1831 | 0
| 208.4074 | 0 | 331.9541 | 0 | 208.4074 | 0 | 208.4073 | 0 | 363.3054 | 16.0727 | 279.722 | -0.014392 | 274.0746 | 0 | 363.3054 | 0.0085722 | 279.722 | 0 | 279.722 | 0 | 280.1544 | 0 | 279.722 | 0 | 279.722 | 0 | 279.722 | 0 | 362.8831 | 0.00029254 | 274.07 | -0.04834 | 280.1544 | 0 | 363.3054 | 0.016508 | 274.07 | -0.025572 | 279.722 | 0 | 274.07 | -0.01947 | 279.722 | 0 | 362.8831 | 0.00030718 | 362.8831 | 0.00027259 | 279.722 | 0 | 280.1544 | 0 | 280.1544 | 0 | 279.722 | 0 | 558.9513 | 0.014737 | 279.722 | 0 | 279.722 | 0 | 557.8665 | 0 | 279.722 | 0 | 561.1297 | 0.00027423 | 558.9513 | 0.03585 | 561.1297 | 4.1349e-05 | 825.5452 | 0.0016589 | 1085.4709 | 0.00027657 | 1004.5343 | 0.014869 | 1019.7676 | 0 | 1019.1557 | 0 | 279.722 | 4.9359e-06 | 280.1544 | 0 | 279.722 | 0 | 279.722 | 0 | 279.722 | 0 | 277.3923 | 0
| 208.4786 | 0 | 332.1676 | 0 | 208.4786 | 0 | 208.4786 | 0 | 363.4186 | 16.392 | 279.9305 | 0.022919 | 274.2836 | 0 | 363.4186 | 0.0078448 | 279.9305 | 0 | 279.9305 | 0 | 280.3635 | 0 | 279.9305 | 0 | 279.9305 | 0 | 279.9305 | 0 | 362.9941 | 0.00028416 | 274.28 | -0.020271 | 280.3635 | 0 | 363.4186 | 0.0019775 | 274.28 | 0.0024236 | 279.9305 | 0 | 274.28 | 0.0064125 | 279.9305 | 0 | 362.9941 | 0.00028317 | 362.9941 | 0.00023742 | 279.9305 | 0 | 280.3635 | 0 | 280.3635 | 0 | 279.9305 | 0 | 559.1082 | 0.021144 | 279.9305 | 0 | 279.9305 | 0 | 558.0243 | 0 | 279.9305 | 0 | 561.2858 | 0.00018209 | 559.1082 | 0.035085 | 561.2858 | 3.577e-05 | 825.613 | 0.0019977 | 1085.5287 | 0.00026632 | 1004.5466 | 0.014879 | 1019.8185 | 0 | 1019.2066 | 0 | 279.93 | 6.1688e-06 | 280.3635 | 0 | 279.9305 | 0 | 279.9305 | 0 | 279.9305 | 0 | 277.6015 | 0
| 208.5498 | 0 | 332.381 | 0 | 208.5498 | 0 | 208.5498 | 0 | 363.5319 | 16.8072 | 280.1389 | -0.058199 | 274.4926 | 0 | 363.5319 | 0.011181 | 280.1389 | 0 | 280.1389 | 0 | 280.5727 | 0 | 280.1389 | 0 | 280.1389 | 0 | 280.1389 | 0 | 363.1051 | 0.00034451 | 274.49 | -0.066009 | 280.5727 | 0 | 363.5319 | 0.0041023 | 274.49 | -0.018506 | 280.1389 | 0 | 274.49 | -0.0075784 | 280.1389 | 0 | 363.1051 | 0.00028317 | 363.1051 | 0.000253 | 280.1389 | 0 | 280.5727 | 0 | 280.5727 | 0 | 280.1389 | 0 | 559.2652 | 0.019649 | 280.1389 | 0 | 280.1389 | 0 | 558.182 | 0.00078262 | 280.1389 | 0 | 561.4418 | 0.00027532 | 559.2652 | 0.036943 | 561.4418 | 4.3136e-05 | 825.6808 | 0.0022435 | 1085.5864 | 0.00025608 | 1004.559 | 0.014888 | 1019.8695 | 0 | 1019.2574 | 0 | 280.139 | 3.6999e-06 | 280.5727 | 0 | 280.1389 | 0 | 280.1389 | 0 | 280.1389 | 0 | 277.8107 | 0
| 208.621 | 0 | 332.5945 | 0 | 208.621 | 0 | 208.621 | 0 | 363.6451 | 17.0973 | 280.3474 | 0.03484 | 274.7016 | 0 | 363.6451 | 0.0022414 | 280.3474 | 0 | 280.3474 | 0 | 280.7819 | 0 | 280.3474 | 0 | 280.3474 | 0 | 280.3474 | 0 | 363.2161 | 0.00036421 | 274.7 | -0.058736 | 280.7819 | 0 | 363.6451 | 0.015881 | 274.7 | 0.0048699 | 280.3474 | 0 | 274.7 | -0.010377 | 280.3474 | 0 | 363.2161 | 0.00030451 | 363.2161 | 0.00022982 | 280.3474 | 0 | 280.7819 | 0 | 280.7819 | 0 | 280.3474 | 0 | 559.4221 | 0.024988 | 280.3474 | 0 | 280.3474 | 0 | 558.3397 | 0.00017392 | 280.3474 | 0 | 561.5979 | 0.00018209 | 559.4221 | 0.034539 | 561.5979 | 3.537e-05 | 825.7487 | 0.0019659 | 1085.644 | 0.00024072 | 1004.5714 | 0.014897 | 1019.9204 | 0 | 1019.3084 | 0 | 280.347 | 3.6958e-06 | 280.7819 | 0 | 280.3474 | 0 | 280.3474 | 0 | 280.3474 | 0 | 278.0199 | 0
| 208.6922 | 0 | 332.8081 | 0 | 208.6922 | 0 | 208.6922 | 0 | 363.7583 | 17.3053 | 280.556 | -0.10733 | 274.9106 | 0 | 363.7583 | 0.0014907 | 280.556 | 0 | 280.556 | 0 | 280.991 | 0 | 280.556 | 0 | 280.556 | 0 | 280.556 | 0 | 363.3271 | 0.00036002 | 274.91 | -0.0015593 | 280.991 | 0 | 363.7583 | 0.007068 | 274.91 | -0.026659 | 280.556 | 0 | 274.91 | 0.0060627 | 280.556 | 0 | 363.3271 | 0.00031594 | 363.3271 | 0.00027259 | 280.556 | 0 | 280.991 | 0 | 280.991 | 0 | 280.556 | 0 | 559.579 | 0.015965 | 280.556 | 0 | 280.556 | 0 | 558.4975 | 0 | 280.556 | 0 | 561.754 | 0.00022925 | 559.579 | 0.036178 | 561.754 | 4.3131e-05 | 825.8165 | 0.0016858 | 1085.7018 | 0.00023047 | 1004.5837 | 0.014906 | 1019.9714 | 0 | 1019.3592 | 0 | 280.556 | 3.6913e-06 | 280.991 | 0 | 280.556 | 0 | 280.556 | 0 | 280.556 | 0 | 278.2292 | 0
| 208.7634 | 0 | 333.0216 | 0 | 208.7634 | 0 | 208.7634 | 0 | 363.8715 | 17.7542 | 280.7645 | 0.062442 | 275.1197 | 0 | 363.8715 | 0 | 280.7645 | 0 | 280.7645 | 0 | 281.2002 | 0 | 280.7645 | 0 | 280.7645 | 0 | 280.7645 | 0 | 363.4381 | 0.00034828 | 275.12 | -0.016113 | 281.2002 | 0 | 363.8715 | 0.0073169 | 275.12 | -0.01606 | 280.7645 | 0 | 275.12 | -0.012825 | 280.7645 | 0 | 363.4381 | 0.00029879 | 363.4381 | 0.00028018 | 280.7645 | 0 | 281.2002 | 0 | 281.2002 | 0 | 280.7645 | 0 | 559.736 | 0.015965 | 280.7645 | 0 | 280.7645 | 0 | 558.6552 | 0 | 280.7645 | 0 | 561.91 | 0.00026436 | 559.736 | 0.033446 | 561.91 | 4.4306e-05 | 825.8844 | 0.0014217 | 1085.7595 | 0.00021511 | 1004.5961 | 0.014914 | 1020.0224 | 0 | 1019.4102 | 0 | 280.764 | 1.8461e-06 | 281.2002 | 0 | 280.7645 | 0 | 280.7645 | 0 | 280.7645 | 0 | 278.4384 | 0
| 208.8347 | 0 | 333.2352 | 0 | 208.8347 | 0 | 208.8346 | 0 | 363.9848 | 17.9966 | 280.9731 | 0.0046783 | 275.3287 | 0 | 363.9848 | 0 | 280.9731 | 0 | 280.9731 | 0 | 281.4095 | 0 | 280.9731 | 0 | 280.9731 | 0 | 280.9731 | 0 | 363.5492 | 0.00033194 | 275.33 | -0.058736 | 281.4095 | 0 | 363.9848 | 0.0079576 | 275.33 | -0.017418 | 280.9731 | 0 | 275.33 | -0.025417 | 280.9731 | 0 | 363.5492 | 0.00030794 | 363.5492 | 0.00028418 | 280.9731 | 0 | 281.4095 | 0 | 281.4095 | 0 | 280.9731 | 0 | 559.893 | 0.015484 | 280.9731 | 0 | 280.9731 | 0 | 558.813 | 0.00026087 | 280.9731 | 0 | 562.0661 | 0.00011627 | 559.893 | 0.035304 | 562.0661 | 4.8014e-05 | 825.9523 | 0.0020239 | 1085.8173 | 0.00020487 | 1004.6085 | 0.014922 | 1020.0734 | 0 | 1019.4611 | 0 | 280.973 | 1.8452e-06 | 281.4095 | 0 | 280.9731 | 0 | 280.9731 | 0 | 280.9731 | 0 | 278.6477 | 0
| 208.9059 | 0 | 333.4487 | 0 | 208.9059 | 0 | 208.9059 | 0 | 364.098 | 18.2074 | 281.1816 | 0.053579 | 275.5378 | 0 | 364.098 | 0 | 281.1816 | 0 | 281.1816 | 0 | 281.6187 | 0 | 281.1816 | 0 | 281.1816 | 0 | 281.1816 | 0 | 363.6602 | 0.00029966 | 275.54 | 0.035864 | 281.6187 | 0 | 364.098 | 0.0052405 | 275.54 | -0.01606 | 281.1816 | 0 | 275.54 | 0.002565 | 281.1816 | 0 | 363.6602 | 0.00029079 | 363.6602 | 0.00035013 | 281.1816 | 0 | 281.6187 | 0 | 281.6187 | 0 | 281.1816 | 0 | 560.0499 | 0.022159 | 281.1816 | 0 | 281.1816 | 0 | 558.9707 | 0 | 281.1816 | 0 | 562.2222 | 0.00037185 | 560.0499 | 0.032899 | 562.2222 | 4.1088e-05 | 826.0201 | 0.0015254 | 1085.875 | 0.00019462 | 1004.6208 | 0.01493 | 1020.1243 | 0 | 1019.512 | 0 | 281.182 | 2.4745e-06 | 281.6187 | 0 | 281.1816 | 0 | 281.1816 | 0 | 281.1816 | 0 | 278.857 | 0
| 208.9771 | 0 | 333.6623 | 0 | 208.9771 | 0 | 208.9771 | 0 | 364.2112 | 18.493 | 281.3902 | 0.027201 | 275.7469 | 0 | 364.2112 | 0.0040996 | 281.3902 | 0 | 281.3902 | 0 | 281.8279 | 0 | 281.3902 | 0 | 281.3902 | 0 | 281.3902 | 0 | 363.7712 | 0.00026949 | 275.75 | -0.049377 | 281.8279 | 0 | 364.2112 | 0.014732 | 275.75 | -0.016603 | 281.3902 | 0 | 275.75 | -0.025068 | 281.3902 | 0 | 363.7712 | 0.00032547 | 363.7712 | 0.00030736 | 281.3902 | 0 | 281.8279 | 0 | 281.8279 | 0 | 281.3902 | 0 | 560.2069 | 0.0066742 | 281.3902 | 0 | 281.3902 | 0 | 559.1285 | 0 | 281.3902 | 0 | 562.3783 | 0.00012285 | 560.2069 | 0.03596 | 562.3783 | 4.6608e-05 | 826.0881 | 0.0019523 | 1085.9327 | 0.00017926 | 1004.6332 | 0.014937 | 1020.1753 | 0 | 1019.5629 | 0 | 281.39 | 8.0209e-06 | 281.8279 | 0 | 281.3902 | 0 | 281.3902 | 0 | 281.3902 | 0 | 279.0663 | 0
| 209.0484 | 0 | 333.8759 | 0 | 209.0484 | 0 | 209.0484 | 0 | 364.3244 | 18.7999 | 281.5988 | 0.055049 | 275.956 | 0 | 364.3244 | 0 | 281.5988 | 0 | 281.5988 | 0 | 282.0372 | 0 | 281.5988 | 0 | 281.5988 | 0 | 281.5988 | 0 | 363.8823 | 0.00028877 | 275.96 | -0.04314 | 282.0372 | 0 | 364.3244 | 0.021837 | 275.96 | 0.014111 | 281.5988 | 0 | 275.96 | -0.0086277 | 281.5988 | 0 | 363.8823 | 0.00025573 | 363.8823 | 0.00026859 | 281.5988 | 0 | 282.0372 | 0 | 282.0372 | 0 | 281.5988 | 0 | 560.3639 | 0.018581 | 281.5988 | 0 | 281.5988 | 0 | 559.2863 | 0.00017392 | 281.5988 | 0 | 562.5345 | 0.00033675 | 560.3639 | 0.033992 | 562.5345 | 4.1737e-05 | 826.1559 | 0.0019598 | 1085.9906 | 0.00016901 | 1004.6456 | 0.014944 | 1020.2263 | 0 | 1019.6138 | 0 | 281.599 | 5.5451e-06 | 282.0372 | 0 | 281.5988 | 0 | 281.5988 | 0 | 281.5988 | 0 | 279.2756 | 0
| 209.1196 | 0 | 334.0895 | 0 | 209.1196 | 0 | 209.1196 | 0 | 364.4376 | 18.9979 | 281.8075 | 0.013081 | 276.1651 | 0 | 364.4376 | 0.0055905 | 281.8075 | 0 | 281.8075 | 0 | 282.2465 | 0 | 281.8075 | 0 | 281.8075 | 0 | 281.8075 | 0 | 363.9933 | 0.0003466 | 276.17 | -0.055613 | 282.2465 | 0 | 364.4376 | 0.0017299 | 276.17 | -0.011167 | 281.8075 | 0 | 276.17 | -0.015973 | 281.8075 | 0 | 363.9933 | 0.00030451 | 363.9933 | 0.00019465 | 281.8075 | 0 | 282.2465 | 0 | 282.2465 | 0 | 281.8075 | 0 | 560.5209 | 0.0066742 | 281.8075 | 0 | 281.8075 | 0 | 559.4441 | 0.00078262 | 281.8075 | 0 | 562.6906 | 0.00014808 | 560.5209 | 0.036506 | 562.6906 | 4.7722e-05 | 826.2239 | 0.0023212 | 1086.0483 | 0.00015877 | 1004.6579 | 0.014951 | 1020.2773 | 0 | 1019.6648 | 0 | 281.807 | 4.9419e-06 | 282.2465 | 0 | 281.8075 | 0 | 281.8075 | 0 | 281.8075 | 0 | 279.4849 | 0
| 209.1909 | 0 | 334.3032 | 0 | 209.1909 | 0 | 209.1909 | 0 | 364.5508 | 19.1968 | 282.0161 | 0.047103 | 276.3743 | 0 | 364.5508 | 0.013075 | 282.0161 | 0 | 282.0161 | 0 | 282.4558 | 0 | 282.0161 | 0 | 282.0161 | 0 | 282.0161 | 0 | 364.1044 | 0.0003466 | 276.37 | 0.0036384 | 282.4558 | 0 | 364.5508 | 0 | 276.37 | -0.0057306 | 282.0161 | 0 | 276.37 | -0.0026815 | 282.0161 | 0 | 364.1044 | 0.00026983 | 364.1044 | 0.00031935 | 282.0161 | 0 | 282.4558 | 0 | 282.4558 | 0 | 282.0161 | 0 | 560.6779 | 0.015004 | 282.0161 | 0 | 282.0161 | 0 | 559.6019 | 0.00017392 | 282.0161 | 0 | 562.8468 | 0.00023474 | 560.6779 | 0.033664 | 562.8468 | 4.3755e-05 | 826.2918 | 0.0023544 | 1086.1061 | 0.00014853 | 1004.6703 | 0.014957 | 1020.3283 | 0 | 1019.7157 | 0 | 282.016 | 1.2362e-06 | 282.4558 | 0 | 282.0161 | 0 | 282.0161 | 0 | 282.0161 | 0 | 279.6943 | 0
| 209.2621 | 0 | 334.5168 | 0 | 209.2621 | 0 | 209.2621 | 0 | 364.664 | 19.3444 | 282.2247 | -0.11596 | 276.5834 | 0 | 364.664 | 0.012672 | 282.2247 | 0 | 282.2247 | 0 | 282.6651 | 0 | 282.2247 | 0 | 282.2247 | 0 | 282.2247 | 0 | 364.2154 | 0.00031601 | 276.58 | -0.057695 | 282.6651 | 0 | 364.664 | 0.013583 | 276.58 | -0.0019253 | 282.2247 | 0 | 276.58 | -0.011776 | 282.2247 | 0 | 364.2154 | 0.00033195 | 364.2154 | 0.00029977 | 282.2247 | 0 | 282.6651 | 0 | 282.6651 | 0 | 282.2247 | 0 | 560.8349 | 0.013242 | 282.2247 | 0 | 282.2247 | 0 | 559.7597 | 0.00078262 | 282.2247 | 0 | 563.0029 | 0.00025887 | 560.8349 | 0.035741 | 563.0029 | 5.1139e-05 | 826.3598 | 0.0022907 | 1086.1638 | 0.00013828 | 1004.6826 | 0.014964 | 1020.3793 | 0 | 1019.7667 | 0 | 282.225 | 3.7025e-06 | 282.6651 | 0 | 282.2247 | 0 | 282.2247 | 0 | 282.2247 | 0 | 279.9036 | 0
| 209.3334 | 0 | 334.7305 | 0 | 209.3334 | 0 | 209.3334 | 0 | 364.7772 | 19.4093 | 282.4334 | 0.0028554 | 276.7926 | 0 | 364.7772 | 0 | 282.4334 | 0 | 282.4334 | 0 | 282.8744 | 0 | 282.4334 | 0 | 282.4334 | 0 | 282.4334 | 0 | 364.3265 | 0.00028122 | 276.79 | 0.028587 | 282.8744 | 0 | 364.7772 | 0.016508 | 276.79 | -0.0084487 | 282.4334 | 0 | 276.79 | -0.010726 | 282.4334 | 0 | 364.3265 | 0.0003068 | 364.3265 | 0.00029177 | 282.4334 | 0 | 282.8744 | 0 | 282.8744 | 0 | 282.4334 | 0 | 560.9919 | 0.022906 | 282.4334 | 0 | 282.4334 | 0 | 559.9175 | 0.00017392 | 282.4334 | 0 | 563.1591 | 0.00023145 | 560.9919 | 0.033336 | 563.1591 | 4.771e-05 | 826.4277 | 0.001972 | 1086.2217 | 0.00012804 | 1004.695 | 0.01497 | 1020.4303 | 0 | 1019.8176 | 0 | 282.433 | 1.2279e-06 | 282.8744 | 0 | 282.4334 | 0 | 282.4334 | 0 | 282.4334 | 0 | 280.113 | 0
| 209.4046 | 0 | 334.9441 | 0 | 209.4046 | 0 | 209.4046 | 0 | 364.8904 | 19.5498 | 282.6421 | -0.080144 | 277.0018 | 0 | 364.8904 | 0.029876 | 282.6421 | 0 | 282.6421 | 0 | 283.0838 | 0 | 282.6421 | 0 | 282.6421 | 0 | 282.6421 | 0 | 364.4376 | 0.00031014 | 277 | -0.055613 | 283.0838 | 0 | 364.8904 | 0.021314 | 277 | -0.00029446 | 282.6421 | 0 | 277 | -0.011076 | 282.6421 | 0 | 364.4376 | 0.00036739 | 364.4376 | 0.00015948 | 282.6421 | 0 | 283.0838 | 0 | 283.0838 | 0 | 282.6421 | 0 | 561.1489 | 0.013882 | 282.6421 | 0 | 282.6421 | 0 | 560.0753 | 0.0013044 | 282.6421 | 0 | 563.3152 | 0.0003192 | 561.1489 | 0.035195 | 563.3152 | 5.0825e-05 | 826.4957 | 0.00086691 | 1086.2794 | 0.0001178 | 1004.7073 | 0.014975 | 1020.4813 | 0 | 1019.8686 | 0 | 282.642 | 9.2476e-06 | 283.0838 | 0 | 282.6421 | 0 | 282.6421 | 0 | 282.6421 | 0 | 280.3224 | 0
| 209.4759 | 0 | 335.1578 | 0 | 209.4759 | 0 | 209.4759 | 0 | 365.0036 | 19.5066 | 282.8508 | 0.078421 | 277.211 | 0 | 365.0036 | 0.0082184 | 282.8508 | 0 | 282.8508 | 0 | 283.2931 | 0 | 282.8508 | 0 | 282.8508 | 0 | 282.8508 | 0 | 364.5487 | 0.00032397 | 277.21 | 0.037943 | 283.2931 | 0 | 365.0036 | 0.00049437 | 277.21 | 0.022537 | 282.8508 | 0 | 277.21 | -0.018072 | 282.8508 | 0 | 364.5487 | 0.00036549 | 364.5487 | 0.00017906 | 282.8508 | 0 | 283.2931 | 0 | 283.2931 | 0 | 282.8508 | 0 | 561.3059 | 0.018047 | 282.8508 | 0 | 282.8508 | 0 | 560.2331 | 0 | 282.8508 | 0 | 563.4714 | 0.00012944 | 561.3059 | 0.033227 | 563.4714 | 4.7031e-05 | 826.5638 | 0.0021165 | 1086.3373 | 0.00010755 | 1004.7197 | 0.014981 | 1020.5323 | 0 | 1019.9195 | 0 | 282.851 | 1.2345e-06 | 283.2931 | 0 | 282.8508 | 0 | 282.8508 | 0 | 282.8508 | 0 | 280.5318 | 0
| 209.5472 | 0 | 335.3716 | 0 | 209.5472 | 0 | 209.5472 | 0 | 365.1168 | 19.4241 | 283.0596 | -0.019107 | 277.4202 | 0 | 365.1168 | 0.0096901 | 283.0596 | 0 | 283.0596 | 0 | 283.5025 | 0 | 283.0596 | 0 | 283.0596 | 0 | 283.0596 | 0 | 364.6597 | 0.00031894 | 277.42 | -0.069127 | 283.5025 | 0 | 365.1168 | 0.0079576 | 277.42 | 0.0045981 | 283.0596 | 0 | 277.42 | -0.019821 | 283.0596 | 0 | 364.6597 | 0.00037006 | 364.6597 | 0.00019865 | 283.0596 | 0 | 283.5025 | 0 | 283.5025 | 0 | 283.0596 | 0 | 561.463 | 0.017086 | 283.0596 | 0 | 283.0596 | 0 | 560.391 | 0.00026087 | 283.0596 | 0 | 563.6276 | 0.0003181 | 561.463 | 0.035195 | 563.6276 | 4.9786e-05 | 826.6318 | 0.0025618 | 1086.395 | 9.7311e-05 | 1004.7321 | 0.014986 | 1020.5834 | 0 | 1019.9705 | 0 | 283.06 | 1.853e-06 | 283.5025 | 0 | 283.0596 | 0 | 283.0596 | 0 | 283.0596 | 0 | 280.7413 | 0
| 209.6185 | 0 | 335.5853 | 0 | 209.6185 | 0 | 209.6185 | 0 | 365.2301 | 19.4247 | 283.2683 | 0.090868 | 277.6295 | 0 | 365.2301 | 0 | 283.2683 | 0 | 283.2683 | 0 | 283.7119 | 0 | 283.2683 | 0 | 283.2683 | 0 | 283.2683 | 0 | 364.7708 | 0.00029673 | 277.63 | 0.0046779 | 283.7119 | 0 | 365.2301 | 0.0046472 | 277.63 | 0.0065008 | 283.2683 | 0 | 277.63 | 0.0078116 | 283.2683 | 0 | 364.7708 | 0.00034757 | 364.7708 | 0.00022583 | 283.2683 | 0 | 283.7119 | 0 | 283.7119 | 0 | 283.2683 | 0 | 561.62 | 0.016499 | 283.2683 | 0 | 283.2683 | 0 | 560.5488 | 0 | 283.2683 | 0 | 563.7838 | 0.0001404 | 561.62 | 0.033774 | 563.7838 | 5.1434e-05 | 826.6997 | 0.0022897 | 1086.4529 | 9.2189e-05 | 1004.7444 | 0.014991 | 1020.6344 | 0 | 1020.0214 | 0 | 283.268 | 6.1712e-06 | 283.7119 | 0 | 283.2683 | 0 | 283.2683 | 0 | 283.2683 | 0 | 280.9507 | 0
| 209.6898 | 0 | 335.799 | 0 | 209.6898 | 0 | 209.6898 | 0 | 365.3433 | 19.4947 | 283.4771 | -0.042496 | 277.8387 | 0 | 365.3433 | 0.032455 | 283.4771 | 0 | 283.4771 | 0 | 283.9213 | 0 | 283.4771 | 0 | 283.4771 | 0 | 283.4771 | 0 | 364.8819 | 0.00030721 | 277.84 | -0.042101 | 283.9213 | 0 | 365.3433 | 0.029046 | 277.84 | -0.0021971 | 283.4771 | 0 | 277.84 | 0.017256 | 283.4771 | 0 | 364.8819 | 0.00032318 | 364.8819 | 0.00024141 | 283.4771 | 0 | 283.9213 | 0 | 283.9213 | 0 | 283.4771 | 0 | 561.7771 | 0.015591 | 283.4771 | 0 | 283.4771 | 0 | 560.7066 | 0.00078262 | 283.4771 | 0 | 563.94 | 0.00033456 | 561.7771 | 0.035413 | 563.94 | 5.2672e-05 | 826.7677 | 0.0015193 | 1086.5106 | 8.1946e-05 | 1004.7568 | 0.014995 | 1020.6854 | 0 | 1020.0725 | 0 | 283.477 | 7.4168e-06 | 283.9213 | 0 | 283.4771 | 0 | 283.4771 | 0 | 283.4771 | 0 | 281.1602 | 0
| 209.7611 | 0 | 336.0128 | 0 | 209.7611 | 0 | 209.761 | 0 | 365.4564 | 19.1968 | 283.6858 | 0.095314 | 278.048 | 0 | 365.4564 | 0 | 283.6858 | 0 | 283.6858 | 0 | 284.1307 | 0 | 283.6858 | 0 | 283.6858 | 0 | 283.6858 | 0 | 364.993 | 0.0002829 | 278.05 | 0.036903 | 284.1307 | 0 | 365.4564 | 0.015359 | 278.05 | -0.010079 | 283.6858 | 0 | 278.05 | 0.005713 | 283.6858 | 0 | 364.993 | 0.00032128 | 364.993 | 0.00030736 | 283.6858 | 0 | 284.1307 | 0 | 284.1307 | 0 | 283.6858 | 0 | 561.9341 | 0.023654 | 283.6858 | 0 | 283.6858 | 0 | 560.8645 | 0 | 283.6858 | 0 | 564.0963 | 0.00019854 | 561.9341 | 0.033118 | 564.0963 | 4.5974e-05 | 826.8358 | 0.001922 | 1086.5685 | 7.1703e-05 | 1004.7692 | 0.014999 | 1020.7364 | 0 | 1020.1234 | 0 | 283.686 | 4.9311e-06 | 284.1307 | 0 | 283.6858 | 0 | 283.6858 | 0 | 283.6858 | 0 | 281.3696 | 0
| 209.8323 | 0 | 336.2266 | 0 | 209.8323 | 0 | 209.8323 | 0 | 365.5696 | 18.997 | 283.8946 | -0.010431 | 278.2573 | 0 | 365.5696 | 0.0059633 | 283.8946 | 0 | 283.8946 | 0 | 284.3402 | 0 | 283.8946 | 0 | 283.8946 | 0 | 283.8946 | 0 | 365.1041 | 0.00026446 | 278.26 | 0.016113 | 284.3402 | 0 | 365.5696 | 0.013269 | 278.26 | 0.0040544 | 283.8946 | 0 | 278.26 | 0.00046636 | 283.8946 | 0 | 365.1041 | 0.00031137 | 365.1041 | 0.00034653 | 283.8946 | 0 | 284.3402 | 0 | 284.3402 | 0 | 283.8946 | 0 | 562.0912 | 0.00881 | 283.8946 | 0 | 283.8946 | 0 | 561.0223 | 0.00078262 | 283.8946 | 0 | 564.2525 | 0.00025119 | 562.0912 | 0.034102 | 564.2525 | 4.8962e-05 | 826.9037 | 0.0015796 | 1086.6263 | 6.6581e-05 | 1004.7816 | 0.015003 | 1020.7875 | 0 | 1020.1744 | 0 | 283.895 | 4.3201e-06 | 284.3402 | 0 | 283.8946 | 0 | 283.8946 | 0 | 283.8946 | 0 | 281.5791 | 0
| 209.9036 | 0 | 336.4403 | 0 | 209.9036 | 0 | 209.9036 | 0 | 365.6828 | 18.8646 | 284.1034 | -0.00048705 | 278.4666 | 0 | 365.6828 | 0.0089657 | 284.1034 | 0 | 284.1035 | 0 | 284.5496 | 0 | 284.1034 | 0 | 284.1035 | 0 | 284.1035 | 0 | 365.2152 | 0.00023806 | 278.47 | 0.025469 | 284.5496 | 0 | 365.6828 | 0.0058338 | 278.47 | -0.013069 | 284.1034 | 0 | 278.47 | 0.0053631 | 284.1035 | 0 | 365.2152 | 0.00030718 | 365.2152 | 0.00035413 | 284.1035 | 0 | 284.5496 | 0 | 284.5496 | 0 | 284.1035 | 0 | 562.2483 | 0.022639 | 284.1034 | 0 | 284.1034 | 0 | 561.1802 | 0.00069566 | 284.1034 | 0 | 564.4087 | 0.00022816 | 562.2483 | 0.032571 | 564.4087 | 4.5479e-05 | 826.9718 | 0.0011436 | 1086.6842 | 5.6338e-05 | 1004.7939 | 0.015007 | 1020.8386 | 0 | 1020.2254 | 0 | 284.103 | 5.5504e-06 | 284.5496 | 0 | 284.1035 | 0 | 284.1035 | 0 | 284.1035 | 0 | 281.7886 | 0
| 209.975 | 0 | 336.6541 | 0 | 209.975 | 0 | 209.9749 | 0 | 365.796 | 18.6144 | 284.3123 | -0.042014 | 278.6759 | 0 | 365.796 | 0.011181 | 284.3123 | 0 | 284.3123 | 0 | 284.7591 | 0 | 284.3123 | 0 | 284.3123 | 0 | 284.3123 | 0 | 365.3263 | 0.0003093 | 278.68 | -0.00051979 | 284.7591 | 0 | 365.796 | 0.0029162 | 278.68 | -0.0035561 | 284.3123 | 0 | 278.68 | 0.01061 | 284.3123 | 0 | 365.3263 | 0.00030527 | 365.3263 | 0.00028418 | 284.3123 | 0 | 284.7591 | 0 | 284.7591 | 0 | 284.3123 | 0 | 562.4054 | 0.013989 | 284.3123 | 0 | 284.3123 | 0 | 561.3381 | 0 | 284.3123 | 0 | 564.565 | 0.00023035 | 562.4054 | 0.034211 | 564.565 | 4.7594e-05 | 827.0399 | 0.0016366 | 1086.7419 | 5.1216e-05 | 1004.8063 | 0.01501 | 1020.8896 | 0 | 1020.2764 | 0 | 284.312 | 8.0197e-06 | 284.7591 | 0 | 284.3123 | 0 | 284.3123 | 0 | 284.3123 | 0 | 281.9981 | 0
| 210.0463 | 0 | 336.868 | 0 | 210.0463 | 0 | 210.0463 | 0 | 365.9092 | 18.2764 | 284.5211 | -0.10922 | 278.8853 | 0 | 365.9092 | 0 | 284.5211 | 0 | 284.5211 | 0 | 284.9686 | 0 | 284.5211 | 0 | 284.5211 | 0 | 284.5211 | 0 | 365.4375 | 0.00033277 | 278.89 | 0.061854 | 284.9686 | 0 | 365.9092 | 0.0058338 | 278.89 | -0.00083807 | 284.5211 | 0 | 278.89 | 0.012708 | 284.5211 | 0 | 365.4375 | 0.0002946 | 365.4375 | 0.00022183 | 284.5211 | 0 | 284.9686 | 0 | 284.9686 | 0 | 284.5211 | 0 | 562.5625 | 0.012227 | 284.5211 | 0 | 284.5211 | 0 | 561.496 | 0.00017392 | 284.5211 | 0 | 564.7212 | 0.00031262 | 562.5625 | 0.032462 | 564.7212 | 4.4742e-05 | 827.108 | 0.0023089 | 1086.7998 | 4.6095e-05 | 1004.8186 | 0.015014 | 1020.9407 | 0 | 1020.3274 | 0 | 284.521 | 3.0814e-06 | 284.9686 | 0 | 284.5211 | 0 | 284.5211 | 0 | 284.5211 | 0 | 282.2077 | 0
| 210.1176 | 0 | 337.0818 | 0 | 210.1176 | 0 | 210.1176 | 0 | 366.0224 | 17.8101 | 284.73 | -0.0095187 | 279.0946 | 0 | 366.0224 | 0.029876 | 284.73 | 0 | 284.73 | 0 | 285.1781 | 0 | 284.73 | 0 | 284.73 | 0 | 284.73 | 0 | 365.5486 | 0.00033948 | 279.09 | -0.027548 | 285.1781 | 0 | 366.0224 | 0.018075 | 279.09 | 0.0018799 | 284.73 | 0 | 279.09 | -0.0089774 | 284.73 | 0 | 365.5486 | 0.00032852 | 365.5486 | 0.00021423 | 284.73 | 0 | 285.1781 | 0 | 285.1781 | 0 | 284.73 | 0 | 562.7196 | 0.013882 | 284.73 | 0 | 284.73 | 0 | 561.6539 | 0.00026087 | 284.73 | 0 | 564.8775 | 0.00014589 | 562.7196 | 0.03432 | 564.8775 | 4.8755e-05 | 827.176 | 0.0016323 | 1086.8577 | 4.0973e-05 | 1004.831 | 0.015016 | 1020.9918 | 0 | 1020.3784 | 0 | 284.73 | 1.8452e-06 | 285.1781 | 0 | 284.73 | 0 | 284.73 | 0 | 284.73 | 0 | 282.4172 | 0
| 210.1889 | 0 | 337.2957 | 0 | 210.1889 | 0 | 210.1889 | 0 | 366.1356 | 17.4707 | 284.9389 | 0.015346 | 279.304 | 0 | 366.1356 | 0 | 284.9389 | 0 | 284.9389 | 0 | 285.3876 | 0 | 284.9389 | 0 | 284.9389 | 0 | 284.9389 | 0 | 365.6597 | 0.00030637 | 279.3 | -0.016113 | 285.3876 | 0 | 366.1356 | 0.018598 | 279.3 | 0.0021518 | 284.9389 | 0 | 279.3 | 0.014458 | 284.9389 | 0 | 365.6597 | 0.00033004 | 365.6597 | 0.00023742 | 284.9389 | 0 | 285.3876 | 0 | 285.3876 | 0 | 284.9389 | 0 | 562.8767 | 0.021785 | 284.9389 | 0 | 284.9389 | 0 | 561.8117 | 0 | 284.9389 | 0 | 565.0338 | 0.00037405 | 562.8767 | 0.032462 | 565.0338 | 4.1866e-05 | 827.2441 | 0.0016717 | 1086.9155 | 3.5851e-05 | 1004.8434 | 0.015019 | 1021.0428 | 0 | 1020.4294 | 0 | 284.939 | 1.8519e-06 | 285.3876 | 0 | 284.9389 | 0 | 284.9389 | 0 | 284.9389 | 0 | 282.6268 | 0
| 210.2602 | 0 | 337.5095 | 0 | 210.2602 | 0 | 210.2602 | 0 | 366.2488 | 16.9452 | 285.1478 | -0.075252 | 279.5134 | 0 | 366.2488 | 0.0048451 | 285.1478 | 0 | 285.1478 | 0 | 285.5971 | 0 | 285.1478 | 0 | 285.1478 | 0 | 285.1478 | 0 | 365.7709 | 0.00032691 | 279.51 | 0.028587 | 285.5971 | 0 | 366.2488 | 0.015359 | 279.51 | -0.017962 | 285.1478 | 0 | 279.51 | 0.026349 | 285.1478 | 0 | 365.7709 | 0.00034071 | 365.7709 | 0.00030376 | 285.1478 | 0 | 285.5971 | 0 | 285.5971 | 0 | 285.1478 | 0 | 563.0338 | 0.01164 | 285.1478 | 0 | 285.1478 | 0 | 561.9696 | 0.00026087 | 285.1478 | 0 | 565.1901 | 0.00015028 | 563.0338 | 0.034648 | 565.1901 | 4.6126e-05 | 827.3123 | 0.0013353 | 1086.9734 | 3.073e-05 | 1004.8557 | 0.015021 | 1021.0939 | 0 | 1020.4804 | 0 | 285.148 | 3.7016e-06 | 285.5971 | 0 | 285.1478 | 0 | 285.1478 | 0 | 285.1478 | 0 | 282.8363 | 0
| 210.3315 | 0 | 337.7234 | 0 | 210.3315 | 0 | 210.3315 | 0 | 366.3619 | 16.6101 | 285.3567 | 0.051378 | 279.7228 | 0 | 366.3619 | 0 | 285.3567 | 0 | 285.3567 | 0 | 285.8067 | 0 | 285.3567 | 0 | 285.3567 | 0 | 285.3567 | 0 | 365.882 | 0.00031727 | 279.72 | -0.011954 | 285.8067 | 0 | 366.3619 | 0 | 279.72 | 0.0067725 | 285.3567 | 0 | 279.72 | 0.0074619 | 285.3567 | 0 | 365.882 | 0.0003026 | 365.882 | 0.0003933 | 285.3567 | 0 | 285.8067 | 0 | 285.8067 | 0 | 285.3567 | 0 | 563.1909 | 0.023013 | 285.3567 | 0 | 285.3567 | 0 | 562.1276 | 0.00017392 | 285.3567 | 0 | 565.3464 | 0.00037514 | 563.1909 | 0.03279 | 565.3464 | 3.7748e-05 | 827.3804 | 0.0015975 | 1087.0312 | 2.5608e-05 | 1004.8681 | 0.015023 | 1021.145 | 0 | 1020.5314 | 0 | 285.357 | 7.4013e-06 | 285.8067 | 0 | 285.3567 | 0 | 285.3567 | 0 | 285.3567 | 0 | 283.0459 | 0
| 210.4029 | 0 | 337.9373 | 0 | 210.4029 | 0 | 210.4029 | 0 | 366.4751 | 16.1306 | 285.5656 | -0.027773 | 279.9322 | 0 | 366.4751 | 0 | 285.5656 | 0 | 285.5656 | 0 | 286.0163 | 0 | 285.5656 | 0 | 285.5656 | 0 | 285.5656 | 0 | 365.9932 | 0.0003093 | 279.93 | 0.010915 | 286.0163 | 0 | 366.4751 | 0.0085507 | 279.93 | -0.016331 | 285.5656 | 0 | 279.93 | -0.021219 | 285.5656 | 0 | 365.9932 | 0.00032395 | 365.9932 | 0.00036971 | 285.5656 | 0 | 286.0163 | 0 | 286.0163 | 0 | 285.5656 | 0 | 563.348 | 0.01495 | 285.5656 | 0 | 285.5656 | 0 | 562.2855 | 0.00026087 | 285.5656 | 0 | 565.5027 | 0.00013492 | 563.348 | 0.03432 | 565.5027 | 4.3946e-05 | 827.4485 | 0.0016255 | 1087.0891 | 2.0487e-05 | 1004.8804 | 0.015025 | 1021.1961 | 0 | 1020.5825 | 0 | 285.566 | 8.0182e-06 | 286.0163 | 0 | 285.5656 | 0 | 285.5656 | 0 | 285.5656 | 0 | 283.2555 | 0
| 210.4742 | 0 | 338.1512 | 0 | 210.4742 | 0 | 210.4742 | 0 | 366.5883 | 15.7276 | 285.7746 | -0.0055266 | 280.1417 | 0 | 366.5883 | 0.0078448 | 285.7746 | 0 | 285.7746 | 0 | 286.2258 | 0 | 285.7746 | 0 | 285.7746 | 0 | 285.7746 | 0 | 366.1043 | 0.00028122 | 280.14 | 0.0025989 | 286.2258 | 0 | 366.5883 | 0.011807 | 280.14 | -0.017147 | 285.7746 | 0 | 280.14 | 0.0081613 | 285.7746 | 0 | 366.1043 | 0.00029879 | 366.1043 | 0.00033454 | 285.7746 | 0 | 286.2258 | 0 | 286.2258 | 0 | 285.7746 | 0 | 563.5052 | 0.01794 | 285.7746 | 0 | 285.7746 | 0 | 562.4434 | 0 | 285.7746 | 0 | 565.659 | 0.00027862 | 563.5052 | 0.032353 | 565.659 | 4.0899e-05 | 827.5166 | 0.0011881 | 1087.147 | 1.5365e-05 | 1004.8928 | 0.015026 | 1021.2471 | 0 | 1020.6335 | 0 | 285.775 | 5.5544e-06 | 286.2258 | 0 | 285.7746 | 0 | 285.7746 | 0 | 285.7746 | 0 | 283.4652 | 0
| 210.5455 | 0 | 338.3652 | 0 | 210.5455 | 0 | 210.5456 | 0 | 366.7015 | 15.199 | 285.9835 | 0.0057339 | 280.3511 | 0 | 366.7015 | 0.024503 | 285.9835 | 0 | 285.9835 | 0 | 286.4354 | 0 | 285.9835 | 0 | 285.9835 | 0 | 285.9835 | 0 | 366.2155 | 0.00027619 | 280.35 | 0.006757 | 286.4354 | 0 | 366.7015 | 0.0073644 | 280.35 | 0.0075879 | 285.9835 | 0 | 280.35 | 0.0078116 | 285.9835 | 0 | 366.2155 | 0.0003228 | 366.2155 | 0.000257 | 285.9835 | 0 | 286.4354 | 0 | 286.4354 | 0 | 285.9835 | 0 | 563.6623 | 0.016339 | 285.9835 | 0 | 285.9835 | 0 | 562.6013 | 0.00026087 | 285.9835 | 0 | 565.8153 | 0.00023145 | 563.6623 | 0.033009 | 565.8153 | 4.4661e-05 | 827.5848 | 0.0019038 | 1087.205 | 1.0243e-05 | 1004.9052 | 0.015027 | 1021.2982 | 0 | 1020.6845 | 0 | 285.984 | 1.8528e-06 | 286.4354 | 0 | 285.9835 | 0 | 285.9835 | 0 | 285.9835 | 0 | 283.6748 | 0
| 210.6169 | 0 | 338.5791 | 0 | 210.6169 | 0 | 210.6169 | 0 | 366.8146 | 14.7812 | 286.1925 | 0.023351 | 280.5606 | 0 | 366.8146 | 0.003362 | 286.1925 | 0 | 286.1925 | 0 | 286.6451 | 0 | 286.1925 | 0 | 286.1925 | 0 | 286.1925 | 0 | 366.3266 | 0.00028583 | 280.56 | 0.010915 | 286.645 | 0 | 366.8146 | 0.022986 | 280.56 | 0.0024236 | 286.1925 | 0 | 280.56 | 0.014458 | 286.1925 | 0 | 366.3266 | 0.00033195 | 366.3266 | 0.00033094 | 286.1925 | 0 | 286.645 | 0 | 286.645 | 0 | 286.1925 | 0 | 563.8195 | 0.027338 | 286.1925 | 0 | 286.1925 | 0 | 562.7592 | 0 | 286.1925 | 0 | 565.9716 | 0.00028191 | 563.8195 | 0.031697 | 565.9716 | 3.8534e-05 | 827.6529 | 0.001931 | 1087.2628 | 1.0243e-05 | 1004.9175 | 0.015028 | 1021.3493 | 0 | 1020.7355 | 0 | 286.193 | 3.0891e-06 | 286.6451 | 0 | 286.1925 | 0 | 286.1925 | 0 | 286.1925 | 0 | 283.8844 | 0
| 210.6883 | 0 | 338.7931 | 0 | 210.6883 | 0 | 210.6883 | 0 | 366.9278 | 14.3852 | 286.4015 | -0.029944 | 280.7701 | 0 | 366.9278 | 0.0018634 | 286.4015 | 0 | 286.4015 | 0 | 286.8547 | 0 | 286.4015 | 0 | 286.4015 | 0 | 286.4015 | 0 | 366.4378 | 0.00028793 | 280.77 | 0.050418 | 286.8547 | 0 | 366.9278 | 0.021628 | 280.77 | 0.0024236 | 286.4015 | 0 | 280.77 | 0.01026 | 286.4015 | 0 | 366.4378 | 0.00035863 | 366.4378 | 0.00030376 | 286.4015 | 0 | 286.8547 | 0 | 286.8547 | 0 | 286.4015 | 0 | 563.9767 | 0.0173 | 286.4015 | 0 | 286.4015 | 0 | 562.9172 | 0 | 286.4015 | 0 | 566.128 | 0.00024571 | 563.9767 | 0.033664 | 566.128 | 4.1004e-05 | 827.7211 | 0.0023669 | 1087.3207 | 5.1216e-06 | 1004.9299 | 0.015028 | 1021.4004 | 0 | 1020.7866 | 0 | 286.402 | 1.8452e-06 | 286.8547 | 0 | 286.4015 | 0 | 286.4015 | 0 | 286.4015 | 0 | 284.0941 | 0
| 210.7596 | 0 | 339.0071 | 0 | 210.7596 | 0 | 210.7596 | 0 | 367.041 | 13.7392 | 286.6105 | 0.029667 | 280.9796 | 0 | 367.041 | 0.017557 | 286.6105 | 0 | 286.6105 | 0 | 287.0643 | 0 | 286.6105 | 0 | 286.6105 | 0 | 286.6105 | 0 | 366.549 | 0.00029002 | 280.98 | -0.0046779 | 287.0643 | 0 | 367.041 | 0.0043505 | 280.98 | 0.0062289 | 286.6105 | 0 | 280.98 | -0.0061794 | 286.6105 | 0 | 366.549 | 0.00033995 | 366.549 | 0.00033854 | 286.6105 | 0 | 287.0643 | 0 | 287.0643 | 0 | 286.6105 | 0 | 564.1339 | 0.019542 | 286.6105 | 0 | 286.6105 | 0 | 563.0751 | 0.00017392 | 286.6105 | 0 | 566.2843 | 0.0002501 | 564.1339 | 0.03279 | 566.2843 | 3.155e-05 | 827.7892 | 0.0023666 | 1087.3787 | 5.1216e-06 | 1004.9423 | 0.015028 | 1021.4515 | 0 | 1020.8377 | 0 | 286.611 | 4.3115e-06 | 287.0643 | 0 | 286.6105 | 0 | 286.6105 | 0 | 286.6105 | 0 | 284.3038 | 0
| 210.831 | 0 | 339.221 | 0 | 210.831 | 0 | 210.831 | 0 | 367.1542 | 13.2499 | 286.8196 | 0.021952 | 281.1892 | 0 | 367.1542 | 0 | 286.8196 | 0 | 286.8196 | 0 | 287.274 | 0 | 286.8196 | 0 | 286.8196 | 0 | 286.8196 | 0 | 366.6602 | 0.00031056 | 281.19 | -0.014034 | 287.274 | 0 | 367.1542 | 0 | 281.19 | 0.0018799 | 286.8196 | 0 | 281.19 | -0.0065291 | 286.8196 | 0 | 366.6602 | 0.00026449 | 366.6602 | 0.000253 | 286.8196 | 0 | 287.274 | 0 | 287.274 | 0 | 286.8196 | 0 | 564.291 | 0.021197 | 286.8196 | 0 | 286.8196 | 0 | 563.2331 | 0 | 286.8196 | 0 | 566.4407 | 0.00018318 | 564.291 | 0.034102 | 566.4407 | 4.0341e-05 | 827.8574 | 0.0023902 | 1087.4365 | 5.1216e-06 | 1004.9547 | 0.015028 | 1021.5027 | 0 | 1020.8887 | 0 | 286.82 | 3.0814e-06 | 287.274 | 0 | 286.8196 | 0 | 286.8196 | 0 | 286.8196 | 0 | 284.5135 | 0
| 210.9023 | 0 | 339.4351 | 0 | 210.9023 | 0 | 210.9023 | 0 | 367.2673 | 13.1003 | 287.0286 | -0.026354 | 281.3987 | 0 | 367.2673 | 0.005977 | 287.0286 | 0 | 287.0286 | 0 | 287.4837 | 0 | 287.0286 | 0 | 287.0286 | 0 | 287.0286 | 0 | 366.7713 | 0.00031894 | 281.4 | -0.060813 | 287.4837 | 0 | 367.2673 | 0.022777 | 281.4 | -2.2651e-05 | 287.0286 | 0 | 281.4 | 0.020404 | 287.0286 | 0 | 366.7713 | 0.00025916 | 366.7713 | 0.00031536 | 287.0286 | 0 | 287.4837 | 0 | 287.4837 | 0 | 287.0286 | 0 | 564.4482 | 0.028085 | 287.0286 | 0 | 287.0286 | 0 | 563.391 | 0.00017392 | 287.0286 | 0 | 566.5971 | 0.00030275 | 564.4482 | 0.032134 | 566.5971 | 3.8338e-05 | 827.9256 | 0.0014539 | 1087.4945 | 0 | 1004.967 | 0.015027 | 1021.5538 | 0 | 1020.9398 | 0 | 287.029 | 1.2267e-06 | 287.4837 | 0 | 287.0286 | 0 | 287.0286 | 0 | 287.0286 | 0 | 284.7232 | 0
| 210.9737 | 0 | 339.6491 | 0 | 210.9737 | 0 | 210.9737 | 0 | 367.3805 | 12.6177 | 287.2377 | 0.033242 | 281.6083 | 0 | 367.3805 | 0.012672 | 287.2377 | 0 | 287.2377 | 0 | 287.6934 | 0 | 287.2377 | 0 | 287.2377 | 0 | 287.2377 | 0 | 366.8825 | 0.00033277 | 281.61 | 0.021311 | 287.6934 | 0 | 367.3805 | 0.0038058 | 281.61 | -0.025028 | 287.2377 | 0 | 281.61 | -0.046753 | 287.2377 | 0 | 366.8825 | 0.00023934 | 366.8825 | 0.00028818 | 287.2377 | 0 | 287.6934 | 0 | 287.6934 | 0 | 287.2377 | 0 | 564.6054 | 0.017834 | 287.2377 | 0 | 287.2377 | 0 | 563.549 | 0.0013044 | 287.2377 | 0 | 566.7534 | 0.00020951 | 564.6054 | 0.034211 | 566.7534 | 4.7298e-05 | 827.9938 | 0.001641 | 1087.5524 | 0 | 1004.9794 | 0.015026 | 1021.6049 | 0 | 1020.9908 | 0 | 287.238 | 1.8478e-06 | 287.6934 | 0 | 287.2377 | 0 | 287.2377 | 0 | 287.2377 | 0 | 284.9329 | 0
| 211.0451 | 0 | 339.8631 | 0 | 211.0451 | 0 | 211.0451 | 0 | 367.4936 | 12.2411 | 287.4468 | 0.046036 | 281.8178 | 0 | 367.4936 | 0.0085921 | 287.4468 | 0 | 287.4468 | 0 | 287.9031 | 0 | 287.4468 | 0 | 287.4468 | 0 | 287.4468 | 0 | 366.9937 | 0.00029002 | 281.82 | 0.037943 | 287.9031 | 0 | 367.4936 | 0 | 281.82 | -0.0019253 | 287.4468 | 0 | 281.82 | -0.0026815 | 287.4468 | 0 | 366.9937 | 0.00026525 | 366.9937 | 0.00028018 | 287.4468 | 0 | 287.9031 | 0 | 287.9031 | 0 | 287.4468 | 0 | 564.7626 | 0.018581 | 287.4468 | 0 | 287.4468 | 0 | 563.707 | 0 | 287.4468 | 0 | 566.9098 | 0.0002468 | 564.7626 | 0.032899 | 566.9098 | 5.1668e-05 | 828.0621 | 0.0012319 | 1087.6103 | 0 | 1004.9918 | 0.015024 | 1021.6561 | 0 | 1021.0419 | 0 | 287.447 | 3.0839e-06 | 287.9031 | 0 | 287.4468 | 0 | 287.4468 | 0 | 287.4468 | 0 | 285.1427 | 0
| 211.1165 | 0 | 340.0772 | 0 | 211.1165 | 0 | 211.1165 | 0 | 367.6068 | 11.8224 | 287.6559 | 0.040737 | 282.0274 | 0 | 367.6068 | 0 | 287.6559 | 0 | 287.6559 | 0 | 288.1128 | 0 | 287.6559 | 0 | 287.6559 | 0 | 287.6559 | 0 | 367.1049 | 0.00032691 | 282.03 | -0.037943 | 288.1128 | 0 | 367.6068 | 0.015359 | 282.03 | -0.0070897 | 287.6559 | 0 | 282.03 | 0.007112 | 287.6559 | 0 | 367.1049 | 0.0002805 | 367.1049 | 0.00028818 | 287.6559 | 0 | 288.1128 | 0 | 288.1128 | 0 | 287.6559 | 0 | 564.9198 | 0.016125 | 287.6559 | 0 | 287.6559 | 0 | 563.865 | 0.00026087 | 287.6559 | 0 | 567.0662 | 0.00028739 | 564.9198 | 0.034429 | 567.0662 | 6.3437e-05 | 828.1303 | 0.001782 | 1087.6682 | 0 | 1005.0041 | 0.015022 | 1021.7071 | 0 | 1021.093 | 0 | 287.656 | 1.2344e-06 | 288.1128 | 0 | 287.6559 | 0 | 287.6559 | 0 | 287.6559 | 0 | 285.3524 | 0
| 211.1878 | 0 | 340.2913 | 0 | 211.1878 | 0 | 211.1878 | 0 | 367.7199 | 11.4566 | 287.865 | 0.048655 | 282.2371 | 0 | 367.7199 | 0 | 287.865 | 0 | 287.865 | 0 | 288.3225 | 0 | 287.865 | 0 | 287.865 | 0 | 287.865 | 0 | 367.2162 | 0.00029841 | 282.24 | -0.037943 | 288.3225 | 0 | 367.7199 | 0.027165 | 282.24 | 0.0062289 | 287.865 | 0 | 282.24 | -0.0030314 | 287.865 | 0 | 367.2162 | 0.0003167 | 367.2162 | 0.00029977 | 287.865 | 0 | 288.3225 | 0 | 288.3225 | 0 | 287.865 | 0 | 565.0771 | 0.020717 | 287.865 | 0 | 287.865 | 0 | 564.0229 | 0.00017392 | 287.865 | 0 | 567.2227 | 0.00021829 | 565.0771 | 0.032462 | 567.2227 | 5.5099e-05 | 828.1985 | 0.0017356 | 1087.7262 | 5.1216e-06 | 1005.0165 | 0.01502 | 1021.7583 | 0 | 1021.144 | 0 | 287.865 | 3.0831e-06 | 288.3225 | 0 | 287.865 | 0 | 287.865 | 0 | 287.865 | 0 | 285.5622 | 0
| 211.2592 | 0 | 340.5053 | 0 | 211.2592 | 0 | 211.2592 | 0 | 367.8331 | 11.1231 | 288.0741 | -0.032383 | 282.4467 | 0 | 367.8331 | 0.0059633 | 288.0741 | 0 | 288.0741 | 0 | 288.5323 | 0 | 288.0741 | 0 | 288.0741 | 0 | 288.0741 | 0 | 367.3274 | 0.00034619 | 282.45 | -0.0098758 | 288.5323 | 0 | 367.8331 | 0.00084032 | 282.45 | -0.025301 | 288.0741 | 0 | 282.45 | -0.0072287 | 288.0741 | 0 | 367.3274 | 0.00035215 | 367.3274 | 0.00029977 | 288.0741 | 0 | 288.5323 | 0 | 288.5323 | 0 | 288.0741 | 0 | 565.2343 | 0.015751 | 288.0741 | 0 | 288.0741 | 0 | 564.1809 | 0 | 288.0741 | 0 | 567.3791 | 0.00023913 | 565.2343 | 0.033555 | 567.3791 | 5.7237e-05 | 828.2668 | 0.0020493 | 1087.7842 | 5.1216e-06 | 1005.0289 | 0.015017 | 1021.8094 | 0 | 1021.1951 | 0 | 288.074 | 6.1662e-06 | 288.5323 | 0 | 288.0741 | 0 | 288.0741 | 0 | 288.0741 | 0 | 285.772 | 0
| 211.3306 | 0 | 340.7195 | 0 | 211.3306 | 0 | 211.3306 | 0 | 367.9463 | 10.9374 | 288.2833 | 0.078252 | 282.6563 | 0 | 367.9463 | 0 | 288.2833 | 0 | 288.2833 | 0 | 288.7421 | 0 | 288.2833 | 0 | 288.2833 | 0 | 288.2833 | 0 | 367.4386 | 0.00030344 | 282.66 | 0.059772 | 288.742 | 0 | 367.9463 | 0.0022741 | 282.66 | -0.028019 | 288.2833 | 0 | 282.66 | 0.013408 | 288.2833 | 0 | 367.4386 | 0.0003007 | 367.4386 | 0.00030736 | 288.2833 | 0 | 288.742 | 0 | 288.742 | 0 | 288.2833 | 0 | 565.3916 | 0.017246 | 288.2833 | 0 | 288.2833 | 0 | 564.3389 | 0.00017392 | 288.2833 | 0 | 567.5355 | 0.0002852 | 565.3916 | 0.031478 | 567.5355 | 4.9394e-05 | 828.3351 | 0.0022456 | 1087.842 | 5.1216e-06 | 1005.0413 | 0.015014 | 1021.8606 | 0 | 1021.2462 | 0 | 288.283 | 4.9309e-06 | 288.7421 | 0 | 288.2833 | 0 | 288.2833 | 0 | 288.2833 | 0 | 285.9818 | 0
| 211.402 | 0 | 340.9336 | 0 | 211.402 | 0 | 211.402 | 0 | 368.0594 | 10.6633 | 288.4925 | -0.0057474 | 282.866 | 0 | 368.0594 | 0.015653 | 288.4925 | 0 | 288.4925 | 0 | 288.9518 | 0 | 288.4925 | 0 | 288.4925 | 0 | 288.4925 | 0 | 367.5498 | 0.00033738 | 282.87 | -0.020271 | 288.9518 | 0 | 368.0594 | 0.027479 | 282.87 | -0.017691 | 288.4925 | 0 | 282.87 | -0.016322 | 288.4925 | 0 | 367.5498 | 0.00034071 | 367.5498 | 0.00034254 | 288.4925 | 0 | 288.9518 | 0 | 288.9518 | 0 | 288.4925 | 0 | 565.5488 | 0.011053 | 288.4925 | 0 | 288.4925 | 0 | 564.4969 | 0.00078262 | 288.4925 | 0 | 567.6919 | 0.00013382 | 565.5488 | 0.033446 | 567.6919 | 4.7882e-05 | 828.4034 | 0.001556 | 1087.9 | 1.0243e-05 | 1005.0536 | 0.01501 | 1021.9117 | 0 | 1021.2973 | 0 | 288.492 | 3.7025e-06 | 288.9518 | 0 | 288.4925 | 0 | 288.4925 | 0 | 288.4925 | 0 | 286.1916 | 0
| 211.4734 | 0 | 341.1477 | 0 | 211.4734 | 0 | 211.4734 | 0 | 368.1726 | 10.3624 | 288.7017 | 0.047875 | 283.0757 | 0 | 368.1726 | 0 | 288.7017 | 0 | 288.7017 | 0 | 289.1616 | 0 | 288.7017 | 0 | 288.7017 | 0 | 288.7017 | 0 | 367.661 | 0.00034535 | 283.08 | -0.037943 | 289.1616 | 0 | 368.1726 | 0.015881 | 283.08 | -0.0076332 | 288.7017 | 0 | 283.08 | 0.0036143 | 288.7017 | 0 | 367.661 | 0.00033271 | 367.661 | 0.00042048 | 288.7017 | 0 | 289.1616 | 0 | 289.1616 | 0 | 288.7017 | 0 | 565.7061 | 0.0291 | 288.7017 | 0 | 288.7017 | 0 | 564.655 | 0.00017392 | 288.7017 | 0 | 567.8484 | 0.00037843 | 565.7061 | 0.032243 | 567.8484 | 4.6613e-05 | 828.4717 | 0.0014722 | 1087.958 | 1.0243e-05 | 1005.066 | 0.015006 | 1021.9629 | 0 | 1021.3484 | 0 | 288.702 | 2.4713e-06 | 289.1616 | 0 | 288.7017 | 0 | 288.7017 | 0 | 288.7017 | 0 | 286.4015 | 0
| 211.5448 | 0 | 341.3619 | 0 | 211.5448 | 0 | 211.5448 | 0 | 368.2857 | 10.0439 | 288.9109 | -0.14341 | 283.2854 | 0 | 368.2857 | 0.03138 | 288.9109 | 0 | 288.9109 | 0 | 289.3715 | 0 | 288.9109 | 0 | 288.9109 | 0 | 288.9109 | 0 | 367.7723 | 0.00035247 | 283.29 | 0.037943 | 289.3715 | 0 | 368.2857 | 0.017762 | 283.29 | -0.0076332 | 288.9109 | 0 | 283.29 | 0.0022152 | 288.9109 | 0 | 367.7723 | 0.00036472 | 367.7723 | 0.0003933 | 288.9109 | 0 | 289.3715 | 0 | 289.3715 | 0 | 288.9109 | 0 | 565.8633 | 0.008543 | 288.9109 | 0 | 288.9109 | 0 | 564.813 | 0.00078262 | 288.9109 | 0 | 568.0048 | 0.00011518 | 565.8633 | 0.03432 | 568.0048 | 5.1923e-05 | 828.54 | 0.0015239 | 1088.016 | 1.5365e-05 | 1005.0784 | 0.015002 | 1022.0141 | 0 | 1021.3995 | 0 | 288.911 | 4.3232e-06 | 289.3715 | 0 | 288.9109 | 0 | 288.9109 | 0 | 288.9109 | 0 | 286.6113 | 0
| 211.6163 | 0 | 341.576 | 0 | 211.6163 | 0 | 211.6163 | 0 | 368.3989 | 9.8995 | 289.1201 | -0.0090318 | 283.4951 | 0 | 368.3989 | 0.0029886 | 289.1201 | 0 | 289.1201 | 0 | 289.5813 | 0 | 289.1201 | 0 | 289.1201 | 0 | 289.1201 | 0 | 367.8835 | 0.00034074 | 283.5 | 0.050418 | 289.5813 | 0 | 368.3989 | 0.016508 | 283.5 | -0.0084487 | 289.1201 | 0 | 283.5 | 0.020404 | 289.1201 | 0 | 367.8835 | 0.00030794 | 367.8835 | 0.00037371 | 289.1201 | 0 | 289.5813 | 0 | 289.5813 | 0 | 289.1201 | 0 | 566.0206 | 0.017193 | 289.1201 | 0 | 289.1201 | 0 | 564.971 | 0 | 289.1201 | 0 | 568.1613 | 0.00036637 | 566.0206 | 0.032243 | 568.1613 | 4.9033e-05 | 828.6083 | 0.0010083 | 1088.074 | 2.0487e-05 | 1005.0908 | 0.014997 | 1022.0652 | 0 | 1021.4506 | 0 | 289.12 | 4.935e-06 | 289.5813 | 0 | 289.1201 | 0 | 289.1201 | 0 | 289.1201 | 0 | 286.8212 | 0
| 211.6877 | 0 | 341.7902 | 0 | 211.6877 | 0 | 211.6877 | 0 | 368.512 | 9.7618 | 289.3293 | 0.10352 | 283.7048 | 0 | 368.512 | 0.015653 | 289.3293 | 0 | 289.3293 | 0 | 289.7911 | 0 | 289.3293 | 0 | 289.3293 | 0 | 289.3293 | 0 | 367.9948 | 0.00031601 | 283.7 | -0.024429 | 289.7911 | 0 | 368.512 | 0.0091439 | 283.7 | 0.00052096 | 289.3293 | 0 | 283.7 | -0.027165 | 289.3293 | 0 | 367.9948 | 0.00029269 | 367.9948 | 0.00033094 | 289.3293 | 0 | 289.7911 | 0 | 289.7911 | 0 | 289.3293 | 0 | 566.1779 | 0.013882 | 289.3293 | 0 | 289.3293 | 0 | 565.1291 | 0.00078262 | 289.3293 | 0 | 568.3178 | 9.1044e-05 | 566.1779 | 0.033555 | 568.3178 | 5.6109e-05 | 828.6766 | 0.0016358 | 1088.132 | 2.0487e-05 | 1005.1031 | 0.014991 | 1022.1165 | 0 | 1021.5018 | 0 | 289.329 | 3.6949e-06 | 289.7911 | 0 | 289.3293 | 0 | 289.3293 | 0 | 289.3293 | 0 | 287.031 | 0
| 211.7591 | 0 | 342.0044 | 0 | 211.7591 | 0 | 211.7591 | 0 | 368.6252 | 9.6074 | 289.5386 | 0.054664 | 283.9146 | 0 | 368.6252 | 0.01046 | 289.5386 | 0 | 289.5386 | 0 | 290.001 | 0 | 289.5386 | 0 | 289.5386 | 0 | 289.5386 | 0 | 368.106 | 0.00030721 | 283.91 | -0.024429 | 290.001 | 0 | 368.6252 | 0.020061 | 283.91 | -0.022039 | 289.5386 | 0 | 283.91 | -0.011776 | 289.5386 | 0 | 368.106 | 0.0002885 | 368.106 | 0.00028418 | 289.5386 | 0 | 290.001 | 0 | 290.001 | 0 | 289.5386 | 0 | 566.3352 | 0.021037 | 289.5386 | 0 | 289.5386 | 0 | 565.2871 | 0 | 289.5386 | 0 | 568.4743 | 0.00035979 | 566.3352 | 0.031478 | 568.4743 | 4.8869e-05 | 828.7449 | 0.002441 | 1088.1899 | 2.5608e-05 | 1005.1155 | 0.014986 | 1022.1677 | 0 | 1021.5529 | 0 | 289.539 | 3.7025e-06 | 290.001 | 0 | 289.5386 | 0 | 289.5386 | 0 | 289.5386 | 0 | 287.2409 | 0
| 211.8305 | 0 | 342.2186 | 0 | 211.8305 | 0 | 211.8305 | 0 | 368.7383 | 9.3826 | 289.7479 | -0.05563 | 284.1243 | 0 | 368.7383 | 0.010808 | 289.7479 | 0 | 289.7479 | 0 | 290.2109 | 0 | 289.7479 | 0 | 289.7479 | 0 | 289.7479 | 0 | 368.2173 | 0.00030637 | 284.12 | 0.051458 | 290.2109 | 0 | 368.7383 | 0.0085507 | 284.12 | 0.01547 | 289.7479 | 0 | 284.12 | -0.012125 | 289.7479 | 0 | 368.2173 | 0.00034795 | 368.2173 | 0.00020624 | 289.7479 | 0 | 290.2109 | 0 | 290.2109 | 0 | 289.7479 | 0 | 566.4924 | 0.010519 | 289.7479 | 0 | 289.7479 | 0 | 565.4451 | 0 | 289.7479 | 0 | 568.6308 | 8.885e-05 | 566.4924 | 0.033227 | 568.6308 | 4.6183e-05 | 828.8133 | 0.0017335 | 1088.2479 | 3.073e-05 | 1005.1279 | 0.014979 | 1022.2188 | 0 | 1021.604 | 0 | 289.748 | 3.7075e-06 | 290.2109 | 0 | 289.7479 | 0 | 289.7479 | 0 | 289.7479 | 0 | 287.4508 | 0
| 211.902 | 0 | 342.4329 | 0 | 211.902 | 0 | 211.902 | 0 | 368.8514 | 9.2555 | 289.9572 | 0.018913 | 284.3341 | 0 | 368.8514 | 0.020546 | 289.9572 | 0 | 289.9572 | 0 | 290.4208 | 0 | 289.9572 | 0 | 289.9572 | 0 | 289.9572 | 0 | 368.3286 | 0.00026949 | 284.33 | 0.050418 | 290.4208 | 0 | 368.8514 | 0.0070202 | 284.33 | 0.00052096 | 289.9572 | 0 | 284.33 | -0.00023318 | 289.9572 | 0 | 368.3286 | 0.00037006 | 368.3286 | 0.00022982 | 289.9572 | 0 | 290.4208 | 0 | 290.4208 | 0 | 289.9572 | 0 | 566.6498 | 0.020076 | 289.9572 | 0 | 289.9572 | 0 | 565.6032 | 0 | 289.9572 | 0 | 568.7873 | 0.00041463 | 566.6498 | 0.031697 | 568.7873 | 4.0424e-05 | 828.8817 | 0.0011507 | 1088.306 | 3.5851e-05 | 1005.1403 | 0.014972 | 1022.27 | 0 | 1021.6551 | 0 | 289.957 | 4.9361e-06 | 290.4208 | 0 | 289.9572 | 0 | 289.9572 | 0 | 289.9572 | 0 | 287.6608 | 0
| 211.9734 | 0 | 342.6471 | 0 | 211.9734 | 0 | 211.9734 | 0 | 368.9646 | 9.0586 | 290.1665 | -0.019598 | 284.5439 | 0 | 368.9646 | 0.03439 | 290.1665 | 0 | 290.1665 | 0 | 290.6307 | 0 | 290.1665 | 0 | 290.1665 | 0 | 290.1665 | 0 | 368.4398 | 0.00027703 | 284.54 | -0.011954 | 290.6307 | 0 | 368.9646 | 0.0088474 | 284.54 | -0.010351 | 290.1665 | 0 | 284.54 | 0.0015157 | 290.1665 | 0 | 368.4398 | 0.00038149 | 368.4398 | 0.00029177 | 290.1665 | 0 | 290.6307 | 0 | 290.6307 | 0 | 290.1665 | 0 | 566.8071 | 0.015965 | 290.1665 | 0 | 290.1665 | 0 | 565.7613 | 0.00078262 | 290.1665 | 0 | 568.9438 | 0.00015247 | 566.8071 | 0.034539 | 568.9438 | 4.3912e-05 | 828.9501 | 0.0017748 | 1088.364 | 4.0973e-05 | 1005.1526 | 0.014965 | 1022.3212 | 0 | 1021.7062 | 0 | 290.166 | 7.3948e-06 | 290.6307 | 0 | 290.1665 | 0 | 290.1665 | 0 | 290.1665 | 0 | 287.8707 | 0
| 212.0448 | 0 | 342.8614 | 0 | 212.0448 | 0 | 212.0448 | 0 | 369.0777 | 8.9311 | 290.3758 | 0.041242 | 284.7537 | 0 | 369.0777 | 0.022138 | 290.3758 | 0 | 290.3758 | 0 | 290.8406 | 0 | 290.3758 | 0 | 290.3758 | 0 | 290.3758 | 0 | 368.5511 | 0.00025733 | 284.75 | -0.019232 | 290.8406 | 0 | 369.0777 | 0.01118 | 284.75 | 0.013295 | 290.3758 | 0 | 284.75 | -0.0079281 | 290.3758 | 0 | 368.5511 | 0.00033881 | 368.5511 | 0.0003893 | 290.3758 | 0 | 290.8406 | 0 | 290.8406 | 0 | 290.3758 | 0 | 566.9644 | 0.022532 | 290.3758 | 0 | 290.3758 | 0 | 565.9193 | 0.00017392 | 290.3758 | 0 | 569.1003 | 0.00029946 | 566.9644 | 0.032462 | 569.1003 | 3.6959e-05 | 829.0184 | 0.0016807 | 1088.422 | 5.1216e-05 | 1005.165 | 0.014957 | 1022.3724 | 0 | 1021.7574 | 0 | 290.376 | 6.1645e-06 | 290.8406 | 0 | 290.3758 | 0 | 290.3758 | 0 | 290.3758 | 0 | 288.0807 | 0
| 212.1163 | 0 | 343.0756 | 0 | 212.1163 | 0 | 212.1163 | 0 | 369.1908 | 8.8297 | 290.5851 | 0.087544 | 284.9636 | 0 | 369.1908 | 0 | 290.5851 | 0 | 290.5851 | 0 | 291.0506 | 0 | 290.5851 | 0 | 290.5851 | 0 | 290.5851 | 0 | 368.6624 | 0.0002917 | 284.96 | 0.049377 | 291.0506 | 0 | 369.1908 | 0.016299 | 284.96 | 0.0056853 | 290.5851 | 0 | 284.96 | -0.0093273 | 290.5851 | 0 | 368.6624 | 0.00037692 | 368.6624 | 0.00033094 | 290.5851 | 0 | 291.0506 | 0 | 291.0506 | 0 | 290.5851 | 0 | 567.1217 | 0.017086 | 290.5851 | 0 | 290.5851 | 0 | 566.0774 | 0.00078262 | 290.5851 | 0 | 569.2568 | 0.00019854 | 567.1217 | 0.034648 | 569.2568 | 4.3387e-05 | 829.0869 | 0.0018817 | 1088.48 | 5.6338e-05 | 1005.1774 | 0.014949 | 1022.4236 | 0 | 1021.8085 | 0 | 290.585 | 3.6999e-06 | 291.0506 | 0 | 290.5851 | 0 | 290.5851 | 0 | 290.5851 | 0 | 288.2906 | 0
| 212.1877 | 0 | 343.2899 | 0 | 212.1877 | 0 | 212.1877 | 0 | 369.304 | 8.7073 | 290.7945 | 0.025033 | 285.1734 | 0 | 369.304 | 0.012328 | 290.7945 | 0 | 290.7945 | 0 | 291.2605 | 0 | 290.7945 | 0 | 290.7945 | 0 | 290.7945 | 0 | 368.7737 | 0.00026069 | 285.17 | 0.044181 | 291.2605 | 0 | 369.304 | 0.010553 | 285.17 | 0.00052096 | 290.7945 | 0 | 285.17 | 0.023551 | 290.7945 | 0 | 368.7737 | 0.00037082 | 368.7737 | 0.00036572 | 290.7945 | 0 | 291.2605 | 0 | 291.2605 | 0 | 290.7945 | 0 | 567.2791 | 0.023066 | 290.7945 | 0 | 290.7945 | 0 | 566.2355 | 0 | 290.7945 | 0 | 569.4134 | 0.00026106 | 567.2791 | 0.03115 | 569.4134 | 4.2096e-05 | 829.1552 | 0.0021401 | 1088.5381 | 6.146e-05 | 1005.1898 | 0.01494 | 1022.4748 | 0 | 1021.8597 | 0 | 290.795 | 4.3155e-06 | 291.2605 | 0 | 290.7945 | 0 | 290.7945 | 0 | 290.7945 | 0 | 288.5006 | 0
| 212.2592 | 0 | 343.5042 | 0 | 212.2592 | 0 | 212.2592 | 0 | 369.4171 | 8.5423 | 291.0039 | -0.052378 | 285.3833 | 0 | 369.4171 | 0.0070812 | 291.0039 | 0 | 291.0039 | 0 | 291.4705 | 0 | 291.0039 | 0 | 291.0039 | 0 | 291.0039 | 0 | 368.885 | 0.00028206 | 285.38 | -0.085764 | 291.4705 | 0 | 369.4171 | 0.0058817 | 285.38 | -0.031281 | 291.0039 | 0 | 285.38 | -0.017373 | 291.0039 | 0 | 368.885 | 0.00035291 | 368.885 | 0.00032295 | 291.0039 | 0 | 291.4705 | 0 | 291.4705 | 0 | 291.0039 | 0 | 567.4364 | 0.010412 | 291.0039 | 0 | 291.0039 | 0 | 566.3936 | 0.00026087 | 291.0039 | 0 | 569.5699 | 0.00028849 | 567.4364 | 0.033009 | 569.5699 | 5.0201e-05 | 829.2236 | 0.0028701 | 1088.5961 | 7.1703e-05 | 1005.2021 | 0.014931 | 1022.5261 | 0 | 1021.9108 | 0 | 291.004 | 5.5468e-06 | 291.4705 | 0 | 291.0039 | 0 | 291.0039 | 0 | 291.0039 | 0 | 288.7106 | 0
| 212.3306 | 0 | 343.7186 | 0 | 212.3306 | 0 | 212.3307 | 0 | 369.5302 | 8.5012 | 291.2133 | 0.098765 | 285.5931 | 0 | 369.5302 | 0.0089657 | 291.2133 | 0 | 291.2133 | 0 | 291.6805 | 0 | 291.2133 | 0 | 291.2133 | 0 | 291.2133 | 0 | 368.9963 | 0.00027703 | 285.59 | 0.037943 | 291.6805 | 0 | 369.5302 | 0 | 285.59 | -0.014972 | 291.2133 | 0 | 285.59 | -0.0033811 | 291.2133 | 0 | 368.9963 | 0.00029117 | 368.9963 | 0.00036971 | 291.2133 | 0 | 291.6805 | 0 | 291.6805 | 0 | 291.2133 | 0 | 567.5938 | 0.020717 | 291.2133 | 0 | 291.2133 | 0 | 566.5517 | 0.00017392 | 291.2133 | 0 | 569.7265 | 0.00025997 | 567.5938 | 0.030932 | 569.7265 | 4.7703e-05 | 829.2922 | 0.0027348 | 1088.6542 | 7.6824e-05 | 1005.2145 | 0.014921 | 1022.5773 | 0 | 1021.962 | 0 | 291.213 | 7.4024e-06 | 291.6805 | 0 | 291.2133 | 0 | 291.2133 | 0 | 291.2133 | 0 | 288.9206 | 0
| 212.4021 | 0 | 343.9329 | 0 | 212.4021 | 0 | 212.4021 | 0 | 369.6433 | 8.3836 | 291.4227 | -0.0045845 | 285.803 | 0 | 369.6433 | 0.019753 | 291.4227 | 0 | 291.4227 | 0 | 291.8905 | 0 | 291.4227 | 0 | 291.4227 | 0 | 291.4227 | 0 | 369.1076 | 0.00031978 | 285.8 | -0.017152 | 291.8905 | 0 | 369.6433 | 0.020165 | 285.8 | -0.029921 | 291.4227 | 0 | 285.8 | -0.01947 | 291.4227 | 0 | 369.1076 | 0.00027326 | 369.1076 | 0.00031935 | 291.4227 | 0 | 291.8905 | 0 | 291.8905 | 0 | 291.4227 | 0 | 567.7511 | 0.011853 | 291.4227 | 0 | 291.4227 | 0 | 566.7098 | 0.00078262 | 291.4227 | 0 | 569.8831 | 0.0002139 | 567.7511 | 0.033774 | 569.8831 | 5.0208e-05 | 829.3605 | 0.0024425 | 1088.7122 | 8.7068e-05 | 1005.2269 | 0.01491 | 1022.6285 | 0 | 1022.0132 | 0 | 291.423 | 5.5477e-06 | 291.8905 | 0 | 291.4227 | 0 | 291.4227 | 0 | 291.4227 | 0 | 289.1307 | 0
| 212.4736 | 0 | 344.1473 | 0 | 212.4736 | 0 | 212.4736 | 0 | 369.7565 | 8.3746 | 291.6321 | 0.023454 | 286.013 | 0 | 369.7565 | 0.014195 | 291.6321 | 0 | 291.6321 | 0 | 292.1005 | 0 | 291.6321 | 0 | 291.6321 | 0 | 291.6321 | 0 | 369.2189 | 0.00030847 | 286.01 | 0.02339 | 292.1005 | 0 | 369.7565 | 0.02121 | 286.01 | 0.0013364 | 291.6321 | 0 | 286.01 | -0.0016322 | 291.6321 | 0 | 369.2189 | 0.00025839 | 369.2189 | 0.00036971 | 291.6321 | 0 | 292.1005 | 0 | 292.1005 | 0 | 291.6321 | 0 | 567.9085 | 0.019542 | 291.6321 | 0 | 291.6321 | 0 | 566.8679 | 0 | 291.6321 | 0 | 570.0397 | 0.00027203 | 567.9085 | 0.031478 | 570.0397 | 4.9669e-05 | 829.429 | 0.0022697 | 1088.7703 | 9.7311e-05 | 1005.2393 | 0.014899 | 1022.6798 | 0 | 1022.0643 | 0 | 291.632 | 6.7789e-06 | 292.1005 | 0 | 291.6321 | 0 | 291.6321 | 0 | 291.6321 | 0 | 289.3407 | 0
| 212.5451 | 0 | 344.3616 | 0 | 212.5451 | 0 | 212.5451 | 0 | 369.8696 | 8.1544 | 291.8416 | -0.10788 | 286.2229 | 0 | 369.8696 | 0.027512 | 291.8416 | 0 | 291.8416 | 0 | 292.3106 | 0 | 291.8416 | 0 | 291.8416 | 0 | 291.8416 | 0 | 369.3302 | 0.00031894 | 286.22 | 0.011954 | 292.3106 | 0 | 369.8696 | 0.016508 | 286.22 | -0.0024689 | 291.8416 | 0 | 286.22 | -0.00058295 | 291.8416 | 0 | 369.3302 | 0.00027059 | 369.3302 | 0.00032295 | 291.8416 | 0 | 292.3106 | 0 | 292.3106 | 0 | 291.8416 | 0 | 568.0659 | 0.01495 | 291.8416 | 0 | 291.8416 | 0 | 567.026 | 0.0013044 | 291.8416 | 0 | 570.1962 | 0.00023474 | 568.0659 | 0.033664 | 570.1962 | 5.1017e-05 | 829.4974 | 0.0025838 | 1088.8283 | 0.00010243 | 1005.2516 | 0.014888 | 1022.731 | 0 | 1022.1155 | 0 | 291.842 | 5.5554e-06 | 292.3106 | 0 | 291.8416 | 0 | 291.8416 | 0 | 291.8416 | 0 | 289.5508 | 0
| 212.6165 | 0 | 344.576 | 0 | 212.6165 | 0 | 212.6165 | 0 | 369.9827 | 8.1484 | 292.051 | 0.024566 | 286.4328 | 0 | 369.9827 | 0.012328 | 292.051 | 0 | 292.051 | 0 | 292.5206 | 0 | 292.051 | 0 | 292.051 | 0 | 292.051 | 0 | 369.4415 | 0.00031014 | 286.43 | -0.014034 | 292.5206 | 0 | 369.9827 | 0.0022741 | 286.43 | 0.0035108 | 292.051 | 0 | 286.43 | 0.0078116 | 292.051 | 0 | 369.4415 | 0.00025268 | 369.4415 | 0.000257 | 292.051 | 0 | 292.5206 | 0 | 292.5206 | 0 | 292.051 | 0 | 568.2232 | 0.021518 | 292.051 | 0 | 292.051 | 0 | 567.1841 | 0 | 292.051 | 0 | 570.3528 | 0.00027971 | 568.2232 | 0.031041 | 570.3528 | 4.5769e-05 | 829.5659 | 0.0021817 | 1088.8863 | 0.00011268 | 1005.264 | 0.014876 | 1022.7822 | 0 | 1022.1667 | 0 | 292.051 | 6.1672e-06 | 292.5206 | 0 | 292.051 | 0 | 292.051 | 0 | 292.051 | 0 | 289.7608 | 0
| 212.688 | 0 | 344.7904 | 0 | 212.688 | 0 | 212.688 | 0 | 370.0958 | 7.9449 | 292.2605 | -0.030483 | 286.6428 | 0 | 370.0958 | 0.022783 | 292.2605 | 0 | 292.2605 | 0 | 292.7307 | 0 | 292.2605 | 0 | 292.2605 | 0 | 292.2605 | 0 | 369.5529 | 0.00037175 | 286.64 | -0.011954 | 292.7307 | 0 | 370.0958 | 0 | 286.64 | -0.0032843 | 292.2605 | 0 | 286.64 | -0.0079281 | 292.2605 | 0 | 369.5529 | 0.0002805 | 369.5529 | 0.00024501 | 292.2605 | 0 | 292.7307 | 0 | 292.7307 | 0 | 292.2605 | 0 | 568.3806 | 0.018581 | 292.2605 | 0 | 292.2605 | 0 | 567.3423 | 0.00026087 | 292.2605 | 0 | 570.5095 | 0.0002468 | 568.3806 | 0.033118 | 570.5095 | 5.0488e-05 | 829.6344 | 0.0019819 | 1088.9445 | 0.00012292 | 1005.2764 | 0.014864 | 1022.8335 | 0 | 1022.2179 | 0 | 292.26 | 4.9309e-06 | 292.7307 | 0 | 292.2605 | 0 | 292.2605 | 0 | 292.2605 | 0 | 289.9709 | 0
| 212.7595 | 0 | 345.0048 | 0 | 212.7595 | 0 | 212.7595 | 0 | 370.209 | 7.8131 | 292.47 | 0.10699 | 286.8528 | 0 | 370.209 | 0.0085921 | 292.47 | 0 | 292.47 | 0 | 292.9408 | 0 | 292.47 | 0 | 292.47 | 0 | 292.47 | 0 | 369.6642 | 0.00035834 | 286.85 | 0.066009 | 292.9408 | 0 | 370.209 | 0.0070202 | 286.85 | 0.008947 | 292.47 | 0 | 286.85 | -0.0075784 | 292.47 | 0 | 369.6642 | 0.00025458 | 369.6642 | 0.00024901 | 292.47 | 0 | 292.9408 | 0 | 292.9408 | 0 | 292.47 | 0 | 568.538 | 0.015751 | 292.47 | 0 | 292.47 | 0 | 567.5004 | 0 | 292.47 | 0 | 570.6661 | 0.00022267 | 568.538 | 0.031041 | 570.6661 | 5.2786e-05 | 829.7029 | 0.0022764 | 1089.0026 | 0.00013316 | 1005.2888 | 0.014851 | 1022.8847 | 0 | 1022.2691 | 0 | 292.47 | 9.8661e-06 | 292.9408 | 0 | 292.47 | 0 | 292.47 | 0 | 292.47 | 0 | 290.181 | 0
| 212.831 | 0 | 345.2193 | 0 | 212.831 | 0 | 212.831 | 0 | 370.3221 | 7.7885 | 292.6795 | -0.051906 | 287.0628 | 0 | 370.3221 | 0.03396 | 292.6795 | 0 | 292.6795 | 0 | 293.1509 | 0 | 292.6795 | 0 | 292.6795 | 0 | 292.6795 | 0 | 369.7755 | 0.00034744 | 287.06 | -0.02235 | 293.1509 | 0 | 370.3221 | 0 | 287.06 | -0.0060024 | 292.6795 | 0 | 287.06 | -0.017722 | 292.6795 | 0 | 369.7755 | 0.00030337 | 369.7755 | 0.00036971 | 292.6795 | 0 | 293.1509 | 0 | 293.1509 | 0 | 292.6795 | 0 | 568.6955 | 0.017567 | 292.6795 | 0 | 292.6795 | 0 | 567.6585 | 0.00078262 | 292.6795 | 0 | 570.8227 | 0.00027423 | 568.6955 | 0.033227 | 570.8227 | 5.6913e-05 | 829.7714 | 0.0017124 | 1089.0607 | 0.00014341 | 1005.3011 | 0.014837 | 1022.936 | 0 | 1022.3203 | 0 | 292.68 | 4.3165e-06 | 293.1509 | 0 | 292.6795 | 0 | 292.6795 | 0 | 292.6795 | 0 | 290.3912 | 0
| 212.9025 | 0 | 345.4337 | 0 | 212.9025 | 0 | 212.9025 | 0 | 370.4352 | 7.687 | 292.889 | 0.025808 | 287.2728 | 0 | 370.4352 | 0.023858 | 292.889 | 0 | 292.889 | 0 | 293.361 | 0 | 292.889 | 0 | 292.889 | 0 | 292.889 | 0 | 369.8869 | 0.0003135 | 287.27 | -0.024429 | 293.361 | 0 | 370.4352 | 0.017658 | 287.27 | -0.015516 | 292.889 | 0 | 287.27 | -0.0079281 | 292.889 | 0 | 369.8869 | 0.00031747 | 369.8869 | 0.00028018 | 292.889 | 0 | 293.361 | 0 | 293.361 | 0 | 292.889 | 0 | 568.8529 | 0.026003 | 292.889 | 0 | 292.889 | 0 | 567.8167 | 0.0012174 | 292.889 | 0 | 570.9793 | 0.00022267 | 568.8529 | 0.031588 | 570.9793 | 5.0091e-05 | 829.84 | 0.0013862 | 1089.1186 | 0.00015365 | 1005.3135 | 0.014823 | 1022.9872 | 0 | 1022.3715 | 0 | 292.889 | 7.4006e-06 | 293.361 | 0 | 292.889 | 0 | 292.889 | 0 | 292.889 | 0 | 290.6013 | 0
| 212.974 | 0 | 345.6482 | 0 | 212.974 | 0 | 212.974 | 0 | 370.5483 | 7.539 | 293.0986 | 0.075898 | 287.4828 | 0 | 370.5483 | 0.040193 | 293.0986 | 0 | 293.0986 | 0 | 293.5711 | 0 | 293.0986 | 0 | 293.0986 | 0 | 293.0986 | 0 | 369.9982 | 0.00031601 | 287.48 | 0.042101 | 293.5711 | 0 | 370.5483 | 0.0055852 | 287.48 | -0.003828 | 293.0986 | 0 | 287.48 | -0.022969 | 293.0986 | 0 | 369.9982 | 0.00038492 | 369.9982 | 0.00031136 | 293.0986 | 0 | 293.5711 | 0 | 293.5711 | 0 | 293.0986 | 0 | 569.0103 | 0.010519 | 293.0986 | 0 | 293.0986 | 0 | 567.9748 | 0.00026087 | 293.0986 | 0 | 571.136 | 0.00027971 | 569.0103 | 0.032462 | 571.136 | 4.9114e-05 | 829.9084 | 0.001582 | 1089.1768 | 0.00016389 | 1005.3259 | 0.014808 | 1023.0385 | 0 | 1022.4227 | 0 | 293.099 | 5.5527e-06 | 293.5711 | 0 | 293.0986 | 0 | 293.0986 | 0 | 293.0986 | 0 | 290.8114 | 0
| 213.0455 | 0 | 345.8627 | 0 | 213.0455 | 0 | 213.0455 | 0 | 370.6614 | 7.4479 | 293.3082 | 0.1083 | 287.6929 | 0 | 370.6614 | 0.03439 | 293.3082 | 0 | 293.3082 | 0 | 293.7813 | 0 | 293.3082 | 0 | 293.3082 | 0 | 293.3082 | 0 | 370.1096 | 0.00032858 | 287.69 | 0.042101 | 293.7813 | 0 | 370.6614 | 0.0233 | 287.69 | 0.0029672 | 293.3082 | 0 | 287.69 | 0.0029147 | 293.3082 | 0 | 370.1096 | 0.00032928 | 370.1096 | 0.00022183 | 293.3082 | 0 | 293.7813 | 0 | 293.7813 | 0 | 293.3082 | 0 | 569.1677 | 0.022799 | 293.3082 | 0 | 293.3082 | 0 | 568.133 | 0.00017392 | 293.3082 | 0 | 571.2926 | 0.00018977 | 569.1677 | 0.03115 | 571.2926 | 4.1815e-05 | 829.9769 | 0.001487 | 1089.2349 | 0.00017926 | 1005.3383 | 0.014793 | 1023.0898 | 0 | 1022.4739 | 0 | 293.308 | 6.1712e-06 | 293.7813 | 0 | 293.3082 | 0 | 293.3082 | 0 | 293.3082 | 0 | 291.0216 | 0
| 213.117 | 0 | 346.0772 | 0 | 213.117 | 0 | 213.117 | 0 | 370.7745 | 7.3144 | 293.5177 | 0.029959 | 287.903 | 0 | 370.7745 | 0.041053 | 293.5177 | 0 | 293.5177 | 0 | 293.9915 | 0 | 293.5177 | 0 | 293.5177 | 0 | 293.5177 | 0 | 370.2209 | 0.00033487 | 287.9 | -0.0077966 | 293.9915 | 0 | 370.7745 | 0.019538 | 287.9 | -0.015516 | 293.5177 | 0 | 287.9 | -0.0075784 | 293.5177 | 0 | 370.2209 | 0.00030146 | 370.2209 | 0.00036572 | 293.5177 | 0 | 293.9915 | 0 | 293.9915 | 0 | 293.5177 | 0 | 569.3252 | 0.018955 | 293.5177 | 0 | 293.5177 | 0 | 568.2912 | 0.00026087 | 293.5177 | 0 | 571.4493 | 0.00027203 | 569.3252 | 0.033009 | 571.4493 | 4.3484e-05 | 830.0456 | 0.0015782 | 1089.293 | 0.0001895 | 1005.3506 | 0.014777 | 1023.141 | 0 | 1022.5252 | 0 | 293.518 | 5.5527e-06 | 293.9915 | 0 | 293.5177 | 0 | 293.5177 | 0 | 293.5177 | 0 | 291.2318 | 0
| 213.1885 | 0 | 346.2917 | 0 | 213.1885 | 0 | 213.1885 | 0 | 370.8876 | 7.2311 | 293.7273 | -0.035098 | 288.113 | 0 | 370.8876 | 0.039978 | 293.7273 | 0 | 293.7273 | 0 | 294.2016 | 0 | 293.7273 | 0 | 293.7273 | 0 | 293.7273 | 0 | 370.3323 | 0.0003093 | 288.11 | 0.037943 | 294.2016 | 0 | 370.8876 | 0.019434 | 288.11 | -0.013885 | 293.7273 | 0 | 288.11 | 0.0029147 | 293.7273 | 0 | 370.3323 | 0.00026259 | 370.3323 | 0.00032295 | 293.7273 | 0 | 294.2016 | 0 | 294.2016 | 0 | 293.7273 | 0 | 569.4826 | 0.018047 | 293.7273 | 0 | 293.7273 | 0 | 568.4494 | 0 | 293.7273 | 0 | 571.606 | 0.00017331 | 569.4826 | 0.031806 | 571.606 | 3.2959e-05 | 830.1141 | 0.0017364 | 1089.3512 | 0.00019974 | 1005.363 | 0.014761 | 1023.1924 | 0 | 1022.5764 | 0 | 293.727 | 5.5544e-06 | 294.2016 | 0 | 293.7273 | 0 | 293.7273 | 0 | 293.7273 | 0 | 291.442 | 0
| 213.2601 | 0 | 346.5062 | 0 | 213.2601 | 0 | 213.2601 | 0 | 371.0007 | 6.9932 | 293.9369 | -0.0025013 | 288.3231 | 0 | 371.0007 | 0.026867 | 293.9369 | 0 | 293.937 | 0 | 294.4118 | 0 | 293.9369 | 0 | 293.937 | 0 | 293.937 | 0 | 370.4437 | 0.00026655 | 288.32 | -0.066009 | 294.4118 | 0 | 371.0007 | 0.022777 | 288.32 | -0.0098077 | 293.9369 | 0 | 288.32 | 0.013758 | 293.937 | 0 | 370.4437 | 0.00029879 | 370.4437 | 0.00027259 | 293.937 | 0 | 294.4118 | 0 | 294.4118 | 0 | 293.937 | 0 | 569.6401 | 0.01511 | 293.9369 | 0 | 293.9369 | 0 | 568.6075 | 0.00078262 | 293.9369 | 0 | 571.7627 | 0.0003565 | 569.6401 | 0.033883 | 571.7627 | 3.9557e-05 | 830.1827 | 0.0013335 | 1089.4093 | 0.00021511 | 1005.3754 | 0.014745 | 1023.2437 | 0 | 1022.6276 | 0 | 293.937 | 4.3143e-06 | 294.4118 | 0 | 293.937 | 0 | 293.937 | 0 | 293.937 | 0 | 291.6522 | 0
| 213.3316 | 0 | 346.7208 | 0 | 213.3316 | 0 | 213.3316 | 0 | 371.1138 | 6.8743 | 294.1466 | 0.048776 | 288.5333 | 0 | 371.1138 | 0.040408 | 294.1466 | 0 | 294.1466 | 0 | 294.6221 | 0 | 294.1466 | 0 | 294.1466 | 0 | 294.1466 | 0 | 370.5551 | 0.00026739 | 288.53 | 0.015073 | 294.622 | 0 | 371.1138 | 0.0090966 | 288.53 | 0.0037826 | 294.1466 | 0 | 288.53 | -0.012475 | 294.1466 | 0 | 370.5551 | 0.0003228 | 370.5551 | 0.00015948 | 294.1466 | 0 | 294.622 | 0 | 294.622 | 0 | 294.1466 | 0 | 569.7975 | 0.026644 | 294.1466 | 0 | 294.1466 | 0 | 568.7657 | 0 | 294.1466 | 0 | 571.9194 | 0.00012066 | 569.7975 | 0.032353 | 571.9194 | 3.9533e-05 | 830.2512 | 0.001165 | 1089.4674 | 0.00022535 | 1005.3878 | 0.014728 | 1023.2949 | 0 | 1022.6788 | 0 | 294.147 | 7.4024e-06 | 294.6221 | 0 | 294.1466 | 0 | 294.1466 | 0 | 294.1466 | 0 | 291.8624 | 0
| 213.4031 | 0 | 346.9353 | 0 | 213.4031 | 0 | 213.4031 | 0 | 371.2269 | 6.6814 | 294.3562 | 0.017429 | 288.7434 | 0 | 371.2269 | 0.052229 | 294.3562 | 0 | 294.3562 | 0 | 294.8323 | 0 | 294.3562 | 0 | 294.3562 | 0 | 294.3562 | 0 | 370.6664 | 0.00029296 | 288.74 | -0.011954 | 294.8323 | 0 | 371.2269 | 0.0046954 | 288.74 | -0.0019253 | 294.3562 | 0 | 288.74 | -0.016322 | 294.3562 | 0 | 370.6664 | 0.00027859 | 370.6664 | 0.00023742 | 294.3562 | 0 | 294.8323 | 0 | 294.8323 | 0 | 294.3562 | 0 | 569.955 | 0.0091838 | 294.3562 | 0 | 294.3562 | 0 | 568.9239 | 0.00026087 | 294.3562 | 0 | 572.0761 | 0.00036746 | 569.955 | 0.034429 | 572.0761 | 4.4808e-05 | 830.3198 | 0.0018883 | 1089.5255 | 0.00024072 | 1005.4001 | 0.01471 | 1023.3463 | 0 | 1022.73 | 0 | 294.356 | 1.0492e-05 | 294.8323 | 0 | 294.3562 | 0 | 294.3562 | 0 | 294.3562 | 0 | 292.0726 | 0
| 213.4747 | 0 | 347.1499 | 0 | 213.4747 | 0 | 213.4747 | 0 | 371.34 | 6.5707 | 294.5659 | 0.063574 | 288.9535 | 0 | 371.34 | 0.04965 | 294.5659 | 0 | 294.5659 | 0 | 295.0425 | 0 | 294.5659 | 0 | 294.5659 | 0 | 294.5659 | 0 | 370.7778 | 0.00034032 | 288.95 | 0.026508 | 295.0425 | 0 | 371.34 | 0.0028674 | 288.95 | 0.013295 | 294.5659 | 0 | 288.95 | 0.0099102 | 294.5659 | 0 | 370.7778 | 0.00028926 | 370.7778 | 0.00028018 | 294.5659 | 0 | 295.0425 | 0 | 295.0425 | 0 | 294.5659 | 0 | 570.1125 | 0.020343 | 294.5659 | 0 | 294.5659 | 0 | 569.0821 | 0 | 294.5659 | 0 | 572.2328 | 0.00014918 | 570.1125 | 0.031697 | 572.2328 | 3.6606e-05 | 830.3884 | 0.0019403 | 1089.5836 | 0.00025096 | 1005.4125 | 0.014692 | 1023.3976 | 0 | 1022.7813 | 0 | 294.566 | 6.7825e-06 | 295.0425 | 0 | 294.5659 | 0 | 294.5659 | 0 | 294.5659 | 0 | 292.2829 | 0
| 213.5462 | 0 | 347.3645 | 0 | 213.5462 | 0 | 213.5462 | 0 | 371.4531 | 6.5121 | 294.7756 | -0.043804 | 289.1637 | 0 | 371.4531 | 0.072003 | 294.7756 | 0 | 294.7756 | 0 | 295.2528 | 0 | 294.7756 | 0 | 294.7756 | 0 | 294.7756 | 0 | 370.8892 | 0.0003466 | 289.16 | 0.050418 | 295.2528 | 0 | 371.4531 | 0.0038058 | 289.16 | 0.0065008 | 294.7756 | 0 | 289.16 | -0.009677 | 294.7756 | 0 | 370.8892 | 0.00025916 | 370.8892 | 0.00026859 | 294.7756 | 0 | 295.2528 | 0 | 295.2528 | 0 | 294.7756 | 0 | 570.27 | 0.014203 | 294.7756 | 0 | 294.7756 | 0 | 569.2404 | 0 | 294.7756 | 0 | 572.3895 | 0.00030384 | 570.27 | 0.032899 | 572.3895 | 4.4314e-05 | 830.4571 | 0.0023858 | 1089.6418 | 0.00026632 | 1005.4249 | 0.014673 | 1023.4488 | 0 | 1022.8326 | 0 | 294.776 | 2.4579e-06 | 295.2528 | 0 | 294.7756 | 0 | 294.7756 | 0 | 294.7756 | 0 | 292.4932 | 0
| 213.6178 | 0 | 347.5791 | 0 | 213.6178 | 0 | 213.6177 | 0 | 371.5662 | 6.2636 | 294.9853 | 0.02234 | 289.3739 | 0 | 371.5662 | 0.053519 | 294.9853 | 0 | 294.9853 | 0 | 295.4631 | 0 | 294.9853 | 0 | 294.9853 | 0 | 294.9853 | 0 | 371.0006 | 0.00034535 | 289.37 | 0.0088362 | 295.4631 | 0 | 371.5662 | 0.010866 | 289.37 | 0.0010646 | 294.9853 | 0 | 289.37 | 0.0081613 | 294.9853 | 0 | 371.0006 | 0.0003228 | 371.0006 | 0.00022982 | 294.9853 | 0 | 295.4631 | 0 | 295.4631 | 0 | 294.9853 | 0 | 570.4275 | 0.021144 | 294.9853 | 0 | 294.9853 | 0 | 569.3986 | 0.00017392 | 294.9853 | 0 | 572.5462 | 0.00020622 | 570.4275 | 0.030167 | 572.5462 | 4.7937e-05 | 830.5257 | 0.0020218 | 1089.6999 | 0.00028169 | 1005.4373 | 0.014654 | 1023.5002 | 0 | 1022.8838 | 0 | 294.985 | 3.699e-06 | 295.4631 | 0 | 294.9853 | 0 | 294.9853 | 0 | 294.9853 | 0 | 292.7035 | 0
| 213.6893 | 0 | 347.7937 | 0 | 213.6893 | 0 | 213.6893 | 0 | 371.6793 | 6.0849 | 295.195 | 0.030364 | 289.5841 | 0 | 371.6793 | 0.069639 | 295.195 | 0 | 295.195 | 0 | 295.6733 | 0 | 295.195 | 0 | 295.195 | 0 | 295.195 | 0 | 371.112 | 0.00032565 | 289.58 | -0.02339 | 295.6733 | 0 | 371.6793 | 0.024553 | 289.58 | -0.014429 | 295.195 | 0 | 289.58 | -0.011776 | 295.195 | 0 | 371.112 | 0.00037959 | 371.112 | 0.000257 | 295.195 | 0 | 295.6733 | 0 | 295.6733 | 0 | 295.195 | 0 | 570.585 | 0.015965 | 295.195 | 0 | 295.195 | 0 | 569.5568 | 0.00026087 | 295.195 | 0 | 572.703 | 0.00033346 | 570.585 | 0.03279 | 572.703 | 5.6281e-05 | 830.5944 | 0.0021531 | 1089.7582 | 0.00029705 | 1005.4496 | 0.014635 | 1023.5515 | 0 | 1022.9351 | 0 | 295.195 | 3.7016e-06 | 295.6733 | 0 | 295.195 | 0 | 295.195 | 0 | 295.195 | 0 | 292.9138 | 0
| 213.7609 | 0 | 348.0084 | 0 | 213.7609 | 0 | 213.7609 | 0 | 371.7924 | 5.9991 | 295.4047 | 0.031168 | 289.7943 | 0 | 371.7924 | 0.057817 | 295.4047 | 0 | 295.4047 | 0 | 295.8836 | 0 | 295.4047 | 0 | 295.4047 | 0 | 295.4047 | 0 | 371.2234 | 0.0002938 | 289.79 | 0.04314 | 295.8837 | 0 | 371.7924 | 0 | 289.79 | 0.0029672 | 295.4047 | 0 | 289.79 | -0.011076 | 295.4047 | 0 | 371.2234 | 0.0003754 | 371.2234 | 0.00032695 | 295.4047 | 0 | 295.8837 | 0 | 295.8837 | 0 | 295.4047 | 0 | 570.7425 | 0.028726 | 295.4047 | 0 | 295.4047 | 0 | 569.715 | 0.00017392 | 295.4047 | 0 | 572.8597 | 0.00021829 | 570.7425 | 0.030713 | 572.8597 | 5.4172e-05 | 830.663 | 0.0018651 | 1089.8163 | 0.0003073 | 1005.462 | 0.014615 | 1023.6028 | 0 | 1022.9863 | 0 | 295.405 | 6.169e-06 | 295.8836 | 0 | 295.4047 | 0 | 295.4047 | 0 | 295.4047 | 0 | 293.1241 | 0
| 213.8324 | 0 | 348.223 | 0 | 213.8324 | 0 | 213.8324 | 0 | 371.9055 | 5.7891 | 295.6145 | -0.004345 | 290.0045 | 0 | 371.9055 | 0.094571 | 295.6145 | 0 | 295.6145 | 0 | 296.094 | 0 | 295.6145 | 0 | 295.6145 | 0 | 295.6145 | 0 | 371.3349 | 0.0003026 | 290 | -0.029627 | 296.094 | 0 | 371.9055 | 0.011807 | 290 | -0.010895 | 295.6145 | 0 | 290 | -0.008278 | 295.6145 | 0 | 371.3349 | 0.00033995 | 371.3349 | 0.00030736 | 295.6145 | 0 | 296.094 | 0 | 296.094 | 0 | 295.6145 | 0 | 570.9 | 0.00881 | 295.6145 | 0 | 295.6145 | 0 | 569.8733 | 0.00026087 | 295.6145 | 0 | 573.0165 | 0.0003192 | 570.9 | 0.032462 | 573.0165 | 6.2956e-05 | 830.7317 | 0.0017265 | 1089.8745 | 0.00032266 | 1005.4744 | 0.014594 | 1023.6542 | 0 | 1023.0376 | 0 | 295.614 | 5.5621e-06 | 296.094 | 0 | 295.6145 | 0 | 295.6145 | 0 | 295.6145 | 0 | 293.3344 | 0
| 213.904 | 0 | 348.4377 | 0 | 213.904 | 0 | 213.904 | 0 | 372.0186 | 5.7148 | 295.8242 | 0.057283 | 290.2148 | 0 | 372.0186 | 0.085114 | 295.8242 | 0 | 295.8243 | 0 | 296.3043 | 0 | 295.8242 | 0 | 295.8243 | 0 | 295.8243 | 0 | 371.4463 | 0.00033194 | 290.21 | 0.0036384 | 296.3043 | 0 | 372.0186 | 0.0043505 | 290.21 | -0.019593 | 295.8242 | 0 | 290.21 | -0.010027 | 295.8243 | 0 | 371.4463 | 0.00025001 | 371.4463 | 0.00027619 | 295.8243 | 0 | 296.3043 | 0 | 296.3043 | 0 | 295.8243 | 0 | 571.0575 | 0.019809 | 295.8242 | 0 | 295.8242 | 0 | 570.0315 | 0 | 295.8242 | 0 | 573.1732 | 0.00017331 | 571.0575 | 0.030823 | 573.1732 | 5.9984e-05 | 830.8004 | 0.0016927 | 1089.9326 | 0.00033803 | 1005.4868 | 0.014573 | 1023.7055 | 0 | 1023.0889 | 0 | 295.824 | 6.7839e-06 | 296.3043 | 0 | 295.8243 | 0 | 295.8243 | 0 | 295.8243 | 0 | 293.5447 | 0
| 213.9755 | 0 | 348.6524 | 0 | 213.9755 | 0 | 213.9755 | 0 | 372.1317 | 5.5987 | 296.034 | 0.0057402 | 290.4251 | 0 | 372.1317 | 0.092422 | 296.034 | 0 | 296.034 | 0 | 296.5147 | 0 | 296.034 | 0 | 296.034 | 0 | 296.034 | 0 | 371.5577 | 0.00036002 | 290.43 | -0.044181 | 296.5147 | 0 | 372.1317 | 0.023927 | 290.43 | -0.003828 | 296.034 | 0 | 290.43 | -0.008278 | 296.034 | 0 | 371.5577 | 0.00027059 | 371.5577 | 0.0002606 | 296.034 | 0 | 296.5147 | 0 | 296.5147 | 0 | 296.034 | 0 | 571.2151 | 0.021518 | 296.034 | 0 | 296.034 | 0 | 570.1898 | 0 | 296.034 | 0 | 573.33 | 0.000283 | 571.2151 | 0.032899 | 573.33 | 5.805e-05 | 830.8691 | 0.0010931 | 1089.9908 | 0.00035339 | 1005.4992 | 0.014552 | 1023.7568 | 0 | 1023.1401 | 0 | 296.034 | 2.4673e-06 | 296.5147 | 0 | 296.034 | 0 | 296.034 | 0 | 296.034 | 0 | 293.7551 | 0
| 214.0471 | 0 | 348.8671 | 0 | 214.0471 | 0 | 214.0471 | 0 | 372.2448 | 5.4304 | 296.2438 | -0.005032 | 290.6353 | 0 | 372.2448 | 0.11327 | 296.2438 | 0 | 296.2438 | 0 | 296.725 | 0 | 296.2438 | 0 | 296.2438 | 0 | 296.2438 | 0 | 371.6691 | 0.00037552 | 290.64 | -0.018192 | 296.725 | 0 | 372.2448 | 0.013792 | 290.64 | -0.018506 | 296.2438 | 0 | 290.64 | 0.007112 | 296.2438 | 0 | 371.6691 | 0.00029117 | 371.6691 | 0.00030736 | 296.2438 | 0 | 296.725 | 0 | 296.725 | 0 | 296.2438 | 0 | 571.3726 | 0.022425 | 296.2438 | 0 | 296.2438 | 0 | 570.348 | 0.00069566 | 296.2438 | 0 | 573.4868 | 0.00027203 | 571.3726 | 0.031041 | 573.4868 | 4.9164e-05 | 830.9377 | 0.0017544 | 1090.0491 | 0.00036876 | 1005.5116 | 0.014531 | 1023.8082 | 0 | 1023.1915 | 0 | 296.244 | 6.7753e-06 | 296.725 | 0 | 296.2438 | 0 | 296.2438 | 0 | 296.2438 | 0 | 293.9655 | 0
| 214.1187 | 0 | 349.0818 | 0 | 214.1187 | 0 | 214.1187 | 0 | 372.3579 | 5.3226 | 296.4537 | -0.063572 | 290.8456 | 0 | 372.3579 | 0.12703 | 296.4537 | 0 | 296.4537 | 0 | 296.9354 | 0 | 296.4537 | 0 | 296.4537 | 0 | 296.4537 | 0 | 371.7806 | 0.00040277 | 290.85 | -0.055613 | 296.9354 | 0 | 372.3579 | 0.0029162 | 290.85 | -0.0087205 | 296.4537 | 0 | 290.85 | -0.010726 | 296.4537 | 0 | 371.7806 | 0.00032928 | 371.7806 | 0.000257 | 296.4537 | 0 | 296.9354 | 0 | 296.9354 | 0 | 296.4537 | 0 | 571.5302 | 0.015858 | 296.4537 | 0 | 296.4537 | 0 | 570.5063 | 0.00026087 | 296.4537 | 0 | 573.6436 | 0.00022267 | 571.5302 | 0.031478 | 573.6436 | 4.9477e-05 | 831.0065 | 0.0020121 | 1090.1072 | 0.00038412 | 1005.524 | 0.014509 | 1023.8596 | 0 | 1023.2427 | 0 | 296.454 | 6.7839e-06 | 296.9354 | 0 | 296.4537 | 0 | 296.4537 | 0 | 296.4537 | 0 | 294.1759 | 0
| 214.1903 | 0 | 349.2965 | 0 | 214.1903 | 0 | 214.1903 | 0 | 372.471 | 5.1948 | 296.6635 | 0.00077459 | 291.056 | 0 | 372.471 | 0.14078 | 296.6635 | 0 | 296.6635 | 0 | 297.1458 | 0 | 296.6635 | 0 | 296.6635 | 0 | 296.6635 | 0 | 371.892 | 0.00039438 | 291.06 | -0.06705 | 297.1458 | 0 | 372.471 | 0.0088 | 291.06 | -0.01606 | 296.6635 | 0 | 291.06 | -0.014924 | 296.6635 | 0 | 371.892 | 0.00036739 | 371.892 | 0.00018666 | 296.6635 | 0 | 297.1458 | 0 | 297.1458 | 0 | 296.6635 | 0 | 571.6877 | 0.020824 | 296.6635 | 0 | 296.6635 | 0 | 570.6646 | 0.00017392 | 296.6635 | 0 | 573.8004 | 0.00028629 | 571.6877 | 0.029839 | 573.8004 | 4.3554e-05 | 831.0752 | 0.0017146 | 1090.1654 | 0.00040461 | 1005.5364 | 0.014486 | 1023.9109 | 0 | 1023.294 | 0 | 296.663 | 7.4014e-06 | 297.1458 | 0 | 296.6635 | 0 | 296.6635 | 0 | 296.6635 | 0 | 294.3863 | 0
| 214.2619 | 0 | 349.5112 | 0 | 214.2619 | 0 | 214.2619 | 0 | 372.584 | 5.1158 | 296.8733 | -0.02515 | 291.2663 | 0 | 372.584 | 0.15282 | 296.8733 | 0 | 296.8733 | 0 | 297.3562 | 0 | 296.8733 | 0 | 296.8733 | 0 | 296.8733 | 0 | 372.0035 | 0.00033655 | 291.27 | -0.025469 | 297.3562 | 0 | 372.584 | 0.011807 | 291.27 | -0.019321 | 296.8733 | 0 | 291.27 | -0.0047802 | 296.8733 | 0 | 372.0035 | 0.00037463 | 372.0035 | 0.00018306 | 296.8733 | 0 | 297.3562 | 0 | 297.3562 | 0 | 296.8733 | 0 | 571.8453 | 0.01148 | 296.8733 | 0 | 296.8733 | 0 | 570.8229 | 0.00026087 | 296.8733 | 0 | 573.9572 | 0.00017331 | 571.8453 | 0.032462 | 573.9572 | 4.8317e-05 | 831.1439 | 0.0014565 | 1090.2236 | 0.00041997 | 1005.5487 | 0.014464 | 1023.9623 | 0 | 1023.3453 | 0 | 296.873 | 3.0891e-06 | 297.3562 | 0 | 296.8733 | 0 | 296.8733 | 0 | 296.8733 | 0 | 294.5967 | 0
| 214.3335 | 0 | 349.726 | 0 | 214.3335 | 0 | 214.3335 | 0 | 372.6971 | 4.9528 | 297.0832 | -0.00059835 | 291.4766 | 0 | 372.6971 | 0.16915 | 297.0832 | 0 | 297.0832 | 0 | 297.5667 | 0 | 297.0832 | 0 | 297.0832 | 0 | 297.0832 | 0 | 372.1149 | 0.00028793 | 291.48 | 0.036903 | 297.5667 | 0 | 372.6971 | 0.021837 | 291.48 | -0.003828 | 297.0832 | 0 | 291.48 | -0.00058295 | 297.0832 | 0 | 372.1149 | 0.0003914 | 372.1149 | 0.00024901 | 297.0832 | 0 | 297.5667 | 0 | 297.5667 | 0 | 297.0832 | 0 | 572.0029 | 0.021571 | 297.0832 | 0 | 297.0832 | 0 | 570.9811 | 0 | 297.0832 | 0 | 574.1141 | 0.00031043 | 572.0029 | 0.031041 | 574.1141 | 4.469e-05 | 831.2127 | 0.0010697 | 1090.2819 | 0.00043534 | 1005.5611 | 0.014441 | 1024.0137 | 0 | 1023.3966 | 0 | 297.083 | 8.632e-06 | 297.5667 | 0 | 297.0832 | 0 | 297.0832 | 0 | 297.0832 | 0 | 294.8071 | 0
| 214.405 | 0 | 349.9408 | 0 | 214.405 | 0 | 214.4051 | 0 | 372.8102 | 4.8787 | 297.2931 | -0.012263 | 291.687 | 0 | 372.8102 | 0.2001 | 297.2931 | 0 | 297.2931 | 0 | 297.7771 | 0 | 297.2931 | 0 | 297.2931 | 0 | 297.2931 | 0 | 372.2264 | 0.00026069 | 291.69 | -0.0036384 | 297.7771 | 0 | 372.8102 | 0.0064748 | 291.69 | -0.021767 | 297.2931 | 0 | 291.69 | -0.016322 | 297.2931 | 0 | 372.2264 | 0.00035748 | 372.2264 | 0.00028418 | 297.2931 | 0 | 297.7771 | 0 | 297.7771 | 0 | 297.2931 | 0 | 572.1604 | 0.016232 | 297.2931 | 0 | 297.2931 | 0 | 571.1394 | 0.00026087 | 297.2931 | 0 | 574.2709 | 0.0001766 | 572.1604 | 0.032243 | 574.2709 | 5.3003e-05 | 831.2814 | 0.0014931 | 1090.3401 | 0.0004507 | 1005.5735 | 0.014417 | 1024.0649 | 0 | 1023.4479 | 0 | 297.293 | 6.7866e-06 | 297.7771 | 0 | 297.2931 | 0 | 297.2931 | 0 | 297.2931 | 0 | 295.0176 | 0
| 214.4767 | 0 | 350.1556 | 0 | 214.4767 | 0 | 214.4767 | 0 | 372.9233 | 4.831 | 297.503 | 0.088766 | 291.8974 | 0 | 372.9233 | 0.18269 | 297.503 | 0 | 297.503 | 0 | 297.9876 | 0 | 297.503 | 0 | 297.503 | 0 | 297.503 | 0 | 372.3378 | 0.00027116 | 291.9 | -0.0098758 | 297.9876 | 0 | 372.9233 | 0.0037574 | 291.9 | -0.024757 | 297.503 | 0 | 291.9 | 0.0022152 | 297.503 | 0 | 372.3378 | 0.00035824 | 372.3378 | 0.00021024 | 297.503 | 0 | 297.9876 | 0 | 297.9876 | 0 | 297.503 | 0 | 572.318 | 0.024134 | 297.503 | 0 | 297.503 | 0 | 571.2977 | 0 | 297.503 | 0 | 574.4277 | 0.00031152 | 572.318 | 0.02973 | 574.4277 | 5.4468e-05 | 831.3502 | 0.0010535 | 1090.3983 | 0.00047119 | 1005.5859 | 0.014394 | 1024.1163 | 0 | 1023.4993 | 0 | 297.503 | 1.1099e-05 | 297.9876 | 0 | 297.503 | 0 | 297.503 | 0 | 297.503 | 0 | 295.228 | 0
| 214.5483 | 0 |  |  | 214.5483 | 0 | 214.5483 | 0 | 373.0364 | 4.6552 | 297.7129 | -0.025408 | 292.1078 | 0 | 373.0364 | 0.2504 | 297.7129 | 0 | 297.7129 | 0 | 298.1981 | 0 | 297.7129 | 0 | 297.7129 | 0 | 297.7129 | 0 | 372.4493 | 0.00029002 | 292.11 | -0.095119 | 298.1981 | 0 | 373.0364 | 0.017449 | 292.11 | -0.02068 | 297.7129 | 0 | 292.11 | -0.015623 | 297.7129 | 0 | 372.4493 | 0.00030794 | 372.4493 | 0.00023342 | 297.7129 | 0 | 298.1981 | 0 | 298.1981 | 0 | 297.7129 | 0 | 572.4756 | 0.0092906 | 297.7129 | 0 | 297.7129 | 0 | 571.4561 | 0.00026087 | 297.7129 | 0 | 574.5846 | 0.00018099 | 572.4756 | 0.032353 | 574.5846 | 6.2772e-05 | 831.419 | 0.001821 | 1090.4565 | 0.00048655 | 1005.5983 | 0.01437 | 1024.1677 | 0 | 1023.5506 | 0 | 297.713 | 0 | 298.1981 | 0 | 297.7129 | 0 | 297.7129 | 0 | 297.7129 | 0 | 295.4385 | 0
| 214.6199 | 0 |  |  | 214.6199 | 0 | 214.6199 | 0 | 373.1494 | 4.5706 | 297.9229 | 0.015556 | 292.3182 | 0 | 373.1494 | 0.23901 | 297.9229 | 0 | 297.9229 | 0 | 298.4085 | 0 | 297.9229 | 0 | 297.9229 | 0 | 297.9229 | 0 | 372.5608 | 0.00031391 | 292.32 | 0.014034 | 298.4085 | 0 | 373.1494 | 0.018598 | 292.32 | -0.01171 | 297.9229 | 0 | 292.32 | -0.0016322 | 297.9229 | 0 | 372.5608 | 0.00029879 | 372.5608 | 0.00021783 | 297.9229 | 0 | 298.4085 | 0 | 298.4085 | 0 | 297.9229 | 0 | 572.6332 | 0.023547 | 297.9229 | 0 | 297.9229 | 0 | 571.6144 | 0 | 297.9229 | 0 | 574.7414 | 0.00032578 | 572.6332 | 0.03115 | 574.7414 | 5.4178e-05 | 831.4878 | 0.0023427 | 1090.5148 | 0.00050192 | 1005.6107 | 0.014346 | 1024.2191 | 0 | 1023.6019 | 0 | 297.923 | 7.3988e-06 | 298.4085 | 0 | 297.9229 | 0 | 297.9229 | 0 | 297.9229 | 0 | 295.649 | 0
| 214.6915 | 0 |  |  | 214.6915 | 0 | 214.6915 | 0 | 373.2625 | 4.4705 | 298.1328 | -0.018007 | 292.5286 | 0 | 373.2625 | 0.29446 | 298.1328 | 0 | 298.1328 | 0 | 298.6191 | 0 | 298.1328 | 0 | 298.1328 | 0 | 298.1328 | 0 | 372.6723 | 0.00034535 | 292.53 | -0.030666 | 298.6191 | 0 | 373.2625 | 0 | 292.53 | -0.027203 | 298.1328 | 0 | 292.53 | -0.0023318 | 298.1328 | 0 | 372.6723 | 0.00026106 | 372.6723 | 0.00022583 | 298.1328 | 0 | 298.6191 | 0 | 298.6191 | 0 | 298.1328 | 0 | 572.7909 | 0.016072 | 298.1328 | 0 | 298.1328 | 0 | 571.7727 | 0 | 298.1328 | 0 | 574.8983 | 0.00016125 | 572.7909 | 0.033336 | 574.8983 | 5.8179e-05 | 831.5566 | 0.002294 | 1090.573 | 0.00052241 | 1005.623 | 0.014321 | 1024.2705 | 0 | 1023.6533 | 0 | 298.133 | 5.5477e-06 | 298.6191 | 0 | 298.1328 | 0 | 298.1328 | 0 | 298.1328 | 0 | 295.8595 | 0
| 214.7631 | 0 |  |  | 214.7631 | 0 | 214.7631 | 0 | 373.3756 | 4.3835 | 298.3428 | 0.024158 | 292.7391 | 0 | 373.3756 | 0.30564 | 298.3428 | 0 | 298.3428 | 0 | 298.8296 | 0 | 298.3428 | 0 | 298.3428 | 0 | 298.3428 | 0 | 372.7838 | 0.00032691 | 292.74 | 0.061854 | 298.8296 | 0 | 373.3756 | 0.020061 | 292.74 | 0.013295 | 298.3428 | 0 | 292.74 | 0.019353 | 298.3428 | 0 | 372.7838 | 0.00028393 | 372.7838 | 0.0001283 | 298.3428 | 0 | 298.8296 | 0 | 298.8296 | 0 | 298.3428 | 0 | 572.9485 | 0.019168 | 298.3428 | 0 | 298.3428 | 0 | 571.931 | 0.00069566 | 298.3428 | 0 | 575.0552 | 0.00033456 | 572.9485 | 0.030495 | 575.0552 | 5.0265e-05 | 831.6254 | 0.0021364 | 1090.6314 | 0.00053777 | 1005.6354 | 0.014297 | 1024.3219 | 0 | 1023.7046 | 0 | 298.343 | 8.6336e-06 | 298.8296 | 0 | 298.3428 | 0 | 298.3428 | 0 | 298.3428 | 0 | 296.07 | 0
| 214.8347 | 0 |  |  | 214.8347 | 0 | 214.8347 | 0 | 373.4886 | 4.3047 | 298.5528 | -0.035357 | 292.9495 | 0 | 373.4886 | 0.38172 | 298.5528 | 0 | 298.5528 | 0 | 299.0401 | 0 | 298.5528 | 0 | 298.5528 | 0 | 298.5528 | 0 | 372.8952 | 0.00032565 | 292.95 | -0.0036384 | 299.0401 | 0 | 373.4886 | 0.024867 | 292.95 | -0.0095359 | 298.5528 | 0 | 292.95 | -0.0016322 | 298.5528 | 0 | 372.8952 | 0.00031404 | 372.8952 | 0.00022183 | 298.5528 | 0 | 299.0401 | 0 | 299.0401 | 0 | 298.5528 | 0 | 573.1061 | 0.013028 | 298.5528 | 0 | 298.5528 | 0 | 572.0893 | 0.00026087 | 298.5528 | 0 | 575.2121 | 0.00016673 | 573.1061 | 0.032571 | 575.2121 | 4.8206e-05 | 831.6942 | 0.002392 | 1090.6896 | 0.00055826 | 1005.6478 | 0.014272 | 1024.3733 | 0 | 1023.7559 | 0 | 298.553 | 6.1758e-07 | 299.0401 | 0 | 298.5528 | 0 | 298.5528 | 0 | 298.5528 | 0 | 296.2806 | 0
| 214.9064 | 0 |  |  | 214.9064 | 0 | 214.9064 | 0 | 373.6017 | 4.2054 | 298.7628 | 0.036203 | 293.16 | 0 | 373.6017 | 0.42858 | 298.7628 | 0 | 298.7628 | 0 | 299.2507 | 0 | 298.7628 | 0 | 298.7628 | 0 | 298.7628 | 0 | 373.0068 | 0.00029883 | 293.16 | 0.06705 | 299.2507 | 0 | 373.6017 | 0.0070202 | 293.16 | 0.008947 | 298.7628 | 0 | 293.16 | -0.032062 | 298.7628 | 0 | 373.0068 | 0.0002866 | 373.0068 | 0.00027259 | 298.7628 | 0 | 299.2507 | 0 | 299.2507 | 0 | 298.7628 | 0 | 573.2638 | 0.018101 | 298.7628 | 0 | 298.7628 | 0 | 572.2477 | 0.00017392 | 298.7628 | 0 | 575.369 | 0.00031372 | 573.2638 | 0.030604 | 575.369 | 4.339e-05 | 831.763 | 0.0017261 | 1090.7478 | 0.00057362 | 1005.6602 | 0.014247 | 1024.4248 | 0 | 1023.8072 | 0 | 298.763 | 5.5468e-06 | 299.2507 | 0 | 298.7628 | 0 | 298.7628 | 0 | 298.7628 | 0 | 296.4911 | 0
| 214.978 | 0 |  |  | 214.978 | 0 | 214.978 | 0 | 373.7148 | 4.1346 | 298.9728 | 0.063014 | 293.3705 | 0 | 373.7148 | 0.46103 | 298.9728 | 0 | 298.9728 | 0 | 299.4613 | 0 | 298.9728 | 0 | 298.9728 | 0 | 298.9728 | 0 | 373.1182 | 0.00028374 | 293.37 | -0.014034 | 299.4613 | 0 | 373.7148 | 0.015359 | 293.37 | 0.0029672 | 298.9728 | 0 | 293.37 | -0.013525 | 298.9728 | 0 | 373.1182 | 0.00032318 | 373.1182 | 0.00040848 | 298.9728 | 0 | 299.4613 | 0 | 299.4613 | 0 | 298.9728 | 0 | 573.4214 | 0.010625 | 298.9728 | 0 | 298.9728 | 0 | 572.406 | 0.00026087 | 298.9728 | 0 | 575.5259 | 0.00023035 | 573.4214 | 0.032353 | 575.5259 | 5.0377e-05 | 831.8318 | 0.0013374 | 1090.806 | 0.00059411 | 1005.6726 | 0.014222 | 1024.4762 | 0 | 1023.8586 | 0 | 298.973 | 5.5477e-06 | 299.4613 | 0 | 298.9728 | 0 | 298.9728 | 0 | 298.9728 | 0 | 296.7017 | 0
| 215.0496 | 0 |  |  | 215.0496 | 0 | 215.0496 | 0 | 373.8278 | 4.1188 | 299.1828 | 0.0055735 | 293.581 | 0 | 373.8278 | 0.52337 | 299.1828 | 0 | 299.1828 | 0 | 299.6718 | 0 | 299.1828 | 0 | 299.1828 | 0 | 299.1828 | 0 | 373.2298 | 0.00028122 | 293.58 | 0.053536 | 299.6718 | 0 | 373.8278 | 0.026643 | 293.58 | 0.00052096 | 299.1828 | 0 | 293.58 | -0.026116 | 299.1828 | 0 | 373.2298 | 0.00028545 | 373.2298 | 0.00031136 | 299.1828 | 0 | 299.6718 | 0 | 299.6718 | 0 | 299.1828 | 0 | 573.5791 | 0.016712 | 299.1828 | 0 | 299.1828 | 0 | 572.5644 | 0 | 299.1828 | 0 | 575.6828 | 0.00024022 | 573.5791 | 0.030057 | 575.6828 | 4.4433e-05 | 831.9008 | 0.0013903 | 1090.8644 | 0.00061218 | 1005.685 | 0.014197 | 1024.5276 | 0 | 1023.91 | 0 | 299.183 | 3.0891e-06 | 299.6718 | 0 | 299.1828 | 0 | 299.1828 | 0 | 299.1828 | 0 | 296.9123 | 0
| 215.1213 | 0 |  |  | 215.1213 | 0 | 215.1213 | 0 | 373.9409 | 3.9442 | 299.3929 | -0.062407 | 293.7916 | 0 | 373.9409 | 0.61901 | 299.3929 | 0 | 299.3929 | 0 | 299.8825 | 0 | 299.3929 | 0 | 299.3929 | 0 | 299.3929 | 0 | 373.3413 | 0.0003202 | 293.79 | -0.024429 | 299.8824 | 0 | 373.9409 | 0.017449 | 293.79 | -0.013341 | 299.3929 | 0 | 293.79 | 0.0018654 | 299.3929 | 0 | 373.3413 | 0.00034071 | 373.3413 | 0.00022583 | 299.3929 | 0 | 299.8824 | 0 | 299.8824 | 0 | 299.3929 | 0 | 573.7367 | 0.021197 | 299.3929 | 0 | 299.3929 | 0 | 572.7228 | 0.00078262 | 299.3929 | 0 | 575.8397 | 0.00026106 | 573.7367 | 0.03115 | 575.8397 | 5.4061e-05 | 831.9696 | 0.0022189 | 1090.9226 | 0.00063086 | 1005.6974 | 0.014172 | 1024.579 | 0 | 1023.9614 | 0 | 299.393 | 4.9388e-06 | 299.8825 | 0 | 299.3929 | 0 | 299.3929 | 0 | 299.3929 | 0 | 297.1229 | 0
| 215.1929 | 0 |  |  | 215.1929 | 0 | 215.1929 | 0 | 374.0539 | 3.9344 | 299.603 | 0.03661 | 294.0021 | 0 | 374.0539 | 0.6145 | 299.603 | 0 | 299.603 | 0 | 300.0931 | 0 | 299.603 | 0 | 299.603 | 0 | 299.603 | 0 | 373.4528 | 0.00037007 | 294 | 0.00051979 | 300.0931 | 0 | 374.0539 | 0.010553 | 294 | 0.0010646 | 299.603 | 0 | 294 | 0.014107 | 299.603 | 0 | 373.4528 | 0.00028812 | 373.4528 | 0.00020224 | 299.603 | 0 | 300.0931 | 0 | 300.0931 | 0 | 299.603 | 0 | 573.8944 | 0.018101 | 299.603 | 0 | 299.603 | 0 | 572.8811 | 0.00017392 | 299.603 | 0 | 575.9967 | 0.00021719 | 573.8944 | 0.029402 | 575.9967 | 5.077e-05 | 832.0386 | 0.002442 | 1090.981 | 0.00064974 | 1005.7098 | 0.014146 | 1024.6305 | 0 | 1024.0127 | 0 | 299.603 | 8.0192e-06 | 300.0931 | 0 | 299.603 | 0 | 299.603 | 0 | 299.603 | 0 | 297.3335 | 0
| 215.2646 | 0 |  |  | 215.2646 | 0 | 215.2646 | 0 | 374.167 | 3.8691 | 299.8131 | -0.11922 | 294.2127 | 0 | 374.167 | 0.78408 | 299.8131 | 0 | 299.8131 | 0 | 300.3037 | 0 | 299.8131 | 0 | 299.8131 | 0 | 299.8131 | 0 | 373.5643 | 0.00036211 | 294.21 | -0.032746 | 300.3037 | 0 | 374.167 | 0.019225 | 294.21 | -0.018777 | 299.8131 | 0 | 294.21 | -0.033811 | 299.8131 | 0 | 373.5643 | 0.0003167 | 373.5643 | 0.00017506 | 299.8131 | 0 | 300.3037 | 0 | 300.3037 | 0 | 299.8131 | 0 | 574.0521 | 0.014737 | 299.8131 | 0 | 299.8131 | 0 | 573.0395 | 0 | 299.8131 | 0 | 576.1536 | 0.00025887 | 574.0521 | 0.032025 | 576.1536 | 5.2665e-05 | 832.1074 | 0.0025391 | 1091.0392 | 0.00066872 | 1005.7221 | 0.014121 | 1024.6819 | 0 | 1024.0641 | 0 | 299.813 | 6.7847e-06 | 300.3037 | 0 | 299.8131 | 0 | 299.8131 | 0 | 299.8131 | 0 | 297.5441 | 0
| 215.3362 | 0 |  |  | 215.3362 | 0 | 215.3362 | 0 | 374.2801 | 3.7516 | 300.0232 | 0.11965 | 294.4233 | 0 | 374.2801 | 0.81245 | 300.0232 | 0 | 300.0232 | 0 | 300.5143 | 0 | 300.0232 | 0 | 300.0232 | 0 | 300.0232 | 0 | 373.6759 | 0.00034032 | 294.42 | -0.010915 | 300.5144 | 0 | 374.2801 | 0.012015 | 294.42 | 0.0059571 | 300.0232 | 0 | 294.42 | -0.0016322 | 300.0232 | 0 | 373.6759 | 0.00028926 | 373.6759 | 0.00031895 | 300.0232 | 0 | 300.5144 | 0 | 300.5144 | 0 | 300.0232 | 0 | 574.2098 | 0.018581 | 300.0232 | 0 | 300.0232 | 0 | 573.1979 | 0.00069566 | 300.0232 | 0 | 576.3106 | 0.00026436 | 574.2098 | 0.030823 | 576.3106 | 4.6165e-05 | 832.1763 | 0.0022684 | 1091.0975 | 0.00068787 | 1005.7345 | 0.014096 | 1024.7333 | 0 | 1024.1155 | 0 | 300.023 | 4.3126e-06 | 300.5143 | 0 | 300.0232 | 0 | 300.0232 | 0 | 300.0232 | 0 | 297.7548 | 0
| 215.4079 | 0 |  |  | 215.4079 | 0 | 215.4079 | 0 | 374.3931 | 3.6681 | 300.2333 | 0.018588 | 294.6339 | 0 | 374.3931 | 0.8707 | 300.2333 | 0 | 300.2333 | 0 | 300.725 | 0 | 300.2333 | 0 | 300.2333 | 0 | 300.2333 | 0 | 373.7874 | 0.0002632 | 294.63 | -0.0077966 | 300.725 | 0 | 374.3931 | 0.028419 | 294.63 | -0.00029446 | 300.2333 | 0 | 294.63 | 0.0064125 | 300.2333 | 0 | 373.7874 | 0.00031251 | 373.7874 | 0.00027619 | 300.2333 | 0 | 300.725 | 0 | 300.725 | 0 | 300.2333 | 0 | 574.3675 | 0.012281 | 300.2333 | 0 | 300.2333 | 0 | 573.3563 | 0.00026087 | 300.2333 | 0 | 576.4676 | 0.00019525 | 574.3675 | 0.032681 | 576.4676 | 5.0954e-05 | 832.2453 | 0.002468 | 1091.1559 | 0.00070714 | 1005.7469 | 0.01407 | 1024.7848 | 0 | 1024.1669 | 0 | 300.233 | 3.0814e-06 | 300.725 | 0 | 300.2333 | 0 | 300.2333 | 0 | 300.2333 | 0 | 297.9654 | 0
| 215.4796 | 0 |  |  | 215.4796 | 0 | 215.4796 | 0 | 374.5062 | 3.5587 | 300.4434 | 0.09541 | 294.8445 | 0 | 374.5062 | 0.91906 | 300.4434 | 0 | 300.4434 | 0 | 300.9357 | 0 | 300.4434 | 0 | 300.4434 | 0 | 300.4434 | 0 | 373.8989 | 0.00025105 | 294.84 | 0.016113 | 300.9357 | 0 | 374.5062 | 0.027792 | 294.84 | -0.0049152 | 300.4434 | 0 | 294.84 | 0.017606 | 300.4434 | 0 | 373.8989 | 0.00028469 | 373.8989 | 0.00033094 | 300.4434 | 0 | 300.9357 | 0 | 300.9357 | 0 | 300.4434 | 0 | 574.5252 | 0.022159 | 300.4434 | 0 | 300.4434 | 0 | 573.5147 | 0.00017392 | 300.4434 | 0 | 576.6245 | 0.00036637 | 574.5252 | 0.02962 | 576.6245 | 3.714e-05 | 832.3141 | 0.0021737 | 1091.2141 | 0.00072649 | 1005.7593 | 0.014045 | 1024.8362 | 0 | 1024.2183 | 0 | 300.443 | 7.3998e-06 | 300.9357 | 0 | 300.4434 | 0 | 300.4434 | 0 | 300.4434 | 0 | 298.1761 | 0
| 215.5512 | 0 |  |  | 215.5512 | 0 | 215.5512 | 0 | 374.6192 | 3.4476 | 300.6536 | 0.0021461 | 295.0551 | 0 | 374.6192 | 1.0749 | 300.6536 | 0 | 300.6536 | 0 | 301.1464 | 0 | 300.6536 | 0 | 300.6536 | 0 | 300.6536 | 0 | 374.0105 | 0.00025943 | 295.06 | -0.075368 | 301.1464 | 0 | 374.6192 | 0 | 295.06 | -0.0046433 | 300.6536 | 0 | 295.06 | -0.023668 | 300.6536 | 0 | 374.0105 | 0.00029193 | 374.0105 | 0.00021024 | 300.6536 | 0 | 301.1464 | 0 | 301.1464 | 0 | 300.6536 | 0 | 574.6829 | 0.023387 | 300.6536 | 0 | 300.6536 | 0 | 573.6731 | 0 | 300.6536 | 0 | 576.7815 | 6.4718e-05 | 574.6829 | 0.030604 | 576.7815 | 4.0097e-05 | 832.3831 | 0.0020836 | 1091.2725 | 0.00074597 | 1005.7717 | 0.01402 | 1024.8877 | 0 | 1024.2696 | 0 | 300.654 | 1.049e-05 | 301.1464 | 0 | 300.6536 | 0 | 300.6536 | 0 | 300.6536 | 0 | 298.3868 | 0
| 215.6229 | 0 |  |  | 215.6229 | 0 | 215.6229 | 0 | 374.7323 | 3.3765 | 300.8638 | 0.049311 | 295.2658 | 0 | 374.7323 | 1.1372 | 300.8638 | 0 | 300.8638 | 0 | 301.3571 | 0 | 300.8638 | 0 | 300.8638 | 0 | 300.8638 | 0 | 374.122 | 0.0003135 | 295.27 | 0.006757 | 301.3571 | 0 | 374.7323 | 0.0067236 | 295.27 | -0.0021971 | 300.8638 | 0 | 295.27 | -0.0040807 | 300.8638 | 0 | 374.122 | 0.00025839 | 374.122 | 0.00022583 | 300.8638 | 0 | 301.3571 | 0 | 301.3571 | 0 | 300.8638 | 0 | 574.8406 | 0.023013 | 300.8638 | 0 | 300.8638 | 0 | 573.8315 | 0 | 300.8638 | 0 | 576.9385 | 0.00038282 | 574.8406 | 0.028199 | 576.9385 | 3.1225e-05 | 832.452 | 0.0022471 | 1091.3308 | 0.00076555 | 1005.7841 | 0.013995 | 1024.9391 | 0 | 1024.321 | 0 | 300.864 | 9.2619e-06 | 301.3571 | 0 | 300.8638 | 0 | 300.8638 | 0 | 300.8638 | 0 | 298.5975 | 0
| 215.6946 | 0 |  |  | 215.6946 | 0 | 215.6946 | 0 | 374.8453 | 3.3745 | 301.0739 | 0.067743 | 295.4764 | 0 | 374.8453 | 1.2045 | 301.0739 | 0 | 301.074 | 0 | 301.5678 | 0 | 301.0739 | 0 | 301.074 | 0 | 301.074 | 0 | 374.2336 | 0.00033194 | 295.48 | -0.036903 | 301.5678 | 0 | 374.8453 | 0.0046954 | 295.48 | -0.01606 | 301.0739 | 0 | 295.48 | -0.0058295 | 301.074 | 0 | 374.2336 | 0.00025801 | 374.2336 | 0.000253 | 301.074 | 0 | 301.5678 | 0 | 301.5678 | 0 | 301.074 | 0 | 574.9983 | 0.014256 | 301.0739 | 0 | 301.0739 | 0 | 573.9899 | 0.00078262 | 301.0739 | 0 | 577.0955 | 0.00012724 | 574.9983 | 0.030495 | 577.0955 | 3.7138e-05 | 832.521 | 0.0019074 | 1091.3892 | 0.0007852 | 1005.7964 | 0.01397 | 1024.9906 | 0 | 1024.3724 | 0 | 301.074 | 8.0192e-06 | 301.5678 | 0 | 301.074 | 0 | 301.074 | 0 | 301.074 | 0 | 298.8082 | 0
| 215.7663 | 0 |  |  | 215.7663 | 0 | 215.7663 | 0 | 374.9584 | 3.2302 | 301.2842 | 0.039562 | 295.6871 | 0 | 374.9584 | 1.3302 | 301.2842 | 0 | 301.2842 | 0 | 301.7786 | 0 | 301.2842 | 0 | 301.2842 | 0 | 301.2842 | 0 | 374.3452 | 0.00036211 | 295.69 | -0.040022 | 301.7786 | 0 | 374.9584 | 0.022777 | 295.69 | 0.00052096 | 301.2842 | 0 | 295.69 | 0.01096 | 301.2842 | 0 | 374.3452 | 0.0002664 | 374.3452 | 0.00035812 | 301.2842 | 0 | 301.7786 | 0 | 301.7786 | 0 | 301.2842 | 0 | 575.1561 | 0.018207 | 301.2842 | 0 | 301.2842 | 0 | 574.1483 | 0.00017392 | 301.2842 | 0 | 577.2525 | 0.00037843 | 575.1561 | 0.029402 | 577.2525 | 2.945e-05 | 832.59 | 0.0021949 | 1091.4475 | 0.00080492 | 1005.8088 | 0.013945 | 1025.0421 | 0 | 1024.4238 | 0 | 301.284 | 9.2495e-06 | 301.7786 | 0 | 301.2842 | 0 | 301.2842 | 0 | 301.2842 | 0 | 299.019 | 0
| 215.838 | 0 |  |  | 215.838 | 0 | 215.838 | 0 | 375.0714 | 3.151 | 301.4944 | -0.018258 | 295.8978 | 0 | 375.0714 | 1.3984 | 301.4944 | 0 | 301.4944 | 0 | 301.9893 | 0 | 301.4944 | 0 | 301.4944 | 0 | 301.4944 | 0 | 374.4567 | 0.00036127 | 295.9 | 0.052495 | 301.9893 | 0 | 375.0714 | 0.013269 | 295.9 | 0.011937 | 301.4944 | 0 | 295.9 | 0.021802 | 301.4944 | 0 | 374.4567 | 0.00029994 | 374.4567 | 0.00035812 | 301.4944 | 0 | 301.9893 | 0 | 301.9893 | 0 | 301.4944 | 0 | 575.3138 | 0.012494 | 301.4944 | 0 | 301.4944 | 0 | 574.3067 | 0.00026087 | 301.4944 | 0 | 577.4095 | 0.00016563 | 575.3138 | 0.031588 | 577.4095 | 4.4121e-05 | 832.6591 | 0.0018261 | 1091.5059 | 0.00082469 | 1005.8212 | 0.01392 | 1025.0935 | 0 | 1024.4752 | 0 | 301.494 | 8.6358e-06 | 301.9893 | 0 | 301.4944 | 0 | 301.4944 | 0 | 301.4944 | 0 | 299.2297 | 0
| 215.9097 | 0 |  |  | 215.9097 | 0 | 215.9097 | 0 | 375.1845 | 3.1366 | 301.7046 | 0.043754 | 296.1085 | 0 | 375.1845 | 1.5858 | 301.7046 | 0 | 301.7046 | 0 | 302.2001 | 0 | 301.7046 | 0 | 301.7046 | 0 | 301.7046 | 0 | 374.5683 | 0.00038516 | 296.11 | 0.0057175 | 302.2001 | 0 | 375.1845 | 0.015881 | 296.11 | -0.005187 | 301.7046 | 0 | 296.11 | -0.017373 | 301.7046 | 0 | 374.5683 | 0.00030794 | 374.5683 | 0.00032695 | 301.7046 | 0 | 302.2001 | 0 | 302.2001 | 0 | 301.7046 | 0 | 575.4715 | 0.013348 | 301.7046 | 0 | 301.7046 | 0 | 574.4652 | 0 | 301.7046 | 0 | 577.5666 | 0.0002139 | 575.4715 | 0.02962 | 577.5666 | 4.2602e-05 | 832.728 | 0.0017188 | 1091.5642 | 0.00084451 | 1005.8336 | 0.013896 | 1025.145 | 0 | 1024.5266 | 0 | 301.705 | 6.7811e-06 | 302.2001 | 0 | 301.7046 | 0 | 301.7046 | 0 | 301.7046 | 0 | 299.4405 | 0
| 215.9814 | 0 |  |  | 215.9814 | 0 | 215.9814 | 0 | 375.2975 | 3.0711 | 301.9149 | 0.019945 | 296.3193 | 0 | 375.2975 | 1.6827 | 301.9149 | 0 | 301.9149 | 0 | 302.4109 | 0 | 301.9149 | 0 | 301.9149 | 0 | 301.9149 | 0 | 374.6799 | 0.00037972 | 296.32 | -0.030666 | 302.4109 | 0 | 375.2975 | 0.0043989 | 296.32 | -0.015787 | 301.9149 | 0 | 296.32 | 0.021452 | 301.9149 | 0 | 374.6799 | 0.00031327 | 374.6799 | 0.00024901 | 301.9149 | 0 | 302.4109 | 0 | 302.4109 | 0 | 301.9149 | 0 | 575.6293 | 0.021785 | 301.9149 | 0 | 301.9149 | 0 | 574.6236 | 0.00078262 | 301.9149 | 0 | 577.7236 | 0.00025997 | 575.6293 | 0.032243 | 577.7236 | 5.1833e-05 | 832.797 | 0.0022037 | 1091.6226 | 0.00086435 | 1005.846 | 0.013872 | 1025.1965 | 0 | 1024.5781 | 0 | 301.915 | 5.5451e-06 | 302.4109 | 0 | 301.9149 | 0 | 301.9149 | 0 | 301.9149 | 0 | 299.6512 | 0
| 216.0531 | 0 |  |  | 216.0531 | 0 | 216.0531 | 0 | 375.4106 | 2.9409 | 302.1252 | 0.041807 | 296.53 | 0 | 375.4106 | 1.805 | 302.1252 | 0 | 302.1252 | 0 | 302.6217 | 0 | 302.1252 | 0 | 302.1252 | 0 | 302.1252 | 0 | 374.7915 | 0.00037259 | 296.53 | -0.024429 | 302.6217 | 0 | 375.4106 | 0.023613 | 296.53 | 0.013024 | 302.1252 | 0 | 296.53 | 0.020404 | 302.1252 | 0 | 374.7915 | 0.00031137 | 374.7915 | 0.00024901 | 302.1252 | 0 | 302.6217 | 0 | 302.6217 | 0 | 302.1252 | 0 | 575.7871 | 0.019168 | 302.1252 | 0 | 302.1252 | 0 | 574.7821 | 0.00017392 | 302.1252 | 0 | 577.8807 | 0.00023035 | 575.7871 | 0.030276 | 577.8807 | 4.6798e-05 | 832.8661 | 0.0020986 | 1091.6809 | 0.00088421 | 1005.8584 | 0.013848 | 1025.248 | 0 | 1024.6295 | 0 | 302.125 | 6.1645e-06 | 302.6217 | 0 | 302.1252 | 0 | 302.1252 | 0 | 302.1252 | 0 | 299.862 | 0
| 216.1248 | 0 |  |  | 216.1248 | 0 | 216.1248 | 0 | 375.5236 | 2.8484 | 302.3354 | -0.01233 | 296.7408 | 0 | 375.5236 | 1.998 | 302.3354 | 0 | 302.3354 | 0 | 302.8325 | 0 | 302.3354 | 0 | 302.3354 | 0 | 302.3354 | 0 | 374.9031 | 0.00033864 | 296.74 | -0.036903 | 302.8325 | 0 | 375.5236 | 0.015045 | 296.74 | -0.016331 | 302.3354 | 0 | 296.74 | -0.0061794 | 302.3354 | 0 | 374.9031 | 0.00033347 | 374.9031 | 0.00021024 | 302.3354 | 0 | 302.8325 | 0 | 302.8325 | 0 | 302.3354 | 0 | 575.9448 | 0.016339 | 302.3354 | 0 | 302.3354 | 0 | 574.9405 | 0.00078262 | 302.3354 | 0 | 578.0377 | 0.00029726 | 575.9448 | 0.031697 | 578.0377 | 5.5376e-05 | 832.9351 | 0.0020367 | 1091.7393 | 0.00090406 | 1005.8708 | 0.013825 | 1025.2994 | 0 | 1024.6809 | 0 | 302.335 | 4.9359e-06 | 302.8325 | 0 | 302.3354 | 0 | 302.3354 | 0 | 302.3354 | 0 | 300.0728 | 0
| 216.1965 | 0 |  |  | 216.1965 | 0 | 216.1965 | 0 | 375.6366 | 2.7784 | 302.5458 | 0.10697 | 296.9516 | 0 | 375.6366 | 2.0124 | 302.5458 | 0 | 302.5457 | 0 | 303.0434 | 0 | 302.5458 | 0 | 302.5457 | 0 | 302.5457 | 0 | 375.0147 | 0.00033571 | 296.95 | 0.037943 | 303.0434 | 0 | 375.6366 | 0.018598 | 296.95 | 0.019819 | 302.5458 | 0 | 296.95 | 0.014107 | 302.5457 | 0 | 375.0147 | 0.00029193 | 375.0147 | 0.00023342 | 302.5457 | 0 | 303.0434 | 0 | 303.0434 | 0 | 302.5457 | 0 | 576.1026 | 0.010786 | 302.5458 | 0 | 302.5458 | 0 | 575.099 | 0.00017392 | 302.5458 | 0 | 578.1948 | 0.00018209 | 576.1026 | 0.029511 | 578.1948 | 4.4321e-05 | 833.0041 | 0.0014127 | 1091.7977 | 0.00092394 | 1005.8832 | 0.013801 | 1025.351 | 0 | 1024.7324 | 0 | 302.546 | 6.7856e-06 | 303.0434 | 0 | 302.5457 | 0 | 302.5457 | 0 | 302.5457 | 0 | 300.2837 | 0
| 216.2682 | 0 |  |  | 216.2682 | 0 | 216.2682 | 0 | 375.7497 | 2.7176 | 302.7561 | -0.025891 | 297.1624 | 0 | 375.7497 | 2.122 | 302.7561 | 0 | 302.7561 | 0 | 303.2542 | 0 | 302.7561 | 0 | 302.7561 | 0 | 302.7561 | 0 | 375.1263 | 0.00033445 | 297.16 | -0.080564 | 303.2542 | 0 | 375.7497 | 0.025494 | 297.16 | -0.0062742 | 302.7561 | 0 | 297.16 | -0.019821 | 302.7561 | 0 | 375.1263 | 0.00031518 | 375.1263 | 0.00023742 | 302.7561 | 0 | 303.2542 | 0 | 303.2542 | 0 | 302.7561 | 0 | 576.2604 | 0.015484 | 302.7561 | 0 | 302.7561 | 0 | 575.2574 | 0.00078262 | 302.7561 | 0 | 578.3519 | 0.000249 | 576.2604 | 0.031916 | 578.3519 | 4.8322e-05 | 833.0731 | 0.0013342 | 1091.8561 | 0.00094375 | 1005.8956 | 0.013779 | 1025.4025 | 0 | 1024.7838 | 0 | 302.756 | 1.0484e-05 | 303.2542 | 0 | 302.7561 | 0 | 302.7561 | 0 | 302.7561 | 0 | 300.4945 | 0
| 216.3399 | 0 |  |  | 216.3399 | 0 | 216.3399 | 0 | 375.8627 | 2.5751 | 302.9664 | -0.01663 | 297.3732 | 0 | 375.8627 | 2.1769 | 302.9664 | 0 | 302.9664 | 0 | 303.4651 | 0 | 302.9664 | 0 | 302.9664 | 0 | 302.9664 | 0 | 375.2379 | 0.00031517 | 297.37 | -0.050418 | 303.4651 | 0 | 375.8627 | 0.017658 | 297.37 | -0.0081769 | 302.9664 | 0 | 297.37 | 0.0053631 | 302.9664 | 0 | 375.2379 | 0.00028583 | 375.2379 | 0.00032695 | 302.9664 | 0 | 303.4651 | 0 | 303.4651 | 0 | 302.9664 | 0 | 576.4182 | 0.019222 | 302.9664 | 0 | 302.9664 | 0 | 575.4159 | 0 | 302.9664 | 0 | 578.509 | 0.00023474 | 576.4182 | 0.030495 | 578.509 | 4.3605e-05 | 833.1422 | 0.00099058 | 1091.9144 | 0.00096352 | 1005.908 | 0.013757 | 1025.454 | 0 | 1024.8353 | 0 | 302.966 | 8.019e-06 | 303.4651 | 0 | 302.9664 | 0 | 302.9664 | 0 | 302.9664 | 0 | 300.7054 | 0
| 216.4117 | 0 |  |  | 216.4117 | 0 | 216.4117 | 0 | 375.9757 | 2.5184 | 303.1768 | -0.048813 | 297.584 | 0 | 375.9757 | 2.4066 | 303.1768 | 0 | 303.1768 | 0 | 303.676 | 0 | 303.1768 | 0 | 303.1768 | 0 | 303.1768 | 0 | 375.3495 | 0.00029002 | 297.58 | -0.038983 | 303.676 | 0 | 375.9757 | 0.0038058 | 297.58 | -0.0019253 | 303.1768 | 0 | 297.58 | 0.0067623 | 303.1768 | 0 | 375.3495 | 0.00035291 | 375.3495 | 0.00029177 | 303.1768 | 0 | 303.676 | 0 | 303.676 | 0 | 303.1768 | 0 | 576.576 | 0.012654 | 303.1768 | 0 | 303.1768 | 0 | 575.5744 | 0.00078262 | 303.1768 | 0 | 578.6661 | 0.0002501 | 576.576 | 0.030932 | 578.6661 | 4.6796e-05 | 833.2113 | 0.0013449 | 1091.9729 | 0.00098326 | 1005.9204 | 0.013735 | 1025.5055 | 0 | 1024.8867 | 0 | 303.177 | 6.7856e-06 | 303.676 | 0 | 303.1768 | 0 | 303.1768 | 0 | 303.1768 | 0 | 300.9162 | 0
| 216.4834 | 0 |  |  | 216.4834 | 0 | 216.4834 | 0 | 376.0888 | 2.4793 | 303.3872 | 0.074341 | 297.7949 | 0 | 376.0888 | 2.5175 | 303.3872 | 0 | 303.3872 | 0 | 303.8869 | 0 | 303.3872 | 0 | 303.3872 | 0 | 303.3872 | 0 | 375.4611 | 0.00031224 | 297.79 | -0.024429 | 303.8869 | 0 | 376.0888 | 0 | 297.79 | -0.005187 | 303.3872 | 0 | 297.79 | -0.010027 | 303.3872 | 0 | 375.4611 | 0.00034071 | 375.4611 | 0.00026859 | 303.3872 | 0 | 303.8869 | 0 | 303.8869 | 0 | 303.3872 | 0 | 576.7338 | 0.0093973 | 303.3872 | 0 | 303.3872 | 0 | 575.7329 | 0 | 303.3872 | 0 | 578.8232 | 0.00025887 | 576.7338 | 0.027871 | 578.8232 | 4.0366e-05 | 833.2804 | 0.001598 | 1092.0312 | 0.0010029 | 1005.9328 | 0.013714 | 1025.557 | 0 | 1024.9382 | 0 | 303.387 | 5.5544e-06 | 303.8869 | 0 | 303.3872 | 0 | 303.3872 | 0 | 303.3872 | 0 | 301.1271 | 0
| 216.5551 | 0 |  |  | 216.5551 | 0 | 216.5551 | 0 | 376.2018 | 2.378 | 303.5975 | -0.058927 | 298.0057 | 0 | 376.2018 | 2.6433 | 303.5975 | 0 | 303.5976 | 0 | 304.0978 | 0 | 303.5975 | 0 | 303.5976 | 0 | 303.5976 | 0 | 375.5727 | 0.00034032 | 298.01 | -0.025469 | 304.0978 | 0 | 376.2018 | 0.026016 | 298.01 | -0.005187 | 303.5975 | 0 | 298.01 | -0.016672 | 303.5976 | 0 | 375.5727 | 0.00039636 | 375.5727 | 0.00015948 | 303.5976 | 0 | 304.0978 | 0 | 304.0978 | 0 | 303.5976 | 0 | 576.8916 | 0.016819 | 303.5975 | 0 | 303.5975 | 0 | 575.8914 | 0.00078262 | 303.5975 | 0 | 578.9803 | 0.0002479 | 576.8916 | 0.029511 | 578.9803 | 4.82e-05 | 833.3495 | 0.0011112 | 1092.0897 | 0.0010225 | 1005.9452 | 0.013693 | 1025.6086 | 0 | 1024.9896 | 0 | 303.598 | 6.1729e-06 | 304.0978 | 0 | 303.5976 | 0 | 303.5976 | 0 | 303.5976 | 0 | 301.338 | 0
| 216.6269 | 0 |  |  | 216.6269 | 0 | 216.6269 | 0 | 376.3148 | 2.2817 | 303.808 | -0.046357 | 298.2166 | 0 | 376.3148 | 2.723 | 303.808 | 0 | 303.808 | 0 | 304.3087 | 0 | 303.808 | 0 | 303.808 | 0 | 303.808 | 0 | 375.6844 | 0.00034912 | 298.22 | -0.0015593 | 304.3087 | 0 | 376.3148 | 0.024867 | 298.22 | -0.020951 | 303.808 | 0 | 298.22 | -0.030314 | 303.808 | 0 | 375.6844 | 0.00037997 | 375.6844 | 0.00019465 | 303.808 | 0 | 304.3087 | 0 | 304.3087 | 0 | 303.808 | 0 | 577.0495 | 0.019809 | 303.808 | 0 | 303.808 | 0 | 576.0499 | 0 | 303.808 | 0 | 579.1374 | 0.00029397 | 577.0495 | 0.028527 | 579.1374 | 4.3518e-05 | 833.4186 | 0.0016222 | 1092.1481 | 0.0010419 | 1005.9576 | 0.013673 | 1025.6602 | 0 | 1025.0411 | 0 | 303.808 | 8.0209e-06 | 304.3087 | 0 | 303.808 | 0 | 303.808 | 0 | 303.808 | 0 | 301.5489 | 0
| 216.6986 | 0 |  |  | 216.6986 | 0 | 216.6986 | 0 | 376.4279 | 2.2093 | 304.0184 | 0.012678 | 298.4275 | 0 | 376.4279 | 2.89 | 304.0184 | 0 | 304.0184 | 0 | 304.5197 | 0 | 304.0184 | 0 | 304.0184 | 0 | 304.0184 | 0 | 375.796 | 0.00031685 | 298.43 | -0.047299 | 304.5197 | 0 | 376.4279 | 0.0038058 | 298.43 | -0.00056627 | 304.0184 | 0 | 298.43 | 0.011659 | 304.0184 | 0 | 375.796 | 0.00036739 | 375.796 | 0.00031935 | 304.0184 | 0 | 304.5197 | 0 | 304.5197 | 0 | 304.0184 | 0 | 577.2073 | 0.02029 | 304.0184 | 0 | 304.0184 | 0 | 576.2084 | 0 | 304.0184 | 0 | 579.2945 | 0.00016673 | 577.2073 | 0.030604 | 579.2945 | 4.3148e-05 | 833.4877 | 0.0021411 | 1092.2065 | 0.0010612 | 1005.97 | 0.013653 | 1025.7117 | 0 | 1025.0927 | 0 | 304.018 | 6.7897e-06 | 304.5197 | 0 | 304.0184 | 0 | 304.0184 | 0 | 304.0184 | 0 | 301.7598 | 0
| 216.7704 | 0 |  |  | 216.7704 | 0 | 216.7704 | 0 | 376.5409 | 2.1079 | 304.2288 | 0.19137 | 298.6384 | 0 | 376.5409 | 3.0046 | 304.2288 | 0 | 304.2288 | 0 | 304.7306 | 0 | 304.2288 | 0 | 304.2288 | 0 | 304.2288 | 0 | 375.9076 | 0.00029296 | 298.64 | -0.0057175 | 304.7306 | 0 | 376.5409 | 0.0076135 | 298.64 | 0.0097623 | 304.2288 | 0 | 298.64 | 0.01026 | 304.2288 | 0 | 375.9076 | 0.00034414 | 375.9076 | 0.00041648 | 304.2288 | 0 | 304.7306 | 0 | 304.7306 | 0 | 304.2288 | 0 | 577.3651 | 0.019222 | 304.2288 | 0 | 304.2288 | 0 | 576.3669 | 0 | 304.2288 | 0 | 579.4517 | 0.00030494 | 577.3651 | 0.028418 | 579.4517 | 4.7425e-05 | 833.5568 | 0.0023415 | 1092.2649 | 0.0010804 | 1005.9824 | 0.013634 | 1025.7632 | 0 | 1025.144 | 0 | 304.229 | 3.7025e-06 | 304.7306 | 0 | 304.2288 | 0 | 304.2288 | 0 | 304.2288 | 0 | 301.9708 | 0
| 216.8421 | 0 |  |  | 216.8421 | 0 | 216.8421 | 0 | 376.6539 | 2.0025 | 304.4393 | -0.06751 | 298.8493 | 0 | 376.6539 | 3.0845 | 304.4393 | 0 | 304.4393 | 0 | 304.9416 | 0 | 304.4393 | 0 | 304.4393 | 0 | 304.4393 | 0 | 376.0193 | 0.00026362 | 298.85 | -0.02235 | 304.9416 | 0 | 376.6539 | 0.015672 | 298.85 | 0.0032391 | 304.4393 | 0 | 298.85 | 0.014458 | 304.4393 | 0 | 376.0193 | 0.00035481 | 376.0193 | 0.0003933 | 304.4393 | 0 | 304.9416 | 0 | 304.9416 | 0 | 304.4393 | 0 | 577.523 | 0.016926 | 304.4393 | 0 | 304.4393 | 0 | 576.5254 | 0.00078262 | 304.4393 | 0 | 579.6088 | 0.00022048 | 577.523 | 0.029839 | 579.6088 | 5.56e-05 | 833.626 | 0.0021179 | 1092.3234 | 0.0010994 | 1005.9948 | 0.013616 | 1025.8147 | 0 | 1025.1956 | 0 | 304.439 | 5.5477e-06 | 304.9416 | 0 | 304.4393 | 0 | 304.4393 | 0 | 304.4393 | 0 | 302.1817 | 0
| 216.9139 | 0 |  |  | 216.9139 | 0 | 216.9139 | 0 | 376.7669 | 1.9544 | 304.6498 | 0.01465 | 299.0603 | 0 | 376.7669 | 3.2141 | 304.6498 | 0 | 304.6498 | 0 | 305.1526 | 0 | 304.6498 | 0 | 304.6498 | 0 | 304.6498 | 0 | 376.1309 | 0.00026823 | 299.06 | 0.083682 | 305.1526 | 0 | 376.7669 | 0.025389 | 299.06 | -0.017691 | 304.6498 | 0 | 299.06 | -0.0061794 | 304.6498 | 0 | 376.1309 | 0.00031594 | 376.1309 | 0.00028018 | 304.6498 | 0 | 305.1526 | 0 | 305.1526 | 0 | 304.6498 | 0 | 577.6809 | 0.024241 | 304.6498 | 0 | 304.6498 | 0 | 576.684 | 0.00017392 | 304.6498 | 0 | 579.766 | 0.0003192 | 577.6809 | 0.028418 | 579.766 | 4.5636e-05 | 833.6951 | 0.0022675 | 1092.3818 | 0.0011183 | 1006.0071 | 0.013599 | 1025.8663 | 0 | 1025.2471 | 0 | 304.65 | 5.5527e-06 | 305.1526 | 0 | 304.6498 | 0 | 304.6498 | 0 | 304.6498 | 0 | 302.3927 | 0
| 216.9856 | 0 |  |  | 216.9856 | 0 | 216.9857 | 0 | 376.88 | 1.8549 | 304.8603 | -0.035071 | 299.2712 | 0 | 376.88 | 3.3792 | 304.8603 | 0 | 304.8603 | 0 | 305.3636 | 0 | 304.8603 | 0 | 304.8603 | 0 | 304.8603 | 0 | 376.2426 | 0.0002632 | 299.27 | 0.0025989 | 305.3636 | 0 | 376.88 | 0.02727 | 299.27 | -0.006546 | 304.8603 | 0 | 299.27 | 0.0078116 | 304.8603 | 0 | 376.2426 | 0.00028545 | 376.2426 | 0.00021024 | 304.8603 | 0 | 305.3636 | 0 | 305.3636 | 0 | 304.8603 | 0 | 577.8387 | 0.015751 | 304.8603 | 0 | 304.8603 | 0 | 576.8425 | 0.00026087 | 304.8603 | 0 | 579.9231 | 0.00025558 | 577.8387 | 0.030167 | 579.9231 | 5.0472e-05 | 833.7643 | 0.0015845 | 1092.4403 | 0.0011369 | 1006.0195 | 0.013582 | 1025.9179 | 0 | 1025.2986 | 0 | 304.86 | 3.6999e-06 | 305.3636 | 0 | 304.8603 | 0 | 304.8603 | 0 | 304.8603 | 0 | 302.6037 | 0
| 217.0574 | 0 |  |  | 217.0574 | 0 | 217.0574 | 0 | 376.993 | 1.6954 | 305.0708 | 0.073861 | 299.4822 | 0 | 376.993 | 3.5503 | 305.0708 | 0 | 305.0708 | 0 | 305.5746 | 0 | 305.0708 | 0 | 305.0708 | 0 | 305.0708 | 0 | 376.3543 | 0.00029966 | 299.48 | 0.017152 | 305.5746 | 0 | 376.993 | 0.001681 | 299.48 | 0.033953 | 305.0708 | 0 | 299.48 | 0.034394 | 305.0708 | 0 | 376.3543 | 0.00024582 | 376.3543 | 0.00022982 | 305.0708 | 0 | 305.5746 | 0 | 305.5746 | 0 | 305.0708 | 0 | 577.9966 | 0.019809 | 305.0708 | 0 | 305.0708 | 0 | 577.001 | 0 | 305.0708 | 0 | 580.0803 | 0.00021499 | 577.9966 | 0.028746 | 580.0803 | 4.634e-05 | 833.8334 | 0.0014701 | 1092.4987 | 0.0011553 | 1006.0319 | 0.013566 | 1025.9695 | 0 | 1025.3501 | 0 | 305.071 | 3.0831e-06 | 305.5746 | 0 | 305.0708 | 0 | 305.0708 | 0 | 305.0708 | 0 | 302.8147 | 0
| 217.1292 | 0 |  |  | 217.1292 | 0 | 217.1292 | 0 | 377.106 | 1.6909 | 305.2813 | -0.080079 | 299.6932 | 0 | 377.106 | 3.6354 | 305.2813 | 0 | 305.2813 | 0 | 305.7857 | 0 | 305.2813 | 0 | 305.2813 | 0 | 305.2813 | 0 | 376.4659 | 0.00034074 | 299.69 | -0.020271 | 305.7857 | 0 | 377.106 | 0.0035093 | 299.69 | -0.0035561 | 305.2813 | 0 | 299.69 | -0.0079281 | 305.2813 | 0 | 376.4659 | 0.00027402 | 376.4659 | 0.00028818 | 305.2813 | 0 | 305.7857 | 0 | 305.7857 | 0 | 305.2813 | 0 | 578.1545 | 0.016979 | 305.2813 | 0 | 305.2813 | 0 | 577.1596 | 0.00078262 | 305.2813 | 0 | 580.2375 | 0.00021938 | 578.1545 | 0.029948 | 580.2375 | 4.5495e-05 | 833.9026 | 0.0023028 | 1092.5571 | 0.0011736 | 1006.0443 | 0.013551 | 1026.021 | 0 | 1025.4016 | 0 | 305.281 | 5.5554e-06 | 305.7857 | 0 | 305.2813 | 0 | 305.2813 | 0 | 305.2813 | 0 | 303.0257 | 0
| 217.201 | 0 |  |  | 217.201 | 0 | 217.201 | 0 | 377.219 | 1.6406 | 305.4918 | 0.047272 | 299.9042 | 0 | 377.219 | 3.8164 | 305.4918 | 0 | 305.4918 | 0 | 305.9967 | 0 | 305.4918 | 0 | 305.4918 | 0 | 305.4918 | 0 | 376.5776 | 0.00038852 | 299.9 | -0.0036384 | 305.9967 | 0 | 377.219 | 0.016822 | 299.9 | 0.0021518 | 305.4918 | 0 | 299.9 | -0.00513 | 305.4918 | 0 | 376.5776 | 0.00032318 | 376.5776 | 0.00031935 | 305.4918 | 0 | 305.9967 | 0 | 305.9967 | 0 | 305.4918 | 0 | 578.3124 | 0.016979 | 305.4918 | 0 | 305.4918 | 0 | 577.3182 | 0 | 305.4918 | 0 | 580.3947 | 0.00024242 | 578.3124 | 0.028746 | 580.3947 | 4.1115e-05 | 833.9719 | 0.0020669 | 1092.6156 | 0.0011915 | 1006.0567 | 0.013537 | 1026.0725 | 0 | 1025.4531 | 0 | 305.492 | 4.3193e-06 | 305.9967 | 0 | 305.4918 | 0 | 305.4918 | 0 | 305.4918 | 0 | 303.2367 | 0
| 217.2728 | 0 |  |  | 217.2728 | 0 | 217.2728 | 0 | 377.332 | 1.5828 | 305.7024 | -0.012562 | 300.1153 | 0 | 377.332 | 3.9301 | 305.7024 | 0 | 305.7024 | 0 | 306.2078 | 0 | 305.7024 | 0 | 305.7024 | 0 | 305.7024 | 0 | 376.6893 | 0.00042749 | 300.12 | -0.081605 | 306.2078 | 0 | 377.332 | 0.024867 | 300.12 | -0.0147 | 305.7024 | 0 | 300.12 | -0.025068 | 305.7024 | 0 | 376.6893 | 0.00036282 | 376.6893 | 0.00029577 | 305.7024 | 0 | 306.2078 | 0 | 306.2078 | 0 | 305.7024 | 0 | 578.4703 | 0.013028 | 305.7024 | 0 | 305.7024 | 0 | 577.4767 | 0 | 305.7024 | 0 | 580.5519 | 0.00026326 | 578.4703 | 0.030932 | 580.5519 | 5.3586e-05 | 834.0411 | 0.0018979 | 1092.6741 | 0.0012092 | 1006.0691 | 0.013524 | 1026.1242 | 0 | 1025.5046 | 0 | 305.702 | 3.0881e-06 | 306.2078 | 0 | 305.7024 | 0 | 305.7024 | 0 | 305.7024 | 0 | 303.4478 | 0
| 217.3445 | 0 |  |  | 217.3445 | 0 | 217.3445 | 0 | 377.445 | 1.5214 | 305.913 | -0.024913 | 300.3263 | 0 | 377.445 | 4.1059 | 305.913 | 0 | 305.913 | 0 | 306.4189 | 0 | 305.913 | 0 | 305.913 | 0 | 305.913 | 0 | 376.801 | 0.00040193 | 300.33 | 0.050418 | 306.4189 | 0 | 377.445 | 0.0049438 | 300.33 | -0.013341 | 305.913 | 0 | 300.33 | 0.007112 | 305.913 | 0 | 376.801 | 0.00034757 | 376.801 | 0.00024141 | 305.913 | 0 | 306.4189 | 0 | 306.4189 | 0 | 305.913 | 0 | 578.6282 | 0.02045 | 305.913 | 0 | 305.913 | 0 | 577.6353 | 0 | 305.913 | 0 | 580.7091 | 0.00020512 | 578.6282 | 0.02973 | 580.7091 | 4.2935e-05 | 834.1103 | 0.0019818 | 1092.7325 | 0.0012267 | 1006.0815 | 0.013511 | 1026.1758 | 0 | 1025.5561 | 0 | 305.913 | 6.7839e-06 | 306.4189 | 0 | 305.913 | 0 | 305.913 | 0 | 305.913 | 0 | 303.6588 | 0
| 217.4163 | 0 |  |  | 217.4163 | 0 | 217.4163 | 0 | 377.5581 | 1.459 | 306.1236 | -0.0069059 | 300.5374 | 0 | 377.5581 | 4.2559 | 306.1236 | 0 | 306.1236 | 0 | 306.63 | 0 | 306.1236 | 0 | 306.1236 | 0 | 306.1236 | 0 | 376.9126 | 0.00039019 | 300.54 | -0.034825 | 306.63 | 0 | 377.5581 | 0.010971 | 300.54 | -0.024757 | 306.1236 | 0 | 300.54 | -0.021918 | 306.1236 | 0 | 376.9126 | 0.00031518 | 376.9126 | 0.0002606 | 306.1236 | 0 | 306.63 | 0 | 306.63 | 0 | 306.1236 | 0 | 578.7861 | 0.018047 | 306.1236 | 0 | 306.1236 | 0 | 577.7939 | 0.00026087 | 306.1236 | 0 | 580.8664 | 0.00026874 | 578.7861 | 0.032025 | 580.8664 | 5.4144e-05 | 834.1795 | 0.0019437 | 1092.791 | 0.0012438 | 1006.0939 | 0.0135 | 1026.2273 | 0 | 1025.6077 | 0 | 306.124 | 9.2554e-06 | 306.63 | 0 | 306.1236 | 0 | 306.1236 | 0 | 306.1236 | 0 | 303.8699 | 0
| 217.4881 | 0 |  |  | 217.4881 | 0 | 217.4881 | 0 | 377.6711 | 1.4238 | 306.3342 | 0.056868 | 300.7485 | 0 | 377.6711 | 4.5242 | 306.3342 | 0 | 306.3342 | 0 | 306.8411 | 0 | 306.3342 | 0 | 306.3342 | 0 | 306.3342 | 0 | 377.0244 | 0.00035121 | 300.75 | -0.069127 | 306.8411 | 0 | 377.6711 | 0.016508 | 300.75 | -0.010079 | 306.3342 | 0 | 300.75 | 0.0078116 | 306.3342 | 0 | 377.0244 | 0.00025992 | 377.0244 | 0.0002606 | 306.3342 | 0 | 306.8411 | 0 | 306.8411 | 0 | 306.3342 | 0 | 578.944 | 0.022319 | 306.3342 | 0 | 306.3342 | 0 | 577.9524 | 0 | 306.3342 | 0 | 581.0236 | 0.00018647 | 578.944 | 0.02973 | 581.0236 | 4.942e-05 | 834.2488 | 0.0020606 | 1092.8496 | 0.0012607 | 1006.1063 | 0.01349 | 1026.2789 | 0 | 1025.6592 | 0 | 306.334 | 1.0484e-05 | 306.8411 | 0 | 306.3342 | 0 | 306.3342 | 0 | 306.3342 | 0 | 304.081 | 0
| 217.5599 | 0 |  |  | 217.5599 | 0 | 217.5599 | 0 | 377.7841 | 1.3642 | 306.5448 | -0.019435 | 300.9595 | 0 | 377.7841 | 4.5734 | 306.5448 | 0 | 306.5448 | 0 | 307.0523 | 0 | 306.5448 | 0 | 306.5448 | 0 | 306.5448 | 0 | 377.1361 | 0.00036798 | 300.96 | 0.030666 | 307.0522 | 0 | 377.7841 | 0.013583 | 300.96 | 0.0054135 | 306.5448 | 0 | 300.96 | 0.0053631 | 306.5448 | 0 | 377.1361 | 0.0003026 | 377.1361 | 0.00023342 | 306.5448 | 0 | 307.0522 | 0 | 307.0522 | 0 | 306.5448 | 0 | 579.1019 | 0.018047 | 306.5448 | 0 | 306.5448 | 0 | 578.111 | 0.00078262 | 306.5448 | 0 | 581.1808 | 0.00022267 | 579.1019 | 0.030932 | 581.1808 | 5.6245e-05 | 834.3181 | 0.0025952 | 1092.9081 | 0.0012772 | 1006.1187 | 0.01348 | 1026.3306 | 0 | 1025.7107 | 0 | 306.545 | 8.0218e-06 | 307.0523 | 0 | 306.5448 | 0 | 306.5448 | 0 | 306.5448 | 0 | 304.2921 | 0
| 217.6317 | 0 |  |  | 217.6317 | 0 | 217.6317 | 0 | 377.8971 | 1.331 | 306.7554 | 0.086572 | 301.1707 | 0 | 377.8971 | 4.7995 | 306.7554 | 0 | 306.7554 | 0 | 307.2634 | 0 | 306.7554 | 0 | 306.7554 | 0 | 306.7554 | 0 | 377.2478 | 0.00035499 | 301.17 | 0.046258 | 307.2634 | 0 | 377.8971 | 0.0028674 | 301.17 | -0.0021971 | 306.7554 | 0 | 301.17 | 0.012359 | 306.7554 | 0 | 377.2478 | 0.00031937 | 377.2478 | 0.00022583 | 306.7554 | 0 | 307.2634 | 0 | 307.2634 | 0 | 306.7554 | 0 | 579.2599 | 0.019809 | 306.7554 | 0 | 306.7554 | 0 | 578.2696 | 0 | 306.7554 | 0 | 581.3381 | 0.00024022 | 579.2599 | 0.028637 | 581.3381 | 4.5533e-05 | 834.3873 | 0.0014958 | 1092.9666 | 0.0012933 | 1006.1311 | 0.013472 | 1026.3821 | 0 | 1025.7623 | 0 | 306.755 | 9.2569e-06 | 307.2634 | 0 | 306.7554 | 0 | 306.7554 | 0 | 306.7554 | 0 | 304.5032 | 0
| 217.7036 | 0 |  |  | 217.7036 | 0 | 217.7036 | 0 | 378.0101 | 1.2655 | 306.9661 | 0.016634 | 301.3818 | 0 | 378.0101 | 4.9345 | 306.9661 | 0 | 306.9661 | 0 | 307.4746 | 0 | 306.9661 | 0 | 306.9661 | 0 | 306.9661 | 0 | 377.3595 | 0.00035205 | 301.38 | 0.018192 | 307.4746 | 0 | 378.0101 | 0.018075 | 301.38 | -0.011167 | 306.9661 | 0 | 301.38 | -0.0030314 | 306.9661 | 0 | 377.3595 | 0.00033271 | 377.3595 | 0.00022183 | 306.9661 | 0 | 307.4746 | 0 | 307.4746 | 0 | 306.9661 | 0 | 579.4178 | 0.015324 | 306.9661 | 0 | 306.9661 | 0 | 578.4282 | 0.00026087 | 306.9661 | 0 | 581.4954 | 0.00019415 | 579.4178 | 0.029511 | 581.4954 | 5.5923e-05 | 834.4566 | 0.0020336 | 1093.025 | 0.0013092 | 1006.1435 | 0.013464 | 1026.4337 | 0 | 1025.8138 | 0 | 306.966 | 9.2449e-06 | 307.4746 | 0 | 306.9661 | 0 | 306.9661 | 0 | 306.9661 | 0 | 304.7144 | 0
| 217.7754 | 0 |  |  | 217.7754 | 0 | 217.7754 | 0 | 378.1231 | 1.2138 | 307.1768 | 0.015616 | 301.5929 | 0 | 378.1231 | 5.2195 | 307.1768 | 0 | 307.1768 | 0 | 307.6857 | 0 | 307.1768 | 0 | 307.1768 | 0 | 307.1768 | 0 | 377.4712 | 0.000329 | 301.59 | 0.055613 | 307.6857 | 0 | 378.1231 | 0.030195 | 301.59 | -0.012798 | 307.1768 | 0 | 301.59 | 0.00046636 | 307.1768 | 0 | 377.4712 | 0.00031327 | 377.4712 | 0.00030736 | 307.1768 | 0 | 307.6857 | 0 | 307.6857 | 0 | 307.1768 | 0 | 579.5758 | 0.024134 | 307.1768 | 0 | 307.1768 | 0 | 578.5869 | 0.00069566 | 307.1768 | 0 | 581.6526 | 0.00027423 | 579.5758 | 0.028199 | 581.6526 | 5.5923e-05 | 834.5259 | 0.0023504 | 1093.0836 | 0.0013246 | 1006.1559 | 0.013458 | 1026.4853 | 0 | 1025.8654 | 0 | 307.177 | 6.1662e-06 | 307.6857 | 0 | 307.1768 | 0 | 307.1768 | 0 | 307.1768 | 0 | 304.9255 | 0
| 217.8472 | 0 |  |  | 217.8472 | 0 | 217.8472 | 0 | 378.2361 | 1.1679 | 307.3875 | 0.0039926 | 301.8041 | 0 | 378.2361 | 5.4961 | 307.3875 | 0 | 307.3875 | 0 | 307.8969 | 0 | 307.3875 | 0 | 307.3875 | 0 | 307.3875 | 0 | 377.5829 | 0.00031811 | 301.8 | -0.094078 | 307.8969 | 0 | 378.2361 | 0.014732 | 301.8 | -0.0016535 | 307.3875 | 0 | 301.8 | -0.009677 | 307.3875 | 0 | 377.5829 | 0.00031518 | 377.5829 | 0.00026859 | 307.3875 | 0 | 307.8969 | 0 | 307.8969 | 0 | 307.3875 | 0 | 579.7337 | 0.019809 | 307.3875 | 0 | 307.3875 | 0 | 578.7455 | 0.00026087 | 307.3875 | 0 | 581.8099 | 0.00019964 | 579.7337 | 0.029292 | 581.8099 | 6.0097e-05 | 834.5952 | 0.0022419 | 1093.1421 | 0.0013397 | 1006.1683 | 0.013453 | 1026.537 | 0 | 1025.917 | 0 | 307.387 | 7.3898e-06 | 307.8969 | 0 | 307.3875 | 0 | 307.3875 | 0 | 307.3875 | 0 | 305.1367 | 0
| 217.919 | 0 |  |  | 217.919 | 0 | 217.919 | 0 | 378.3491 | 1.1423 | 307.5982 | 0.023689 | 302.0153 | 0 | 378.3491 | 5.6244 | 307.5982 | 0 | 307.5982 | 0 | 308.1082 | 0 | 307.5982 | 0 | 307.5982 | 0 | 307.5982 | 0 | 377.6946 | 0.00030176 | 302.02 | 0.041062 | 308.1081 | 0 | 378.3491 | 0.0079102 | 302.02 | 0.0045981 | 307.5982 | 0 | 302.02 | 0.0022152 | 307.5982 | 0 | 377.6946 | 0.00036015 | 377.6946 | 0.00030736 | 307.5982 | 0 | 308.1081 | 0 | 308.1081 | 0 | 307.5982 | 0 | 579.8917 | 0.027765 | 307.5982 | 0 | 307.5982 | 0 | 578.9041 | 0.00017392 | 307.5982 | 0 | 581.9672 | 0.00029288 | 579.8917 | 0.028637 | 581.9672 | 5.3332e-05 | 834.6646 | 0.0021491 | 1093.2007 | 0.0013544 | 1006.1807 | 0.013448 | 1026.5886 | 0 | 1025.9685 | 0 | 307.598 | 6.783e-06 | 308.1082 | 0 | 307.5982 | 0 | 307.5982 | 0 | 307.5982 | 0 | 305.3479 | 0
| 217.9908 | 0 |  |  | 217.9908 | 0 | 217.9908 | 0 | 378.4621 | 1.1012 | 307.8089 | 0.021825 | 302.2265 | 0 | 378.4621 | 5.8961 | 307.8089 | 0 | 307.8089 | 0 | 308.3194 | 0 | 307.8089 | 0 | 307.8089 | 0 | 307.8089 | 0 | 377.8064 | 0.00034074 | 302.23 | 0.0088362 | 308.3194 | 0 | 378.4621 | 0 | 302.23 | -0.010079 | 307.8089 | 0 | 302.23 | -0.0040807 | 307.8089 | 0 | 377.8064 | 0.00038531 | 377.8064 | 0.000257 | 307.8089 | 0 | 308.3194 | 0 | 308.3194 | 0 | 307.8089 | 0 | 580.0497 | 0.018688 | 307.8089 | 0 | 307.8089 | 0 | 579.0627 | 0.00026087 | 307.8089 | 0 | 582.1245 | 0.00016563 | 580.0497 | 0.030604 | 582.1245 | 5.7009e-05 | 834.7339 | 0.0018926 | 1093.2592 | 0.0013686 | 1006.1931 | 0.013445 | 1026.6403 | 0 | 1026.02 | 0 | 307.809 | 6.788e-06 | 308.3194 | 0 | 307.8089 | 0 | 307.8089 | 0 | 307.8089 | 0 | 305.5591 | 0
| 218.0627 | 0 |  |  | 218.0627 | 0 | 218.0627 | 0 | 378.5751 | 1.0291 | 308.0197 | 0.017165 | 302.4377 | 0 | 378.5751 | 5.9887 | 308.0197 | 0 | 308.0197 | 0 | 308.5306 | 0 | 308.0197 | 0 | 308.0197 | 0 | 308.0197 | 0 | 377.9181 | 0.00035792 | 302.44 | -0.00051979 | 308.5306 | 0 | 378.5751 | 0.013792 | 302.44 | 0.0040544 | 308.0197 | 0 | 302.44 | -0.014574 | 308.0197 | 0 | 377.9181 | 0.00035329 | 377.9181 | 0.00032695 | 308.0197 | 0 | 308.5306 | 0 | 308.5306 | 0 | 308.0197 | 0 | 580.2077 | 0.028139 | 308.0197 | 0 | 308.0197 | 0 | 579.2214 | 0.00017392 | 308.0197 | 0 | 582.2818 | 0.00029946 | 580.2077 | 0.029183 | 582.2818 | 5.9748e-05 | 834.8032 | 0.0013594 | 1093.3177 | 0.0013825 | 1006.2055 | 0.013444 | 1026.6919 | 0 | 1026.0717 | 0 | 308.02 | 1.0475e-05 | 308.5306 | 0 | 308.0197 | 0 | 308.0197 | 0 | 308.0197 | 0 | 305.7703 | 0
| 218.1345 | 0 |  |  | 218.1345 | 0 | 218.1345 | 0 | 378.6881 | 1.0148 | 308.2304 | -0.023691 | 302.6489 | 0 | 378.6881 | 6.2469 | 308.2304 | 0 | 308.2304 | 0 | 308.7419 | 0 | 308.2304 | 0 | 308.2304 | 0 | 308.2304 | 0 | 378.0299 | 0.00036085 | 302.65 | -0.036903 | 308.7419 | 0 | 378.6881 | 0.020165 | 302.65 | 0.0084033 | 308.2304 | 0 | 302.65 | -0.0068788 | 308.2304 | 0 | 378.0299 | 0.0003167 | 378.0299 | 0.00032695 | 308.2304 | 0 | 308.7419 | 0 | 308.7419 | 0 | 308.2304 | 0 | 580.3657 | 0.014363 | 308.2304 | 0 | 308.2304 | 0 | 579.38 | 0.00026087 | 308.2304 | 0 | 582.4391 | 0.00017331 | 580.3657 | 0.030385 | 582.4391 | 5.7322e-05 | 834.8726 | 0.0024338 | 1093.3762 | 0.0013959 | 1006.2179 | 0.013443 | 1026.7435 | 0 | 1026.1232 | 0 | 308.23 | 4.3241e-06 | 308.7419 | 0 | 308.2304 | 0 | 308.2304 | 0 | 308.2304 | 0 | 305.9815 | 0
| 218.2064 | 0 |  |  | 218.2064 | 0 | 218.2064 | 0 | 378.8011 | 0.9947 | 308.4412 | -0.010189 | 302.8601 | 0 | 378.8011 | 6.4425 | 308.4412 | 0 | 308.4412 | 0 | 308.9531 | 0 | 308.4412 | 0 | 308.4412 | 0 | 308.4412 | 0 | 378.1416 | 0.00031056 | 302.86 | 0.0025989 | 308.9531 | 0 | 378.8011 | 0.0099864 | 302.86 | 0.0078598 | 308.4412 | 0 | 302.86 | -0.0037309 | 308.4412 | 0 | 378.1416 | 0.00027974 | 378.1416 | 0.00033854 | 308.4412 | 0 | 308.9531 | 0 | 308.9531 | 0 | 308.4412 | 0 | 580.5237 | 0.025255 | 308.4412 | 0 | 308.4412 | 0 | 579.5386 | 0.00017392 | 308.4412 | 0 | 582.5965 | 0.0002501 | 580.5237 | 0.028309 | 582.5965 | 4.9633e-05 | 834.942 | 0.0018707 | 1093.4348 | 0.0014089 | 1006.2303 | 0.013443 | 1026.7952 | 0 | 1026.1748 | 0 | 308.441 | 4.326e-06 | 308.9531 | 0 | 308.4412 | 0 | 308.4412 | 0 | 308.4412 | 0 | 306.1927 | 0
| 218.2782 | 0 |  |  | 218.2782 | 0 | 218.2782 | 0 | 378.9141 | 0.89988 | 308.652 | -0.0020617 | 303.0714 | 0 | 378.9141 | 6.7921 | 308.652 | 0 | 308.652 | 0 | 309.1644 | 0 | 308.652 | 0 | 308.652 | 0 | 308.652 | 0 | 378.2534 | 0.00033864 | 303.07 | -0.063932 | 309.1644 | 0 | 378.9141 | 0.0076611 | 303.07 | -0.025301 | 308.652 | 0 | 303.07 | -0.015274 | 308.652 | 0 | 378.2534 | 0.00028583 | 378.2534 | 0.00036971 | 308.652 | 0 | 309.1644 | 0 | 309.1644 | 0 | 308.652 | 0 | 580.6817 | 0.01794 | 308.652 | 0 | 308.652 | 0 | 579.6973 | 0 | 308.652 | 0 | 582.7538 | 0.00026106 | 580.6817 | 0.030276 | 582.7538 | 5.5255e-05 | 835.0113 | 0.0016789 | 1093.4934 | 0.0014215 | 1006.2427 | 0.013445 | 1026.8468 | 0 | 1026.2264 | 0 | 308.652 | 6.1635e-06 | 309.1644 | 0 | 308.652 | 0 | 308.652 | 0 | 308.652 | 0 | 306.404 | 0
| 218.3501 | 0 |  |  | 218.3501 | 0 | 218.3501 | 0 | 379.0271 | 0.87016 | 308.8628 | 0.018277 | 303.2827 | 0 | 379.0271 | 7.0746 | 308.8628 | 0 | 308.8628 | 0 | 309.3757 | 0 | 308.8628 | 0 | 308.8628 | 0 | 308.8628 | 0 | 378.3651 | 0.0003093 | 303.28 | 0.028587 | 309.3757 | 0 | 379.0271 | 0 | 303.28 | -0.0054588 | 308.8628 | 0 | 303.28 | 0.00011659 | 308.8628 | 0 | 378.3651 | 0.0002885 | 378.3651 | 0.00048642 | 308.8628 | 0 | 309.3757 | 0 | 309.3757 | 0 | 308.8628 | 0 | 580.8397 | 0.021571 | 308.8628 | 0 | 308.8628 | 0 | 579.856 | 0.00017392 | 308.8628 | 0 | 582.9111 | 0.00022596 | 580.8397 | 0.028527 | 582.9111 | 4.7946e-05 | 835.0807 | 0.0017198 | 1093.552 | 0.0014335 | 1006.2551 | 0.013447 | 1026.8984 | 0 | 1026.2779 | 0 | 308.863 | 4.3115e-06 | 309.3757 | 0 | 308.8628 | 0 | 308.8628 | 0 | 308.8628 | 0 | 306.6153 | 0
| 218.4219 | 0 |  |  | 218.4219 | 0 | 218.4219 | 0 | 379.1401 | 0.86997 | 309.0736 | 0.052099 | 303.494 | 0 | 379.1401 | 7.3564 | 309.0736 | 0 | 309.0736 | 0 | 309.587 | 0 | 309.0736 | 0 | 309.0736 | 0 | 309.0736 | 0 | 378.4769 | 0.00035834 | 303.49 | -0.00051979 | 309.5871 | 0 | 379.1401 | 0.019852 | 303.49 | -0.017691 | 309.0736 | 0 | 303.49 | 0.0088609 | 309.0736 | 0 | 378.4769 | 0.00026868 | 378.4769 | 0.00046724 | 309.0736 | 0 | 309.5871 | 0 | 309.5871 | 0 | 309.0736 | 0 | 580.9977 | 0.019435 | 309.0736 | 0 | 309.0736 | 0 | 580.0146 | 0.00026087 | 309.0736 | 0 | 583.0685 | 0.00020841 | 580.9977 | 0.02973 | 583.0685 | 5.1085e-05 | 835.1501 | 0.002031 | 1093.6105 | 0.0014414 | 1006.2675 | 0.013451 | 1026.9501 | 0 | 1026.3296 | 0 | 309.074 | 8.6282e-06 | 309.587 | 0 | 309.0736 | 0 | 309.0736 | 0 | 309.0736 | 0 | 306.8265 | 0
| 218.4938 | 0 |  |  | 218.4938 | 0 | 218.4938 | 0 | 379.2531 | 0.81933 | 309.2845 | 0.016284 | 303.7053 | 0 | 379.2531 | 7.6444 | 309.2845 | 0 | 309.2845 | 0 | 309.7984 | 0 | 309.2845 | 0 | 309.2845 | 0 | 309.2845 | 0 | 378.5887 | 0.00032313 | 303.71 | 0.045222 | 309.7984 | 0 | 379.2531 | 0.0031641 | 303.71 | 0.026614 | 309.2845 | 0 | 303.71 | 0.028798 | 309.2845 | 0 | 378.5887 | 0.00029994 | 378.5887 | 0.00035812 | 309.2845 | 0 | 309.7984 | 0 | 309.7984 | 0 | 309.2845 | 0 | 581.1558 | 0.023547 | 309.2845 | 0 | 309.2845 | 0 | 580.1733 | 0 | 309.2845 | 0 | 583.2259 | 0.00025668 | 581.1558 | 0.027216 | 583.2259 | 4.7191e-05 | 835.2195 | 0.0016281 | 1093.6691 | 0.0014465 | 1006.2799 | 0.013456 | 1027.0018 | 0 | 1026.3812 | 0 | 309.284 | 3.7008e-06 | 309.7984 | 0 | 309.2845 | 0 | 309.2845 | 0 | 309.2845 | 0 | 307.0378 | 0
| 218.5656 | 0 |  |  | 218.5656 | 0 | 218.5656 | 0 | 379.3661 | 0.81699 | 309.4953 | -0.040341 | 303.9166 | 0 | 379.3661 | 7.8625 | 309.4953 | 0 | 309.4953 | 0 | 310.0097 | 0 | 309.4953 | 0 | 309.4953 | 0 | 309.4953 | 0 | 378.7004 | 0.00033948 | 303.92 | -0.0098758 | 310.0097 | 0 | 379.3661 | 0.017762 | 303.92 | 0.00052096 | 309.4953 | 0 | 303.92 | -0.01947 | 309.4953 | 0 | 378.7004 | 0.00032204 | 378.7004 | 0.00021783 | 309.4953 | 0 | 310.0097 | 0 | 310.0097 | 0 | 309.4953 | 0 | 581.3138 | 0.016445 | 309.4953 | 0 | 309.4953 | 0 | 580.332 | 0.00026087 | 309.4953 | 0 | 583.3832 | 0.0001788 | 581.3138 | 0.028964 | 583.3832 | 5.2346e-05 | 835.2889 | 0.0020805 | 1093.7277 | 0.0014511 | 1006.2923 | 0.013462 | 1027.0535 | 0 | 1026.4329 | 0 | 309.495 | 7.3974e-06 | 310.0097 | 0 | 309.4953 | 0 | 309.4953 | 0 | 309.4953 | 0 | 307.2491 | 0
| 218.6375 | 0 |  |  | 218.6375 | 0 | 218.6375 | 0 | 379.4791 | 0.7687 | 309.7062 | 0.013403 | 304.1279 | 0 | 379.4791 | 8.2939 | 309.7062 | 0 | 309.7062 | 0 | 310.2211 | 0 | 309.7062 | 0 | 309.7062 | 0 | 309.7062 | 0 | 378.8122 | 0.00032607 | 304.13 | 0.080564 | 310.2211 | 0 | 379.4791 | 0.00049437 | 304.13 | -0.01606 | 309.7062 | 0 | 304.13 | 0.018305 | 309.7062 | 0 | 378.8122 | 0.00031594 | 378.8122 | 0.00021783 | 309.7062 | 0 | 310.2211 | 0 | 310.2211 | 0 | 309.7062 | 0 | 581.4718 | 0.027978 | 309.7062 | 0 | 309.7062 | 0 | 580.4907 | 0.00017392 | 309.7062 | 0 | 583.5406 | 0.00027423 | 581.4718 | 0.027653 | 583.5406 | 4.2815e-05 | 835.3585 | 0.0021395 | 1093.7863 | 0.0014553 | 1006.3047 | 0.01347 | 1027.1051 | 0 | 1026.4844 | 0 | 309.706 | 8.0142e-06 | 310.2211 | 0 | 309.7062 | 0 | 309.7062 | 0 | 309.7062 | 0 | 307.4605 | 0
| 218.7094 | 0 |  |  | 218.7094 | 0 | 218.7094 | 0 | 379.592 | 0.71513 | 309.9171 | 0.038343 | 304.3393 | 0 | 379.592 | 8.572 | 309.9171 | 0 | 309.9171 | 0 | 310.4325 | 0 | 309.9171 | 0 | 309.9171 | 0 | 309.9171 | 0 | 378.924 | 0.00035205 | 304.34 | -0.042101 | 310.4325 | 0 | 379.592 | 0.013269 | 304.34 | 0.00079277 | 309.9171 | 0 | 304.34 | 0.0099102 | 309.9171 | 0 | 378.924 | 0.00032318 | 378.924 | 0.00027259 | 309.9171 | 0 | 310.4325 | 0 | 310.4325 | 0 | 309.9171 | 0 | 581.6299 | 0.018421 | 309.9171 | 0 | 309.9171 | 0 | 580.6494 | 0.00026087 | 309.9171 | 0 | 583.698 | 0.00024022 | 581.6299 | 0.029292 | 583.698 | 5.3558e-05 | 835.4278 | 0.0013283 | 1093.8448 | 0.001459 | 1006.3171 | 0.013478 | 1027.1569 | 0 | 1026.536 | 0 | 309.917 | 3.0797e-06 | 310.4325 | 0 | 309.9171 | 0 | 309.9171 | 0 | 309.9171 | 0 | 307.6718 | 0
| 218.7813 | 0 |  |  | 218.7813 | 0 | 218.7813 | 0 | 379.705 | 0.69382 | 310.128 | 0.081502 | 304.5507 | 0 | 379.705 | 9.0414 | 310.128 | 0 | 310.128 | 0 | 310.6439 | 0 | 310.128 | 0 | 310.128 | 0 | 310.128 | 0 | 379.0358 | 0.00036295 | 304.55 | 0.044181 | 310.6439 | 0 | 379.705 | 0.0233 | 304.55 | 0.0086751 | 310.128 | 0 | 304.55 | -0.014924 | 310.128 | 0 | 379.0358 | 0.0003148 | 379.0358 | 0.0002646 | 310.128 | 0 | 310.6439 | 0 | 310.6439 | 0 | 310.128 | 0 | 581.788 | 0.021678 | 310.128 | 0 | 310.128 | 0 | 580.8081 | 0 | 310.128 | 0 | 583.8554 | 0.0002128 | 581.788 | 0.027762 | 583.8554 | 3.9954e-05 | 835.4973 | 0.0022401 | 1093.9034 | 0.0014621 | 1006.3295 | 0.013488 | 1027.2085 | 0 | 1026.5876 | 0 | 310.128 | 6.1712e-06 | 310.6439 | 0 | 310.128 | 0 | 310.128 | 0 | 310.128 | 0 | 307.8832 | 0
| 218.8532 | 0 |  |  | 218.8532 | 0 | 218.8532 | 0 | 379.818 | 0.63987 | 310.3389 | -0.059795 | 304.7621 | 0 | 379.818 | 9.2355 | 310.3389 | 0 | 310.339 | 0 | 310.8553 | 0 | 310.3389 | 0 | 310.339 | 0 | 310.339 | 0 | 379.1476 | 0.00033655 | 304.76 | -0.017152 | 310.8553 | 0 | 379.818 | 0.031345 | 304.76 | -0.013885 | 310.3389 | 0 | 304.76 | -0.023318 | 310.339 | 0 | 379.1476 | 0.0003773 | 379.1476 | 0.00021423 | 310.339 | 0 | 310.8553 | 0 | 310.8553 | 0 | 310.339 | 0 | 581.946 | 0.019062 | 310.3389 | 0 | 310.3389 | 0 | 580.9668 | 0 | 310.3389 | 0 | 584.0128 | 0.00024242 | 581.946 | 0.02973 | 584.0128 | 4.172e-05 | 835.5668 | 0.0024446 | 1093.962 | 0.0014649 | 1006.3419 | 0.013498 | 1027.2603 | 0 | 1026.6393 | 0 | 310.339 | 3.7016e-06 | 310.8553 | 0 | 310.339 | 0 | 310.339 | 0 | 310.339 | 0 | 308.0945 | 0
| 218.925 | 0 |  |  | 218.925 | 0 | 218.925 | 0 | 379.931 | 0.65257 | 310.5499 | 0.0012083 | 304.9735 | 0 | 379.931 | 9.5693 | 310.5499 | 0 | 310.5499 | 0 | 311.0667 | 0 | 310.5499 | 0 | 310.5499 | 0 | 310.5499 | 0 | 379.2594 | 0.0003114 | 304.97 | -0.04314 | 311.0667 | 0 | 379.931 | 0.027479 | 304.97 | -0.031281 | 310.5499 | 0 | 304.97 | 0.012359 | 310.5499 | 0 | 379.2594 | 0.00033538 | 379.2594 | 0.00019865 | 310.5499 | 0 | 311.0667 | 0 | 311.0667 | 0 | 310.5499 | 0 | 582.1041 | 0.026483 | 310.5499 | 0 | 310.5499 | 0 | 581.1255 | 0 | 310.5499 | 0 | 584.1702 | 0.00022377 | 582.1041 | 0.028418 | 584.1702 | 4.1416e-05 | 835.6362 | 0.002095 | 1094.0207 | 0.0014671 | 1006.3543 | 0.01351 | 1027.3119 | 0 | 1026.6909 | 0 | 310.55 | 3.7025e-06 | 311.0667 | 0 | 310.5499 | 0 | 310.5499 | 0 | 310.5499 | 0 | 308.3059 | 0
| 218.9969 | 0 |  |  | 218.9969 | 0 | 218.9969 | 0 | 380.044 | 0.63752 | 310.7609 | -0.065122 | 305.1849 | 0 | 380.044 | 9.9242 | 310.7609 | 0 | 310.7609 | 0 | 311.2782 | 0 | 310.7609 | 0 | 310.7609 | 0 | 310.7609 | 0 | 379.3712 | 0.00032481 | 305.18 | -0.089919 | 311.2782 | 0 | 380.044 | 0.020165 | 305.18 | 0.0016082 | 310.7609 | 0 | 305.18 | -0.010726 | 310.7609 | 0 | 379.3712 | 0.00035672 | 379.3712 | 0.00017107 | 310.7609 | 0 | 311.2782 | 0 | 311.2782 | 0 | 310.7609 | 0 | 582.2622 | 0.022265 | 310.7609 | 0 | 310.7609 | 0 | 581.2842 | 0 | 310.7609 | 0 | 584.3276 | 0.00021499 | 582.2622 | 0.029948 | 584.3276 | 4.7379e-05 | 835.7058 | 0.0022267 | 1094.0793 | 0.0014689 | 1006.3667 | 0.013523 | 1027.3637 | 0 | 1026.7425 | 0 | 310.761 | 4.3182e-06 | 311.2782 | 0 | 310.7609 | 0 | 310.7609 | 0 | 310.7609 | 0 | 308.5173 | 0
| 219.0688 | 0 |  |  | 219.0688 | 0 | 219.0688 | 0 | 380.157 | 0.61289 | 310.9718 | -0.011433 | 305.3963 | 0 | 380.157 | 10.3328 | 310.9718 | 0 | 310.9718 | 0 | 311.4896 | 0 | 310.9718 | 0 | 310.9718 | 0 | 310.9718 | 0 | 379.483 | 0.000329 | 305.4 | 0.051458 | 311.4896 | 0 | 380.157 | 0.01118 | 305.4 | 0.0059571 | 310.9718 | 0 | 305.4 | 0.0088609 | 310.9718 | 0 | 379.483 | 0.00032013 | 379.483 | 0.00016347 | 310.9718 | 0 | 311.4896 | 0 | 311.4896 | 0 | 310.9718 | 0 | 582.4203 | 0.022319 | 310.9718 | 0 | 310.9718 | 0 | 581.443 | 0 | 310.9718 | 0 | 584.4851 | 0.00024132 | 582.4203 | 0.027981 | 584.4851 | 4.0663e-05 | 835.7752 | 0.001805 | 1094.1379 | 0.0014702 | 1006.3791 | 0.013537 | 1027.4153 | 0 | 1026.7942 | 0 | 310.972 | 3.7092e-06 | 311.4896 | 0 | 310.9718 | 0 | 310.9718 | 0 | 310.9718 | 0 | 308.7287 | 0
| 219.1407 | 0 |  |  | 219.1407 | 0 | 219.1407 | 0 | 380.2699 | 0.58122 | 311.1828 | -0.061986 | 305.6078 | 0 | 380.2699 | 10.6831 | 311.1828 | 0 | 311.1828 | 0 | 311.7011 | 0 | 311.1828 | 0 | 311.1828 | 0 | 311.1828 | 0 | 379.5949 | 0.00032607 | 305.61 | -0.040022 | 311.7011 | 0 | 380.2699 | 0.02518 | 305.61 | -0.025572 | 311.1828 | 0 | 305.61 | -0.03486 | 311.1828 | 0 | 379.5949 | 0.00029879 | 379.5949 | 0.00013629 | 311.1828 | 0 | 311.7011 | 0 | 311.7011 | 0 | 311.1828 | 0 | 582.5784 | 0.023547 | 311.1828 | 0 | 311.1828 | 0 | 581.6017 | 0.00078262 | 311.1828 | 0 | 584.6425 | 0.00021609 | 582.5784 | 0.029511 | 584.6425 | 4.8851e-05 | 835.8447 | 0.0013515 | 1094.1965 | 0.001471 | 1006.3915 | 0.013552 | 1027.467 | 0 | 1026.8458 | 0 | 311.183 | 6.1755e-06 | 311.7011 | 0 | 311.1828 | 0 | 311.1828 | 0 | 311.1828 | 0 | 308.9402 | 0
| 219.2126 | 0 |  |  | 219.2126 | 0 | 219.2127 | 0 | 380.3829 | 0.56108 | 311.3938 | 0.081146 | 305.8193 | 0 | 380.3829 | 11.0556 | 311.3938 | 0 | 311.3938 | 0 | 311.9126 | 0 | 311.3938 | 0 | 311.3938 | 0 | 311.3938 | 0 | 379.7067 | 0.00031224 | 305.82 | 0.00051979 | 311.9126 | 0 | 380.3829 | 0.0073169 | 305.82 | -0.0011099 | 311.3938 | 0 | 305.82 | 0.002565 | 311.3938 | 0 | 379.7067 | 0.00026792 | 379.7067 | 0.00022583 | 311.3938 | 0 | 311.9126 | 0 | 311.9126 | 0 | 311.3938 | 0 | 582.7365 | 0.015591 | 311.3938 | 0 | 311.3938 | 0 | 581.7604 | 0.00017392 | 311.3938 | 0 | 584.8 | 0.00024132 | 582.7365 | 0.027762 | 584.8 | 4.3343e-05 | 835.9142 | 0.0017783 | 1094.2552 | 0.0014714 | 1006.4039 | 0.013567 | 1027.5188 | 0 | 1026.8976 | 0 | 311.394 | 7.3987e-06 | 311.9126 | 0 | 311.3938 | 0 | 311.3938 | 0 | 311.3938 | 0 | 309.1516 | 0
| 219.2846 | 0 |  |  | 219.2846 | 0 | 219.2846 | 0 | 380.4959 | 0.51279 | 311.6049 | -0.0043089 | 306.0308 | 0 | 380.4959 | 11.4977 | 311.6049 | 0 | 311.6049 | 0 | 312.1241 | 0 | 311.6049 | 0 | 311.6049 | 0 | 311.6049 | 0 | 379.8185 | 0.00031727 | 306.03 | -0.0077966 | 312.1241 | 0 | 380.4959 | 0.0076611 | 306.03 | -0.009264 | 311.6049 | 0 | 306.03 | -0.011426 | 311.6049 | 0 | 379.8185 | 0.00027173 | 379.8185 | 0.00027619 | 311.6049 | 0 | 312.1241 | 0 | 312.1241 | 0 | 311.6049 | 0 | 582.8946 | 0.014844 | 311.6049 | 0 | 311.6049 | 0 | 581.9192 | 0.00078262 | 311.6049 | 0 | 584.9574 | 0.00021609 | 582.8946 | 0.029511 | 584.9574 | 4.7567e-05 | 835.9838 | 0.0015901 | 1094.3138 | 0.0014713 | 1006.4163 | 0.013584 | 1027.5704 | 0 | 1026.9492 | 0 | 311.605 | 6.1662e-06 | 312.1241 | 0 | 311.6049 | 0 | 311.6049 | 0 | 311.6049 | 0 | 309.3631 | 0
| 219.3565 | 0 |  |  | 219.3565 | 0 | 219.3565 | 0 | 380.6089 | 0.56636 | 311.8159 | 0.062003 | 306.2423 | 0 | 380.6089 | 11.968 | 311.8159 | 0 | 311.8159 | 0 | 312.3356 | 0 | 311.8159 | 0 | 311.8159 | 0 | 311.8159 | 0 | 379.9303 | 0.00035331 | 306.24 | 0.00051979 | 312.3356 | 0 | 380.6089 | 0.02424 | 306.24 | -0.0024689 | 311.8159 | 0 | 306.24 | -0.0075784 | 311.8159 | 0 | 379.9303 | 0.00027593 | 379.9303 | 0.00024501 | 311.8159 | 0 | 312.3356 | 0 | 312.3356 | 0 | 311.8159 | 0 | 583.0527 | 0.028726 | 311.8159 | 0 | 311.8159 | 0 | 582.0779 | 0 | 311.8159 | 0 | 585.1149 | 0.00015028 | 583.0527 | 0.027762 | 585.1149 | 4.2862e-05 | 836.0533 | 0.0014495 | 1094.3726 | 0.0014707 | 1006.4288 | 0.013602 | 1027.6222 | 0 | 1027.0008 | 0 | 311.816 | 1.1097e-05 | 312.3356 | 0 | 311.8159 | 0 | 311.8159 | 0 | 311.8159 | 0 | 309.5746 | 0
| 219.4284 | 0 |  |  | 219.4284 | 0 | 219.4284 | 0 | 380.7218 | 0.51533 | 312.027 | 0.02182 | 306.4538 | 0 | 380.7218 | 12.4237 | 312.027 | 0 | 312.027 | 0 | 312.5471 | 0 | 312.027 | 0 | 312.027 | 0 | 312.027 | 0 | 380.0422 | 0.00036882 | 306.45 | -0.030666 | 312.5471 | 0 | 380.7218 | 0.0041023 | 306.45 | -0.010623 | 312.027 | 0 | 306.45 | -0.0030314 | 312.027 | 0 | 380.0422 | 0.00028202 | 380.0422 | 0.00020224 | 312.027 | 0 | 312.5471 | 0 | 312.5471 | 0 | 312.027 | 0 | 583.2109 | 0.01495 | 312.027 | 0 | 312.027 | 0 | 582.2367 | 0.0018258 | 312.027 | 0 | 585.2724 | 0.00022925 | 583.2109 | 0.029292 | 585.2724 | 5.1894e-05 | 836.1229 | 0.0020219 | 1094.4311 | 0.0014697 | 1006.4412 | 0.01362 | 1027.674 | 0 | 1027.0525 | 0 | 312.027 | 9.2543e-06 | 312.5471 | 0 | 312.027 | 0 | 312.027 | 0 | 312.027 | 0 | 309.786 | 0
| 219.5003 | 0 |  |  | 219.5003 | 0 | 219.5003 | 0 | 380.8348 | 0.5038 | 312.238 | 0.01007 | 306.6653 | 0 | 380.8348 | 12.7248 | 312.238 | 0 | 312.238 | 0 | 312.7587 | 0 | 312.238 | 0 | 312.238 | 0 | 312.238 | 0 | 380.154 | 0.00035415 | 306.67 | 0.084723 | 312.7587 | 0 | 380.8348 | 0.001681 | 306.67 | 0.0067725 | 312.238 | 0 | 306.67 | 0.0074619 | 312.238 | 0 | 380.154 | 0.00031404 | 380.154 | 0.00020624 | 312.238 | 0 | 312.7587 | 0 | 312.7587 | 0 | 312.238 | 0 | 583.369 | 0.021304 | 312.238 | 0 | 312.238 | 0 | 582.3955 | 0 | 312.238 | 0 | 585.4299 | 0.00021829 | 583.369 | 0.026997 | 585.4299 | 5.1561e-05 | 836.1924 | 0.0018871 | 1094.4899 | 0.0014684 | 1006.4536 | 0.01364 | 1027.7257 | 0 | 1027.1043 | 0 | 312.238 | 6.1634e-06 | 312.7587 | 0 | 312.238 | 0 | 312.238 | 0 | 312.238 | 0 | 309.9976 | 0
| 219.5723 | 0 |  |  | 219.5723 | 0 | 219.5723 | 0 | 380.9478 | 0.52081 | 312.4491 | -0.020224 | 306.8769 | 0 | 380.9478 | 13.1875 | 312.4491 | 0 | 312.4491 | 0 | 312.9703 | 0 | 312.4491 | 0 | 312.4491 | 0 | 312.4491 | 0 | 380.2659 | 0.00032188 | 306.88 | -0.025469 | 312.9703 | 0 | 380.9478 | 0.017449 | 306.88 | -0.020951 | 312.4491 | 0 | 306.88 | -0.012825 | 312.4491 | 0 | 380.2659 | 0.00035138 | 380.2659 | 0.00032695 | 312.4491 | 0 | 312.9703 | 0 | 312.9703 | 0 | 312.4491 | 0 | 583.5272 | 0.022265 | 312.4491 | 0 | 312.4491 | 0 | 582.5543 | 0.00026087 | 312.4491 | 0 | 585.5874 | 0.000249 | 583.5272 | 0.028199 | 585.5874 | 5.5423e-05 | 836.262 | 0.0012437 | 1094.5486 | 0.0014666 | 1006.4659 | 0.01366 | 1027.7775 | 0 | 1027.1559 | 0 | 312.449 | 1.0492e-05 | 312.9703 | 0 | 312.4491 | 0 | 312.4491 | 0 | 312.4491 | 0 | 310.2091 | 0
| 219.6442 | 0 |  |  | 219.6442 | 0 | 219.6442 | 0 | 381.0607 | 0.46822 | 312.6603 | 0.038488 | 307.0885 | 0 | 381.0607 | 13.5753 | 312.6603 | 0 | 312.6603 | 0 | 313.1818 | 0 | 312.6603 | 0 | 312.6603 | 0 | 312.6603 | 0 | 380.3777 | 0.0002829 | 307.09 | 0.046258 | 313.1818 | 0 | 381.0607 | 0.021523 | 307.09 | -0.0043715 | 312.6603 | 0 | 307.09 | 0.018305 | 312.6603 | 0 | 380.3777 | 0.00034948 | 380.3777 | 0.00033094 | 312.6603 | 0 | 313.1818 | 0 | 313.1818 | 0 | 312.6603 | 0 | 583.6853 | 0.017834 | 312.6603 | 0 | 312.6603 | 0 | 582.713 | 0 | 312.6603 | 0 | 585.7449 | 0.00018428 | 583.6853 | 0.026888 | 585.7449 | 5.2793e-05 | 836.3316 | 0.0013557 | 1094.6072 | 0.0014643 | 1006.4784 | 0.013681 | 1027.8292 | 0 | 1027.2076 | 0 | 312.66 | 6.1662e-06 | 313.1818 | 0 | 312.6603 | 0 | 312.6603 | 0 | 312.6603 | 0 | 310.4206 | 0
| 219.7161 | 0 |  |  | 219.7161 | 0 | 219.7161 | 0 | 381.1737 | 0.43577 | 312.8714 | -0.09616 | 307.3 | 0 | 381.1737 | 14.0739 | 312.8714 | 0 | 312.8714 | 0 | 313.3934 | 0 | 312.8714 | 0 | 312.8714 | 0 | 312.8714 | 0 | 380.4896 | 0.00028961 | 307.3 | -0.021311 | 313.3934 | 0 | 381.1737 | 0.031136 | 307.3 | -0.02367 | 312.8714 | 0 | 307.3 | -0.036959 | 312.8714 | 0 | 380.4896 | 0.00032013 | 380.4896 | 0.00034254 | 312.8714 | 0 | 313.3934 | 0 | 313.3934 | 0 | 312.8714 | 0 | 583.8435 | 0.020183 | 312.8714 | 0 | 312.8714 | 0 | 582.8718 | 0 | 312.8714 | 0 | 585.9024 | 0.00013711 | 583.8435 | 0.029074 | 585.9024 | 5.7936e-05 | 836.4012 | 0.0017418 | 1094.6659 | 0.0014618 | 1006.4908 | 0.013702 | 1027.881 | 0 | 1027.2593 | 0 | 312.871 | 9.8644e-06 | 313.3934 | 0 | 312.8714 | 0 | 312.8714 | 0 | 312.8714 | 0 | 310.6322 | 0
| 219.7881 | 0 |  |  | 219.7881 | 0 | 219.7881 | 0 | 381.2867 | 0.45414 | 313.0825 | 0.017933 | 307.5116 | 0 | 381.2867 | 14.3557 | 313.0825 | 0 | 313.0825 | 0 | 313.6051 | 0 | 313.0825 | 0 | 313.0825 | 0 | 313.0825 | 0 | 380.6015 | 0.00027787 | 307.51 | 0.026508 | 313.6051 | 0 | 381.2867 | 0.020688 | 307.51 | 0.008947 | 313.0825 | 0 | 307.51 | -0.0054798 | 313.0825 | 0 | 380.6015 | 0.0003007 | 380.6015 | 0.000257 | 313.0825 | 0 | 313.6051 | 0 | 313.6051 | 0 | 313.0825 | 0 | 584.0016 | 0.016979 | 313.0825 | 0 | 313.0825 | 0 | 583.0306 | 0 | 313.0825 | 0 | 586.06 | 0.00022925 | 584.0016 | 0.027544 | 586.06 | 4.4386e-05 | 836.4708 | 0.0017828 | 1094.7246 | 0.0014588 | 1006.5032 | 0.013724 | 1027.9327 | 0 | 1027.311 | 0 | 313.083 | 5.5527e-06 | 313.6051 | 0 | 313.0825 | 0 | 313.0825 | 0 | 313.0825 | 0 | 310.8437 | 0
| 219.86 | 0 |  |  | 219.86 | 0 | 219.86 | 0 | 381.3997 | 0.38318 | 313.2937 | 0.00078966 | 307.7233 | 0 | 381.3997 | 14.7737 | 313.2937 | 0 | 313.2937 | 0 | 313.8167 | 0 | 313.2937 | 0 | 313.2937 | 0 | 313.2937 | 0 | 380.7133 | 0.00032313 | 307.72 | -0.011954 | 313.8167 | 0 | 381.3997 | 0.012747 | 307.72 | -0.0021971 | 313.2937 | 0 | 307.72 | 0.0032645 | 313.2937 | 0 | 380.7133 | 0.00032128 | 380.7133 | 0.00028818 | 313.2937 | 0 | 313.8167 | 0 | 313.8167 | 0 | 313.2937 | 0 | 584.1598 | 0.012387 | 313.2937 | 0 | 313.2937 | 0 | 583.1894 | 0.0013044 | 313.2937 | 0 | 586.2175 | 0.00020951 | 584.1598 | 0.028637 | 586.2175 | 4.5277e-05 | 836.5405 | 0.0018924 | 1094.7833 | 0.0014555 | 1006.5156 | 0.013747 | 1027.9845 | 0 | 1027.3627 | 0 | 313.294 | 7.3998e-06 | 313.8167 | 0 | 313.2937 | 0 | 313.2937 | 0 | 313.2937 | 0 | 311.0553 | 0
| 219.932 | 0 |  |  | 219.932 | 0 | 219.932 | 0 | 381.5126 | 0.42677 | 313.5049 | 0.076942 | 307.9349 | 0 | 381.5126 | 14.9261 | 313.5049 | 0 | 313.5049 | 0 | 314.0283 | 0 | 313.5049 | 0 | 313.5049 | 0 | 313.5049 | 0 | 380.8252 | 0.00029883 | 307.93 | 0.020271 | 314.0283 | 0 | 381.5126 | 0 | 307.93 | 0.0024236 | 313.5049 | 0 | 307.93 | 0.00011659 | 313.5049 | 0 | 380.8252 | 0.00030794 | 380.8252 | 0.00030736 | 313.5049 | 0 | 314.0283 | 0 | 314.0283 | 0 | 313.5049 | 0 | 584.318 | 0.023066 | 313.5049 | 0 | 313.5049 | 0 | 583.3482 | 0 | 313.5049 | 0 | 586.375 | 0.00025887 | 584.318 | 0.026888 | 586.375 | 4.1095e-05 | 836.6101 | 0.0022424 | 1094.842 | 0.0014519 | 1006.528 | 0.01377 | 1028.0363 | 0 | 1027.4144 | 0 | 313.505 | 3.6999e-06 | 314.0283 | 0 | 313.5049 | 0 | 313.5049 | 0 | 313.5049 | 0 | 311.2669 | 0
| 220.0039 | 0 |  |  | 220.0039 | 0 | 220.0039 | 0 | 381.6256 | 0.37399 | 313.7161 | -0.040066 | 308.1466 | 0 | 381.6256 | 15.4536 | 313.7161 | 0 | 313.7161 | 0 | 314.24 | 0 | 313.7161 | 0 | 313.7161 | 0 | 313.7161 | 0 | 380.9371 | 0.00031224 | 308.15 | -0.030666 | 314.24 | 0 | 381.6256 | 0.011807 | 308.15 | -0.0057306 | 313.7161 | 0 | 308.15 | -0.00513 | 313.7161 | 0 | 380.9371 | 0.00030527 | 380.9371 | 0.00028818 | 313.7161 | 0 | 314.24 | 0 | 314.24 | 0 | 313.7161 | 0 | 584.4762 | 0.012868 | 313.7161 | 0 | 313.7161 | 0 | 583.5071 | 0.00026087 | 313.7161 | 0 | 586.5326 | 0.00014589 | 584.4762 | 0.028746 | 586.5326 | 4.1673e-05 | 836.6799 | 0.0019834 | 1094.9008 | 0.001448 | 1006.5404 | 0.013794 | 1028.088 | 0 | 1027.4661 | 0 | 313.716 | 8.6327e-06 | 314.24 | 0 | 313.7161 | 0 | 313.7161 | 0 | 313.7161 | 0 | 311.4785 | 0
| 220.0759 | 0 |  |  | 220.0759 | 0 | 220.0759 | 0 | 381.7385 | 0.3691 | 313.9273 | 0.054964 | 308.3582 | 0 | 381.7385 | 15.7556 | 313.9273 | 0 | 313.9273 | 0 | 314.4517 | 0 | 313.9273 | 0 | 313.9273 | 0 | 313.9273 | 0 | 381.049 | 0.00028709 | 308.36 | 0.026508 | 314.4517 | 0 | 381.7385 | 0.0082067 | 308.36 | -0.018777 | 313.9273 | 0 | 308.36 | -0.017373 | 313.9273 | 0 | 381.049 | 0.00026259 | 381.049 | 0.00029577 | 313.9273 | 0 | 314.4517 | 0 | 314.4517 | 0 | 313.9273 | 0 | 584.6344 | 0.016712 | 313.9273 | 0 | 313.9273 | 0 | 583.6659 | 0.00017392 | 313.9273 | 0 | 586.6902 | 0.00025997 | 584.6344 | 0.027653 | 586.6902 | 3.6051e-05 | 836.7495 | 0.0015492 | 1094.9595 | 0.0014437 | 1006.5528 | 0.013818 | 1028.1398 | 0 | 1027.5178 | 0 | 313.927 | 6.783e-06 | 314.4517 | 0 | 313.9273 | 0 | 313.9273 | 0 | 313.9273 | 0 | 311.6901 | 0
| 220.1479 | 0 |  |  | 220.1479 | 0 | 220.1479 | 0 | 381.8515 | 0.36773 | 314.1385 | 0.037801 | 308.5699 | 0 | 381.8515 | 16.1313 | 314.1385 | 0 | 314.1385 | 0 | 314.6633 | 0 | 314.1385 | 0 | 314.1385 | 0 | 314.1385 | 0 | 381.1609 | 0.00026614 | 308.57 | -0.011954 | 314.6633 | 0 | 381.8515 | 0.034897 | 308.57 | 0.017917 | 314.1385 | 0 | 308.57 | 0.0011659 | 314.1385 | 0 | 381.1609 | 0.00029612 | 381.1609 | 0.00030736 | 314.1385 | 0 | 314.6633 | 0 | 314.6633 | 0 | 314.1385 | 0 | 584.7926 | 0.018207 | 314.1385 | 0 | 314.1385 | 0 | 583.8247 | 0.00078262 | 314.1385 | 0 | 586.8477 | 0.00015247 | 584.7926 | 0.030057 | 586.8477 | 4.5517e-05 | 836.8192 | 0.0015716 | 1095.0182 | 0.0014392 | 1006.5652 | 0.013843 | 1028.1916 | 0 | 1027.5696 | 0 | 314.139 | 1.0478e-05 | 314.6633 | 0 | 314.1385 | 0 | 314.1385 | 0 | 314.1385 | 0 | 311.9018 | 0
| 220.2199 | 0 |  |  | 220.2199 | 0 | 220.2198 | 0 | 381.9645 | 0.33078 | 314.3497 | -0.0084192 | 308.7816 | 0 | 381.9645 | 16.2994 | 314.3497 | 0 | 314.3497 | 0 | 314.875 | 0 | 314.3497 | 0 | 314.3497 | 0 | 314.3497 | 0 | 381.2728 | 0.0002565 | 308.78 | -0.02235 | 314.8751 | 0 | 381.9645 | 0.0034607 | 308.78 | 0.0029672 | 314.3497 | 0 | 308.78 | -0.00058295 | 314.3497 | 0 | 381.2728 | 0.00033538 | 381.2728 | 0.00035812 | 314.3497 | 0 | 314.8751 | 0 | 314.8751 | 0 | 314.3497 | 0 | 584.9508 | 0.022265 | 314.3497 | 0 | 314.3497 | 0 | 583.9836 | 0 | 314.3497 | 0 | 587.0053 | 0.00027532 | 584.9508 | 0.02809 | 587.0053 | 4.1154e-05 | 836.8888 | 0.0017805 | 1095.0769 | 0.0014345 | 1006.5776 | 0.013867 | 1028.2434 | 0 | 1027.6213 | 0 | 314.35 | 6.1662e-06 | 314.875 | 0 | 314.3497 | 0 | 314.3497 | 0 | 314.3497 | 0 | 312.1134 | 0
| 220.2918 | 0 |  |  | 220.2918 | 0 | 220.2918 | 0 | 382.0774 | 0.32355 | 314.561 | -0.04802 | 308.9933 | 0 | 382.0774 | 16.7447 | 314.561 | 0 | 314.561 | 0 | 315.0868 | 0 | 314.561 | 0 | 314.561 | 0 | 314.561 | 0 | 381.3847 | 0.00026907 | 308.99 | 0.00051979 | 315.0868 | 0 | 382.0774 | 0 | 308.99 | -0.025028 | 314.561 | 0 | 308.99 | -0.0079281 | 314.561 | 0 | 381.3847 | 0.00033271 | 381.3847 | 0.00030376 | 314.561 | 0 | 315.0868 | 0 | 315.0868 | 0 | 314.561 | 0 | 585.109 | 0.01511 | 314.561 | 0 | 314.561 | 0 | 584.1424 | 0.00078262 | 314.561 | 0 | 587.1629 | 0.00017331 | 585.109 | 0.029402 | 587.1629 | 4.5665e-05 | 836.9585 | 0.0023147 | 1095.1356 | 0.0014295 | 1006.59 | 0.013892 | 1028.2952 | 0 | 1027.673 | 0 | 314.561 | 9.8687e-06 | 315.0868 | 0 | 314.561 | 0 | 314.561 | 0 | 314.561 | 0 | 312.3251 | 0
| 220.3638 | 0 |  |  | 220.3638 | 0 | 220.3638 | 0 | 382.1904 | 0.31768 | 314.7723 | 0.05918 | 309.2051 | 0 | 382.1904 | 17.0407 | 314.7723 | 0 | 314.7723 | 0 | 315.2985 | 0 | 314.7723 | 0 | 314.7723 | 0 | 314.7723 | 0 | 381.4966 | 0.00031014 | 309.21 | -0.018192 | 315.2985 | 0 | 382.1904 | 0.015359 | 309.21 | -0.0084487 | 314.7723 | 0 | 309.21 | -0.00023318 | 314.7723 | 0 | 381.4966 | 0.00033004 | 381.4966 | 0.0002606 | 314.7723 | 0 | 315.2985 | 0 | 315.2985 | 0 | 314.7723 | 0 | 585.2673 | 0.023066 | 314.7723 | 0 | 314.7723 | 0 | 584.3012 | 0.00017392 | 314.7723 | 0 | 587.3205 | 0.00022816 | 585.2673 | 0.026341 | 587.3205 | 4.3598e-05 | 837.0283 | 0.0026436 | 1095.1943 | 0.0014244 | 1006.6024 | 0.013918 | 1028.3471 | 0 | 1027.7247 | 0 | 314.772 | 6.1662e-06 | 315.2985 | 0 | 314.7723 | 0 | 314.7723 | 0 | 314.7723 | 0 | 312.5368 | 0
| 220.4358 | 0 |  |  | 220.4358 | 0 | 220.4358 | 0 | 382.3033 | 0.27565 | 314.9836 | 0.037483 | 309.4168 | 0 | 382.3033 | 17.4364 | 314.9836 | 0 | 314.9836 | 0 | 315.5103 | 0 | 314.9836 | 0 | 314.9836 | 0 | 314.9836 | 0 | 381.6085 | 0.00033948 | 309.42 | -0.028587 | 315.5103 | 0 | 382.3033 | 0.0052886 | 309.42 | -0.0011099 | 314.9836 | 0 | 309.42 | 0.00011659 | 314.9836 | 0 | 381.6085 | 0.00028736 | 381.6085 | 0.00029577 | 314.9836 | 0 | 315.5103 | 0 | 315.5103 | 0 | 314.9836 | 0 | 585.4255 | 0.012761 | 314.9836 | 0 | 314.9836 | 0 | 584.4601 | 0.00026087 | 314.9836 | 0 | 587.4781 | 0.00019744 | 585.4255 | 0.027762 | 587.4781 | 4.7139e-05 | 837.098 | 0.0022546 | 1095.2531 | 0.001419 | 1006.6149 | 0.013943 | 1028.3988 | 0 | 1027.7765 | 0 | 314.984 | 5.5527e-06 | 315.5103 | 0 | 314.9836 | 0 | 314.9836 | 0 | 314.9836 | 0 | 312.7485 | 0
| 220.5078 | 0 |  |  | 220.5078 | 0 | 220.5078 | 0 | 382.4163 | 0.21466 | 315.1949 | 0.017405 | 309.6286 | 0 | 382.4163 | 17.5423 | 315.1949 | 0 | 315.1949 | 0 | 315.722 | 0 | 315.1949 | 0 | 315.1949 | 0 | 315.1949 | 0 | 381.7205 | 0.00031308 | 309.63 | -0.011954 | 315.722 | 0 | 382.4163 | 0.018598 | 309.63 | 0.0032391 | 315.1949 | 0 | 309.63 | -0.00023318 | 315.1949 | 0 | 381.7205 | 0.00032204 | 381.7205 | 0.00032695 | 315.1949 | 0 | 315.722 | 0 | 315.722 | 0 | 315.1949 | 0 | 585.5838 | 0.015217 | 315.1949 | 0 | 315.1949 | 0 | 584.619 | 0 | 315.1949 | 0 | 587.6358 | 0.00023145 | 585.5838 | 0.026013 | 587.6358 | 4.4985e-05 | 837.1678 | 0.0017062 | 1095.3119 | 0.0014136 | 1006.6273 | 0.013968 | 1028.4506 | 0 | 1027.8283 | 0 | 315.195 | 6.1722e-06 | 315.722 | 0 | 315.1949 | 0 | 315.1949 | 0 | 315.1949 | 0 | 312.9602 | 0
| 220.5798 | 0 |  |  | 220.5798 | 0 | 220.5798 | 0 | 382.5292 | 0.26021 | 315.4062 | -0.064707 | 309.8404 | 0 | 382.5292 | 17.8858 | 315.4062 | 0 | 315.4062 | 0 | 315.9338 | 0 | 315.4062 | 0 | 315.4062 | 0 | 315.4062 | 0 | 381.8324 | 0.00032104 | 309.84 | -0.073286 | 315.9338 | 0 | 382.5292 | 0 | 309.84 | -0.010079 | 315.4062 | 0 | 309.84 | -0.027866 | 315.4062 | 0 | 381.8324 | 0.00029917 | 381.8324 | 0.00029977 | 315.4062 | 0 | 315.9338 | 0 | 315.9338 | 0 | 315.4062 | 0 | 585.742 | 0.01746 | 315.4062 | 0 | 315.4062 | 0 | 584.7778 | 0.00026087 | 315.4062 | 0 | 587.7934 | 0.00019635 | 585.742 | 0.028199 | 587.7934 | 4.8208e-05 | 837.2374 | 0.0016189 | 1095.3706 | 0.001408 | 1006.6396 | 0.013994 | 1028.5024 | 0 | 1027.88 | 0 | 315.406 | 7.4024e-06 | 315.9338 | 0 | 315.4062 | 0 | 315.4062 | 0 | 315.4062 | 0 | 313.1719 | 0
| 220.6518 | 0 |  |  | 220.6518 | 0 | 220.6518 | 0 | 382.6422 | 0.22834 | 315.6176 | 0.074125 | 310.0522 | 0 | 382.6422 | 18.0567 | 315.6176 | 0 | 315.6175 | 0 | 316.1456 | 0 | 315.6176 | 0 | 315.6175 | 0 | 315.6175 | 0 | 381.9443 | 0.00030637 | 310.05 | 0.057695 | 316.1456 | 0 | 382.6422 | 0.011807 | 310.05 | 0.013839 | 315.6176 | 0 | 310.05 | -0.008278 | 315.6175 | 0 | 381.9443 | 0.00029117 | 381.9443 | 0.00024901 | 315.6175 | 0 | 316.1456 | 0 | 316.1456 | 0 | 315.6175 | 0 | 585.9003 | 0.027338 | 315.6176 | 0 | 315.6176 | 0 | 584.9367 | 0.00017392 | 315.6176 | 0 | 587.951 | 0.00019854 | 585.9003 | 0.027653 | 587.951 | 4.5794e-05 | 837.3072 | 0.0015073 | 1095.4294 | 0.0014023 | 1006.6521 | 0.014019 | 1028.5542 | 0 | 1027.9318 | 0 | 315.618 | 6.7856e-06 | 316.1456 | 0 | 315.6175 | 0 | 315.6175 | 0 | 315.6175 | 0 | 313.3836 | 0
| 220.7238 | 0 |  |  | 220.7238 | 0 | 220.7238 | 0 | 382.7551 | 0.21876 | 315.8289 | 0.03624 | 310.264 | 0 | 382.7551 | 18.304 | 315.8289 | 0 | 315.8289 | 0 | 316.3574 | 0 | 315.8289 | 0 | 315.8289 | 0 | 315.8289 | 0 | 382.0563 | 0.00035247 | 310.26 | 0.0015593 | 316.3574 | 0 | 382.7551 | 0.016822 | 310.26 | -0.010895 | 315.8289 | 0 | 310.26 | 0.007112 | 315.8289 | 0 | 382.0563 | 0.00025268 | 382.0563 | 0.00021783 | 315.8289 | 0 | 316.3574 | 0 | 316.3574 | 0 | 315.8289 | 0 | 586.0585 | 0.016712 | 315.8289 | 0 | 315.8289 | 0 | 585.0956 | 0.00026087 | 315.8289 | 0 | 588.1087 | 0.0001766 | 586.0585 | 0.029074 | 588.1087 | 4.9002e-05 | 837.377 | 0.0023459 | 1095.4882 | 0.0013965 | 1006.6645 | 0.014044 | 1028.6061 | 0 | 1027.9835 | 0 | 315.829 | 4.3191e-06 | 316.3574 | 0 | 315.8289 | 0 | 315.8289 | 0 | 315.8289 | 0 | 313.5954 | 0
| 220.7958 | 0 |  |  | 220.7958 | 0 | 220.7958 | 0 | 382.8681 | 0.191 | 316.0403 | -0.068628 | 310.4758 | 0 | 382.8681 | 18.6954 | 316.0403 | 0 | 316.0403 | 0 | 316.5693 | 0 | 316.0403 | 0 | 316.0403 | 0 | 316.0403 | 0 | 382.1682 | 0.00034535 | 310.48 | 0.04834 | 316.5692 | 0 | 382.8681 | 0.017449 | 310.48 | -0.0043715 | 316.0403 | 0 | 310.48 | 0.0064125 | 316.0403 | 0 | 382.1682 | 0.00026335 | 382.1682 | 0.00019865 | 316.0403 | 0 | 316.5692 | 0 | 316.5692 | 0 | 316.0403 | 0 | 586.2168 | 0.016445 | 316.0403 | 0 | 316.0403 | 0 | 585.2545 | 0.00017392 | 316.0403 | 0 | 588.2663 | 0.00019086 | 586.2168 | 0.027653 | 588.2663 | 4.5157e-05 | 837.4468 | 0.0018396 | 1095.547 | 0.0013907 | 1006.6769 | 0.014069 | 1028.658 | 0 | 1028.0353 | 0 | 316.04 | 4.9376e-06 | 316.5693 | 0 | 316.0403 | 0 | 316.0403 | 0 | 316.0403 | 0 | 313.8072 | 0
| 220.8678 | 0 |  |  | 220.8678 | 0 | 220.8678 | 0 | 382.981 | 0.1693 | 316.2517 | -0.10603 | 310.6877 | 0 | 382.981 | 18.8885 | 316.2517 | 0 | 316.2517 | 0 | 316.7811 | 0 | 316.2517 | 0 | 316.2517 | 0 | 316.2517 | 0 | 382.2802 | 0.00038265 | 310.69 | 0.0015593 | 316.7811 | 0 | 382.981 | 0.0088474 | 310.69 | -0.012525 | 316.2517 | 0 | 310.69 | -0.018421 | 316.2517 | 0 | 382.2802 | 0.00034795 | 382.2802 | 0.00021024 | 316.2517 | 0 | 316.7811 | 0 | 316.7811 | 0 | 316.2517 | 0 | 586.3751 | 0.019702 | 316.2517 | 0 | 316.2517 | 0 | 585.4134 | 0 | 316.2517 | 0 | 588.424 | 0.00021829 | 586.3751 | 0.027653 | 588.424 | 4.6873e-05 | 837.5165 | 0.0020422 | 1095.6057 | 0.0013849 | 1006.6893 | 0.014094 | 1028.7097 | 0 | 1028.087 | 0 | 316.252 | 5.5594e-06 | 316.7811 | 0 | 316.2517 | 0 | 316.2517 | 0 | 316.2517 | 0 | 314.0189 | 0
| 220.9398 | 0 |  |  | 220.9398 | 0 | 220.9398 | 0 | 383.094 | 0.15308 | 316.4631 | 0.015854 | 310.8995 | 0 | 383.094 | 19.0862 | 316.4631 | 0 | 316.4631 | 0 | 316.993 | 0 | 316.4631 | 0 | 316.4631 | 0 | 316.4631 | 0 | 382.3921 | 0.00037846 | 310.9 | -0.011954 | 316.9929 | 0 | 383.094 | 0.022464 | 310.9 | -0.00029446 | 316.4631 | 0 | 310.9 | 0.0064125 | 316.4631 | 0 | 382.3921 | 0.00035291 | 382.3921 | 0.00020224 | 316.4631 | 0 | 316.9929 | 0 | 316.9929 | 0 | 316.4631 | 0 | 586.5334 | 0.02376 | 316.4631 | 0 | 316.4631 | 0 | 585.5723 | 0 | 316.4631 | 0 | 588.5817 | 0.00019086 | 586.5334 | 0.026232 | 588.5817 | 4.4366e-05 | 837.5864 | 0.0020193 | 1095.6645 | 0.0013791 | 1006.7017 | 0.014118 | 1028.7616 | 0 | 1028.1389 | 0 | 316.463 | 7.4024e-06 | 316.993 | 0 | 316.4631 | 0 | 316.4631 | 0 | 316.4631 | 0 | 314.2307 | 0
| 221.0118 | 0 |  |  | 221.0118 | 0 | 221.0118 | 0 | 383.2069 | 0.17243 | 316.6745 | -0.019688 | 311.1114 | 0 | 383.2069 | 19.34 | 316.6745 | 0 | 316.6745 | 0 | 317.2048 | 0 | 316.6745 | 0 | 316.6745 | 0 | 316.6745 | 0 | 382.5041 | 0.00037678 | 311.11 | 0.012994 | 317.2048 | 0 | 383.2069 | 0.0073644 | 311.11 | -0.0016535 | 316.6745 | 0 | 311.11 | 0.014107 | 316.6745 | 0 | 382.5041 | 0.00035405 | 382.5041 | 0.00024901 | 316.6745 | 0 | 317.2048 | 0 | 317.2048 | 0 | 316.6745 | 0 | 586.6917 | 0.022906 | 316.6745 | 0 | 316.6745 | 0 | 585.7312 | 0.00078262 | 316.6745 | 0 | 588.7393 | 0.00016783 | 586.6917 | 0.02809 | 588.7393 | 5.3221e-05 | 837.6562 | 0.0017587 | 1095.7233 | 0.0013734 | 1006.7142 | 0.014142 | 1028.8135 | 0 | 1028.1907 | 0 | 316.675 | 6.1662e-06 | 317.2048 | 0 | 316.6745 | 0 | 316.6745 | 0 | 316.6745 | 0 | 314.4425 | 0
| 221.0839 | 0 |  |  | 221.0839 | 0 | 221.0839 | 0 | 383.3199 | 0.13255 | 316.886 | 0.0411 | 311.3233 | 0 | 383.3199 | 19.4892 | 316.886 | 0 | 316.886 | 0 | 317.4167 | 0 | 316.886 | 0 | 316.886 | 0 | 316.886 | 0 | 382.616 | 0.00033864 | 311.32 | 0.10759 | 317.4167 | 0 | 383.3199 | 0.0037574 | 311.32 | 0.0024236 | 316.886 | 0 | 311.32 | 0.022503 | 316.886 | 0 | 382.616 | 0.00026792 | 382.616 | 0.00017506 | 316.886 | 0 | 317.4167 | 0 | 317.4167 | 0 | 316.886 | 0 | 586.85 | 0.021144 | 316.886 | 0 | 316.886 | 0 | 585.8901 | 0.00069566 | 316.886 | 0 | 588.897 | 0.00019854 | 586.85 | 0.026997 | 588.897 | 4.7191e-05 | 837.726 | 0.0022507 | 1095.7821 | 0.0013678 | 1006.7266 | 0.014166 | 1028.8654 | 0 | 1028.2424 | 0 | 316.886 | 3.0907e-06 | 317.4167 | 0 | 316.886 | 0 | 316.886 | 0 | 316.886 | 0 | 314.6544 | 0
| 221.1559 | 0 |  |  | 221.1559 | 0 | 221.1559 | 0 | 383.4328 | 0.13157 | 317.0974 | -0.069774 | 311.5352 | 0 | 383.4328 | 19.5227 | 317.0974 | 0 | 317.0974 | 0 | 317.6286 | 0 | 317.0974 | 0 | 317.0974 | 0 | 317.0974 | 0 | 382.728 | 0.00034744 | 311.54 | -0.035864 | 317.6286 | 0 | 383.4328 | 0.0035093 | 311.54 | -0.0087205 | 317.0974 | 0 | 311.54 | -0.026116 | 317.0974 | 0 | 382.728 | 0.00029079 | 382.728 | 0.00019065 | 317.0974 | 0 | 317.6286 | 0 | 317.6286 | 0 | 317.0974 | 0 | 587.0083 | 0.01511 | 317.0974 | 0 | 317.0974 | 0 | 586.049 | 0 | 317.0974 | 0 | 589.0547 | 0.00017221 | 587.0083 | 0.028199 | 589.0547 | 5.1474e-05 | 837.7958 | 0.0017402 | 1095.8409 | 0.0013622 | 1006.739 | 0.014189 | 1028.9171 | 0 | 1028.2943 | 0 | 317.097 | 3.7075e-06 | 317.6286 | 0 | 317.0974 | 0 | 317.0974 | 0 | 317.0974 | 0 | 314.8662 | 0
| 221.2279 | 0 |  |  | 221.2279 | 0 | 221.2279 | 0 | 383.5457 | 0.14467 | 317.3089 | 0.040155 | 311.7471 | 0 | 383.5457 | 19.7594 | 317.3089 | 0 | 317.3089 | 0 | 317.8405 | 0 | 317.3089 | 0 | 317.3089 | 0 | 317.3089 | 0 | 382.84 | 0.00032313 | 311.75 | 0.044181 | 317.8405 | 0 | 383.5457 | 0.0052405 | 311.75 | 0.0032391 | 317.3089 | 0 | 311.75 | 0.0085112 | 317.3089 | 0 | 382.84 | 0.00026182 | 382.84 | 0.00022982 | 317.3089 | 0 | 317.8405 | 0 | 317.8405 | 0 | 317.3089 | 0 | 587.1667 | 0.027017 | 317.3089 | 0 | 317.3089 | 0 | 586.2079 | 0.00069566 | 317.3089 | 0 | 589.2124 | 0.00023803 | 587.1667 | 0.026123 | 589.2124 | 4.4926e-05 | 837.8657 | 0.0014059 | 1095.8998 | 0.0013568 | 1006.7514 | 0.014212 | 1028.969 | 0 | 1028.3461 | 0 | 317.309 | 5.5451e-06 | 317.8405 | 0 | 317.3089 | 0 | 317.3089 | 0 | 317.3089 | 0 | 315.0781 | 0
| 221.3 | 0 |  |  | 221.3 | 0 | 221.3 | 0 | 383.6587 | 0.12082 | 317.5204 | -0.13941 | 311.9591 | 0 | 383.6587 | 19.6562 | 317.5204 | 0 | 317.5204 | 0 | 318.0525 | 0 | 317.5204 | 0 | 317.5204 | 0 | 317.5204 | 0 | 382.952 | 0.00033445 | 311.96 | 0.010915 | 318.0525 | 0 | 383.6587 | 0.014732 | 311.96 | -0.0062742 | 317.5204 | 0 | 311.96 | 0.019004 | 317.5204 | 0 | 382.952 | 0.00028469 | 382.952 | 0.00028418 | 317.5204 | 0 | 318.0525 | 0 | 318.0525 | 0 | 317.5204 | 0 | 587.325 | 0.026857 | 317.5204 | 0 | 317.5204 | 0 | 586.3669 | 0.00026087 | 317.5204 | 0 | 589.3702 | 0.00017112 | 587.325 | 0.027981 | 589.3702 | 4.5219e-05 | 837.9355 | 0.0014525 | 1095.9586 | 0.0013516 | 1006.7638 | 0.014234 | 1029.0209 | 0 | 1028.3978 | 0 | 317.52 | 6.1595e-06 | 318.0525 | 0 | 317.5204 | 0 | 317.5204 | 0 | 317.5204 | 0 | 315.29 | 0
| 221.372 | 0 |  |  | 221.372 | 0 | 221.372 | 0 | 383.7716 | 0.1214 | 317.7319 | 0.058179 | 312.1711 | 0 | 383.7716 | 20.0018 | 317.7319 | 0 | 317.7319 | 0 | 318.2644 | 0 | 317.7319 | 0 | 317.7319 | 0 | 317.7319 | 0 | 383.064 | 0.00031308 | 312.17 | 0.053536 | 318.2644 | 0 | 383.7716 | 0.0233 | 312.17 | 0.0092188 | 317.7319 | 0 | 312.17 | -0.0058295 | 317.7319 | 0 | 383.064 | 0.00027593 | 383.064 | 0.00030736 | 317.7319 | 0 | 318.2644 | 0 | 318.2644 | 0 | 317.7319 | 0 | 587.4833 | 0.023654 | 317.7319 | 0 | 317.7319 | 0 | 586.5258 | 0.00017392 | 317.7319 | 0 | 589.5279 | 0.00023254 | 587.4833 | 0.026888 | 589.5279 | 3.642e-05 | 838.0054 | 0.0018321 | 1096.0175 | 0.0013466 | 1006.7762 | 0.014255 | 1029.0728 | 0 | 1028.4497 | 0 | 317.732 | 6.1672e-06 | 318.2644 | 0 | 317.7319 | 0 | 317.7319 | 0 | 317.7319 | 0 | 315.5018 | 0
| 221.4441 | 0 |  |  | 221.4441 | 0 | 221.4441 | 0 | 383.8846 | 0.081523 | 317.9434 | 0.0552 | 312.383 | 0 | 383.8846 | 19.9431 | 317.9434 | 0 | 317.9434 | 0 | 318.4764 | 0 | 317.9434 | 0 | 317.9434 | 0 | 317.9434 | 0 | 383.176 | 0.00034744 | 312.38 | 0.035864 | 318.4764 | 0 | 383.8846 | 0.036151 | 312.38 | -0.033183 | 317.9434 | 0 | 312.38 | -0.0075784 | 317.9434 | 0 | 383.176 | 0.00027974 | 383.176 | 0.00021024 | 317.9434 | 0 | 318.4764 | 0 | 318.4764 | 0 | 317.9434 | 0 | 587.6417 | 0.024401 | 317.9434 | 0 | 317.9434 | 0 | 586.6848 | 0 | 317.9434 | 0 | 589.6856 | 0.00015466 | 587.6417 | 0.028527 | 589.6856 | 4.1723e-05 | 838.0753 | 0.0020264 | 1096.0763 | 0.0013417 | 1006.7886 | 0.014276 | 1029.1246 | 0 | 1028.5015 | 0 | 317.943 | 6.1722e-06 | 318.4764 | 0 | 317.9434 | 0 | 317.9434 | 0 | 317.9434 | 0 | 315.7137 | 0
| 221.5161 | 0 |  |  | 221.5161 | 0 | 221.5161 | 0 | 383.9975 | 0.11534 | 318.155 | -0.0087209 | 312.595 | 0 | 383.9975 | 20.1338 | 318.155 | 0 | 318.155 | 0 | 318.6884 | 0 | 318.155 | 0 | 318.155 | 0 | 318.155 | 0 | 383.288 | 0.00032313 | 312.6 | 0.062891 | 318.6884 | 0 | 383.9975 | 0.026643 | 312.6 | 0.0070443 | 318.155 | 0 | 312.6 | 0.0018654 | 318.155 | 0 | 383.288 | 0.0002946 | 383.288 | 0.00018666 | 318.155 | 0 | 318.6884 | 0 | 318.6884 | 0 | 318.155 | 0 | 587.8 | 0.02958 | 318.155 | 0 | 318.155 | 0 | 586.8437 | 0.00069566 | 318.155 | 0 | 589.8434 | 0.00024351 | 587.8 | 0.027106 | 589.8434 | 3.8311e-05 | 838.1451 | 0.0025164 | 1096.1351 | 0.0013372 | 1006.801 | 0.014296 | 1029.1765 | 0 | 1028.5533 | 0 | 318.155 | 5.5477e-06 | 318.6884 | 0 | 318.155 | 0 | 318.155 | 0 | 318.155 | 0 | 315.9257 | 0
| 221.5882 | 0 |  |  | 221.5882 | 0 | 221.5882 | 0 | 384.1104 | 0.096185 | 318.3665 | 0.0085635 | 312.807 | 0 | 384.1104 | 20.1675 | 318.3665 | 0 | 318.3665 | 0 | 318.9004 | 0 | 318.3665 | 0 | 318.3665 | 0 | 318.3665 | 0 | 383.3999 | 0.00033194 | 312.81 | -0.011954 | 318.9004 | 0 | 384.1104 | 0.012747 | 312.81 | 0.0065008 | 318.3665 | 0 | 312.81 | -0.0044305 | 318.3665 | 0 | 383.3999 | 0.00033538 | 383.3999 | 0.00016747 | 318.3665 | 0 | 318.9004 | 0 | 318.9004 | 0 | 318.3665 | 0 | 587.9584 | 0.015858 | 318.3665 | 0 | 318.3665 | 0 | 587.0027 | 0.00026087 | 318.3665 | 0 | 590.0012 | 0.00019415 | 587.9584 | 0.027762 | 590.0012 | 4.8166e-05 | 838.2151 | 0.0024058 | 1096.194 | 0.0013329 | 1006.8135 | 0.014315 | 1029.2284 | 0 | 1028.6051 | 0 | 318.367 | 4.3191e-06 | 318.9004 | 0 | 318.3665 | 0 | 318.3665 | 0 | 318.3665 | 0 | 316.1376 | 0
| 221.6602 | 0 |  |  | 221.6602 | 0 | 221.6603 | 0 | 384.2234 | 0.081327 | 318.5781 | -0.0042313 | 313.0191 | 0 | 384.2234 | 20.2174 | 318.5781 | 0 | 318.5781 | 0 | 319.1124 | 0 | 318.5781 | 0 | 318.5781 | 0 | 318.5781 | 0 | 383.512 | 0.00032188 | 313.02 | 0.0077966 | 319.1124 | 0 | 384.2234 | 0.016508 | 313.02 | 0.0054135 | 318.5781 | 0 | 313.02 | 0.011659 | 318.5781 | 0 | 383.512 | 0.00036815 | 383.512 | 0.00022183 | 318.5781 | 0 | 319.1124 | 0 | 319.1124 | 0 | 318.5781 | 0 | 588.1168 | 0.019435 | 318.5781 | 0 | 318.5781 | 0 | 587.1617 | 0.00069566 | 318.5781 | 0 | 590.1589 | 0.00017221 | 588.1168 | 0.026232 | 590.1589 | 5.1071e-05 | 838.285 | 0.0018042 | 1096.2528 | 0.0013289 | 1006.8259 | 0.014334 | 1029.2804 | 0 | 1028.657 | 0 | 318.578 | 4.9359e-06 | 319.1124 | 0 | 318.5781 | 0 | 318.5781 | 0 | 318.5781 | 0 | 316.3495 | 0
| 221.7323 | 0 |  |  | 221.7323 | 0 | 221.7323 | 0 | 384.3363 | 0.065883 | 318.7897 | -0.00038866 | 313.2311 | 0 | 384.3363 | 20.4747 | 318.7897 | 0 | 318.7897 | 0 | 319.3244 | 0 | 318.7897 | 0 | 318.7897 | 0 | 318.7897 | 0 | 383.624 | 0.00034032 | 313.23 | -0.088882 | 319.3244 | 0 | 384.3363 | 0.017135 | 313.23 | -0.0035561 | 318.7897 | 0 | 313.23 | -0.013874 | 318.7897 | 0 | 383.624 | 0.00033195 | 383.624 | 0.00028818 | 318.7897 | 0 | 319.3244 | 0 | 319.3244 | 0 | 318.7897 | 0 | 588.2751 | 0.02029 | 318.7897 | 0 | 318.7897 | 0 | 587.3206 | 0.00026087 | 318.7897 | 0 | 590.3167 | 0.0002128 | 588.2751 | 0.027216 | 590.3167 | 5.4008e-05 | 838.3549 | 0.0017736 | 1096.3117 | 0.0013253 | 1006.8383 | 0.014352 | 1029.3323 | 0 | 1028.7089 | 0 | 318.79 | 4.9294e-06 | 319.3244 | 0 | 318.7897 | 0 | 318.7897 | 0 | 318.7897 | 0 | 316.5615 | 0
| 221.8044 | 0 |  |  | 221.8044 | 0 | 221.8044 | 0 | 384.4492 | 0.078786 | 319.0013 | 0.019198 | 313.4432 | 0 | 384.4492 | 20.523 | 319.0013 | 0 | 319.0013 | 0 | 319.5365 | 0 | 319.0013 | 0 | 319.0013 | 0 | 319.0013 | 0 | 383.736 | 0.00032313 | 313.44 | -0.018192 | 319.5365 | 0 | 384.4492 | 0.0034607 | 313.44 | 0.0062289 | 319.0013 | 0 | 313.44 | 0.027049 | 319.0013 | 0 | 383.736 | 0.00028393 | 383.736 | 0.00030736 | 319.0013 | 0 | 319.5365 | 0 | 319.5365 | 0 | 319.0013 | 0 | 588.4335 | 0.024668 | 319.0013 | 0 | 319.0013 | 0 | 587.4796 | 0 | 319.0013 | 0 | 590.4745 | 0.00018757 | 588.4335 | 0.026232 | 590.4745 | 5.087e-05 | 838.4249 | 0.0021046 | 1096.3705 | 0.001322 | 1006.8507 | 0.014368 | 1029.3842 | 0 | 1028.7606 | 0 | 319.001 | 4.9294e-06 | 319.5365 | 0 | 319.0013 | 0 | 319.0013 | 0 | 319.0013 | 0 | 316.7735 | 0
| 221.8765 | 0 |  |  | 221.8765 | 0 | 221.8765 | 0 | 384.5622 | 0.08817 | 319.2129 | -0.034252 | 313.6552 | 0 | 384.5622 | 20.6206 | 319.2129 | 0 | 319.2129 | 0 | 319.7485 | 0 | 319.2129 | 0 | 319.2129 | 0 | 319.2129 | 0 | 383.848 | 0.00035205 | 313.66 | -0.059772 | 319.7485 | 0 | 384.5622 | 0.011493 | 313.66 | -0.0147 | 319.2129 | 0 | 313.66 | -0.00513 | 319.2129 | 0 | 383.848 | 0.00028583 | 383.848 | 0.00029177 | 319.2129 | 0 | 319.7485 | 0 | 319.7485 | 0 | 319.2129 | 0 | 588.5919 | 0.017086 | 319.2129 | 0 | 319.2129 | 0 | 587.6386 | 0 | 319.2129 | 0 | 590.6323 | 0.00022158 | 588.5919 | 0.027981 | 590.6323 | 5.8627e-05 | 838.4948 | 0.0018206 | 1096.4294 | 0.0013192 | 1006.8631 | 0.014384 | 1029.436 | 0 | 1028.8125 | 0 | 319.213 | 6.7813e-06 | 319.7485 | 0 | 319.2129 | 0 | 319.2129 | 0 | 319.2129 | 0 | 316.9855 | 0
| 221.9486 | 0 |  |  | 221.9486 | 0 | 221.9486 | 0 | 384.6751 | 0.064319 | 319.4246 | 0.058647 | 313.8673 | 0 | 384.6751 | 20.3861 | 319.4246 | 0 | 319.4246 | 0 | 319.9606 | 0 | 319.4246 | 0 | 319.4246 | 0 | 319.4246 | 0 | 383.9601 | 0.00036672 | 313.87 | 0.040022 | 319.9606 | 0 | 384.6751 | 0.0046472 | 313.87 | -0.003828 | 319.4246 | 0 | 313.87 | 0.024951 | 319.4246 | 0 | 383.9601 | 0.00031747 | 383.9601 | 0.00019065 | 319.4246 | 0 | 319.9606 | 0 | 319.9606 | 0 | 319.4246 | 0 | 588.7503 | 0.018795 | 319.4246 | 0 | 319.4246 | 0 | 587.7976 | 0.00017392 | 319.4246 | 0 | 590.7901 | 0.00022706 | 588.7503 | 0.027106 | 590.7901 | 4.918e-05 | 838.5648 | 0.0013011 | 1096.4883 | 0.0013167 | 1006.8755 | 0.014399 | 1029.488 | 0 | 1028.8644 | 0 | 319.425 | 6.1645e-06 | 319.9606 | 0 | 319.4246 | 0 | 319.4246 | 0 | 319.4246 | 0 | 317.1975 | 0
| 222.0206 | 0 |  |  | 222.0206 | 0 | 222.0206 | 0 | 384.788 | 0.071161 | 319.6362 | -0.042832 | 314.0794 | 0 | 384.788 | 20.6118 | 319.6362 | 0 | 319.6362 | 0 | 320.1727 | 0 | 319.6362 | 0 | 319.6362 | 0 | 319.6362 | 0 | 384.0721 | 0.0003466 | 314.08 | -0.0025989 | 320.1727 | 0 | 384.788 | 0.0082542 | 314.08 | -0.007905 | 319.6362 | 0 | 314.08 | -0.010726 | 319.6362 | 0 | 384.0721 | 0.00035062 | 384.0721 | 0.00024141 | 319.6362 | 0 | 320.1727 | 0 | 320.1727 | 0 | 319.6362 | 0 | 588.9087 | 0.019062 | 319.6362 | 0 | 319.6362 | 0 | 587.9566 | 0 | 319.6362 | 0 | 590.9479 | 9.1044e-05 | 588.9087 | 0.027981 | 590.9479 | 4.6944e-05 | 838.6348 | 0.0013804 | 1096.5471 | 0.0013146 | 1006.8879 | 0.014414 | 1029.5399 | 0 | 1028.9163 | 0 | 319.636 | 6.7856e-06 | 320.1727 | 0 | 319.6362 | 0 | 319.6362 | 0 | 319.6362 | 0 | 317.4095 | 0
| 222.0927 | 0 |  |  | 222.0927 | 0 | 222.0927 | 0 | 384.901 | 0.058845 | 319.8479 | -0.000811 | 314.2916 | 0 | 384.901 | 20.5845 | 319.8479 | 0 | 319.8479 | 0 | 320.3848 | 0 | 319.8479 | 0 | 319.8479 | 0 | 319.8479 | 0 | 384.1841 | 0.00029883 | 314.29 | 0.13982 | 320.3848 | 0 | 384.901 | 0.012015 | 314.29 | 0.0054135 | 319.8479 | 0 | 314.29 | -0.0065291 | 319.8479 | 0 | 384.1841 | 0.00032547 | 384.1841 | 0.00028418 | 319.8479 | 0 | 320.3848 | 0 | 320.3848 | 0 | 319.8479 | 0 | 589.0671 | 0.013989 | 319.8479 | 0 | 319.8479 | 0 | 588.1156 | 0.00017392 | 319.8479 | 0 | 591.1057 | 0.00030713 | 589.0671 | 0.02656 | 591.1057 | 3.9784e-05 | 838.7048 | 0.0013093 | 1096.6061 | 0.0013131 | 1006.9004 | 0.014427 | 1029.5918 | 0 | 1028.9681 | 0 | 319.848 | 8.019e-06 | 320.3848 | 0 | 319.8479 | 0 | 319.8479 | 0 | 319.8479 | 0 | 317.6215 | 0
| 222.1648 | 0 |  |  | 222.1648 | 0 | 222.1648 | 0 | 385.0139 | 0.056499 | 320.0596 | -0.022155 | 314.5037 | 0 | 385.0139 | 20.6625 | 320.0596 | 0 | 320.0596 | 0 | 320.5969 | 0 | 320.0596 | 0 | 320.0596 | 0 | 320.0596 | 0 | 384.2962 | 0.0002544 | 314.5 | 0.0098758 | 320.5969 | 0 | 385.0139 | 0.0064748 | 314.5 | -0.00083807 | 320.0596 | 0 | 314.5 | -0.022969 | 320.0596 | 0 | 384.2962 | 0.00034757 | 384.2962 | 0.00032295 | 320.0596 | 0 | 320.5969 | 0 | 320.5969 | 0 | 320.0596 | 0 | 589.2256 | 0.022265 | 320.0596 | 0 | 320.0596 | 0 | 588.2746 | 0.00078262 | 320.0596 | 0 | 591.2635 | 9.5431e-05 | 589.2256 | 0.027871 | 591.2635 | 4.1469e-05 | 838.7748 | 0.0012446 | 1096.6649 | 0.001312 | 1006.9128 | 0.014439 | 1029.6438 | 0 | 1029.02 | 0 | 320.06 | 6.7856e-06 | 320.5969 | 0 | 320.0596 | 0 | 320.0596 | 0 | 320.0596 | 0 | 317.8336 | 0
| 222.2369 | 0 |  |  | 222.2369 | 0 | 222.2369 | 0 | 385.1268 | 0.062559 | 320.2713 | 0.025376 | 314.7159 | 0 | 385.1268 | 20.7195 | 320.2713 | 0 | 320.2713 | 0 | 320.809 | 0 | 320.2713 | 0 | 320.2713 | 0 | 320.2713 | 0 | 384.4082 | 0.00026069 | 314.72 | -0.010915 | 320.809 | 0 | 385.1268 | 0.022986 | 314.72 | -0.005187 | 320.2713 | 0 | 314.72 | -0.00058295 | 320.2713 | 0 | 384.4082 | 0.00032052 | 384.4082 | 0.00028018 | 320.2713 | 0 | 320.809 | 0 | 320.809 | 0 | 320.2713 | 0 | 589.384 | 0.025522 | 320.2713 | 0 | 320.2713 | 0 | 588.4336 | 0.00017392 | 320.2713 | 0 | 591.4214 | 0.00030055 | 589.384 | 0.027544 | 591.4214 | 3.1864e-05 | 838.8448 | 0.0015624 | 1096.7239 | 0.0013114 | 1006.9252 | 0.01445 | 1029.6957 | 0 | 1029.0719 | 0 | 320.271 | 1.1105e-05 | 320.809 | 0 | 320.2713 | 0 | 320.2713 | 0 | 320.2713 | 0 | 318.0456 | 0
| 222.309 | 0 |  |  | 222.309 | 0 | 222.309 | 0 | 385.2397 | 0.049852 | 320.483 | -0.068098 | 314.928 | 0 | 385.2397 | 20.7997 | 320.483 | 0 | 320.483 | 0 | 321.0212 | 0 | 320.483 | 0 | 320.483 | 0 | 320.483 | 0 | 384.5203 | 0.00030427 | 314.93 | -0.062891 | 321.0212 | 0 | 385.2397 | 0.015045 | 314.93 | -0.010623 | 320.483 | 0 | 314.93 | -0.0068788 | 320.483 | 0 | 384.5203 | 0.00035138 | 384.5203 | 0.00028018 | 320.483 | 0 | 321.0212 | 0 | 321.0212 | 0 | 320.483 | 0 | 589.5424 | 0.016606 | 320.483 | 0 | 320.483 | 0 | 588.5927 | 0.00078262 | 320.483 | 0 | 591.5792 | 0.00011079 | 589.5424 | 0.028309 | 591.5792 | 4.0897e-05 | 838.9149 | 0.0022531 | 1096.7828 | 0.0013114 | 1006.9376 | 0.01446 | 1029.7477 | 0 | 1029.1238 | 0 | 320.483 | 1.2333e-05 | 321.0212 | 0 | 320.483 | 0 | 320.483 | 0 | 320.483 | 0 | 318.2577 | 0
| 222.3811 | 0 |  |  | 222.3811 | 0 | 222.3811 | 0 | 385.3526 | 0.046529 | 320.6948 | 0.068075 | 315.1402 | 0 | 385.3526 | 20.8502 | 320.6948 | 0 | 320.6948 | 0 | 321.2333 | 0 | 320.6948 | 0 | 320.6948 | 0 | 320.6948 | 0 | 384.6323 | 0.00031014 | 315.14 | 0.012994 | 321.2333 | 0 | 385.3526 | 0.010553 | 315.14 | 0.0010646 | 320.6948 | 0 | 315.14 | 0.0043138 | 320.6948 | 0 | 384.6323 | 0.00032128 | 384.6323 | 0.00029977 | 320.6948 | 0 | 321.2333 | 0 | 321.2333 | 0 | 320.6948 | 0 | 589.7009 | 0.019542 | 320.6948 | 0 | 320.6948 | 0 | 588.7517 | 0 | 320.6948 | 0 | 591.7371 | 0.00021829 | 589.7009 | 0.027106 | 591.7371 | 4.0255e-05 | 838.9849 | 0.003101 | 1096.8417 | 0.0013118 | 1006.95 | 0.01447 | 1029.7996 | 0 | 1029.1757 | 0 | 320.695 | 8.0217e-06 | 321.2333 | 0 | 320.6948 | 0 | 320.6948 | 0 | 320.6948 | 0 | 318.4698 | 0
| 222.4533 | 0 |  |  | 222.4533 | 0 | 222.4533 | 0 | 385.4656 | 0.036167 | 320.9065 | 0.048101 | 315.3524 | 0 | 385.4656 | 20.8712 | 320.9065 | 0 | 320.9065 | 0 | 321.4455 | 0 | 320.9065 | 0 | 320.9065 | 0 | 320.9065 | 0 | 384.7444 | 0.00031433 | 315.35 | -0.024429 | 321.4455 | 0 | 385.4656 | 0.028419 | 315.35 | 0.015199 | 320.9065 | 0 | 315.35 | -0.00023318 | 320.9065 | 0 | 384.7444 | 0.00035558 | 384.7444 | 0.00024901 | 320.9065 | 0 | 321.4455 | 0 | 321.4455 | 0 | 320.9065 | 0 | 589.8593 | 0.018101 | 320.9065 | 0 | 320.9065 | 0 | 588.9107 | 0.00078262 | 320.9065 | 0 | 591.8949 | 0.00022267 | 589.8593 | 0.027762 | 591.8949 | 4.3674e-05 | 839.0549 | 0.0027431 | 1096.9006 | 0.0013129 | 1006.9625 | 0.014478 | 1029.8516 | 0 | 1029.2275 | 0 | 320.907 | 4.9359e-06 | 321.4455 | 0 | 320.9065 | 0 | 320.9065 | 0 | 320.9065 | 0 | 318.6819 | 0
| 222.5254 | 0 |  |  | 222.5254 | 0 | 222.5254 | 0 | 385.5785 | 0.03128 | 321.1183 | 0.049641 | 315.5647 | 0 | 385.5785 | 20.7373 | 321.1183 | 0 | 321.1183 | 0 | 321.6577 | 0 | 321.1183 | 0 | 321.1183 | 0 | 321.1183 | 0 | 384.8565 | 0.00031308 | 315.56 | 0.041062 | 321.6577 | 0 | 385.5785 | 0.001681 | 315.56 | 0.0081316 | 321.1183 | 0 | 315.56 | 0.00046636 | 321.1183 | 0 | 384.8565 | 0.00032471 | 384.8565 | 0.00022183 | 321.1183 | 0 | 321.6577 | 0 | 321.6577 | 0 | 321.1183 | 0 | 590.0178 | 0.017086 | 321.1183 | 0 | 321.1183 | 0 | 589.0698 | 0 | 321.1183 | 0 | 592.0528 | 0.00013053 | 590.0178 | 0.026123 | 592.0528 | 3.8747e-05 | 839.125 | 0.0017412 | 1096.9596 | 0.0013145 | 1006.9749 | 0.014485 | 1029.9036 | 0 | 1029.2794 | 0 | 321.118 | 2.4646e-06 | 321.6577 | 0 | 321.1183 | 0 | 321.1183 | 0 | 321.1183 | 0 | 318.894 | 0
| 222.5975 | 0 |  |  | 222.5975 | 0 | 222.5975 | 0 | 385.6914 | 0.026197 | 321.3301 | -0.031717 | 315.7769 | 0 | 385.6914 | 20.9546 | 321.3301 | 0 | 321.3301 | 0 | 321.8699 | 0 | 321.3301 | 0 | 321.3301 | 0 | 321.3301 | 0 | 384.9686 | 0.00029673 | 315.78 | -0.034825 | 321.8699 | 0 | 385.6914 | 0.013269 | 315.78 | -0.0032843 | 321.3301 | 0 | 315.78 | -0.023318 | 321.3301 | 0 | 384.9686 | 0.00037463 | 384.9686 | 0.00019465 | 321.3301 | 0 | 321.8699 | 0 | 321.8699 | 0 | 321.3301 | 0 | 590.1763 | 0.014256 | 321.3301 | 0 | 321.3301 | 0 | 589.2288 | 0.00078262 | 321.3301 | 0 | 592.2107 | 0.00022596 | 590.1763 | 0.027106 | 592.2107 | 4.7649e-05 | 839.1951 | 0.0017836 | 1097.0186 | 0.0013167 | 1006.9873 | 0.014492 | 1029.9554 | 0 | 1029.3313 | 0 | 321.33 | 6.783e-06 | 321.8699 | 0 | 321.3301 | 0 | 321.3301 | 0 | 321.3301 | 0 | 319.1062 | 0
| 222.6696 | 0 |  |  | 222.6696 | 0 | 222.6696 | 0 | 385.8043 | 0.034212 | 321.5419 | 0.022756 | 315.9892 | 0 | 385.8043 | 20.9675 | 321.5419 | 0 | 321.5419 | 0 | 322.0822 | 0 | 321.5419 | 0 | 321.5419 | 0 | 321.5419 | 0 | 385.0806 | 0.0003026 | 315.99 | -0.051458 | 322.0822 | 0 | 385.8043 | 0.017658 | 315.99 | 0.0059571 | 321.5419 | 0 | 315.99 | -0.017722 | 321.5419 | 0 | 385.0806 | 0.00037082 | 385.0806 | 0.00028818 | 321.5419 | 0 | 322.0822 | 0 | 322.0822 | 0 | 321.5419 | 0 | 590.3347 | 0.029367 | 321.5419 | 0 | 321.5419 | 0 | 589.3879 | 0 | 321.5419 | 0 | 592.3686 | 0.00015028 | 590.3347 | 0.025576 | 592.3686 | 3.6068e-05 | 839.2651 | 0.0025741 | 1097.0774 | 0.0013195 | 1006.9997 | 0.014497 | 1030.0075 | 0 | 1029.3832 | 0 | 321.542 | 1.1101e-05 | 322.0822 | 0 | 321.5419 | 0 | 321.5419 | 0 | 321.5419 | 0 | 319.3183 | 0
| 222.7418 | 0 |  |  | 222.7418 | 0 | 222.7418 | 0 | 385.9172 | 0.019941 | 321.7537 | 0.015746 | 316.2014 | 0 | 385.9172 | 21.0099 | 321.7537 | 0 | 321.7537 | 0 | 322.2944 | 0 | 321.7537 | 0 | 321.7537 | 0 | 321.7537 | 0 | 385.1927 | 0.00029673 | 316.2 | -0.059772 | 322.2944 | 0 | 385.9172 | 0.023927 | 316.2 | -0.017418 | 321.7537 | 0 | 316.2 | -0.0037309 | 321.7537 | 0 | 385.1927 | 0.00036739 | 385.1927 | 0.00030736 | 321.7537 | 0 | 322.2944 | 0 | 322.2944 | 0 | 321.7537 | 0 | 590.4932 | 0.012761 | 321.7537 | 0 | 321.7537 | 0 | 589.547 | 0.00026087 | 321.7537 | 0 | 592.5265 | 0.00022377 | 590.4932 | 0.027325 | 592.5265 | 3.985e-05 | 839.3353 | 0.0024831 | 1097.1363 | 0.0013229 | 1007.0121 | 0.014502 | 1030.0594 | 0 | 1029.4352 | 0 | 321.754 | 9.8661e-06 | 322.2944 | 0 | 321.7537 | 0 | 321.7537 | 0 | 321.7537 | 0 | 319.5305 | 0
| 222.8139 | 0 |  |  | 222.8139 | 0 | 222.8139 | 0 | 386.0301 | 0.052003 | 321.9655 | 0.00091251 | 316.4137 | 0 | 386.0301 | 21.1206 | 321.9655 | 0 | 321.9655 | 0 | 322.5067 | 0 | 321.9655 | 0 | 321.9655 | 0 | 321.9655 | 0 | 385.3048 | 0.00035792 | 316.41 | 0.084723 | 322.5067 | 0 | 386.0301 | 0.010283 | 316.41 | -0.0049152 | 321.9655 | 0 | 316.41 | 0.0085112 | 321.9655 | 0 | 385.3048 | 0.00032013 | 385.3048 | 0.00031136 | 321.9655 | 0 | 322.5067 | 0 | 322.5067 | 0 | 321.9655 | 0 | 590.6517 | 0.016872 | 321.9655 | 0 | 321.9655 | 0 | 589.706 | 0 | 321.9655 | 0 | 592.6844 | 0.00018318 | 590.6517 | 0.025795 | 592.6844 | 3.6513e-05 | 839.4053 | 0.0018176 | 1097.1953 | 0.0013269 | 1007.0245 | 0.014505 | 1030.1115 | 0 | 1029.4871 | 0 | 321.966 | 8.6358e-06 | 322.5067 | 0 | 321.9655 | 0 | 321.9655 | 0 | 321.9655 | 0 | 319.7427 | 0
| 222.886 | 0 |  |  | 222.886 | 0 | 222.886 | 0 | 386.1431 | 0.032648 | 322.1774 | -0.070383 | 316.626 | 0 | 386.1431 | 21.2551 | 322.1774 | 0 | 322.1774 | 0 | 322.7189 | 0 | 322.1774 | 0 | 322.1774 | 0 | 322.1774 | 0 | 385.4169 | 0.00032313 | 316.63 | -0.040022 | 322.7189 | 0 | 386.1431 | 0.031972 | 316.63 | -0.0030125 | 322.1774 | 0 | 316.63 | -0.010377 | 322.1774 | 0 | 385.4169 | 0.00031937 | 385.4169 | 0.00027259 | 322.1774 | 0 | 322.7189 | 0 | 322.7189 | 0 | 322.1774 | 0 | 590.8102 | 0.017673 | 322.1774 | 0 | 322.1774 | 0 | 589.8651 | 0 | 322.1774 | 0 | 592.8423 | 0.00015796 | 590.8102 | 0.026888 | 592.8423 | 4.0653e-05 | 839.4755 | 0.0019371 | 1097.2543 | 0.0013316 | 1007.037 | 0.014508 | 1030.1635 | 0 | 1029.5389 | 0 | 322.177 | 9.8651e-06 | 322.7189 | 0 | 322.1774 | 0 | 322.1774 | 0 | 322.1774 | 0 | 319.9549 | 0
| 222.9582 | 0 |  |  | 222.9582 | 0 | 222.9582 | 0 | 386.256 | 0.038318 | 322.3893 | 0.062348 | 316.8383 | 0 | 386.256 | 21.2289 | 322.3893 | 0 | 322.3893 | 0 | 322.9312 | 0 | 322.3893 | 0 | 322.3893 | 0 | 322.3893 | 0 | 385.529 | 0.00030176 | 316.84 | 0.07225 | 322.9312 | 0 | 386.256 | 0.0093933 | 316.84 | -0.0035561 | 322.3893 | 0 | 316.84 | -0.0089774 | 322.3893 | 0 | 385.529 | 0.00033995 | 385.529 | 0.00022183 | 322.3893 | 0 | 322.9312 | 0 | 322.9312 | 0 | 322.3893 | 0 | 590.9687 | 0.022532 | 322.3893 | 0 | 322.3893 | 0 | 590.0242 | 0.00017392 | 322.3893 | 0 | 593.0002 | 0.00018209 | 590.9687 | 0.025576 | 593.0002 | 3.4047e-05 | 839.5456 | 0.002363 | 1097.3132 | 0.0013369 | 1007.0494 | 0.01451 | 1030.2153 | 0 | 1029.5909 | 0 | 322.389 | 8.6375e-06 | 322.9312 | 0 | 322.3893 | 0 | 322.3893 | 0 | 322.3893 | 0 | 320.1671 | 0
| 223.0303 | 0 |  |  | 223.0303 | 0 | 223.0303 | 0 | 386.3689 | 0.038904 | 322.6012 | -0.072951 | 317.0507 | 0 | 386.3689 | 21.378 | 322.6012 | 0 | 322.6012 | 0 | 323.1435 | 0 | 322.6012 | 0 | 322.6012 | 0 | 322.6012 | 0 | 385.6411 | 0.00027619 | 317.05 | -0.087841 | 323.1435 | 0 | 386.3689 | 0.031658 | 317.05 | 0.0032391 | 322.6012 | 0 | 317.05 | 0.0022152 | 322.6012 | 0 | 385.6411 | 0.00034872 | 385.6411 | 0.000257 | 322.6012 | 0 | 323.1435 | 0 | 323.1435 | 0 | 322.6012 | 0 | 591.1272 | 0.016232 | 322.6012 | 0 | 322.6012 | 0 | 590.1833 | 0.00026087 | 322.6012 | 0 | 593.1582 | 0.0002117 | 591.1272 | 0.026669 | 593.1582 | 3.9739e-05 | 839.6158 | 0.0025408 | 1097.3723 | 0.0013428 | 1007.0618 | 0.014511 | 1030.2673 | 0 | 1029.6428 | 0 | 322.601 | 6.7906e-06 | 323.1435 | 0 | 322.6012 | 0 | 322.6012 | 0 | 322.6012 | 0 | 320.3793 | 0
| 223.1025 | 0 |  |  | 223.1025 | 0 | 223.1025 | 0 | 386.4818 | 0.016536 | 322.8131 | 0.050071 | 317.263 | 0 | 386.4818 | 21.332 | 322.8131 | 0 | 322.8131 | 0 | 323.3558 | 0 | 322.8131 | 0 | 322.8131 | 0 | 322.8131 | 0 | 385.7533 | 0.00035499 | 317.26 | -0.0098758 | 323.3558 | 0 | 386.4818 | 0.017658 | 317.26 | 0.0045981 | 322.8131 | 0 | 317.26 | -0.0040807 | 322.8131 | 0 | 385.7533 | 0.00030718 | 385.7533 | 0.00024141 | 322.8131 | 0 | 323.3558 | 0 | 323.3558 | 0 | 322.8131 | 0 | 591.2858 | 0.025362 | 322.8131 | 0 | 322.8131 | 0 | 590.3424 | 0 | 322.8131 | 0 | 593.3161 | 0.00018647 | 591.2858 | 0.026123 | 593.3161 | 3.4895e-05 | 839.6859 | 0.0024918 | 1097.4313 | 0.0013494 | 1007.0742 | 0.014511 | 1030.3193 | 0 | 1029.6948 | 0 | 322.813 | 3.0831e-06 | 323.3558 | 0 | 322.8131 | 0 | 322.8131 | 0 | 322.8131 | 0 | 320.5915 | 0
| 223.1747 | 0 |  |  | 223.1747 | 0 | 223.1747 | 0 | 386.5947 | 0.029129 | 323.025 | -0.021878 | 317.4754 | 0 | 386.5947 | 21.4518 | 323.025 | 0 | 323.025 | 0 | 323.5682 | 0 | 323.025 | 0 | 323.025 | 0 | 323.025 | 0 | 385.8654 | 0.00037552 | 317.48 | -0.018192 | 323.5682 | 0 | 386.5947 | 0.019852 | 317.48 | 0.0048699 | 323.025 | 0 | 317.48 | 0.012708 | 323.025 | 0 | 385.8654 | 0.00030603 | 385.8654 | 0.00033094 | 323.025 | 0 | 323.5682 | 0 | 323.5682 | 0 | 323.025 | 0 | 591.4443 | 0.017086 | 323.025 | 0 | 323.025 | 0 | 590.5015 | 0.00026087 | 323.025 | 0 | 593.4741 | 0.0002117 | 591.4443 | 0.027216 | 593.4741 | 4.2598e-05 | 839.7561 | 0.0021685 | 1097.4902 | 0.0013566 | 1007.0867 | 0.014511 | 1030.3713 | 0 | 1029.7467 | 0 | 323.025 | 1.8555e-06 | 323.5682 | 0 | 323.025 | 0 | 323.025 | 0 | 323.025 | 0 | 320.8038 | 0
| 223.2468 | 0 |  |  | 223.2468 | 0 | 223.2468 | 0 | 386.7076 | 0.016888 | 323.2369 | 0.064236 | 317.6878 | 0 | 386.7076 | 21.4935 | 323.2369 | 0 | 323.2369 | 0 | 323.7805 | 0 | 323.2369 | 0 | 323.2369 | 0 | 323.2369 | 0 | 385.9775 | 0.0003793 | 317.69 | 0.056654 | 323.7805 | 0 | 386.7076 | 0.016195 | 317.69 | -0.00056627 | 323.2369 | 0 | 317.69 | -0.00513 | 323.2369 | 0 | 385.9775 | 0.00029346 | 385.9775 | 0.00035013 | 323.2369 | 0 | 323.7805 | 0 | 323.7805 | 0 | 323.2369 | 0 | 591.6028 | 0.011053 | 323.2369 | 0 | 323.2369 | 0 | 590.6606 | 0.00017392 | 323.2369 | 0 | 593.632 | 0.00014699 | 591.6028 | 0.025904 | 593.632 | 4.2056e-05 | 839.8264 | 0.0020643 | 1097.5492 | 0.0013645 | 1007.0991 | 0.014509 | 1030.4235 | 0 | 1029.7987 | 0 | 323.237 | 5.5504e-06 | 323.7805 | 0 | 323.2369 | 0 | 323.2369 | 0 | 323.2369 | 0 | 321.016 | 0
| 223.319 | 0 |  |  | 223.319 | 0 | 223.319 | 0 | 386.8205 | 0.026588 | 323.4489 | 0.04911 | 317.9002 | 0 | 386.8205 | 21.2343 | 323.4489 | 0 | 323.4489 | 0 | 323.9929 | 0 | 323.4489 | 0 | 323.4489 | 0 | 323.4489 | 0 | 386.0896 | 0.00036672 | 317.9 | -0.015073 | 323.9929 | 0 | 386.8205 | 0.013269 | 317.9 | -0.0060024 | 323.4489 | 0 | 317.9 | -0.0037309 | 323.4489 | 0 | 386.0896 | 0.00031251 | 386.0896 | 0.00040848 | 323.4489 | 0 | 323.9929 | 0 | 323.9929 | 0 | 323.4489 | 0 | 591.7614 | 0.019542 | 323.4489 | 0 | 323.4489 | 0 | 590.8197 | 0.00078262 | 323.4489 | 0 | 593.79 | 0.0002479 | 591.7614 | 0.026013 | 593.79 | 4.6069e-05 | 839.8964 | 0.0016921 | 1097.6083 | 0.001373 | 1007.1115 | 0.014507 | 1030.4755 | 0 | 1029.8506 | 0 | 323.449 | 3.0831e-06 | 323.9929 | 0 | 323.4489 | 0 | 323.4489 | 0 | 323.4489 | 0 | 321.2283 | 0
| 223.3912 | 0 |  |  | 223.3912 | 0 | 223.3912 | 0 | 386.9334 | 0.016184 | 323.6608 | 0.00014976 | 318.1126 | 0 | 386.9334 | 21.1917 | 323.6608 | 0 | 323.6608 | 0 | 324.2053 | 0 | 323.6608 | 0 | 323.6608 | 0 | 323.6608 | 0 | 386.2018 | 0.00037301 | 318.11 | 0.04834 | 324.2053 | 0 | 386.9334 | 0.015359 | 318.11 | -0.015787 | 323.6608 | 0 | 318.11 | -0.020171 | 323.6608 | 0 | 386.2018 | 0.00031137 | 386.2018 | 0.00031935 | 323.6608 | 0 | 324.2053 | 0 | 324.2053 | 0 | 323.6608 | 0 | 591.9199 | 0.028833 | 323.6608 | 0 | 323.6608 | 0 | 590.9789 | 0.00069566 | 323.6608 | 0 | 593.948 | 0.0001075 | 591.9199 | 0.024046 | 593.948 | 4.5458e-05 | 839.9666 | 0.0021348 | 1097.6672 | 0.0013821 | 1007.1239 | 0.014504 | 1030.5275 | 0 | 1029.9026 | 0 | 323.661 | 4.9283e-06 | 324.2053 | 0 | 323.6608 | 0 | 323.6608 | 0 | 323.6608 | 0 | 321.4406 | 0
| 223.4633 | 0 |  |  | 223.4633 | 0 | 223.4633 | 0 | 387.0463 | 0.013289 | 323.8728 | -0.061277 | 318.325 | 0 | 387.0463 | 21.1805 | 323.8728 | 0 | 323.8728 | 0 | 324.4177 | 0 | 323.8728 | 0 | 323.8728 | 0 | 323.8728 | 0 | 386.3139 | 0.00037762 | 318.33 | -0.059772 | 324.4177 | 0 | 387.0463 | 0.013269 | 318.33 | -0.016603 | 323.8728 | 0 | 318.33 | -0.037658 | 323.8728 | 0 | 386.3139 | 0.00034071 | 386.3139 | 0.00027259 | 323.8728 | 0 | 324.4177 | 0 | 324.4177 | 0 | 323.8728 | 0 | 592.0785 | 0.019222 | 323.8728 | 0 | 323.8728 | 0 | 591.138 | 0.00026087 | 323.8728 | 0 | 594.106 | 0.00027971 | 592.0785 | 0.025467 | 594.106 | 4.5362e-05 | 840.0368 | 0.0018896 | 1097.7262 | 0.0013919 | 1007.1364 | 0.014501 | 1030.5795 | 0 | 1029.9546 | 0 | 323.873 | 3.0796e-06 | 324.4177 | 0 | 323.8728 | 0 | 323.8728 | 0 | 323.8728 | 0 | 321.6529 | 0
| 223.5355 | 0 |  |  | 223.5355 | 0 | 223.5355 | 0 | 387.1592 | 0 | 324.0848 | 0.0051185 | 318.5375 | 0 | 387.1592 | 21.012 | 324.0848 | 0 | 324.0848 | 0 | 324.6301 | 0 | 324.0848 | 0 | 324.0848 | 0 | 324.0848 | 0 | 386.4261 | 0.00036211 | 318.54 | -0.0036384 | 324.6301 | 0 | 387.1592 | 0.0088 | 318.54 | 0.0097623 | 324.0848 | 0 | 318.54 | -0.00513 | 324.0848 | 0 | 386.4261 | 0.00033652 | 386.4261 | 0.00023742 | 324.0848 | 0 | 324.6301 | 0 | 324.6301 | 0 | 324.0848 | 0 | 592.2371 | 0.024988 | 324.0848 | 0 | 324.0848 | 0 | 591.2971 | 0.00017392 | 324.0848 | 0 | 594.264 | 0.00010092 | 592.2371 | 0.024483 | 594.264 | 3.7237e-05 | 840.1071 | 0.002584 | 1097.7853 | 0.0014023 | 1007.1487 | 0.014497 | 1030.6315 | 0 | 1030.0065 | 0 | 324.085 | 4.9359e-06 | 324.6301 | 0 | 324.0848 | 0 | 324.0848 | 0 | 324.0848 | 0 | 321.8653 | 0
| 223.6077 | 0 |  |  | 223.6077 | 0 | 223.6077 | 0 | 387.2721 | 0.020332 | 324.2969 | -0.0082094 | 318.7499 | 0 | 387.2721 | 20.877 | 324.2969 | 0 | 324.2969 | 0 | 324.8425 | 0 | 324.2969 | 0 | 324.2969 | 0 | 324.2969 | 0 | 386.5382 | 0.00034074 | 318.75 | 0.017152 | 324.8425 | 0 | 387.2721 | 0.019538 | 318.75 | 0.0029672 | 324.2969 | 0 | 318.75 | -0.017373 | 324.2969 | 0 | 386.5382 | 0.00037006 | 386.5382 | 0.00024901 | 324.2969 | 0 | 324.8425 | 0 | 324.8425 | 0 | 324.2969 | 0 | 592.3956 | 0.011853 | 324.2969 | 0 | 324.2969 | 0 | 591.4563 | 0.00078262 | 324.2969 | 0 | 594.422 | 0.00020512 | 592.3956 | 0.025467 | 594.422 | 3.8667e-05 | 840.1774 | 0.00246 | 1097.8444 | 0.0014134 | 1007.1612 | 0.014493 | 1030.6836 | 0 | 1030.0585 | 0 | 324.297 | 3.7025e-06 | 324.8425 | 0 | 324.2969 | 0 | 324.2969 | 0 | 324.2969 | 0 | 322.0776 | 0
| 223.6799 | 0 |  |  | 223.6799 | 0 | 223.6799 | 0 | 387.385 | 0.034212 | 324.5089 | 0.035166 | 318.9624 | 0 | 387.385 | 20.7524 | 324.5089 | 0 | 324.5089 | 0 | 325.0549 | 0 | 324.5089 | 0 | 324.5089 | 0 | 324.5089 | 0 | 386.6504 | 0.0003135 | 318.96 | 0.024429 | 325.0549 | 0 | 387.385 | 0.014732 | 318.96 | -0.013069 | 324.5089 | 0 | 318.96 | -0.00023318 | 324.5089 | 0 | 386.6504 | 0.00033271 | 386.6504 | 0.000253 | 324.5089 | 0 | 325.0549 | 0 | 325.0549 | 0 | 324.5089 | 0 | 592.5542 | 0.023387 | 324.5089 | 0 | 324.5089 | 0 | 591.6154 | 0.00017392 | 324.5089 | 0 | 594.58 | 0.00020073 | 592.5542 | 0.023827 | 594.58 | 3.5497e-05 | 840.2476 | 0.0013962 | 1097.9033 | 0.001425 | 1007.1736 | 0.014488 | 1030.7356 | 0 | 1030.1105 | 0 | 324.509 | 7.3955e-06 | 325.0549 | 0 | 324.5089 | 0 | 324.5089 | 0 | 324.5089 | 0 | 322.29 | 0
| 223.7521 | 0 |  |  | 223.7521 | 0 | 223.7521 | 0 | 387.498 | 0.012938 | 324.7209 | 0.011655 | 319.1749 | 0 | 387.498 | 20.2941 | 324.7209 | 0.006053 | 324.7209 | 0 | 325.2674 | 0 | 324.7209 | 0 | 324.7209 | 0 | 324.7209 | 0 | 386.7625 | 0.00026153 | 319.17 | -0.026508 | 325.2674 | 0 | 387.498 | 0.0017299 | 319.17 | 0.0056853 | 324.7209 | 0 | 319.17 | 0.011309 | 324.7209 | 0 | 386.7625 | 0.00035939 | 386.7625 | 0.00019065 | 324.7209 | 0 | 325.2674 | 0 | 325.2674 | 0 | 324.7209 | 0 | 592.7128 | 0.017193 | 324.7209 | 0 | 324.7209 | 0 | 591.7746 | 0 | 324.7209 | 0 | 594.7381 | 0.00015137 | 592.7128 | 0.02492 | 594.7381 | 3.6016e-05 | 840.3178 | 0.0021098 | 1097.9624 | 0.0014372 | 1007.186 | 0.014482 | 1030.7876 | 0 | 1030.1625 | 0 | 324.721 | 5.5544e-06 | 325.2674 | 0 | 324.7209 | 0 | 324.7209 | 0 | 324.7209 | 0 | 322.5023 | 0
| 223.8243 | 0 |  |  | 223.8243 | 0 | 223.8243 | 0 | 387.6109 | 0.014073 | 324.933 | 0.032656 | 319.3874 | 0 | 387.6109 | 20.2114 | 324.933 | 0.09876 | 324.933 | 0 | 325.4799 | 0 | 324.933 | 0 | 324.933 | 0 | 324.933 | 0 | 386.8747 | 0.00026446 | 319.39 | 0.016113 | 325.4799 | 0 | 387.6109 | 0.01118 | 319.39 | -0.0021971 | 324.933 | 0 | 319.39 | 0.020054 | 324.933 | 0 | 386.8747 | 0.00031061 | 386.8747 | 0.000253 | 324.933 | 0 | 325.4799 | 0 | 325.4799 | 0 | 324.933 | 0 | 592.8714 | 0.016445 | 324.933 | 0 | 324.933 | 0 | 591.9338 | 0 | 324.933 | 0 | 594.8961 | 0.0002117 | 592.8714 | 0.024265 | 594.8961 | 3.7139e-05 | 840.3881 | 0.0016897 | 1098.0215 | 0.0014501 | 1007.1985 | 0.014476 | 1030.8397 | 0 | 1030.2145 | 0 | 324.933 | 8.0209e-06 | 325.4799 | 0 | 324.933 | 0 | 324.933 | 0 | 324.933 | 0 | 322.7147 | 0
| 223.8965 | 0 |  |  | 223.8965 | 0 | 223.8965 | 0 | 387.7237 | 0.020332 | 325.1451 | 0.010411 | 319.6 | 0 | 387.7237 | 19.9543 | 325.1451 | -0.028368 | 325.1451 | 0 | 325.6923 | 0 | 325.1451 | 0 | 325.1451 | 0 | 325.1451 | 0 | 386.9869 | 0.00026027 | 319.6 | -0.053536 | 325.6924 | 0 | 387.7237 | 0.010657 | 319.6 | -0.0062742 | 325.1451 | 0 | 319.6 | -0.018771 | 325.1451 | 0 | 386.9869 | 0.00033081 | 386.9869 | 0.00027259 | 325.1451 | 0 | 325.6924 | 0 | 325.6924 | 0 | 325.1451 | 0 | 593.03 | 0.028566 | 325.1451 | 0 | 325.1451 | 0 | 592.0929 | 0 | 325.1451 | 0 | 595.0541 | 0.00019744 | 593.03 | 0.025576 | 595.0541 | 4.7033e-05 | 840.4584 | 0.0016658 | 1098.0804 | 0.0014634 | 1007.2109 | 0.01447 | 1030.8917 | 0 | 1030.2665 | 0 | 325.145 | 6.783e-06 | 325.6923 | 0 | 325.1451 | 0 | 325.1451 | 0 | 325.1451 | 0 | 322.9271 | 0
| 223.9687 | 0 |  |  | 223.9687 | 0 | 223.9687 | 0 | 387.8366 | 0 | 325.3572 | 0.11206 | 319.8125 | 0 | 387.8366 | 19.5361 | 325.3572 | 0.12074 | 325.3572 | 0 | 325.9049 | 0 | 325.3572 | 0 | 325.3572 | 0 | 325.3572 | 0 | 387.0991 | 0.00032313 | 319.81 | -0.034825 | 325.9049 | 0 | 387.8366 | 0.0088 | 319.81 | -0.0076332 | 325.3572 | 0 | 319.81 | 0.0067623 | 325.3572 | 0 | 387.0991 | 0.00030718 | 387.0991 | 0.00028418 | 325.3572 | 0 | 325.9049 | 0 | 325.9049 | 0 | 325.3572 | 0 | 593.1886 | 0.021678 | 325.3572 | 0 | 325.3572 | 0 | 592.2521 | 0 | 325.3572 | 0 | 595.2122 | 0.00011518 | 593.1886 | 0.024483 | 595.2122 | 3.9233e-05 | 840.5286 | 0.0014264 | 1098.1395 | 0.0014774 | 1007.2233 | 0.014464 | 1030.9439 | 0 | 1030.3185 | 0 | 325.357 | 9.2437e-06 | 325.9049 | 0 | 325.3572 | 0 | 325.3572 | 0 | 325.3572 | 0 | 323.1395 | 0
| 224.0409 | 0 |  |  | 224.0409 | 0 | 224.0409 | 0 | 387.9495 | 0.0087231 | 325.5693 | -0.072879 | 320.0251 | 0 | 387.9495 | 19.2104 | 325.5693 | -0.059785 | 325.5693 | 0 | 326.1174 | 0 | 325.5693 | 0 | 325.5693 | 0 | 325.5693 | 0 | 387.2113 | 0.00034325 | 320.03 | -0.02339 | 326.1174 | 0 | 387.9495 | 0.010971 | 320.03 | -0.0049152 | 325.5693 | 0 | 320.03 | 0.020404 | 325.5693 | 0 | 387.2113 | 0.00031594 | 387.2113 | 0.00022982 | 325.5693 | 0 | 326.1174 | 0 | 326.1174 | 0 | 325.5693 | 0 | 593.3472 | 0.022052 | 325.5693 | 0 | 325.5693 | 0 | 592.4113 | 0.00026087 | 325.5693 | 0 | 595.3703 | 0.00023145 | 593.3472 | 0.025795 | 595.3703 | 3.9444e-05 | 840.5989 | 0.0016749 | 1098.1986 | 0.0014919 | 1007.2357 | 0.014457 | 1030.9959 | 0 | 1030.3705 | 0 | 325.569 | 8.6336e-06 | 326.1174 | 0 | 325.5693 | 0 | 325.5693 | 0 | 325.5693 | 0 | 323.352 | 0
| 224.1131 | 0 |  |  | 224.1131 | 0 | 224.1131 | 0 | 388.0624 | 0.01161 | 325.7814 | 0.059107 | 320.2376 | 0 | 388.0624 | 18.7679 | 325.7814 | 0.11128 | 325.7815 | 0 | 326.3299 | 0 | 325.7814 | 0 | 325.7815 | 0 | 325.7815 | 0 | 387.3234 | 0.00038642 | 320.24 | 0.076405 | 326.3299 | 0 | 388.0624 | 0.021001 | 320.24 | -0.006546 | 325.7814 | 0 | 320.24 | 0.01096 | 325.7815 | 0 | 387.3234 | 0.00028545 | 387.3234 | 0.00027619 | 325.7815 | 0 | 326.3299 | 0 | 326.3299 | 0 | 325.7815 | 0 | 593.5059 | 0.022159 | 325.7814 | 0 | 325.7814 | 0 | 592.5705 | 0 | 325.7814 | 0 | 595.5283 | 0.00016892 | 593.5059 | 0.02503 | 595.5283 | 3.8231e-05 | 840.6694 | 0.0014872 | 1098.2577 | 0.0015069 | 1007.2482 | 0.01445 | 1031.048 | 0 | 1030.4225 | 0 | 325.781 | 7.3929e-06 | 326.3299 | 0 | 325.7815 | 0 | 325.7815 | 0 | 325.7815 | 0 | 323.5644 | 0
| 224.1854 | 0 |  |  | 224.1854 | 0 | 224.1854 | 0 | 388.1753 | 0.0027516 | 325.9936 | -0.018958 | 320.4502 | 0 | 388.1753 | 18.5768 | 325.9936 | -0.021198 | 325.9936 | 0 | 326.5424 | 0 | 325.9936 | 0 | 325.9936 | 0 | 325.9936 | 0 | 387.4356 | 0.00039103 | 320.45 | -0.0088362 | 326.5425 | 0 | 388.1753 | 0.027479 | 320.45 | 0.0070443 | 325.9936 | 0 | 320.45 | -0.0016322 | 325.9936 | 0 | 387.4356 | 0.00026449 | 387.4356 | 0.00028818 | 325.9936 | 0 | 326.5425 | 0 | 326.5425 | 0 | 325.9936 | 0 | 593.6645 | 0.017834 | 325.9936 | 0 | 325.9936 | 0 | 592.7297 | 0.00026087 | 325.9936 | 0 | 595.6864 | 0.00022048 | 593.6645 | 0.026123 | 595.6864 | 3.9847e-05 | 840.7396 | 0.0013494 | 1098.3168 | 0.0015224 | 1007.2606 | 0.014444 | 1031.1001 | 0 | 1030.4745 | 0 | 325.994 | 3.6997e-06 | 326.5424 | 0 | 325.9936 | 0 | 325.9936 | 0 | 325.9936 | 0 | 323.7769 | 0
| 224.2576 | 0 |  |  | 224.2576 | 0 | 224.2576 | 0 | 388.2882 | 0.004222 | 326.2058 | 0.0093005 | 320.6628 | 0 | 388.2882 | 18.001 | 326.2058 | 0.055446 | 326.2058 | 0 | 326.755 | 0 | 326.2058 | 0 | 326.2058 | 0 | 326.2058 | 0 | 387.5478 | 0.00034954 | 320.66 | -0.028587 | 326.755 | 0 | 388.2882 | 0.013583 | 320.66 | 0.0032391 | 326.2058 | 0 | 320.66 | -0.0030314 | 326.2058 | 0 | 387.5478 | 0.00026449 | 387.5478 | 0.00028018 | 326.2058 | 0 | 326.755 | 0 | 326.755 | 0 | 326.2058 | 0 | 593.8232 | 0.024615 | 326.2058 | 0 | 326.2058 | 0 | 592.8889 | 0 | 326.2058 | 0 | 595.8445 | 0.00023803 | 593.8232 | 0.024592 | 595.8445 | 3.229e-05 | 840.8099 | 0.0019152 | 1098.3758 | 0.0015384 | 1007.273 | 0.014437 | 1031.1521 | 0 | 1030.5265 | 0 | 326.206 | 3.7047e-06 | 326.755 | 0 | 326.2058 | 0 | 326.2058 | 0 | 326.2058 | 0 | 323.9893 | 0
| 224.3298 | 0 |  |  | 224.3298 | 0 | 224.3298 | 0 | 388.4011 | 0.024242 | 326.4179 | 0.018061 | 320.8755 | 0 | 388.4011 | 17.6444 | 326.4179 | -0.052442 | 326.418 | 0 | 326.9676 | 0 | 326.4179 | 0 | 326.418 | 0 | 326.418 | 0 | 387.66 | 0.00036672 | 320.88 | -0.037943 | 326.9676 | 0 | 388.4011 | 0.031972 | 320.88 | -0.0027408 | 326.4179 | 0 | 320.88 | 0.0074619 | 326.418 | 0 | 387.66 | 0.00028545 | 387.66 | 0.000257 | 326.418 | 0 | 326.9676 | 0 | 326.9676 | 0 | 326.418 | 0 | 593.9818 | 0.013989 | 326.4179 | 0 | 326.4179 | 0 | 593.0481 | 0 | 326.4179 | 0 | 596.0026 | 0.00013602 | 593.9818 | 0.025248 | 596.0026 | 4.2107e-05 | 840.8803 | 0.001554 | 1098.4349 | 0.0015549 | 1007.2855 | 0.01443 | 1031.2042 | 0 | 1030.5785 | 0 | 326.418 | 5.5561e-06 | 326.9676 | 0 | 326.418 | 0 | 326.418 | 0 | 326.418 | 0 | 324.2018 | 0
| 224.4021 | 0 |  |  | 224.4021 | 0 | 224.4021 | 0 | 388.514 | 0.012314 | 326.6301 | 0.050138 | 321.0881 | 0 | 388.514 | 17.3095 | 326.6301 | 0.11711 | 326.6302 | 0 | 327.1802 | 0 | 326.6301 | 0 | 326.6302 | 0 | 326.6302 | 0 | 387.7722 | 0.00031685 | 321.09 | 0.017152 | 327.1802 | 0 | 388.514 | 0.014732 | 321.09 | -0.01171 | 326.6301 | 0 | 321.09 | -0.0016322 | 326.6302 | 0 | 387.7722 | 0.00032052 | 387.7722 | 0.00026859 | 326.6302 | 0 | 327.1802 | 0 | 327.1802 | 0 | 326.6302 | 0 | 594.1405 | 0.020663 | 326.6301 | 0 | 326.6301 | 0 | 593.2073 | 0 | 326.6301 | 0 | 596.1607 | 0.0001777 | 594.1405 | 0.024374 | 596.1607 | 3.9146e-05 | 840.9507 | 0.0015567 | 1098.494 | 0.0015717 | 1007.2979 | 0.014423 | 1031.2564 | 0 | 1030.6306 | 0 | 326.63 | 8.6308e-06 | 327.1802 | 0 | 326.6302 | 0 | 326.6302 | 0 | 326.6302 | 0 | 324.4143 | 0
| 224.4743 | 0 |  |  | 224.4743 | 0 | 224.4743 | 0 | 388.6269 | 0.0024003 | 326.8424 | -0.036779 | 321.3008 | 0 | 388.6269 | 16.8474 | 326.8424 | -0.072337 | 326.8424 | 0 | 327.3928 | 0 | 326.8424 | 0 | 326.8424 | 0 | 326.8424 | 0 | 387.8845 | 0.00033361 | 321.3 | -0.014034 | 327.3928 | 0 | 388.6269 | 0.026016 | 321.3 | -0.018233 | 326.8424 | 0 | 321.3 | -0.033112 | 326.8424 | 0 | 387.8845 | 0.00037959 | 387.8845 | 0.000253 | 326.8424 | 0 | 327.3928 | 0 | 327.3928 | 0 | 326.8424 | 0 | 594.2991 | 0.02093 | 326.8424 | 0 | 326.8424 | 0 | 593.3665 | 0.00026087 | 326.8424 | 0 | 596.3188 | 0.00018209 | 594.2991 | 0.025467 | 596.3188 | 4.1046e-05 | 841.0211 | 0.0016993 | 1098.5531 | 0.001589 | 1007.3103 | 0.014416 | 1031.3085 | 0 | 1030.6826 | 0 | 326.842 | 6.1493e-07 | 327.3928 | 0 | 326.8424 | 0 | 326.8424 | 0 | 326.8424 | 0 | 324.6268 | 0
| 224.5465 | 0 |  |  | 224.5465 | 0 | 224.5465 | 0 | 388.7398 | 0.014073 | 327.0546 | 0.025582 | 321.5134 | 0 | 388.7398 | 16.3793 | 327.0546 | 0.050088 | 327.0546 | 0 | 327.6054 | 0 | 327.0546 | 0 | 327.0546 | 0 | 327.0546 | 0 | 387.9967 | 0.0002829 | 321.51 | 0.075368 | 327.6054 | 0 | 388.7398 | 0.0040539 | 321.51 | 0.0035108 | 327.0546 | 0 | 321.51 | -0.0023318 | 327.0546 | 0 | 387.9967 | 0.00037692 | 387.9967 | 0.00028018 | 327.0546 | 0 | 327.6054 | 0 | 327.6054 | 0 | 327.0546 | 0 | 594.4578 | 0.027605 | 327.0546 | 0 | 327.0546 | 0 | 593.5258 | 0.00017392 | 327.0546 | 0 | 596.4769 | 0.00018209 | 594.4578 | 0.024483 | 596.4769 | 3.471e-05 | 841.0914 | 0.0017176 | 1098.6122 | 0.0016067 | 1007.3227 | 0.014409 | 1031.3605 | 0 | 1030.7346 | 0 | 327.055 | 6.1722e-06 | 327.6054 | 0 | 327.0546 | 0 | 327.0546 | 0 | 327.0546 | 0 | 324.8394 | 0
| 224.6188 | 0 |  |  | 224.6188 | 0 | 224.6188 | 0 | 388.8527 | 0.007318 | 327.2668 | 0.030276 | 321.7261 | 0 | 388.8527 | 16.0081 | 327.2668 | 0.0040806 | 327.2668 | 0 | 327.8181 | 0 | 327.2668 | 0 | 327.2668 | 0 | 327.2668 | 0 | 388.1089 | 0.00032397 | 321.73 | -0.0098758 | 327.8181 | 0 | 388.8527 | 0.021628 | 321.73 | -0.023126 | 327.2668 | 0 | 321.73 | -0.048852 | 327.2668 | 0 | 388.1089 | 0.00039674 | 388.1089 | 0.000257 | 327.2668 | 0 | 327.8181 | 0 | 327.8181 | 0 | 327.2668 | 0 | 594.6165 | 0.019435 | 327.2668 | 0 | 327.2668 | 0 | 593.685 | 0 | 327.2668 | 0 | 596.6351 | 0.00025448 | 594.6165 | 0.025467 | 596.6351 | 3.8987e-05 | 841.1619 | 0.0021945 | 1098.6714 | 0.0016247 | 1007.3351 | 0.014402 | 1031.4126 | 0 | 1030.7867 | 0 | 327.267 | 6.1722e-06 | 327.8181 | 0 | 327.2668 | 0 | 327.2668 | 0 | 327.2668 | 0 | 325.0519 | 0
| 224.691 | 0 |  |  | 224.691 | 0 | 224.691 | 0 | 388.9656 | 0.0028146 | 327.4791 | -0.012272 | 321.9388 | 0 | 388.9656 | 15.6696 | 327.4791 | 0.15242 | 327.4791 | 0 | 328.0307 | 0 | 327.4791 | 0 | 327.4791 | 0 | 327.4791 | 0 | 388.2212 | 0.00030427 | 321.94 | 0.017152 | 328.0307 | 0 | 388.9656 | 0.012329 | 321.94 | -0.00056627 | 327.4791 | 0 | 321.94 | -0.0047802 | 327.4791 | 0 | 388.2212 | 0.00031404 | 388.2212 | 0.0002606 | 327.4791 | 0 | 328.0307 | 0 | 328.0307 | 0 | 327.4791 | 0 | 594.7752 | 0.021678 | 327.4791 | 0 | 327.4791 | 0 | 593.8442 | 0 | 327.4791 | 0 | 596.7932 | 0.00010859 | 594.7752 | 0.023827 | 596.7932 | 3.3573e-05 | 841.2323 | 0.0022845 | 1098.7305 | 0.001644 | 1007.3476 | 0.014396 | 1031.4647 | 0 | 1030.8387 | 0 | 327.479 | 6.7856e-06 | 328.0307 | 0 | 327.4791 | 0 | 327.4791 | 0 | 327.4791 | 0 | 325.2645 | 0
| 224.7633 | 0 |  |  | 224.7633 | 0 | 224.7633 | 0 | 389.0784 | 0 | 327.6914 | -0.05211 | 322.1516 | 0 | 389.0784 | 15.1793 | 327.6914 | -0.14308 | 327.6914 | 0 | 328.2434 | 0 | 327.6914 | 0 | 327.6914 | 0 | 327.6914 | 0 | 388.3334 | 0.00034744 | 322.15 | -0.059772 | 328.2434 | 0 | 389.0784 | 0.030822 | 322.15 | -0.012254 | 327.6914 | 0 | 322.15 | -0.009677 | 327.6914 | 0 | 388.3334 | 0.00034071 | 388.3334 | 0.00017506 | 327.6914 | 0 | 328.2434 | 0 | 328.2434 | 0 | 327.6914 | 0 | 594.9339 | 0.019168 | 327.6914 | 0 | 327.6914 | 0 | 594.0035 | 0.00026087 | 327.6914 | 0 | 596.9514 | 0.00021061 | 594.9339 | 0.025576 | 596.9514 | 3.6786e-05 | 841.3028 | 0.0018851 | 1098.7895 | 0.0016594 | 1007.36 | 0.01439 | 1031.5168 | 0 | 1030.8909 | 0 | 327.691 | 1.8545e-06 | 328.2434 | 0 | 327.6914 | 0 | 327.6914 | 0 | 327.6914 | 0 | 325.477 | 0
| 224.8356 | 0 |  |  | 224.8356 | 0 | 224.8356 | 0 | 389.1913 | 0 | 327.9037 | 0.027847 | 322.3643 | 0 | 389.1913 | 14.8825 | 327.9037 | 0.12444 | 327.9037 | 0 | 328.4561 | 0 | 327.9037 | 0 | 327.9037 | 0 | 327.9037 | 0 | 388.4456 | 0.00034744 | 322.36 | 0.0046779 | 328.4561 | 0 | 389.1913 | 0.022986 | 322.36 | -0.005187 | 327.9037 | 0 | 322.36 | 0.0043138 | 327.9037 | 0 | 388.4456 | 0.00029917 | 388.4456 | 0.00018306 | 327.9037 | 0 | 328.4561 | 0 | 328.4561 | 0 | 327.9037 | 0 | 595.0926 | 0.024401 | 327.9037 | 0 | 327.9037 | 0 | 594.1627 | 0.00017392 | 327.9037 | 0 | 597.1095 | 0.00015137 | 595.0926 | 0.024374 | 597.1095 | 3.4583e-05 | 841.3732 | 0.0018511 | 1098.8488 | 0.0016799 | 1007.3724 | 0.014384 | 1031.569 | 0 | 1030.9429 | 0 | 327.904 | 9.2465e-06 | 328.4561 | 0 | 327.9037 | 0 | 327.9037 | 0 | 327.9037 | 0 | 325.6896 | 0
| 224.9078 | 0 |  |  | 224.9078 | 0 | 224.9078 | 0 | 389.3042 | 0 | 328.116 | -0.038826 | 322.577 | 0 | 389.3042 | 14.3086 | 328.116 | -0.022396 | 328.116 | 0 | 328.6688 | 0 | 328.116 | 0 | 328.116 | 0 | 328.116 | 0 | 388.5579 | 0.00034451 | 322.58 | -0.053536 | 328.6688 | 0 | 389.3042 | 0.022464 | 322.58 | -0.005187 | 328.116 | 0 | 322.58 | -0.027866 | 328.116 | 0 | 388.5579 | 0.00035024 | 388.5579 | 0.00017107 | 328.116 | 0 | 328.6688 | 0 | 328.6688 | 0 | 328.116 | 0 | 595.2513 | 0.018581 | 328.116 | 0 | 328.116 | 0 | 594.322 | 0 | 328.116 | 0 | 597.2677 | 0.00021938 | 595.2513 | 0.026451 | 597.2677 | 4.1702e-05 | 841.4436 | 0.0021182 | 1098.9078 | 0.0017004 | 1007.3849 | 0.014379 | 1031.6211 | 0 | 1030.995 | 0 | 328.116 | 9.2543e-06 | 328.6688 | 0 | 328.116 | 0 | 328.116 | 0 | 328.116 | 0 | 325.9022 | 0
| 224.9801 | 0 |  |  | 224.9801 | 0 | 224.9801 | 0 | 389.4171 | 0.012314 | 328.3283 | -0.011037 | 322.7898 | 0 | 389.4171 | 13.937 | 328.3283 | 0.033123 | 328.3283 | 0 | 328.8815 | 0 | 328.3283 | 0 | 328.3283 | 0 | 328.3283 | 0 | 388.6701 | 0.00029841 | 322.79 | 0.044181 | 328.8815 | 0 | 389.4171 | 0.0061303 | 322.79 | 0.017373 | 328.3283 | 0 | 322.79 | -0.0040807 | 328.3283 | 0 | 388.6701 | 0.0003148 | 388.6701 | 0.00021024 | 328.3283 | 0 | 328.8815 | 0 | 328.8815 | 0 | 328.3283 | 0 | 595.41 | 0.024508 | 328.3283 | 0 | 328.3283 | 0 | 594.4813 | 0.00069566 | 328.3283 | 0 | 597.4259 | 0.00017441 | 595.41 | 0.024046 | 597.4259 | 3.9071e-05 | 841.514 | 0.0015871 | 1098.967 | 0.0017209 | 1007.3973 | 0.014374 | 1031.6733 | 0 | 1031.047 | 0 | 328.328 | 8.6348e-06 | 328.8815 | 0 | 328.3283 | 0 | 328.3283 | 0 | 328.3283 | 0 | 326.1148 | 0
| 225.0524 | 0 |  |  | 225.0524 | 0 | 225.0524 | 0 | 389.53 | 0 | 328.5407 | -0.035848 | 323.0026 | 0 | 389.53 | 13.4899 | 328.5407 | -0.064419 | 328.5407 | 0 | 329.0942 | 0 | 328.5407 | 0 | 328.5407 | 0 | 328.5407 | 0 | 388.7824 | 0.00027829 | 323 | 0.010915 | 329.0942 | 0 | 389.53 | 0 | 323 | -0.015244 | 328.5407 | 0 | 323 | -0.008278 | 328.5407 | 0 | 388.7824 | 0.00032852 | 388.7824 | 0.00021024 | 328.5407 | 0 | 329.0942 | 0 | 329.0942 | 0 | 328.5407 | 0 | 595.5687 | 0.01447 | 328.5407 | 0 | 328.5407 | 0 | 594.6405 | 0.0013044 | 328.5407 | 0 | 597.5841 | 0.00018209 | 595.5687 | 0.02503 | 597.5841 | 4.2277e-05 | 841.5845 | 0.0016835 | 1099.0261 | 0.0017414 | 1007.4097 | 0.01437 | 1031.7255 | 0 | 1031.0991 | 0 | 328.541 | 6.7847e-06 | 329.0942 | 0 | 328.5407 | 0 | 328.5407 | 0 | 328.5407 | 0 | 326.3275 | 0
| 225.1247 | 0 |  |  | 225.1247 | 0 | 225.1247 | 0 | 389.6429 | 0.021505 | 328.753 | 0.022071 | 323.2154 | 0 | 389.6429 | 13.0983 | 328.753 | 0.12231 | 328.753 | 0 | 329.3069 | 0 | 328.753 | 0 | 328.753 | 0 | 328.753 | 0 | 388.8947 | 0.00029589 | 323.22 | 0.015073 | 329.307 | 0 | 389.6429 | 0.010553 | 323.22 | 0.0097623 | 328.753 | 0 | 323.22 | 0.015157 | 328.753 | 0 | 388.8947 | 0.00032204 | 388.8947 | 0.00026859 | 328.753 | 0 | 329.307 | 0 | 329.307 | 0 | 328.753 | 0 | 595.7275 | 0.018688 | 328.753 | 0 | 328.753 | 0 | 594.7998 | 0 | 328.753 | 0 | 597.7423 | 0.00016892 | 595.7275 | 0.02339 | 597.7423 | 3.9824e-05 | 841.655 | 0.0019544 | 1099.0853 | 0.0017567 | 1007.4221 | 0.014366 | 1031.7776 | 0 | 1031.1512 | 0 | 328.753 | 5.546e-06 | 329.3069 | 0 | 328.753 | 0 | 328.753 | 0 | 328.753 | 0 | 326.5401 | 0
| 225.197 | 0 |  |  | 225.197 | 0 | 225.197 | 0 | 389.7557 | 0.00064407 | 328.9654 | -0.062256 | 323.4282 | 0 | 389.7557 | 12.8574 | 328.9654 | -0.034487 | 328.9654 | 0 | 329.5197 | 0 | 328.9654 | 0 | 328.9654 | 0 | 328.9654 | 0 | 389.0069 | 0.00033361 | 323.43 | -0.075368 | 329.5197 | 0 | 389.7557 | 0.02727 | 323.43 | 0.00052096 | 328.9654 | 0 | 323.43 | -0.013525 | 328.9654 | 0 | 389.0069 | 0.00032318 | 389.0069 | 0.0002646 | 328.9654 | 0 | 329.5197 | 0 | 329.5197 | 0 | 328.9654 | 0 | 595.8862 | 0.019542 | 328.9654 | 0 | 328.9654 | 0 | 594.9591 | 0.00078262 | 328.9654 | 0 | 597.9005 | 0.00017989 | 595.8862 | 0.02492 | 597.9005 | 4.2451e-05 | 841.7255 | 0.0022148 | 1099.1445 | 0.0017772 | 1007.4346 | 0.014363 | 1031.8297 | 0 | 1031.2033 | 0 | 328.965 | 6.1635e-06 | 329.5197 | 0 | 328.9654 | 0 | 328.9654 | 0 | 328.9654 | 0 | 326.7528 | 0
| 225.2692 | 0 |  |  | 225.2692 | 0 | 225.2692 | 0 | 389.8686 | 0 | 329.1778 | 0.030299 | 323.6411 | 0 | 389.8686 | 12.2601 | 329.1778 | 0.073695 | 329.1778 | 0 | 329.7325 | 0 | 329.1778 | 0 | 329.1778 | 0 | 329.1778 | 0 | 389.1192 | 0.0003202 | 323.64 | 0.031706 | 329.7325 | 0 | 389.8686 | 0.013583 | 323.64 | -0.011167 | 329.1778 | 0 | 323.64 | -0.0058295 | 329.1778 | 0 | 389.1192 | 0.00030984 | 389.1192 | 0.0002606 | 329.1778 | 0 | 329.7325 | 0 | 329.7325 | 0 | 329.1778 | 0 | 596.0449 | 0.027231 | 329.1778 | 0 | 329.1778 | 0 | 595.1184 | 0 | 329.1778 | 0 | 598.0587 | 0.00020403 | 596.0449 | 0.024265 | 598.0587 | 4.066e-05 | 841.796 | 0.0020593 | 1099.2037 | 0.0017977 | 1007.447 | 0.01436 | 1031.8818 | 0 | 1031.2554 | 0 | 329.178 | 1.1719e-05 | 329.7325 | 0 | 329.1778 | 0 | 329.1778 | 0 | 329.1778 | 0 | 326.9655 | 0
| 225.3416 | 0 |  |  | 225.3416 | 0 | 225.3415 | 0 | 389.9815 | 0.022678 | 329.3902 | 0.025585 | 323.8539 | 0 | 389.9815 | 11.9547 | 329.3902 | -0.049676 | 329.3902 | 0 | 329.9453 | 0 | 329.3902 | 0 | 329.3902 | 0 | 329.3902 | 0 | 389.2315 | 0.00031014 | 323.85 | -0.012994 | 329.9453 | 0 | 389.9815 | 0.0094403 | 323.85 | -0.011167 | 329.3902 | 0 | 323.85 | -0.011426 | 329.3902 | 0 | 389.2315 | 0.00028317 | 389.2315 | 0.00024141 | 329.3902 | 0 | 329.9453 | 0 | 329.9453 | 0 | 329.3902 | 0 | 596.2037 | 0.021197 | 329.3902 | 0 | 329.3902 | 0 | 595.2777 | 0 | 329.3902 | 0 | 598.2169 | 0.00016344 | 596.2037 | 0.025358 | 598.2169 | 4.2703e-05 | 841.8666 | 0.0012953 | 1099.2628 | 0.0018182 | 1007.4594 | 0.014358 | 1031.9341 | 0 | 1031.3075 | 0 | 329.39 | 1.8528e-06 | 329.9453 | 0 | 329.3902 | 0 | 329.3902 | 0 | 329.3902 | 0 | 327.1782 | 0
| 225.4138 | 0 |  |  | 225.4138 | 0 | 225.4138 | 0 | 390.0944 | 0.015129 | 329.6027 | 0.027998 | 324.0668 | 0 | 390.0944 | 11.4281 | 329.6027 | 0.03548 | 329.6027 | 0 | 330.1581 | 0 | 329.6027 | 0 | 329.6027 | 0 | 329.6027 | 0 | 389.3438 | 0.00029296 | 324.07 | 0.040022 | 330.1581 | 0 | 390.0944 | 0.027479 | 324.07 | 0.0094906 | 329.6027 | 0 | 324.07 | 0.018654 | 329.6027 | 0 | 389.3438 | 0.00029994 | 389.3438 | 0.00023342 | 329.6027 | 0 | 330.1581 | 0 | 330.1581 | 0 | 329.6027 | 0 | 596.3625 | 0.027391 | 329.6027 | 0 | 329.6027 | 0 | 595.437 | 0 | 329.6027 | 0 | 598.3751 | 0.00021719 | 596.3625 | 0.024374 | 598.3751 | 3.7022e-05 | 841.937 | 0.0015195 | 1099.322 | 0.0018387 | 1007.4719 | 0.014357 | 1031.9862 | 0 | 1031.3596 | 0 | 329.603 | 7.4081e-06 | 330.1581 | 0 | 329.6027 | 0 | 329.6027 | 0 | 329.6027 | 0 | 327.3909 | 0
| 225.4862 | 0 |  |  | 225.4862 | 0 | 225.4861 | 0 | 390.2072 | 0.0038054 | 329.8151 | -0.052891 | 324.2797 | 0 | 390.2072 | 11.3412 | 329.8151 | -0.0972 | 329.8151 | 0 | 330.3709 | 0 | 329.8151 | 0 | 329.8151 | 0 | 329.8151 | 0 | 389.4561 | 0.00033864 | 324.28 | -0.016113 | 330.3709 | 0 | 390.2072 | 0.029569 | 324.28 | -0.016603 | 329.8151 | 0 | 324.28 | -0.022269 | 329.8151 | 0 | 389.4561 | 0.00031404 | 389.4561 | 0.000257 | 329.8151 | 0 | 330.3709 | 0 | 330.3709 | 0 | 329.8151 | 0 | 596.5212 | 0.021785 | 329.8151 | 0 | 329.8151 | 0 | 595.5963 | 0 | 329.8151 | 0 | 598.5334 | 0.00015247 | 596.5212 | 0.025139 | 598.5334 | 3.8586e-05 | 842.0076 | 0.0010412 | 1099.3812 | 0.0018592 | 1007.4843 | 0.014356 | 1032.0385 | 0 | 1031.4117 | 0 | 329.815 | 7.3964e-06 | 330.3709 | 0 | 329.8151 | 0 | 329.8151 | 0 | 329.8151 | 0 | 327.6036 | 0
| 225.5585 | 0 |  |  | 225.5585 | 0 | 225.5585 | 0 | 390.3201 | 0.0045738 | 330.0276 | -0.028683 | 324.4926 | 0 | 390.3201 | 10.8469 | 330.0276 | 0.092344 | 330.0276 | 0 | 330.5837 | 0 | 330.0276 | 0 | 330.0276 | 0 | 330.0276 | 0 | 389.5684 | 0.00037762 | 324.49 | -0.027548 | 330.5837 | 0 | 390.3201 | 0.039599 | 324.49 | -0.0087205 | 330.0276 | 0 | 324.49 | -0.00093273 | 330.0276 | 0 | 389.5684 | 0.00033614 | 389.5684 | 0.00033454 | 330.0276 | 0 | 330.5837 | 0 | 330.5837 | 0 | 330.0276 | 0 | 596.68 | 0.025629 | 330.0276 | 0 | 330.0276 | 0 | 595.7557 | 0.00017392 | 330.0276 | 0 | 598.6916 | 0.00019086 | 596.68 | 0.024265 | 598.6916 | 3.4315e-05 | 842.0781 | 0.0017532 | 1099.4404 | 0.0018796 | 1007.4967 | 0.014356 | 1032.0906 | 0 | 1031.4639 | 0 | 330.028 | 6.7856e-06 | 330.5837 | 0 | 330.0276 | 0 | 330.0276 | 0 | 330.0276 | 0 | 327.8163 | 0
| 225.6308 | 0 |  |  | 225.6308 | 0 | 225.6308 | 0 | 390.433 | 0 | 330.24 | -0.017524 | 324.7055 | 0 | 390.433 | 10.4907 | 330.24 | -0.094442 | 330.24 | 0 | 330.7966 | 0 | 330.24 | 0 | 330.24 | 0 | 330.24 | 0 | 389.6807 | 0.00037636 | 324.71 | -0.029627 | 330.7966 | 0 | 390.433 | 0.029046 | 324.71 | -0.011982 | 330.24 | 0 | 324.71 | -0.026815 | 330.24 | 0 | 389.6807 | 0.00033119 | 389.6807 | 0.00029577 | 330.24 | 0 | 330.7966 | 0 | 330.7966 | 0 | 330.24 | 0 | 596.8388 | 0.016232 | 330.24 | 0 | 330.24 | 0 | 595.915 | 0 | 330.24 | 0 | 598.8499 | 0.00014479 | 596.8388 | 0.024592 | 598.8499 | 3.5133e-05 | 842.1487 | 0.0014457 | 1099.4996 | 0.0019001 | 1007.5092 | 0.014357 | 1032.1428 | 0 | 1031.516 | 0 | 330.24 | 6.7797e-06 | 330.7966 | 0 | 330.24 | 0 | 330.24 | 0 | 330.24 | 0 | 328.0291 | 0
| 225.7031 | 0 |  |  | 225.7031 | 0 | 225.7031 | 0 | 390.5459 | 0.015129 | 330.4525 | 0.044785 | 324.9184 | 0 | 390.5459 | 10.267 | 330.4525 | 0.14088 | 330.4525 | 0 | 331.0095 | 0 | 330.4525 | 0 | 330.4525 | 0 | 330.4525 | 0 | 389.793 | 0.00032104 | 324.92 | -0.07225 | 331.0095 | 0 | 390.5459 | 0.010553 | 324.92 | 0.0062289 | 330.4525 | 0 | 324.92 | -0.012475 | 330.4525 | 0 | 389.793 | 0.00031861 | 389.793 | 0.00031136 | 330.4525 | 0 | 331.0095 | 0 | 331.0095 | 0 | 330.4525 | 0 | 596.9976 | 0.02328 | 330.4525 | 0 | 330.4525 | 0 | 596.0743 | 0.00017392 | 330.4525 | 0 | 599.0082 | 0.00017551 | 596.9976 | 0.023609 | 599.0082 | 3.0892e-05 | 842.2192 | 0.0014781 | 1099.5588 | 0.0019206 | 1007.5216 | 0.014358 | 1032.195 | 0 | 1031.5681 | 0 | 330.453 | 6.1645e-06 | 331.0095 | 0 | 330.4525 | 0 | 330.4525 | 0 | 330.4525 | 0 | 328.2418 | 0
| 225.7754 | 0 |  |  | 225.7754 | 0 | 225.7754 | 0 | 390.6587 | 0.0055617 | 330.665 | -0.035105 | 325.1314 | 0 | 390.6587 | 9.8803 | 330.665 | -0.088515 | 330.665 | 0 | 331.2223 | 0 | 330.665 | 0 | 330.665 | 0 | 330.665 | 0 | 389.9053 | 0.00031894 | 325.13 | 0.019232 | 331.2223 | 0 | 390.6587 | 0.01421 | 325.13 | -0.025028 | 330.665 | 0 | 325.13 | -0.01947 | 330.665 | 0 | 389.9053 | 0.00032128 | 389.9053 | 0.00033094 | 330.665 | 0 | 331.2223 | 0 | 331.2223 | 0 | 330.665 | 0 | 597.1564 | 0.019542 | 330.665 | 0 | 330.665 | 0 | 596.2337 | 0.00026087 | 330.665 | 0 | 599.1665 | 0.00020732 | 597.1564 | 0.024811 | 599.1665 | 3.6074e-05 | 842.2899 | 0.0019505 | 1099.618 | 0.0019411 | 1007.5341 | 0.01436 | 1032.2472 | 0 | 1031.6202 | 0 | 330.665 | 3.7052e-06 | 331.2223 | 0 | 330.665 | 0 | 330.665 | 0 | 330.665 | 0 | 328.4546 | 0
| 225.8477 | 0 |  |  | 225.8477 | 0 | 225.8477 | 0 | 390.7716 | 0.0049256 | 330.8776 | -0.050807 | 325.3443 | 0 | 390.7716 | 9.7505 | 330.8776 | 0.079574 | 330.8776 | 0 | 331.4352 | 0 | 330.8776 | 0 | 330.8776 | 0 | 330.8776 | 0 | 390.0176 | 0.00032397 | 325.34 | 0.0015593 | 331.4352 | 0 | 390.7716 | 0.027165 | 325.34 | 0.0065008 | 330.8776 | 0 | 325.34 | 0.00081613 | 330.8776 | 0 | 390.0176 | 0.00032204 | 390.0176 | 0.00041648 | 330.8776 | 0 | 331.4352 | 0 | 331.4352 | 0 | 330.8776 | 0 | 597.3152 | 0.015484 | 330.8776 | 0 | 330.8776 | 0 | 596.393 | 0.00017392 | 330.8776 | 0 | 599.3247 | 0.00017551 | 597.3152 | 0.024265 | 599.3247 | 3.6208e-05 | 842.3605 | 0.002046 | 1099.6772 | 0.0019565 | 1007.5464 | 0.014363 | 1032.2993 | 0 | 1031.6724 | 0 | 330.878 | 8.0115e-06 | 331.4352 | 0 | 330.8776 | 0 | 330.8776 | 0 | 330.8776 | 0 | 328.6674 | 0
| 225.9201 | 0 |  |  | 225.9201 | 0 | 225.9201 | 0 | 390.8845 | 0.010479 | 331.0901 | -0.021263 | 325.5573 | 0 | 390.8845 | 9.4769 | 331.0901 | -0.041112 | 331.0901 | 0 | 331.6481 | 0 | 331.0901 | 0 | 331.0901 | 0 | 331.0901 | 0 | 390.1299 | 0.00034325 | 325.56 | -0.038983 | 331.6481 | 0 | 390.8845 | 0.0094403 | 325.56 | -0.0087205 | 331.0901 | 0 | 325.56 | -0.0058295 | 331.0901 | 0 | 390.1299 | 0.00031747 | 390.1299 | 0.00036212 | 331.0901 | 0 | 331.6481 | 0 | 331.6481 | 0 | 331.0901 | 0 | 597.474 | 0.02312 | 331.0901 | 0 | 331.0901 | 0 | 596.5524 | 0.00026087 | 331.0901 | 0 | 599.483 | 0.00018318 | 597.474 | 0.025139 | 599.483 | 4.1343e-05 | 842.4311 | 0.0023854 | 1099.7366 | 0.0019769 | 1007.5589 | 0.014367 | 1032.3516 | 0 | 1031.7245 | 0 | 331.09 | 4.3174e-06 | 331.6481 | 0 | 331.0901 | 0 | 331.0901 | 0 | 331.0901 | 0 | 328.8802 | 0
| 225.9924 | 0 |  |  | 225.9924 | 0 | 225.9924 | 0 | 390.9973 | 0.010555 | 331.3027 | 0.09801 | 325.7703 | 0 | 390.9973 | 9.2327 | 331.3027 | 0.11009 | 331.3027 | 0 | 331.8611 | 0 | 331.3027 | 0 | 331.3027 | 0 | 331.3027 | 0 | 390.2422 | 0.00031685 | 325.77 | -0.0015593 | 331.8611 | 0 | 390.9973 | 0.045032 | 325.77 | -0.017691 | 331.3027 | 0 | 325.77 | -0.0068788 | 331.3027 | 0 | 390.2422 | 0.00026182 | 390.2422 | 0.00029577 | 331.3027 | 0 | 331.8611 | 0 | 331.8611 | 0 | 331.3027 | 0 | 597.6328 | 0.025416 | 331.3027 | 0 | 331.3027 | 0 | 596.7117 | 0.00017392 | 331.3027 | 0 | 599.6413 | 0.00017002 | 597.6328 | 0.023499 | 599.6413 | 3.5714e-05 | 842.5017 | 0.0020879 | 1099.7958 | 0.0019974 | 1007.5714 | 0.014372 | 1032.4038 | 0 | 1031.7766 | 0 | 331.303 | 8.02e-06 | 331.8611 | 0 | 331.3027 | 0 | 331.3027 | 0 | 331.3027 | 0 | 329.093 | 0
| 226.0648 | 0 |  |  | 226.0648 | 0 | 226.0647 | 0 | 391.1102 | 0 | 331.5152 | -0.036676 | 325.9833 | 0 | 391.1102 | 9.0492 | 331.5152 | -0.13103 | 331.5152 | 0 | 332.074 | 0 | 331.5152 | 0 | 331.5152 | 0 | 331.5152 | 0 | 390.3546 | 0.00031894 | 325.98 | -0.078486 | 332.074 | 0 | 391.1102 | 0.010033 | 325.98 | -0.017691 | 331.5152 | 0 | 325.98 | -0.032412 | 331.5152 | 0 | 390.3546 | 0.00024467 | 390.3546 | 0.00018306 | 331.5152 | 0 | 332.074 | 0 | 332.074 | 0 | 331.5152 | 0 | 597.7917 | 0.016926 | 331.5152 | 0 | 331.5152 | 0 | 596.8711 | 0.00078262 | 331.5152 | 0 | 599.7997 | 0.00018647 | 597.7917 | 0.02503 | 599.7997 | 4.3796e-05 | 842.5723 | 0.0015995 | 1099.855 | 0.0020179 | 1007.5837 | 0.014378 | 1032.4561 | 0 | 1031.8289 | 0 | 331.515 | 5.5451e-06 | 332.074 | 0 | 331.5152 | 0 | 331.5152 | 0 | 331.5152 | 0 | 329.3059 | 0
| 226.1371 | 0 |  |  | 226.1371 | 0 | 226.1371 | 0 | 391.2231 | 0.0080919 | 331.7278 | 0.058505 | 326.1963 | 0 | 391.2231 | 8.888 | 331.7278 | 0.11455 | 331.7278 | 0 | 332.287 | 0 | 331.7278 | 0 | 331.7278 | 0 | 331.7278 | 0 | 390.4669 | 0.00034367 | 326.2 | 0.020271 | 332.287 | 0 | 391.2231 | 0.018598 | 326.2 | -0.006546 | 331.7278 | 0 | 326.2 | 0.0074619 | 331.7278 | 0 | 390.4669 | 0.00025649 | 390.4669 | 0.00021024 | 331.7278 | 0 | 332.287 | 0 | 332.287 | 0 | 331.7278 | 0 | 597.9505 | 0.026377 | 331.7278 | 0 | 331.7278 | 0 | 597.0305 | 0 | 331.7278 | 0 | 599.958 | 0.00016454 | 597.9505 | 0.023827 | 599.958 | 3.9876e-05 | 842.643 | 0.0017585 | 1099.9143 | 0.0020384 | 1007.5962 | 0.014384 | 1032.5082 | 0 | 1031.881 | 0 | 331.728 | 8.018e-06 | 332.287 | 0 | 331.7278 | 0 | 331.7278 | 0 | 331.7278 | 0 | 329.5187 | 0
| 226.2094 | 0 |  |  | 226.2094 | 0 | 226.2094 | 0 | 391.336 | 0.022678 | 331.9404 | 0.04562 | 326.4094 | 0 | 391.336 | 8.6049 | 331.9404 | 0.0016496 | 331.9404 | 0 | 332.5 | 0 | 331.9404 | 0 | 331.9404 | 0 | 331.9404 | 0 | 390.5793 | 0.00034451 | 326.41 | -0.040022 | 332.4999 | 0 | 391.336 | 0.027792 | 326.41 | -0.012525 | 331.9404 | 0 | 326.41 | -0.0026815 | 331.9404 | 0 | 390.5793 | 0.00028317 | 390.5793 | 0.00019065 | 331.9404 | 0 | 332.4999 | 0 | 332.4999 | 0 | 331.9404 | 0 | 598.1094 | 0.023387 | 331.9404 | 0 | 331.9404 | 0 | 597.1898 | 0.00026087 | 331.9404 | 0 | 600.1163 | 0.00019415 | 598.1094 | 0.025358 | 600.1163 | 4.8634e-05 | 842.7137 | 0.0017637 | 1099.9735 | 0.0020538 | 1007.6086 | 0.014392 | 1032.5604 | 0 | 1031.9331 | 0 | 331.94 | 2.4637e-06 | 332.5 | 0 | 331.9404 | 0 | 331.9404 | 0 | 331.9404 | 0 | 329.7316 | 0
| 226.2818 | 0 |  |  | 226.2818 | 0 | 226.2818 | 0 | 391.4488 | 0 | 332.1531 | 0.076556 | 326.6224 | 0 | 391.4488 | 8.4291 | 332.1531 | 0.11524 | 332.1531 | 0 | 332.7129 | 0 | 332.1531 | 0 | 332.1531 | 0 | 332.1531 | 0 | 390.6916 | 0.0003005 | 326.62 | -0.012994 | 332.7129 | 0 | 391.4488 | 0.02633 | 326.62 | -0.0021971 | 332.1531 | 0 | 326.62 | -0.0044305 | 332.1531 | 0 | 390.6916 | 0.00034491 | 390.6916 | 0.00024901 | 332.1531 | 0 | 332.7129 | 0 | 332.7129 | 0 | 332.1531 | 0 | 598.2682 | 0.028139 | 332.1531 | 0 | 332.1531 | 0 | 597.3492 | 0.00017392 | 332.1531 | 0 | 600.2746 | 0.00016563 | 598.2682 | 0.023937 | 600.2746 | 4.3613e-05 | 842.7844 | 0.0017582 | 1100.0328 | 0.0020743 | 1007.6211 | 0.0144 | 1032.6127 | 0 | 1031.9853 | 0 | 332.153 | 3.0862e-06 | 332.7129 | 0 | 332.1531 | 0 | 332.1531 | 0 | 332.1531 | 0 | 329.9444 | 0
| 226.3542 | 0 |  |  | 226.3542 | 0 | 226.3542 | 0 | 391.5617 | 0.007318 | 332.3657 | 0.013229 | 326.8355 | 0 | 391.5617 | 8.218 | 332.3657 | -0.076306 | 332.3657 | 0 | 332.9259 | 0 | 332.3657 | 0 | 332.3657 | 0 | 332.3657 | 0 | 390.8039 | 0.00028416 | 326.84 | -0.10031 | 332.9259 | 0 | 391.5617 | 0.018075 | 326.84 | -0.0073615 | 332.3657 | 0 | 326.84 | -0.042905 | 332.3657 | 0 | 390.8039 | 0.00035596 | 390.8039 | 0.00023342 | 332.3657 | 0 | 332.9259 | 0 | 332.9259 | 0 | 332.3657 | 0 | 598.4271 | 0.021411 | 332.3657 | 0 | 332.3657 | 0 | 597.5086 | 0.00078262 | 332.3657 | 0 | 600.433 | 0.00021719 | 598.4271 | 0.024483 | 600.433 | 5.4752e-05 | 842.855 | 0.0017688 | 1100.092 | 0.0020896 | 1007.6335 | 0.014409 | 1032.6649 | 0 | 1032.0375 | 0 | 332.366 | 6.7789e-06 | 332.9259 | 0 | 332.3657 | 0 | 332.3657 | 0 | 332.3657 | 0 | 330.1573 | 0
| 226.4265 | 0 |  |  | 226.4265 | 0 | 226.4265 | 0 | 391.6746 | 0 | 332.5784 | 0.077617 | 327.0486 | 0 | 391.6746 | 8.1578 | 332.5784 | 0.052325 | 332.5784 | 0 | 333.139 | 0 | 332.5784 | 0 | 332.5784 | 0 | 332.5784 | 0 | 390.9163 | 0.00031056 | 327.05 | 0.06705 | 333.139 | 0 | 391.6746 | 0.0099864 | 327.05 | -0.0035561 | 332.5784 | 0 | 327.05 | 0.007112 | 332.5784 | 0 | 390.9163 | 0.00035291 | 390.9163 | 0.00024141 | 332.5784 | 0 | 333.139 | 0 | 333.139 | 0 | 332.5784 | 0 | 598.5859 | 0.01762 | 332.5784 | 0 | 332.5784 | 0 | 597.668 | 0 | 332.5784 | 0 | 600.5914 | 0.00015905 | 598.5859 | 0.023172 | 600.5914 | 4.4633e-05 | 842.9257 | 0.001477 | 1100.1514 | 0.0021101 | 1007.6459 | 0.014419 | 1032.7172 | 0 | 1032.0896 | 0 | 332.578 | 6.1595e-06 | 333.139 | 0 | 332.5784 | 0 | 332.5784 | 0 | 332.5784 | 0 | 330.3702 | 0
| 226.4989 | 0 |  |  | 226.4989 | 0 | 226.4989 | 0 | 391.7874 | 0.0048591 | 332.791 | 0.032015 | 327.2617 | 0 | 391.7874 | 7.961 | 332.791 | -0.044464 | 332.791 | 0 | 333.352 | 0 | 332.791 | 0 | 332.791 | 0 | 332.791 | 0 | 391.0287 | 0.00034619 | 327.26 | -0.063932 | 333.352 | 0 | 391.7874 | 0 | 327.26 | -0.00056627 | 332.791 | 0 | 327.26 | -0.017023 | 332.791 | 0 | 391.0287 | 0.00033119 | 391.0287 | 0.00021423 | 332.791 | 0 | 333.352 | 0 | 333.352 | 0 | 332.791 | 0 | 598.7448 | 0.021678 | 332.791 | 0 | 332.791 | 0 | 597.8274 | 0 | 332.791 | 0 | 600.7497 | 0.00019854 | 598.7448 | 0.023609 | 600.7497 | 4.4026e-05 | 842.9965 | 0.0014416 | 1100.2106 | 0.0021255 | 1007.6584 | 0.01443 | 1032.7694 | 0 | 1032.1418 | 0 | 332.791 | 3.7085e-06 | 333.352 | 0 | 332.791 | 0 | 332.791 | 0 | 332.791 | 0 | 330.5832 | 0
| 226.5713 | 0 |  |  | 226.5713 | 0 | 226.5713 | 0 | 391.9003 | 0.017591 | 333.0037 | 0.064166 | 327.4748 | 0 | 391.9003 | 7.7806 | 333.0037 | 0.077899 | 333.0037 | 0 | 333.565 | 0 | 333.0037 | 0 | 333.0037 | 0 | 333.0037 | 0 | 391.141 | 0.00035415 | 327.47 | -0.012994 | 333.565 | 0 | 391.9003 | 0.0076135 | 327.47 | -0.0060024 | 333.0037 | 0 | 327.47 | 0.0053631 | 333.0037 | 0 | 391.141 | 0.00028393 | 391.141 | 0.00020624 | 333.0037 | 0 | 333.565 | 0 | 333.565 | 0 | 333.0037 | 0 | 598.9037 | 0.02344 | 333.0037 | 0 | 333.0037 | 0 | 597.9868 | 0 | 333.0037 | 0 | 600.9081 | 0.00012505 | 598.9037 | 0.022953 | 600.9081 | 3.2271e-05 | 843.0671 | 0.0020315 | 1100.2699 | 0.002146 | 1007.6708 | 0.014442 | 1032.8217 | 0 | 1032.1941 | 0 | 333.004 | 4.9359e-06 | 333.565 | 0 | 333.0037 | 0 | 333.0037 | 0 | 333.0037 | 0 | 330.7961 | 0
| 226.6436 | 0 |  |  | 226.6436 | 0 | 226.6436 | 0 | 392.0131 | 0 | 333.2164 | -0.022875 | 327.688 | 0 | 392.0131 | 7.7239 | 333.2164 | -0.052966 | 333.2164 | 0 | 333.7781 | 0 | 333.2164 | 0 | 333.2164 | 0 | 333.2164 | 0 | 391.2534 | 0.0002917 | 327.69 | -0.04834 | 333.7781 | 0 | 392.0131 | 0.010657 | 327.69 | 0.00079277 | 333.2164 | 0 | 327.69 | -0.011076 | 333.2164 | 0 | 391.2534 | 0.00032395 | 391.2534 | 0.00015948 | 333.2164 | 0 | 333.7781 | 0 | 333.7781 | 0 | 333.2164 | 0 | 599.0626 | 0.018955 | 333.2164 | 0 | 333.2164 | 0 | 598.1463 | 0.00026087 | 333.2164 | 0 | 601.0665 | 0.00026326 | 599.0626 | 0.024155 | 601.0665 | 3.9161e-05 | 843.1379 | 0.0024361 | 1100.3292 | 0.0021613 | 1007.6832 | 0.014455 | 1032.8739 | 0 | 1032.2462 | 0 | 333.216 | 6.1679e-07 | 333.7781 | 0 | 333.2164 | 0 | 333.2164 | 0 | 333.2164 | 0 | 331.0091 | 0
| 226.716 | 0 |  |  | 226.716 | 0 | 226.716 | 0 | 392.126 | 0.0038701 | 333.4292 | 0.022054 | 327.9011 | 0 | 392.126 | 7.7316 | 333.4292 | 0.088488 | 333.4291 | 0 | 333.9912 | 0 | 333.4292 | 0 | 333.4291 | 0 | 333.4291 | 0 | 391.3658 | 0.000285 | 327.9 | -0.0046779 | 333.9912 | 0 | 392.126 | 0.012956 | 327.9 | -0.018777 | 333.4292 | 0 | 327.9 | 0.011309 | 333.4291 | 0 | 391.3658 | 0.0002725 | 391.3658 | 0.00017107 | 333.4291 | 0 | 333.9912 | 0 | 333.9912 | 0 | 333.4291 | 0 | 599.2215 | 0.027711 | 333.4292 | 0 | 333.4292 | 0 | 598.3057 | 0 | 333.4292 | 0 | 601.2249 | 0.0001053 | 599.2215 | 0.023937 | 601.2249 | 3.3655e-05 | 843.2086 | 0.0017718 | 1100.3884 | 0.0021767 | 1007.6957 | 0.014468 | 1032.9262 | 0 | 1032.2985 | 0 | 333.429 | 6.7803e-06 | 333.9912 | 0 | 333.4291 | 0 | 333.4291 | 0 | 333.4291 | 0 | 331.222 | 0
| 226.7884 | 0 |  |  | 226.7884 | 0 | 226.7884 | 0 | 392.2389 | 0.0094255 | 333.6419 | -0.017008 | 328.1143 | 0 | 392.2389 | 7.53 | 333.6419 | -0.04361 | 333.6419 | 0 | 334.2043 | 0 | 333.6419 | 0 | 333.6419 | 0 | 333.6419 | 0 | 391.4782 | 0.00027033 | 328.11 | -0.02235 | 334.2043 | 0 | 392.2389 | 0.033121 | 328.11 | -0.019593 | 333.6419 | 0 | 328.11 | -0.0047802 | 333.6419 | 0 | 391.4782 | 0.0003228 | 391.4782 | 0.00016747 | 333.6419 | 0 | 334.2043 | 0 | 334.2043 | 0 | 333.6419 | 0 | 599.3804 | 0.018795 | 333.6419 | 0 | 333.6419 | 0 | 598.4651 | 0.00078262 | 333.6419 | 0 | 601.3833 | 0.00023145 | 599.3804 | 0.024374 | 601.3833 | 4.2435e-05 | 843.2794 | 0.0014556 | 1100.4478 | 0.0021972 | 1007.7081 | 0.014483 | 1032.9785 | 0 | 1032.3506 | 0 | 333.642 | 6.7839e-06 | 334.2043 | 0 | 333.6419 | 0 | 333.6419 | 0 | 333.6419 | 0 | 331.435 | 0
| 226.8608 | 0 |  |  | 226.8608 | 0 | 226.8608 | 0 | 392.3517 | 0.015129 | 333.8546 | 0.06091 | 328.3275 | 0 | 392.3517 | 7.521 | 333.8546 | 0.086865 | 333.8546 | 0 | 334.4174 | 0 | 333.8546 | 0 | 333.8546 | 0 | 333.8546 | 0 | 391.5906 | 0.0003135 | 328.33 | 0.0098758 | 334.4174 | 0 | 392.3517 | 0.014732 | 328.33 | 0.00024916 | 333.8546 | 0 | 328.33 | -0.014223 | 333.8546 | 0 | 391.5906 | 0.00031213 | 391.5906 | 0.00027619 | 333.8546 | 0 | 334.4174 | 0 | 334.4174 | 0 | 333.8546 | 0 | 599.5393 | 0.019596 | 333.8546 | 0 | 333.8546 | 0 | 598.6245 | 0 | 333.8546 | 0 | 601.5417 | 0.00013163 | 599.5393 | 0.022734 | 601.5417 | 4.5224e-05 | 843.3502 | 0.0016428 | 1100.5071 | 0.0022125 | 1007.7206 | 0.014498 | 1033.0308 | 0 | 1032.4028 | 0 | 333.855 | 9.2476e-06 | 334.4174 | 0 | 333.8546 | 0 | 333.8546 | 0 | 333.8546 | 0 | 331.648 | 0
| 226.9332 | 0 |  |  | 226.9332 | 0 | 226.9332 | 0 | 392.4646 | 0.0076692 | 334.0674 | -0.080044 | 328.5407 | 0 | 392.4646 | 7.4466 | 334.0674 | -0.059034 | 334.0674 | 0 | 334.6305 | 0 | 334.0674 | 0 | 334.0674 | 0 | 334.0674 | 0 | 391.703 | 0.0003093 | 328.54 | -0.051458 | 334.6305 | 0 | 392.4646 | 0.022464 | 328.54 | -0.013885 | 334.0674 | 0 | 328.54 | -0.0075784 | 334.0674 | 0 | 391.703 | 0.00040093 | 391.703 | 0.00028818 | 334.0674 | 0 | 334.6305 | 0 | 334.6305 | 0 | 334.0674 | 0 | 599.6982 | 0.014737 | 334.0674 | 0 | 334.0674 | 0 | 598.784 | 0.00078262 | 334.0674 | 0 | 601.7001 | 0.00020841 | 599.6982 | 0.02339 | 601.7001 | 5.4832e-05 | 843.421 | 0.0020476 | 1100.5664 | 0.0022279 | 1007.733 | 0.014514 | 1033.083 | 0 | 1032.4551 | 0 | 334.067 | 6.1645e-06 | 334.6305 | 0 | 334.0674 | 0 | 334.0674 | 0 | 334.0674 | 0 | 331.861 | 0
| 227.0056 | 0 |  |  | 227.0056 | 0 | 227.0056 | 0 | 392.5774 | 0.0080919 | 334.2802 | -0.069473 | 328.7539 | 0 | 392.5774 | 7.4021 | 334.2802 | 0.052866 | 334.2802 | 0 | 334.8436 | 0 | 334.2802 | 0 | 334.2802 | 0 | 334.2802 | 0 | 391.8154 | 0.00035708 | 328.75 | 0.030666 | 334.8436 | 0 | 392.5774 | 0.02215 | 328.75 | 0.0013364 | 334.2802 | 0 | 328.75 | 0.0074619 | 334.2802 | 0 | 391.8154 | 0.00038416 | 391.8154 | 0.00033454 | 334.2802 | 0 | 334.8436 | 0 | 334.8436 | 0 | 334.2802 | 0 | 599.8572 | 0.027124 | 334.2802 | 0 | 334.2802 | 0 | 598.9434 | 0.00017392 | 334.2802 | 0 | 601.8585 | 0.0001777 | 599.8572 | 0.023281 | 601.8585 | 4.9621e-05 | 843.4918 | 0.0019742 | 1100.6257 | 0.0022433 | 1007.7454 | 0.014531 | 1033.1354 | 0 | 1032.5073 | 0 | 334.28 | 3.0814e-06 | 334.8436 | 0 | 334.2802 | 0 | 334.2802 | 0 | 334.2802 | 0 | 332.074 | 0
| 227.078 | 0 |  |  | 227.078 | 0 | 227.078 | 0 | 392.6903 | 0.0052105 | 334.493 | 0.04613 | 328.9671 | 0 | 392.6903 | 7.2461 | 334.493 | 0.013015 | 334.493 | 0 | 335.0568 | 0 | 334.493 | 0 | 334.493 | 0 | 334.493 | 0 | 391.9278 | 0.00036421 | 328.97 | -0.04834 | 335.0568 | 0 | 392.6903 | 0.023404 | 328.97 | -0.013341 | 334.493 | 0 | 328.97 | -0.014924 | 334.493 | 0 | 391.9278 | 0.0003773 | 391.9278 | 0.00029577 | 334.493 | 0 | 335.0568 | 0 | 335.0568 | 0 | 334.493 | 0 | 600.0161 | 0.013989 | 334.493 | 0 | 334.493 | 0 | 599.1029 | 0.00026087 | 334.493 | 0 | 602.017 | 0.00017002 | 600.0161 | 0.02503 | 602.017 | 5.1067e-05 | 843.5626 | 0.0020025 | 1100.6851 | 0.0022535 | 1007.7579 | 0.014549 | 1033.1876 | 0 | 1032.5596 | 0 | 334.493 | 4.3117e-06 | 335.0568 | 0 | 334.493 | 0 | 334.493 | 0 | 334.493 | 0 | 332.2871 | 0
| 227.1504 | 0 |  |  | 227.1504 | 0 | 227.1504 | 0 | 392.8031 | 0.00035183 | 334.7058 | 0.063856 | 329.1804 | 0 | 392.8031 | 7.1423 | 334.7058 | 0.09837 | 334.7058 | 0 | 335.27 | 0 | 334.7058 | 0 | 334.7058 | 0 | 334.7058 | 0 | 392.0402 | 0.00038265 | 329.18 | -0.0057175 | 335.27 | 0 | 392.8031 | 0.013583 | 329.18 | -0.011167 | 334.7058 | 0 | 329.18 | -0.014924 | 334.7058 | 0 | 392.0402 | 0.0002946 | 392.0402 | 0.0003933 | 334.7058 | 0 | 335.27 | 0 | 335.27 | 0 | 334.7058 | 0 | 600.175 | 0.026857 | 334.7058 | 0 | 334.7058 | 0 | 599.2623 | 0.00017392 | 334.7058 | 0 | 602.1754 | 0.00015137 | 600.175 | 0.024265 | 602.1754 | 4.9471e-05 | 843.6334 | 0.0019096 | 1100.7444 | 0.0022689 | 1007.7703 | 0.014567 | 1033.2399 | 0 | 1032.6118 | 0 | 334.706 | 8.0209e-06 | 335.27 | 0 | 334.7058 | 0 | 334.7058 | 0 | 334.7058 | 0 | 332.5001 | 0
| 227.2228 | 0 |  |  | 227.2228 | 0 | 227.2228 | 0 | 392.916 | 0 | 334.9187 | 0.0028242 | 329.3936 | 0 | 392.916 | 7.2553 | 334.9187 | -0.056295 | 334.9187 | 0 | 335.4832 | 0 | 334.9187 | 0 | 334.9187 | 0 | 334.9187 | 0 | 392.1526 | 0.00033738 | 329.39 | -0.0057175 | 335.4831 | 0 | 392.916 | 0.034375 | 329.39 | -0.0081769 | 334.9187 | 0 | 329.39 | -0.015274 | 334.9187 | 0 | 392.1526 | 0.0003026 | 392.1526 | 0.00037771 | 334.9187 | 0 | 335.4831 | 0 | 335.4831 | 0 | 334.9187 | 0 | 600.334 | 0.027605 | 334.9187 | 0 | 334.9187 | 0 | 599.4218 | 0 | 334.9187 | 0 | 602.3339 | 0.00022706 | 600.334 | 0.025576 | 602.3339 | 5.8531e-05 | 843.7042 | 0.0018211 | 1100.8038 | 0.0022842 | 1007.7827 | 0.014587 | 1033.2922 | 0 | 1032.6639 | 0 | 334.919 | 5.5505e-06 | 335.4832 | 0 | 334.9187 | 0 | 334.9187 | 0 | 334.9187 | 0 | 332.7132 | 0
| 227.2952 | 0 |  |  | 227.2952 | 0 | 227.2952 | 0 | 393.0288 | 0.017943 | 335.1315 | 0.21729 | 329.6069 | 0 | 393.0288 | 7.1004 | 335.1315 | 0.25121 | 335.1315 | 0 | 335.6963 | 0 | 335.1315 | 0 | 335.1315 | 0 | 335.1315 | 0 | 392.265 | 0.00035415 | 329.61 | -0.00051979 | 335.6963 | 0 | 393.0288 | 0.019747 | 329.61 | 0.0059571 | 335.1315 | 0 | 329.61 | 0.022503 | 335.1315 | 0 | 392.265 | 0.00029536 | 392.265 | 0.00028818 | 335.1315 | 0 | 335.6963 | 0 | 335.6963 | 0 | 335.1315 | 0 | 600.4929 | 0.025736 | 335.1315 | 0 | 335.1315 | 0 | 599.5813 | 0.00017392 | 335.1315 | 0 | 602.4923 | 0.00013382 | 600.4929 | 0.024483 | 602.4923 | 5.0907e-05 | 843.775 | 0.001378 | 1100.8632 | 0.0022996 | 1007.7952 | 0.014607 | 1033.3445 | 0 | 1032.7162 | 0 | 335.132 | 5.5537e-06 | 335.6963 | 0 | 335.1315 | 0 | 335.1315 | 0 | 335.1315 | 0 | 332.9263 | 0
| 227.3676 | 0 |  |  | 227.3676 | 0 | 227.3676 | 0 | 393.1417 | 0.0020491 | 335.3444 | 0.03123 | 329.8202 | 0 | 393.1417 | 6.9766 | 335.3444 | -0.0021094 | 335.3444 | 0 | 335.9096 | 0 | 335.3444 | 0 | 335.3444 | 0 | 335.3444 | 0 | 392.3775 | 0.00033655 | 329.82 | -0.019232 | 335.9096 | 0 | 393.1417 | 0.01421 | 329.82 | 0.0037826 | 335.3444 | 0 | 329.82 | -0.0040807 | 335.3444 | 0 | 392.3775 | 0.00033385 | 392.3775 | 0.00023342 | 335.3444 | 0 | 335.9096 | 0 | 335.9096 | 0 | 335.3444 | 0 | 600.6519 | 0.018314 | 335.3444 | 0 | 335.3444 | 0 | 599.7408 | 0.00078262 | 335.3444 | 0 | 602.6508 | 0.00023254 | 600.6519 | 0.025576 | 602.6508 | 5.4323e-05 | 843.8459 | 0.002215 | 1100.9225 | 0.0023099 | 1007.8076 | 0.014628 | 1033.3969 | 0 | 1032.7686 | 0 | 335.344 | 3.084e-06 | 335.9096 | 0 | 335.3444 | 0 | 335.3444 | 0 | 335.3444 | 0 | 333.1394 | 0
| 227.4401 | 0 |  |  | 227.4401 | 0 | 227.4401 | 0 | 393.2545 | 0.0080919 | 335.5573 | 0.028458 | 330.0335 | 0 | 393.2545 | 6.8687 | 335.5573 | 0.041174 | 335.5573 | 0 | 336.1228 | 0 | 335.5573 | 0 | 335.5573 | 0 | 335.5573 | 0 | 392.4899 | 0.00033738 | 330.03 | 0.026508 | 336.1228 | 0 | 393.2545 | 0.017658 | 330.03 | 0.0024236 | 335.5573 | 0 | 330.03 | -0.0061794 | 335.5573 | 0 | 392.4899 | 0.00035672 | 392.4899 | 0.00018666 | 335.5573 | 0 | 336.1228 | 0 | 336.1228 | 0 | 335.5573 | 0 | 600.8109 | 0.015484 | 335.5573 | 0 | 335.5573 | 0 | 599.9003 | 0.00017392 | 335.5573 | 0 | 602.8093 | 0.00016234 | 600.8109 | 0.023718 | 602.8093 | 4.8741e-05 | 843.9167 | 0.0024064 | 1100.9818 | 0.0023252 | 1007.8201 | 0.014649 | 1033.4491 | 0 | 1032.8208 | 0 | 335.557 | 6.1645e-06 | 336.1228 | 0 | 335.5573 | 0 | 335.5573 | 0 | 335.5573 | 0 | 333.3525 | 0
| 227.5125 | 0 |  |  | 227.5125 | 0 | 227.5125 | 0 | 393.3674 | 0.015046 | 335.7702 | -0.0025475 | 330.2469 | 0 | 393.3674 | 6.874 | 335.7702 | -0.067028 | 335.7702 | 0 | 336.336 | 0 | 335.7702 | 0 | 335.7702 | 0 | 335.7702 | 0 | 392.6023 | 0.00031894 | 330.25 | 0.036903 | 336.336 | 0 | 393.3674 | 0 | 330.25 | -0.0095359 | 335.7702 | 0 | 330.25 | 0.018654 | 335.7702 | 0 | 392.6023 | 0.00034071 | 392.6023 | 0.000257 | 335.7702 | 0 | 336.336 | 0 | 336.336 | 0 | 335.7702 | 0 | 600.9698 | 0.019702 | 335.7702 | 0 | 335.7702 | 0 | 600.0598 | 0.00026087 | 335.7702 | 0 | 602.9678 | 0.00018538 | 600.9698 | 0.024592 | 602.9678 | 4.4358e-05 | 843.9877 | 0.0017137 | 1101.0413 | 0.0023355 | 1007.8325 | 0.014671 | 1033.5015 | 0 | 1032.873 | 0 | 335.77 | 8.019e-06 | 336.336 | 0 | 335.7702 | 0 | 335.7702 | 0 | 335.7702 | 0 | 333.5656 | 0
| 227.5849 | 0 |  |  | 227.5849 | 0 | 227.5849 | 0 | 393.4802 | 0 | 335.9831 | 0.069702 | 330.4602 | 0 | 393.4802 | 6.8347 | 335.9831 | 0.05428 | 335.9831 | 0 | 336.5493 | 0 | 335.9831 | 0 | 335.9831 | 0 | 335.9831 | 0 | 392.7148 | 0.00033655 | 330.46 | 0.058736 | 336.5493 | 0 | 393.4802 | 0.012642 | 330.46 | -0.00029446 | 335.9831 | 0 | 330.46 | 0.0039641 | 335.9831 | 0 | 392.7148 | 0.00033195 | 392.7148 | 0.00032695 | 335.9831 | 0 | 336.5493 | 0 | 336.5493 | 0 | 335.9831 | 0 | 601.1288 | 0.027872 | 335.9831 | 0 | 335.9831 | 0 | 600.2193 | 0 | 335.9831 | 0 | 603.1263 | 0.000249 | 601.1288 | 0.023281 | 603.1263 | 3.5002e-05 | 844.0585 | 0.0016811 | 1101.1006 | 0.0023508 | 1007.8449 | 0.014694 | 1033.5538 | 0 | 1032.9253 | 0 | 335.983 | 6.7839e-06 | 336.5493 | 0 | 335.9831 | 0 | 335.9831 | 0 | 335.9831 | 0 | 333.7787 | 0
| 227.6574 | 0 |  |  | 227.6574 | 0 | 227.6574 | 0 | 393.5931 | 0 | 336.196 | 0.027383 | 330.6736 | 0 | 393.5931 | 6.7376 | 336.196 | -0.054049 | 336.196 | 0 | 336.7626 | 0 | 336.196 | 0 | 336.196 | 0 | 336.196 | 0 | 392.8272 | 0.00033361 | 330.67 | 0.0077966 | 336.7626 | 0 | 393.5931 | 0.032285 | 330.67 | -0.013069 | 336.196 | 0 | 330.67 | -0.008278 | 336.196 | 0 | 392.8272 | 0.00033538 | 392.8272 | 0.00030376 | 336.196 | 0 | 336.7626 | 0 | 336.7626 | 0 | 336.196 | 0 | 601.2878 | 0.019062 | 336.196 | 0 | 336.196 | 0 | 600.3788 | 0 | 336.196 | 0 | 603.2848 | 0.00012724 | 601.2878 | 0.024046 | 603.2848 | 4.1973e-05 | 844.1295 | 0.0025057 | 1101.16 | 0.0023611 | 1007.8574 | 0.014717 | 1033.6062 | 0 | 1032.9775 | 0 | 336.196 | 7.4007e-06 | 336.7626 | 0 | 336.196 | 0 | 336.196 | 0 | 336.196 | 0 | 333.9919 | 0
| 227.7298 | 0 |  |  | 227.7298 | 0 | 227.7298 | 0 | 393.7059 | 0 | 336.409 | 0.078423 | 330.887 | 0 | 393.7059 | 6.5912 | 336.409 | 0.16216 | 336.409 | 0 | 336.9759 | 0 | 336.409 | 0 | 336.409 | 0 | 336.409 | 0 | 392.9397 | 0.0003114 | 330.89 | 0.033785 | 336.9759 | 0 | 393.7059 | 0.0034607 | 330.89 | 0.0018799 | 336.409 | 0 | 330.89 | 0.0053631 | 336.409 | 0 | 392.9397 | 0.00035405 | 392.9397 | 0.00023742 | 336.409 | 0 | 336.9759 | 0 | 336.9759 | 0 | 336.409 | 0 | 601.4468 | 0.022052 | 336.409 | 0 | 336.409 | 0 | 600.5383 | 0 | 336.409 | 0 | 603.4433 | 0.00024351 | 601.4468 | 0.022625 | 603.4433 | 3.809e-05 | 844.2003 | 0.0024129 | 1101.2194 | 0.0023713 | 1007.8698 | 0.014742 | 1033.6584 | 0 | 1033.0298 | 0 | 336.409 | 6.1722e-06 | 336.9759 | 0 | 336.409 | 0 | 336.409 | 0 | 336.409 | 0 | 334.2051 | 0
| 227.8023 | 0 |  |  | 227.8023 | 0 | 227.8023 | 0 | 393.8188 | 0 | 336.6219 | 0.016168 | 331.1003 | 0 | 393.8188 | 6.5516 | 336.6219 | 0.0020981 | 336.6219 | 0 | 337.1892 | 0 | 336.6219 | 0 | 336.6219 | 0 | 336.6219 | 0 | 393.0521 | 0.00031894 | 331.1 | 0.024429 | 337.1892 | 0 | 393.8188 | 0.013583 | 331.1 | -0.014972 | 336.6219 | 0 | 331.1 | 0.011659 | 336.6219 | 0 | 393.0521 | 0.00033805 | 393.0521 | 0.00021423 | 336.6219 | 0 | 337.1892 | 0 | 337.1892 | 0 | 336.6219 | 0 | 601.6059 | 0.022159 | 336.6219 | 0 | 336.6219 | 0 | 600.6978 | 0.00026087 | 336.6219 | 0 | 603.6018 | 0.00014808 | 601.6059 | 0.023609 | 603.6018 | 4.3949e-05 | 844.2712 | 0.0018584 | 1101.2788 | 0.0023816 | 1007.8823 | 0.014766 | 1033.7108 | 0 | 1033.0821 | 0 | 336.622 | 3.6999e-06 | 337.1892 | 0 | 336.6219 | 0 | 336.6219 | 0 | 336.6219 | 0 | 334.4182 | 0
| 227.8747 | 0 |  |  | 227.8747 | 0 | 227.8747 | 0 | 393.9316 | 0 | 336.8349 | 0.039931 | 331.3138 | 0 | 393.9316 | 6.4145 | 336.8349 | 0.082011 | 336.8349 | 0 | 337.4025 | 0 | 336.8349 | 0 | 336.8349 | 0 | 336.8349 | 0 | 393.1646 | 0.0003202 | 331.31 | -0.025469 | 337.4025 | 0 | 393.9316 | 0.020688 | 331.31 | -0.0084487 | 336.8349 | 0 | 331.31 | -0.011076 | 336.8349 | 0 | 393.1646 | 0.00029384 | 393.1646 | 0.00032695 | 336.8349 | 0 | 337.4025 | 0 | 337.4025 | 0 | 336.8349 | 0 | 601.7649 | 0.025042 | 336.8349 | 0 | 336.8349 | 0 | 600.8573 | 0 | 336.8349 | 0 | 603.7604 | 0.00025339 | 601.7649 | 0.022844 | 603.7604 | 4.6107e-05 | 844.3422 | 0.0018765 | 1101.3381 | 0.0023918 | 1007.8947 | 0.014791 | 1033.7632 | 0 | 1033.1344 | 0 | 336.835 | 6.783e-06 | 337.4025 | 0 | 336.8349 | 0 | 336.8349 | 0 | 336.8349 | 0 | 334.6314 | 0
| 227.9472 | 0 |  |  | 227.9472 | 0 | 227.9472 | 0 | 394.0445 | 0.011884 | 337.0479 | 0.017198 | 331.5272 | 0 | 394.0445 | 6.2643 | 337.0479 | -0.037284 | 337.0479 | 0 | 337.6158 | 0 | 337.0479 | 0 | 337.0479 | 0 | 337.0479 | 0 | 393.2771 | 0.00037762 | 331.53 | -0.044181 | 337.6158 | 0 | 394.0445 | 0.01421 | 331.53 | -0.027475 | 337.0479 | 0 | 331.53 | -0.0086277 | 337.0479 | 0 | 393.2771 | 0.00028736 | 393.2771 | 0.00040089 | 337.0479 | 0 | 337.6158 | 0 | 337.6158 | 0 | 337.0479 | 0 | 601.9239 | 0.014203 | 337.0479 | 0 | 337.0479 | 0 | 601.0169 | 0.00026087 | 337.0479 | 0 | 603.9189 | 0.0001426 | 601.9239 | 0.023937 | 603.9189 | 4.7266e-05 | 844.4131 | 0.0015379 | 1101.3976 | 0.002402 | 1007.9072 | 0.014817 | 1033.8156 | 0 | 1033.1867 | 0 | 337.048 | 3.6932e-06 | 337.6158 | 0 | 337.0479 | 0 | 337.0479 | 0 | 337.0479 | 0 | 334.8446 | 0
| 228.0196 | 0 |  |  | 228.0196 | 0 | 228.0196 | 0 | 394.1573 | 0 | 337.2609 | 0.10684 | 331.7406 | 0 | 394.1573 | 6.1761 | 337.2609 | 0.081557 | 337.2609 | 0 | 337.8292 | 0 | 337.2609 | 0 | 337.2609 | 0 | 337.2609 | 0 | 393.3895 | 0.0003378 | 331.74 | 0.026508 | 337.8292 | 0 | 394.1573 | 0.021001 | 331.74 | 0.011393 | 337.2609 | 0 | 331.74 | 0.016555 | 337.2609 | 0 | 393.3895 | 0.00028545 | 393.3895 | 0.0002646 | 337.2609 | 0 | 337.8292 | 0 | 337.8292 | 0 | 337.2609 | 0 | 602.0829 | 0.022052 | 337.2609 | 0 | 337.2609 | 0 | 601.1764 | 0.00017392 | 337.2609 | 0 | 604.0775 | 0.00021719 | 602.0829 | 0.022844 | 604.0775 | 3.998e-05 | 844.4841 | 0.0010844 | 1101.457 | 0.0024123 | 1007.9196 | 0.014843 | 1033.8679 | 0 | 1033.239 | 0 | 337.261 | 5.5527e-06 | 337.8292 | 0 | 337.2609 | 0 | 337.2609 | 0 | 337.2609 | 0 | 335.0579 | 0
| 228.0921 | 0 |  |  | 228.0921 | 0 | 228.0921 | 0 | 394.2702 | 0 | 337.4739 | 0.039737 | 331.9541 | 0 | 394.2702 | 6.0749 | 337.4739 | 0.035077 | 337.4739 | 0 | 338.0425 | 0 | 337.4739 | 0 | 337.4739 | 0 | 337.4739 | 0 | 393.502 | 0.00032607 | 331.95 | -0.057695 | 338.0425 | 0 | 394.2702 | 0.020688 | 331.95 | -0.0049152 | 337.4739 | 0 | 331.95 | 0.017256 | 337.4739 | 0 | 393.502 | 0.00033004 | 393.502 | 0.00020224 | 337.4739 | 0 | 338.0425 | 0 | 338.0425 | 0 | 337.4739 | 0 | 602.242 | 0.024241 | 337.4739 | 0 | 337.4739 | 0 | 601.336 | 0.00026087 | 337.4739 | 0 | 604.236 | 0.00012614 | 602.242 | 0.023499 | 604.236 | 4.5547e-05 | 844.5551 | 0.0022006 | 1101.5165 | 0.0024225 | 1007.932 | 0.01487 | 1033.9203 | 0 | 1033.2913 | 0 | 337.474 | 3.703e-06 | 338.0425 | 0 | 337.4739 | 0 | 337.4739 | 0 | 337.4739 | 0 | 335.2711 | 0
| 228.1646 | 0 |  |  | 228.1646 | 0 | 228.1646 | 0 | 394.383 | 0.006333 | 337.687 | 0.082366 | 332.1676 | 0 | 394.383 | 6.0005 | 337.687 | 0.12923 | 337.687 | 0 | 338.2559 | 0 | 337.687 | 0 | 337.687 | 0 | 337.687 | 0 | 393.6145 | 0.00030134 | 332.17 | -0.016113 | 338.2559 | 0 | 394.383 | 0.026016 | 332.17 | 0.013295 | 337.687 | 0 | 332.17 | -0.0023318 | 337.687 | 0 | 393.6145 | 0.0003228 | 393.6145 | 0.00020224 | 337.687 | 0 | 338.2559 | 0 | 338.2559 | 0 | 337.687 | 0 | 602.401 | 0.0354 | 337.687 | 0 | 337.687 | 0 | 601.4955 | 0.0012174 | 337.687 | 0 | 604.3946 | 0.00025997 | 602.401 | 0.022297 | 604.3946 | 3.9741e-05 | 844.626 | 0.0019137 | 1101.5758 | 0.0024328 | 1007.9445 | 0.014897 | 1033.9727 | 0 | 1033.3436 | 0 | 337.687 | 4.3193e-06 | 338.2559 | 0 | 337.687 | 0 | 337.687 | 0 | 337.687 | 0 | 335.4844 | 0
| 228.2371 | 0 |  |  | 228.2371 | 0 | 228.237 | 0 | 394.4959 | 0 | 337.9 | 0.011301 | 332.381 | 0 | 394.4959 | 5.8804 | 337.9 | -0.078055 | 337.9 | 0 | 338.4693 | 0 | 337.9 | 0 | 337.9 | 0 | 337.9 | 0 | 393.727 | 0.00033655 | 332.38 | 0.029627 | 338.4693 | 0 | 394.4959 | 0.019538 | 332.38 | -0.013341 | 337.9 | 0 | 332.38 | -0.011426 | 337.9 | 0 | 393.727 | 0.00031518 | 393.727 | 0.00029177 | 337.9 | 0 | 338.4693 | 0 | 338.4693 | 0 | 337.9 | 0 | 602.5601 | 0.01164 | 337.9 | 0 | 337.9 | 0 | 601.6551 | 0 | 337.9 | 0 | 604.5532 | 0.0001075 | 602.5601 | 0.024046 | 604.5532 | 4.2077e-05 | 844.697 | 0.0018391 | 1101.6353 | 0.002443 | 1007.9569 | 0.014924 | 1034.025 | 0 | 1033.3959 | 0 | 337.9 | 4.9376e-06 | 338.4693 | 0 | 337.9 | 0 | 337.9 | 0 | 337.9 | 0 | 335.6976 | 0
| 228.3095 | 0 |  |  | 228.3095 | 0 | 228.3095 | 0 | 394.6087 | 0.0038701 | 338.1131 | 0.071261 | 332.5945 | 0 | 394.6087 | 5.6928 | 338.1131 | 0.057908 | 338.1131 | 0 | 338.6827 | 0 | 338.1131 | 0 | 338.1131 | 0 | 338.1131 | 0 | 393.8395 | 0.00033738 | 332.59 | 0.084723 | 338.6827 | 0 | 394.6087 | 0.018598 | 332.59 | 0.011122 | 338.1131 | 0 | 332.59 | 0.018654 | 338.1131 | 0 | 393.8395 | 0.00026106 | 393.8395 | 0.00028418 | 338.1131 | 0 | 338.6827 | 0 | 338.6827 | 0 | 338.1131 | 0 | 602.7191 | 0.025789 | 338.1131 | 0 | 338.1131 | 0 | 601.8146 | 0.00017392 | 338.1131 | 0 | 604.7118 | 0.00024242 | 602.7191 | 0.023281 | 604.7118 | 4.0799e-05 | 844.768 | 0.0021756 | 1101.6947 | 0.0024533 | 1007.9694 | 0.014952 | 1034.0774 | 0 | 1033.4482 | 0 | 338.113 | 6.1739e-06 | 338.6827 | 0 | 338.1131 | 0 | 338.1131 | 0 | 338.1131 | 0 | 335.9109 | 0
| 228.382 | 0 |  |  | 228.382 | 0 | 228.382 | 0 | 394.7215 | 0 | 338.3262 | 0.067577 | 332.8081 | 0 | 394.7215 | 5.633 | 338.3262 | -0.038899 | 338.3262 | 0 | 338.8961 | 0 | 338.3262 | 0 | 338.3262 | 0 | 338.3262 | 0 | 393.952 | 0.00031978 | 332.81 | 0.029627 | 338.8961 | 0 | 394.7215 | 0.030822 | 332.81 | -0.0027408 | 338.3262 | 0 | 332.81 | -0.025767 | 338.3262 | 0 | 393.952 | 0.00026525 | 393.952 | 0.00026859 | 338.3262 | 0 | 338.8961 | 0 | 338.8961 | 0 | 338.3262 | 0 | 602.8782 | 0.025896 | 338.3262 | 0 | 338.3262 | 0 | 601.9742 | 0 | 338.3262 | 0 | 604.8704 | 0.00012834 | 602.8782 | 0.024483 | 604.8704 | 4.9741e-05 | 844.8391 | 0.001689 | 1101.7541 | 0.0024584 | 1007.9818 | 0.01498 | 1034.1298 | 0 | 1033.5005 | 0 | 338.326 | 6.7839e-06 | 338.8961 | 0 | 338.3262 | 0 | 338.3262 | 0 | 338.3262 | 0 | 336.1242 | 0
| 228.4545 | 0 |  |  | 228.4545 | 0 | 228.4545 | 0 | 394.8344 | 0 | 338.5393 | 0.11211 | 333.0216 | 0 | 394.8344 | 5.4914 | 338.5393 | 0.14538 | 338.5393 | 0 | 339.1096 | 0 | 338.5393 | 0 | 338.5393 | 0 | 338.5393 | 0 | 394.0645 | 0.00031685 | 333.02 | -0.0025989 | 339.1096 | 0 | 394.8344 | 0.013269 | 333.02 | -0.014972 | 338.5393 | 0 | 333.02 | 0.0022152 | 338.5393 | 0 | 394.0645 | 0.0002824 | 394.0645 | 0.00020224 | 338.5393 | 0 | 339.1096 | 0 | 339.1096 | 0 | 338.5393 | 0 | 603.0373 | 0.035881 | 338.5393 | 0 | 338.5393 | 0 | 602.1338 | 0.00017392 | 338.5393 | 0 | 605.029 | 0.00021829 | 603.0373 | 0.022406 | 605.029 | 4.6949e-05 | 844.9101 | 0.0016774 | 1101.8136 | 0.0024686 | 1007.9943 | 0.015008 | 1034.1821 | 0 | 1033.5529 | 0 | 338.539 | 9.2493e-06 | 339.1096 | 0 | 338.5393 | 0 | 338.5393 | 0 | 338.5393 | 0 | 336.3375 | 0
| 228.527 | 0 |  |  | 228.527 | 0 | 228.527 | 0 | 394.9472 | 0.0013465 | 338.7524 | 0.078535 | 333.2352 | 0 | 394.9472 | 5.405 | 338.7524 | -0.012867 | 338.7525 | 0 | 339.323 | 0 | 338.7524 | 0 | 338.7525 | 0 | 338.7525 | 0 | 394.177 | 0.00034032 | 333.24 | -0.071209 | 339.323 | 0 | 394.9472 | 0.018389 | 333.24 | 0.015742 | 338.7524 | 0 | 333.24 | 0.0092106 | 338.7525 | 0 | 394.177 | 0.00030337 | 394.177 | 0.00019865 | 338.7525 | 0 | 339.323 | 0 | 339.323 | 0 | 338.7525 | 0 | 603.1963 | 0.018581 | 338.7524 | 0 | 338.7524 | 0 | 602.2934 | 0 | 338.7524 | 0 | 605.1876 | 0.00017221 | 603.1963 | 0.023718 | 605.1876 | 5.277e-05 | 844.9811 | 0.0016022 | 1101.873 | 0.0024789 | 1008.0067 | 0.015037 | 1034.2346 | 0 | 1033.6052 | 0 | 338.752 | 8.018e-06 | 339.323 | 0 | 338.7525 | 0 | 338.7525 | 0 | 338.7525 | 0 | 336.5509 | 0
| 228.5995 | 0 |  |  | 228.5995 | 0 | 228.5995 | 0 | 395.06 | 0 | 338.9656 | 0.10466 | 333.4487 | 0 | 395.06 | 5.2657 | 338.9656 | 0.10934 | 338.9656 | 0 | 339.5365 | 0 | 338.9656 | 0 | 338.9656 | 0 | 338.9656 | 0 | 394.2895 | 0.00033194 | 333.45 | 0.02339 | 339.5365 | 0 | 395.06 | 0.018598 | 333.45 | 0.017373 | 338.9656 | 0 | 333.45 | 0.0029147 | 338.9656 | 0 | 394.2895 | 0.0003068 | 394.2895 | 0.00014789 | 338.9656 | 0 | 339.5365 | 0 | 339.5365 | 0 | 338.9656 | 0 | 603.3554 | 0.028993 | 338.9656 | 0 | 338.9656 | 0 | 602.453 | 0 | 338.9656 | 0 | 605.3462 | 0.00019964 | 603.3554 | 0.022844 | 605.3462 | 5.0582e-05 | 845.0522 | 0.0021185 | 1101.9326 | 0.002484 | 1008.0191 | 0.015066 | 1034.287 | 0 | 1033.6576 | 0 | 338.966 | 8.0115e-06 | 339.5365 | 0 | 338.9656 | 0 | 338.9656 | 0 | 338.9656 | 0 | 336.7642 | 0
| 228.672 | 0 |  |  | 228.672 | 0 | 228.672 | 0 | 395.1729 | 0 | 339.1787 | -0.048264 | 333.6623 | 0 | 395.1729 | 5.1038 | 339.1787 | -0.14185 | 339.1787 | 0 | 339.75 | 0 | 339.1787 | 0 | 339.1787 | 0 | 339.1787 | 0 | 394.402 | 0.00033487 | 333.66 | 0.02339 | 339.75 | 0 | 395.1729 | 0.012433 | 333.66 | -0.009264 | 339.1787 | 0 | 333.66 | -0.0023318 | 339.1787 | 0 | 394.402 | 0.00029612 | 394.402 | 0.00016747 | 339.1787 | 0 | 339.75 | 0 | 339.75 | 0 | 339.1787 | 0 | 603.5145 | 0.015858 | 339.1787 | 0 | 339.1787 | 0 | 602.6126 | 0 | 339.1787 | 0 | 605.5048 | 0.00016454 | 603.5145 | 0.024702 | 605.5048 | 5.2869e-05 | 845.1232 | 0.0015207 | 1101.9921 | 0.0024942 | 1008.0316 | 0.015095 | 1034.3394 | 0 | 1033.7098 | 0 | 339.179 | 7.3948e-06 | 339.75 | 0 | 339.1787 | 0 | 339.1787 | 0 | 339.1787 | 0 | 336.9775 | 0
| 228.7445 | 0 |  |  | 228.7445 | 0 | 228.7445 | 0 | 395.2857 | 0 | 339.3919 | 0.015763 | 333.8759 | 0 | 395.2857 | 5.0686 | 339.3919 | 0.058363 | 339.3919 | 0 | 339.9635 | 0 | 339.3919 | 0 | 339.3919 | 0 | 339.3919 | 0 | 394.5146 | 0.00029757 | 333.88 | -0.018192 | 339.9635 | 0 | 395.2857 | 0.021001 | 333.88 | -0.0049152 | 339.3919 | 0 | 333.88 | 0.012359 | 339.3919 | 0 | 394.5146 | 0.00029612 | 394.5146 | 0.0001323 | 339.3919 | 0 | 339.9635 | 0 | 339.9635 | 0 | 339.3919 | 0 | 603.6736 | 0.027711 | 339.3919 | 0 | 339.3919 | 0 | 602.7722 | 0.00017392 | 339.3919 | 0 | 605.6635 | 0.00022816 | 603.6736 | 0.023609 | 605.6635 | 4.2671e-05 | 845.1943 | 0.001703 | 1102.0515 | 0.0025045 | 1008.044 | 0.015124 | 1034.3918 | 0 | 1033.7622 | 0 | 339.392 | 6.7828e-06 | 339.9635 | 0 | 339.3919 | 0 | 339.3919 | 0 | 339.3919 | 0 | 337.1909 | 0
| 228.817 | 0 |  |  | 228.817 | 0 | 228.817 | 0 | 395.3986 | 0.0076692 | 339.6051 | 0.11933 | 334.0895 | 0 | 395.3986 | 4.9506 | 339.6051 | -0.012666 | 339.6051 | 0 | 340.177 | 0 | 339.6051 | 0 | 339.6051 | 0 | 339.6051 | 0 | 394.6271 | 0.00033864 | 334.09 | 0.0046779 | 340.177 | 0 | 395.3986 | 0.02518 | 334.09 | 0.020635 | 339.6051 | 0 | 334.09 | -0.009677 | 339.6051 | 0 | 394.6271 | 0.00033081 | 394.6271 | 0.00014789 | 339.6051 | 0 | 340.177 | 0 | 340.177 | 0 | 339.6051 | 0 | 603.8328 | 0.018101 | 339.6051 | 0 | 339.6051 | 0 | 602.9318 | 0.00078262 | 339.6051 | 0 | 605.8221 | 0.00014479 | 603.8328 | 0.024702 | 605.8221 | 4.6633e-05 | 845.2655 | 0.0020213 | 1102.111 | 0.0025096 | 1008.0565 | 0.015153 | 1034.4442 | 0 | 1033.8146 | 0 | 339.605 | 4.9281e-06 | 340.177 | 0 | 339.6051 | 0 | 339.6051 | 0 | 339.6051 | 0 | 337.4043 | 0
| 228.8895 | 0 |  |  | 228.8895 | 0 | 228.8895 | 0 | 395.5114 | 0.0049256 | 339.8183 | 0.062351 | 334.3032 | 0 | 395.5114 | 4.7933 | 339.8183 | 0.057588 | 339.8183 | 0 | 340.3905 | 0 | 339.8183 | 0 | 339.8183 | 0 | 339.8183 | 0 | 394.7396 | 0.00035038 | 334.3 | 0.026508 | 340.3905 | 0 | 395.5114 | 0.02424 | 334.3 | -0.0084487 | 339.8183 | 0 | 334.3 | -0.0023318 | 339.8183 | 0 | 394.7396 | 0.00032852 | 394.7396 | 0.00023342 | 339.8183 | 0 | 340.3905 | 0 | 340.3905 | 0 | 339.8183 | 0 | 603.9919 | 0.021411 | 339.8183 | 0 | 339.8183 | 0 | 603.0914 | 0 | 339.8183 | 0 | 605.9808 | 0.00025558 | 603.9919 | 0.023062 | 605.9808 | 4.2443e-05 | 845.3366 | 0.0019019 | 1102.1705 | 0.0025198 | 1008.0689 | 0.015182 | 1034.4966 | 0 | 1033.8669 | 0 | 339.818 | 4.9309e-06 | 340.3905 | 0 | 339.8183 | 0 | 339.8183 | 0 | 339.8183 | 0 | 337.6177 | 0
| 228.962 | 0 |  |  | 228.962 | 0 | 228.962 | 0 | 395.6242 | 0 | 340.0315 | 0.070605 | 334.5168 | 0 | 395.6242 | 4.6793 | 340.0315 | 0.014978 | 340.0315 | 0 | 340.6041 | 0 | 340.0315 | 0 | 340.0315 | 0 | 340.0315 | 0 | 394.8522 | 0.00034158 | 334.52 | -0.031706 | 340.6041 | 0 | 395.6242 | 0.018389 | 334.52 | 0.011393 | 340.0315 | 0 | 334.52 | -0.027516 | 340.0315 | 0 | 394.8522 | 0.00033119 | 394.8522 | 0.00029177 | 340.0315 | 0 | 340.6041 | 0 | 340.6041 | 0 | 340.0315 | 0 | 604.151 | 0.017193 | 340.0315 | 0 | 340.0315 | 0 | 603.251 | 0.00026087 | 340.0315 | 0 | 606.1395 | 0.00013821 | 604.151 | 0.024483 | 606.1395 | 4.8572e-05 | 845.4077 | 0.0016959 | 1102.23 | 0.002525 | 1008.0814 | 0.015212 | 1034.5491 | 0 | 1033.9193 | 0 | 340.032 | 7.4051e-06 | 340.6041 | 0 | 340.0315 | 0 | 340.0315 | 0 | 340.0315 | 0 | 337.8311 | 0
| 229.0346 | 0 |  |  | 229.0346 | 0 | 229.0346 | 0 | 395.7371 | 0 | 340.2448 | 0.061928 | 334.7305 | 0 | 395.7371 | 4.5469 | 340.2448 | 0.13325 | 340.2448 | 0 | 340.8177 | 0 | 340.2448 | 0 | 340.2448 | 0 | 340.2448 | 0 | 394.9647 | 0.0003026 | 334.73 | 0.029627 | 340.8176 | 0 | 395.7371 | 0.01118 | 334.73 | 0.013295 | 340.2448 | 0 | 334.73 | 0.013758 | 340.2448 | 0 | 394.9647 | 0.00029994 | 394.9647 | 0.00035013 | 340.2448 | 0 | 340.8176 | 0 | 340.8176 | 0 | 340.2448 | 0 | 604.3101 | 0.025416 | 340.2448 | 0 | 340.2448 | 0 | 603.4107 | 0 | 340.2448 | 0 | 606.2981 | 0.00023913 | 604.3101 | 0.023062 | 606.2981 | 4.554e-05 | 845.4788 | 0.0019726 | 1102.2895 | 0.0025352 | 1008.0938 | 0.015241 | 1034.6016 | 0 | 1033.9717 | 0 | 340.245 | 8.0157e-06 | 340.8177 | 0 | 340.2448 | 0 | 340.2448 | 0 | 340.2448 | 0 | 338.0445 | 0
| 229.1071 | 0 |  |  | 229.1071 | 0 | 229.1071 | 0 | 395.8499 | 0.018558 | 340.458 | 0.054462 | 334.9441 | 0 | 395.8499 | 4.5012 | 340.458 | -0.022756 | 340.458 | 0 | 341.0312 | 0 | 340.458 | 0 | 340.458 | 0 | 340.458 | 0 | 395.0773 | 0.000285 | 334.94 | 0.026508 | 341.0312 | 0 | 395.8499 | 0.0058817 | 334.94 | -0.0030125 | 340.458 | 0 | 334.94 | -0.025767 | 340.458 | 0 | 395.0773 | 0.00032052 | 395.0773 | 0.00027619 | 340.458 | 0 | 341.0312 | 0 | 341.0312 | 0 | 340.458 | 0 | 604.4693 | 0.021197 | 340.458 | 0 | 340.458 | 0 | 603.5703 | 0.00026087 | 340.458 | 0 | 606.4568 | 0.00016783 | 604.4693 | 0.024702 | 606.4568 | 4.9842e-05 | 845.5499 | 0.0022368 | 1102.349 | 0.0025454 | 1008.1063 | 0.01527 | 1034.6539 | 0 | 1034.024 | 0 | 340.458 | 4.3115e-06 | 341.0312 | 0 | 340.458 | 0 | 340.458 | 0 | 340.458 | 0 | 338.258 | 0
| 229.1796 | 0 |  |  | 229.1796 | 0 | 229.1796 | 0 | 395.9627 | 0.0073885 | 340.6713 | 0.11308 | 335.1578 | 0 | 395.9627 | 4.2619 | 340.6713 | 0.074459 | 340.6713 | 0 | 341.2448 | 0 | 340.6713 | 0 | 340.6713 | 0 | 340.6713 | 0 | 395.1898 | 0.00028961 | 335.16 | 0.0046779 | 341.2448 | 0 | 395.9627 | 0.028419 | 335.16 | 0.00079277 | 340.6713 | 0 | 335.16 | -0.0061794 | 340.6713 | 0 | 395.1898 | 0.00032852 | 395.1898 | 0.00024141 | 340.6713 | 0 | 341.2448 | 0 | 341.2448 | 0 | 340.6713 | 0 | 604.6284 | 0.029473 | 340.6713 | 0 | 340.6713 | 0 | 603.7299 | 0 | 340.6713 | 0 | 606.6155 | 0.00018867 | 604.6284 | 0.022844 | 606.6155 | 4.4448e-05 | 845.621 | 0.0021997 | 1102.4086 | 0.0025506 | 1008.1187 | 0.015299 | 1034.7064 | 0 | 1034.0764 | 0 | 340.671 | 1.8502e-06 | 341.2448 | 0 | 340.6713 | 0 | 340.6713 | 0 | 340.6713 | 0 | 338.4714 | 0
| 229.2522 | 0 |  |  | 229.2522 | 0 | 229.2522 | 0 | 396.0756 | 0 | 340.8846 | 0.0025743 | 335.3716 | 0 | 396.0756 | 4.2067 | 340.8846 | -0.054105 | 340.8846 | 0 | 341.4584 | 0 | 340.8846 | 0 | 340.8846 | 0 | 340.8846 | 0 | 395.3024 | 0.00028374 | 335.37 | -0.012994 | 341.4584 | 0 | 396.0756 | 0.030822 | 335.37 | -0.029921 | 340.8846 | 0 | 335.37 | -0.024017 | 340.8846 | 0 | 395.3024 | 0.00033728 | 395.3024 | 0.00017906 | 340.8846 | 0 | 341.4584 | 0 | 341.4584 | 0 | 340.8846 | 0 | 604.7876 | 0.023921 | 340.8846 | 0 | 340.8846 | 0 | 603.8896 | 0.00026087 | 340.8846 | 0 | 606.7742 | 0.00019964 | 604.7876 | 0.023172 | 606.7742 | 4.6158e-05 | 845.6922 | 0.001665 | 1102.468 | 0.0025608 | 1008.1312 | 0.015328 | 1034.7588 | 0 | 1034.1289 | 0 | 340.885 | 4.3155e-06 | 341.4584 | 0 | 340.8846 | 0 | 340.8846 | 0 | 340.8846 | 0 | 338.6849 | 0
| 229.3247 | 0 |  |  | 229.3247 | 0 | 229.3247 | 0 | 396.1884 | 0 | 341.0979 | 0.085133 | 335.5853 | 0 | 396.1884 | 4.0764 | 341.0979 | 0.063954 | 341.0979 | 0 | 341.672 | 0 | 341.0979 | 0 | 341.0979 | 0 | 341.0979 | 0 | 395.415 | 0.00028206 | 335.59 | 0.0046779 | 341.672 | 0 | 396.1884 | 0.02121 | 335.59 | 0.0086751 | 341.0979 | 0 | 335.59 | 0.00081613 | 341.0979 | 0 | 395.415 | 0.00032852 | 395.415 | 0.00016747 | 341.0979 | 0 | 341.672 | 0 | 341.672 | 0 | 341.0979 | 0 | 604.9467 | 0.033798 | 341.0979 | 0 | 341.0979 | 0 | 604.0492 | 0 | 341.0979 | 0 | 606.9329 | 0.0001777 | 604.9467 | 0.02186 | 606.9329 | 4.0263e-05 | 845.7635 | 0.0019299 | 1102.5276 | 0.0025711 | 1008.1436 | 0.015357 | 1034.8113 | 0 | 1034.1813 | 0 | 341.098 | 6.783e-06 | 341.672 | 0 | 341.0979 | 0 | 341.0979 | 0 | 341.0979 | 0 | 338.8984 | 0
| 229.3973 | 0 |  |  | 229.3973 | 0 | 229.3972 | 0 | 396.3012 | 0 | 341.3112 | -0.017717 | 335.799 | 0 | 396.3012 | 4.036 | 341.3112 | -0.046718 | 341.3112 | 0 | 341.8857 | 0 | 341.3112 | 0 | 341.3112 | 0 | 341.3112 | 0 | 395.5275 | 0.00033864 | 335.8 | 0.031706 | 341.8857 | 0 | 396.3012 | 0.0064748 | 335.8 | -0.015787 | 341.3112 | 0 | 335.8 | -0.008278 | 341.3112 | 0 | 395.5275 | 0.00033538 | 395.5275 | 0.00016747 | 341.3112 | 0 | 341.8857 | 0 | 341.8857 | 0 | 341.3112 | 0 | 605.1059 | 0.016926 | 341.3112 | 0 | 341.3112 | 0 | 604.2089 | 0.00078262 | 341.3112 | 0 | 607.0916 | 0.00021061 | 605.1059 | 0.023062 | 607.0916 | 4.6027e-05 | 845.8346 | 0.0018841 | 1102.5872 | 0.0025762 | 1008.1561 | 0.015386 | 1034.8638 | 0 | 1034.2336 | 0 | 341.311 | 7.4024e-06 | 341.8857 | 0 | 341.3112 | 0 | 341.3112 | 0 | 341.3112 | 0 | 339.1119 | 0
| 229.4698 | 0 |  |  | 229.4698 | 0 | 229.4698 | 0 | 396.414 | 0 | 341.5246 | -0.0032658 | 336.0128 | 0 | 396.414 | 3.897 | 341.5246 | 0.090312 | 341.5245 | 0 | 342.0993 | 0 | 341.5246 | 0 | 341.5245 | 0 | 341.5245 | 0 | 395.6401 | 0.00038558 | 336.01 | -0.016113 | 342.0993 | 0 | 396.414 | 0.019434 | 336.01 | 0.020906 | 341.5246 | 0 | 336.01 | 0.0078116 | 341.5245 | 0 | 395.6401 | 0.00032738 | 395.6401 | 0.00020224 | 341.5245 | 0 | 342.0993 | 0 | 342.0993 | 0 | 341.5245 | 0 | 605.2651 | 0.031182 | 341.5246 | 0 | 341.5246 | 0 | 604.3686 | 0 | 341.5246 | 0 | 607.2504 | 0.00019196 | 605.2651 | 0.023281 | 607.2504 | 4.627e-05 | 845.9058 | 0.0023132 | 1102.6467 | 0.0025864 | 1008.1685 | 0.015415 | 1034.9163 | 0 | 1034.286 | 0 | 341.525 | 5.5468e-06 | 342.0993 | 0 | 341.5245 | 0 | 341.5245 | 0 | 341.5245 | 0 | 339.3254 | 0
| 229.5423 | 0 |  |  | 229.5423 | 0 | 229.5424 | 0 | 396.5269 | 0 | 341.7379 | 0.024127 | 336.2266 | 0 | 396.5269 | 3.8463 | 341.7379 | -0.055345 | 341.7379 | 0 | 342.313 | 0 | 341.7379 | 0 | 341.7379 | 0 | 341.7379 | 0 | 395.7527 | 0.00039732 | 336.23 | 0.021311 | 342.313 | 0 | 396.5269 | 0.047435 | 336.23 | -0.01171 | 341.7379 | 0 | 336.23 | -0.0079281 | 341.7379 | 0 | 395.7527 | 0.00033538 | 395.7527 | 0.00021423 | 341.7379 | 0 | 342.313 | 0 | 342.313 | 0 | 341.7379 | 0 | 605.4243 | 0.021945 | 341.7379 | 0 | 341.7379 | 0 | 604.5282 | 0.00078262 | 341.7379 | 0 | 607.4091 | 0.00019306 | 605.4243 | 0.024265 | 607.4091 | 4.9244e-05 | 845.977 | 0.0023831 | 1102.7062 | 0.0025967 | 1008.1809 | 0.015443 | 1034.9688 | 0 | 1034.3385 | 0 | 341.738 | 4.3184e-06 | 342.313 | 0 | 341.7379 | 0 | 341.7379 | 0 | 341.7379 | 0 | 339.5389 | 0
| 229.6149 | 0 |  |  | 229.6149 | 0 | 229.6149 | 0 | 396.6397 | 0 | 341.9513 | 0.021546 | 336.4403 | 0 | 396.6397 | 3.7502 | 341.9513 | 0.12949 | 341.9513 | 0 | 342.5267 | 0 | 341.9513 | 0 | 341.9513 | 0 | 341.9513 | 0 | 395.8653 | 0.00037552 | 336.44 | -0.057695 | 342.5267 | 0 | 396.6397 | 0.025389 | 336.44 | 0.010034 | 341.9513 | 0 | 336.44 | 0.00081613 | 341.9513 | 0 | 395.8653 | 0.00029803 | 395.8653 | 0.00035812 | 341.9513 | 0 | 342.5267 | 0 | 342.5267 | 0 | 341.9513 | 0 | 605.5835 | 0.029847 | 341.9513 | 0 | 341.9513 | 0 | 604.6879 | 0 | 341.9513 | 0 | 607.5679 | 0.0001777 | 605.5835 | 0.02339 | 607.5679 | 4.7352e-05 | 846.0482 | 0.0019231 | 1102.7658 | 0.0026069 | 1008.1934 | 0.015471 | 1035.0211 | 0 | 1034.3909 | 0 | 341.951 | 4.9359e-06 | 342.5267 | 0 | 341.9513 | 0 | 341.9513 | 0 | 341.9513 | 0 | 339.7525 | 0
| 229.6875 | 0 |  |  | 229.6875 | 0 | 229.6875 | 0 | 396.7525 | 0.00099528 | 342.1647 | 0.067645 | 336.6541 | 0 | 396.7525 | 3.6857 | 342.1647 | -0.016529 | 342.1646 | 0 | 342.7404 | 0 | 342.1647 | 0 | 342.1646 | 0 | 342.1646 | 0 | 395.9779 | 0.00033738 | 336.65 | -0.093037 | 342.7404 | 0 | 396.7525 | 0.015672 | 336.65 | 0.014655 | 342.1647 | 0 | 336.65 | 0.011659 | 342.1646 | 0 | 395.9779 | 0.00030413 | 395.9779 | 0.00030736 | 342.1646 | 0 | 342.7404 | 0 | 342.7404 | 0 | 342.1646 | 0 | 605.7427 | 0.019062 | 342.1647 | 0 | 342.1647 | 0 | 604.8476 | 0.00026087 | 342.1647 | 0 | 607.7266 | 0.00018209 | 605.7427 | 0.023609 | 607.7266 | 5.0092e-05 | 846.1194 | 0.0017096 | 1102.8253 | 0.0026172 | 1008.2058 | 0.015498 | 1035.0736 | 0 | 1034.4432 | 0 | 342.165 | 6.7856e-06 | 342.7404 | 0 | 342.1646 | 0 | 342.1646 | 0 | 342.1646 | 0 | 339.966 | 0
| 229.7601 | 0 |  |  | 229.7601 | 0 | 229.76 | 0 | 396.8654 | 0 | 342.3781 | 0.081085 | 336.868 | 0 | 396.8654 | 3.5415 | 342.3781 | 0.14044 | 342.378 | 0 | 342.9541 | 0 | 342.3781 | 0 | 342.378 | 0 | 342.378 | 0 | 396.0905 | 0.00029883 | 336.87 | -0.0036384 | 342.9541 | 0 | 396.8654 | 0.022464 | 336.87 | -0.010351 | 342.3781 | 0 | 336.87 | -0.014223 | 342.378 | 0 | 396.0905 | 0.00029384 | 396.0905 | 0.00031895 | 342.378 | 0 | 342.9541 | 0 | 342.9541 | 0 | 342.378 | 0 | 605.9019 | 0.027391 | 342.3781 | 0 | 342.3781 | 0 | 605.0073 | 0.00017392 | 342.3781 | 0 | 607.8854 | 0.00022816 | 605.9019 | 0.022188 | 607.8854 | 4.8733e-05 | 846.1906 | 0.0015619 | 1102.8849 | 0.0026274 | 1008.2183 | 0.015526 | 1035.1261 | 0 | 1034.4957 | 0 | 342.378 | 6.7856e-06 | 342.9541 | 0 | 342.378 | 0 | 342.378 | 0 | 342.378 | 0 | 340.1796 | 0
| 229.8326 | 0 |  |  | 229.8326 | 0 | 229.8326 | 0 | 396.9782 | 0.01891 | 342.5915 | -0.026071 | 337.0818 | 0 | 396.9782 | 3.4467 | 342.5915 | -0.071826 | 342.5915 | 0 | 343.1678 | 0 | 342.5915 | 0 | 342.5915 | 0 | 342.5915 | 0 | 396.2031 | 0.0003026 | 337.08 | 0.012994 | 343.1678 | 0 | 396.9782 | 0.015359 | 337.08 | 0.0026954 | 342.5915 | 0 | 337.08 | 0.0092106 | 342.5915 | 0 | 396.2031 | 0.00035596 | 396.2031 | 0.00018306 | 342.5915 | 0 | 343.1678 | 0 | 343.1678 | 0 | 342.5915 | 0 | 606.0611 | 0.019542 | 342.5915 | 0 | 342.5915 | 0 | 605.167 | 0.0013044 | 342.5915 | 0 | 608.0441 | 0.00015466 | 606.0611 | 0.02339 | 608.0441 | 4.9119e-05 | 846.2619 | 0.0020157 | 1102.9445 | 0.0026376 | 1008.2307 | 0.015553 | 1035.1786 | 0 | 1034.5481 | 0 | 342.591 | 5.5544e-06 | 343.1678 | 0 | 342.5915 | 0 | 342.5915 | 0 | 342.5915 | 0 | 340.3932 | 0
| 229.9052 | 0 |  |  | 229.9052 | 0 | 229.9052 | 0 | 397.091 | 0.01548 | 342.8049 | 0.076565 | 337.2957 | 0 | 397.091 | 3.3371 | 342.8049 | 0.15185 | 342.8049 | 0 | 343.3816 | 0 | 342.8049 | 0 | 342.8049 | 0 | 342.8049 | 0 | 396.3157 | 0.00029589 | 337.3 | -0.00051979 | 343.3815 | 0 | 397.091 | 0.014105 | 337.3 | -0.011438 | 342.8049 | 0 | 337.3 | -0.0058295 | 342.8049 | 0 | 396.3157 | 0.00037959 | 396.3157 | 0.000257 | 342.8049 | 0 | 343.3815 | 0 | 343.3815 | 0 | 342.8049 | 0 | 606.2203 | 0.021144 | 342.8049 | 0 | 342.8049 | 0 | 605.3267 | 0 | 342.8049 | 0 | 608.2029 | 0.0002501 | 606.2203 | 0.022188 | 608.2029 | 4.4569e-05 | 846.3332 | 0.0025098 | 1103.004 | 0.0026479 | 1008.2432 | 0.015579 | 1035.2312 | 0 | 1034.6006 | 0 | 342.805 | 6.778e-06 | 343.3816 | 0 | 342.8049 | 0 | 342.8049 | 0 | 342.8049 | 0 | 340.6068 | 0
| 229.9778 | 0 |  |  | 229.9778 | 0 | 229.9778 | 0 | 397.2038 | 0.00064407 | 343.0183 | 0.021502 | 337.5095 | 0 | 397.2038 | 3.3409 | 343.0183 | -0.051044 | 343.0183 | 0 | 343.5953 | 0 | 343.0183 | 0 | 343.0183 | 0 | 343.0183 | 0 | 396.4283 | 0.0003026 | 337.51 | -0.049377 | 343.5953 | 0 | 397.2038 | 0.019538 | 337.51 | -0.02367 | 343.0183 | 0 | 337.51 | 0.00011659 | 343.0183 | 0 | 396.4283 | 0.00040703 | 396.4283 | 0.00021423 | 343.0183 | 0 | 343.5953 | 0 | 343.5953 | 0 | 343.0183 | 0 | 606.3795 | 0.024294 | 343.0183 | 0 | 343.0183 | 0 | 605.4864 | 0.00078262 | 343.0183 | 0 | 608.3617 | 0.00011298 | 606.3795 | 0.023827 | 608.3617 | 4.6737e-05 | 846.4045 | 0.0025426 | 1103.0637 | 0.0026581 | 1008.2556 | 0.015605 | 1035.2837 | 0 | 1034.6529 | 0 | 343.018 | 7.3948e-06 | 343.5953 | 0 | 343.0183 | 0 | 343.0183 | 0 | 343.0183 | 0 | 340.8204 | 0
| 230.0504 | 0 |  |  | 230.0504 | 0 | 230.0504 | 0 | 397.3166 | 0 | 343.2318 | 0.10886 | 337.7234 | 0 | 397.3166 | 3.1974 | 343.2318 | 0.15091 | 343.2318 | 0 | 343.8091 | 0 | 343.2318 | 0 | 343.2318 | 0 | 343.2318 | 0 | 396.5409 | 0.00028793 | 337.72 | 0.041062 | 343.8091 | 0 | 397.3166 | 0.031031 | 337.72 | 0.024168 | 343.2318 | 0 | 337.72 | 0.012708 | 343.2318 | 0 | 396.5409 | 0.00036739 | 396.5409 | 0.00021423 | 343.2318 | 0 | 343.8091 | 0 | 343.8091 | 0 | 343.2318 | 0 | 606.5388 | 0.01495 | 343.2318 | 0 | 343.2318 | 0 | 605.6461 | 0.00017392 | 343.2318 | 0 | 608.5205 | 0.00026436 | 606.5388 | 0.022188 | 608.5205 | 4.386e-05 | 846.4758 | 0.0020668 | 1103.1233 | 0.0026684 | 1008.2681 | 0.01563 | 1035.3362 | 0 | 1034.7054 | 0 | 343.232 | 4.9266e-06 | 343.8091 | 0 | 343.2318 | 0 | 343.2318 | 0 | 343.2318 | 0 | 341.034 | 0
| 230.123 | 0 |  |  | 230.123 | 0 | 230.123 | 0 | 397.4295 | 0 | 343.4453 | 0.072051 | 337.9373 | 0 | 397.4295 | 3.114 | 343.4453 | -0.031215 | 343.4453 | 0 | 344.0229 | 0 | 343.4453 | 0 | 343.4453 | 0 | 343.4453 | 0 | 396.6535 | 0.00029296 | 337.94 | -0.066009 | 344.0229 | 0 | 397.4295 | 0.0082542 | 337.94 | 0.0040544 | 343.4453 | 0 | 337.94 | 0.0011659 | 343.4453 | 0 | 396.6535 | 0.00031594 | 396.6535 | 0.00018306 | 343.4453 | 0 | 344.0229 | 0 | 344.0229 | 0 | 343.4453 | 0 | 606.698 | 0.025042 | 343.4453 | 0 | 343.4453 | 0 | 605.8059 | 0.00078262 | 343.4453 | 0 | 608.6793 | 0.00011298 | 606.698 | 0.024374 | 608.6793 | 4.6963e-05 | 846.5471 | 0.0011361 | 1103.1829 | 0.0026786 | 1008.2805 | 0.015655 | 1035.3887 | 0 | 1034.7579 | 0 | 343.445 | 8.0174e-06 | 344.0229 | 0 | 343.4453 | 0 | 343.4453 | 0 | 343.4453 | 0 | 341.2477 | 0
| 230.1955 | 0 |  |  | 230.1955 | 0 | 230.1955 | 0 | 397.5423 | 0.017943 | 343.6588 | 0.12021 | 338.1512 | 0 | 397.5423 | 2.9878 | 343.6588 | 0.17459 | 343.6588 | 0 | 344.2367 | 0 | 343.6588 | 0 | 343.6588 | 0 | 343.6588 | 0 | 396.7662 | 0.00027997 | 338.15 | 0.020271 | 344.2367 | 0 | 397.5423 | 0.0093933 | 338.15 | -0.0060024 | 343.6588 | 0 | 338.15 | -0.013525 | 343.6588 | 0 | 396.7662 | 0.00026868 | 396.7662 | 0.00022583 | 343.6588 | 0 | 344.2367 | 0 | 344.2367 | 0 | 343.6588 | 0 | 606.8573 | 0.030435 | 343.6588 | 0 | 343.6588 | 0 | 605.9656 | 0 | 343.6588 | 0 | 608.8381 | 0.00027094 | 606.8573 | 0.022406 | 608.8381 | 4.5079e-05 | 846.6185 | 0.001451 | 1103.2424 | 0.002694 | 1008.293 | 0.01568 | 1035.4412 | 0 | 1034.8104 | 0 | 343.659 | 7.4024e-06 | 344.2367 | 0 | 343.6588 | 0 | 343.6588 | 0 | 343.6588 | 0 | 341.4613 | 0
| 230.2681 | 0 |  |  | 230.2681 | 0 | 230.2681 | 0 | 397.6551 | 0.022678 | 343.8723 | 0.027984 | 338.3652 | 0 | 397.6551 | 3.036 | 343.8723 | -0.065076 | 343.8723 | 0 | 344.4505 | 0 | 343.8723 | 0 | 343.8723 | 0 | 343.8723 | 0 | 396.8788 | 0.00025943 | 338.37 | 0.035864 | 344.4505 | 0 | 397.6551 | 0.016822 | 338.37 | -0.011982 | 343.8723 | 0 | 338.37 | -0.017722 | 343.8723 | 0 | 396.8788 | 0.00026373 | 396.8788 | 0.00027259 | 343.8723 | 0 | 344.4505 | 0 | 344.4505 | 0 | 343.8723 | 0 | 607.0165 | 0.016606 | 343.8723 | 0 | 343.8723 | 0 | 606.1253 | 0 | 343.8723 | 0 | 608.997 | 9.3237e-05 | 607.0165 | 0.024483 | 608.997 | 4.9338e-05 | 846.6897 | 0.0018121 | 1103.3021 | 0.0027042 | 1008.3054 | 0.015703 | 1035.4938 | 0 | 1034.8628 | 0 | 343.872 | 7.3996e-06 | 344.4505 | 0 | 343.8723 | 0 | 343.8723 | 0 | 343.8723 | 0 | 341.675 | 0
| 230.3408 | 0 |  |  | 230.3408 | 0 | 230.3408 | 0 | 397.7679 | 0.0014073 | 344.0858 | 0.066445 | 338.5791 | 0 | 397.7679 | 2.9055 | 344.0858 | 0.073103 | 344.0858 | 0 | 344.6643 | 0 | 344.0858 | 0 | 344.0858 | 0 | 344.0858 | 0 | 396.9915 | 0.00024308 | 338.58 | 0.021311 | 344.6643 | 0 | 397.7679 | 0.020061 | 338.58 | 0.0065008 | 344.0858 | 0 | 338.58 | 0.011659 | 344.0858 | 0 | 396.9915 | 0.0002664 | 396.9915 | 0.00022583 | 344.0858 | 0 | 344.6643 | 0 | 344.6643 | 0 | 344.0858 | 0 | 607.1758 | 0.025896 | 344.0858 | 0 | 344.0858 | 0 | 606.2851 | 0 | 344.0858 | 0 | 609.1558 | 0.00025448 | 607.1758 | 0.02186 | 609.1558 | 4.8072e-05 | 846.761 | 0.0021142 | 1103.3617 | 0.0027196 | 1008.3179 | 0.015726 | 1035.5463 | 0 | 1034.9153 | 0 | 344.086 | 4.3191e-06 | 344.6643 | 0 | 344.0858 | 0 | 344.0858 | 0 | 344.0858 | 0 | 341.8887 | 0
| 230.4134 | 0 |  |  | 230.4134 | 0 | 230.4134 | 0 | 397.8808 | 0 | 344.2994 | 0.047309 | 338.7931 | 0 | 397.8808 | 2.8591 | 344.2994 | -0.019199 | 344.2994 | 0 | 344.8782 | 0 | 344.2994 | 0 | 344.2994 | 0 | 344.2994 | 0 | 397.1041 | 0.00031811 | 338.79 | -0.085764 | 344.8782 | 0 | 397.8808 | 0.022777 | 338.79 | -0.017418 | 344.2994 | 0 | 338.79 | -0.0023318 | 344.2994 | 0 | 397.1041 | 0.00027173 | 397.1041 | 0.00018306 | 344.2994 | 0 | 344.8782 | 0 | 344.8782 | 0 | 344.2994 | 0 | 607.3351 | 0.020824 | 344.2994 | 0 | 344.2994 | 0 | 606.4448 | 0.00026087 | 344.2994 | 0 | 609.3146 | 0.00018428 | 607.3351 | 0.022953 | 609.3146 | 4.9748e-05 | 846.8324 | 0.0022061 | 1103.4214 | 0.0027349 | 1008.3303 | 0.015749 | 1035.5988 | 0 | 1034.9678 | 0 | 344.299 | 5.5554e-06 | 344.8782 | 0 | 344.2994 | 0 | 344.2994 | 0 | 344.2994 | 0 | 342.1024 | 0
| 230.486 | 0 |  |  | 230.486 | 0 | 230.486 | 0 | 397.9936 | 0.010907 | 344.5129 | 0.096795 | 339.0071 | 0 | 397.9936 | 2.8343 | 344.5129 | 0.074122 | 344.5129 | 0 | 345.092 | 0 | 344.5129 | 0 | 344.5129 | 0 | 344.5129 | 0 | 397.2167 | 0.00036588 | 339.01 | 0.070168 | 345.092 | 0 | 397.9936 | 0.012956 | 339.01 | -0.0032843 | 344.5129 | 0 | 339.01 | 0.0011659 | 344.5129 | 0 | 397.2167 | 0.00026259 | 397.2167 | 0.00014029 | 344.5129 | 0 | 345.092 | 0 | 345.092 | 0 | 344.5129 | 0 | 607.4944 | 0.016819 | 344.5129 | 0 | 344.5129 | 0 | 606.6046 | 0 | 344.5129 | 0 | 609.4735 | 0.00018538 | 607.4944 | 0.021204 | 609.4735 | 4.2904e-05 | 846.9039 | 0.0023178 | 1103.481 | 0.0027452 | 1008.3428 | 0.01577 | 1035.6514 | 0 | 1035.0203 | 0 | 344.513 | 5.5537e-06 | 345.092 | 0 | 344.5129 | 0 | 344.5129 | 0 | 344.5129 | 0 | 342.3161 | 0
| 230.5586 | 0 |  |  | 230.5586 | 0 | 230.5586 | 0 | 398.1064 | 0 | 344.7265 | 0.00070551 | 339.221 | 0 | 398.1064 | 2.7288 | 344.7265 | -0.063196 | 344.7265 | 0 | 345.3059 | 0 | 344.7265 | 0 | 344.7265 | 0 | 344.7265 | 0 | 397.3294 | 0.00037972 | 339.22 | 0.015073 | 345.3059 | 0 | 398.1064 | 0.007068 | 339.22 | -0.020137 | 344.7265 | 0 | 339.22 | -0.011426 | 344.7265 | 0 | 397.3294 | 0.00029727 | 397.3294 | 0.00014389 | 344.7265 | 0 | 345.3059 | 0 | 345.3059 | 0 | 344.7265 | 0 | 607.6536 | 0.02328 | 344.7265 | 0 | 344.7265 | 0 | 606.7644 | 0.0013044 | 344.7265 | 0 | 609.6323 | 0.00023145 | 607.6536 | 0.022625 | 609.6323 | 4.9196e-05 | 846.9752 | 0.0015056 | 1103.5406 | 0.0027606 | 1008.3552 | 0.015791 | 1035.7039 | 0 | 1035.0728 | 0 | 344.727 | 6.7916e-06 | 345.3059 | 0 | 344.7265 | 0 | 344.7265 | 0 | 344.7265 | 0 | 342.5298 | 0
| 230.6312 | 0 |  |  | 230.6312 | 0 | 230.6312 | 0 | 398.2192 | 0.0066848 | 344.9401 | 0.092748 | 339.4351 | 0 | 398.2192 | 2.6104 | 344.9401 | 0.10398 | 344.9401 | 0 | 345.5198 | 0 | 344.9401 | 0 | 344.9401 | 0 | 344.9401 | 0 | 397.4421 | 0.00032104 | 339.44 | -0.0025989 | 345.5198 | 0 | 398.2192 | 0.014105 | 339.44 | -0.0095359 | 344.9401 | 0 | 339.44 | 0.0053631 | 344.9401 | 0 | 397.4421 | 0.00032547 | 397.4421 | 0.00019465 | 344.9401 | 0 | 345.5198 | 0 | 345.5198 | 0 | 344.9401 | 0 | 607.8129 | 0.02376 | 344.9401 | 0 | 344.9401 | 0 | 606.9241 | 0 | 344.9401 | 0 | 609.7912 | 0.00011627 | 607.8129 | 0.021532 | 609.7912 | 5.1006e-05 | 847.0466 | 0.0013508 | 1103.6002 | 0.0027759 | 1008.3677 | 0.015811 | 1035.7565 | 0 | 1035.1252 | 0 | 344.94 | 6.1672e-06 | 345.5198 | 0 | 344.9401 | 0 | 344.9401 | 0 | 344.9401 | 0 | 342.7436 | 0
| 230.7038 | 0 |  |  | 230.7038 | 0 | 230.7038 | 0 | 398.332 | 0 | 345.1537 | 0.16209 | 339.6491 | 0 | 398.332 | 2.6667 | 345.1537 | 0.074605 | 345.1537 | 0 | 345.7337 | 0 | 345.1537 | 0 | 345.1537 | 0 | 345.1537 | 0 | 397.5547 | 0.00030553 | 339.65 | -0.0077966 | 345.7337 | 0 | 398.332 | 0.016299 | 339.65 | -0.017147 | 345.1537 | 0 | 339.65 | -0.010027 | 345.1537 | 0 | 397.5547 | 0.00033995 | 397.5547 | 0.00030736 | 345.1537 | 0 | 345.7337 | 0 | 345.7337 | 0 | 345.1537 | 0 | 607.9723 | 0.018207 | 345.1537 | 0 | 345.1537 | 0 | 607.0839 | 0.00026087 | 345.1537 | 0 | 609.9501 | 0.0002479 | 607.9723 | 0.022734 | 609.9501 | 5.2272e-05 | 847.118 | 0.0015989 | 1103.6599 | 0.0027913 | 1008.3801 | 0.015831 | 1035.809 | 0 | 1035.1777 | 0 | 345.154 | 6.7811e-06 | 345.7337 | 0 | 345.1537 | 0 | 345.1537 | 0 | 345.1537 | 0 | 342.9573 | 0
| 230.7765 | 0 |  |  | 230.7765 | 0 | 230.7765 | 0 | 398.4448 | 0.013721 | 345.3673 | 0.17995 | 339.8631 | 0 | 398.4448 | 2.5534 | 345.3673 | 0.19411 | 345.3673 | 0 | 345.9476 | 0 | 345.3673 | 0 | 345.3673 | 0 | 345.3673 | 0 | 397.6674 | 0.00029883 | 339.86 | 0.045222 | 345.9476 | 0 | 398.4448 | 0.015672 | 339.86 | 0.0062289 | 345.3673 | 0 | 339.86 | 0.022152 | 345.3673 | 0 | 397.6674 | 0.00033462 | 397.6674 | 0.00039689 | 345.3673 | 0 | 345.9476 | 0 | 345.9476 | 0 | 345.3673 | 0 | 608.1316 | 0.02328 | 345.3673 | 0 | 345.3673 | 0 | 607.2437 | 0.00017392 | 345.3673 | 0 | 610.109 | 0.00020512 | 608.1316 | 0.020658 | 610.109 | 4.6061e-05 | 847.1894 | 0.0015811 | 1103.7196 | 0.0028067 | 1008.3926 | 0.015849 | 1035.8616 | 0 | 1035.2302 | 0 | 345.367 | 1.0483e-05 | 345.9476 | 0 | 345.3673 | 0 | 345.3673 | 0 | 345.3673 | 0 | 343.1711 | 0
| 230.8491 | 0 |  |  | 230.8491 | 0 | 230.8491 | 0 | 398.5577 | 0.010128 | 345.581 | 0.057926 | 340.0772 | 0 | 398.5577 | 2.5545 | 345.581 | -0.068399 | 345.581 | 0 | 346.1615 | 0 | 345.581 | 0 | 345.581 | 0 | 345.581 | 0 | 397.7801 | 0.00033068 | 340.08 | -0.054577 | 346.1615 | 0 | 398.5577 | 0.018598 | 340.08 | -0.021767 | 345.581 | 0 | 340.08 | -0.017373 | 345.581 | 0 | 397.7801 | 0.0003228 | 397.7801 | 0.00037771 | 345.581 | 0 | 346.1615 | 0 | 346.1615 | 0 | 345.581 | 0 | 608.2909 | 0.01463 | 345.581 | 0 | 345.581 | 0 | 607.4035 | 0.00026087 | 345.581 | 0 | 610.2679 | 0.00019415 | 608.2909 | 0.021751 | 610.2679 | 4.7546e-05 | 847.2608 | 0.0014122 | 1103.7793 | 0.0028271 | 1008.4051 | 0.015867 | 1035.9141 | 0 | 1035.2827 | 0 | 345.581 | 3.7008e-06 | 346.1615 | 0 | 345.581 | 0 | 345.581 | 0 | 345.581 | 0 | 343.3849 | 0
| 230.9217 | 0 |  |  | 230.9217 | 0 | 230.9217 | 0 | 398.6705 | 0 | 345.7946 | 0.13603 | 340.2913 | 0 | 398.6705 | 2.4625 | 345.7946 | 0.086536 | 345.7946 | 0 | 346.3755 | 0 | 345.7946 | 0 | 345.7946 | 0 | 345.7946 | 0 | 397.8928 | 0.00032313 | 340.29 | 0.017152 | 346.3755 | 0 | 398.6705 | 0.021837 | 340.29 | 0.0051416 | 345.7946 | 0 | 340.29 | -0.011426 | 345.7946 | 0 | 397.8928 | 0.0003087 | 397.8928 | 0.00029977 | 345.7946 | 0 | 346.3755 | 0 | 346.3755 | 0 | 345.7946 | 0 | 608.4502 | 0.019702 | 345.7946 | 0 | 345.7946 | 0 | 607.5633 | 0 | 345.7946 | 0 | 610.4268 | 0.00023035 | 608.4502 | 0.019783 | 610.4268 | 4.1587e-05 | 847.3322 | 0.0015024 | 1103.8389 | 0.0028425 | 1008.4175 | 0.015884 | 1035.9667 | 0 | 1035.3352 | 0 | 345.795 | 8.6291e-06 | 346.3755 | 0 | 345.7946 | 0 | 345.7946 | 0 | 345.7946 | 0 | 343.5987 | 0
| 230.9944 | 0 |  |  | 230.9944 | 0 | 230.9944 | 0 | 398.7833 | 0.0031028 | 346.0083 | -0.010388 | 340.5053 | 0 | 398.7833 | 2.4698 | 346.0083 | -0.11428 | 346.0083 | 0 | 346.5894 | 0 | 346.0083 | 0 | 346.0083 | 0 | 346.0083 | 0 | 398.0054 | 0.00034954 | 340.51 | -0.04314 | 346.5895 | 0 | 398.7833 | 0.0020264 | 340.51 | -0.010895 | 346.0083 | 0 | 340.51 | -0.0093273 | 346.0083 | 0 | 398.0054 | 0.00032318 | 398.0054 | 0.00021423 | 346.0083 | 0 | 346.5895 | 0 | 346.5895 | 0 | 346.0083 | 0 | 608.6095 | 0.023654 | 346.0083 | 0 | 346.0083 | 0 | 607.7231 | 0.00026087 | 346.0083 | 0 | 610.5857 | 0.00015576 | 608.6095 | 0.02186 | 610.5857 | 3.7875e-05 | 847.4037 | 0.0021684 | 1103.8986 | 0.002863 | 1008.43 | 0.015899 | 1036.0193 | 0 | 1035.3877 | 0 | 346.008 | 6.1628e-06 | 346.5894 | 0 | 346.0083 | 0 | 346.0083 | 0 | 346.0083 | 0 | 343.8125 | 0
| 231.067 | 0 |  |  | 231.067 | 0 | 231.067 | 0 | 398.8961 | 0.0091474 | 346.222 | 0.1156 | 340.7195 | 0 | 398.8961 | 2.3694 | 346.222 | 0.11655 | 346.222 | 0 | 346.8034 | 0 | 346.222 | 0 | 346.222 | 0 | 346.222 | 0 | 398.1181 | 0.00033738 | 340.72 | 0.025469 | 346.8034 | 0 | 398.8961 | 0.027479 | 340.72 | -0.010623 | 346.222 | 0 | 340.72 | -0.02052 | 346.222 | 0 | 398.1181 | 0.0003026 | 398.1181 | 0.00015188 | 346.222 | 0 | 346.8034 | 0 | 346.8034 | 0 | 346.222 | 0 | 608.7689 | 0.026163 | 346.222 | 0 | 346.222 | 0 | 607.8829 | 0.00017392 | 346.222 | 0 | 610.7446 | 0.00021829 | 608.7689 | 0.02186 | 610.7446 | 3.5745e-05 | 847.4752 | 0.0022435 | 1103.9582 | 0.0028835 | 1008.4424 | 0.015914 | 1036.0719 | 0 | 1035.4403 | 0 | 346.222 | 7.3998e-06 | 346.8034 | 0 | 346.222 | 0 | 346.222 | 0 | 346.222 | 0 | 344.0263 | 0
| 231.1397 | 0 |  |  | 231.1397 | 0 | 231.1397 | 0 | 399.0089 | 0 | 346.4357 | 0.10855 | 340.9336 | 0 | 399.0089 | 2.3677 | 346.4357 | -0.022737 | 346.4357 | 0 | 347.0174 | 0 | 346.4357 | 0 | 346.4357 | 0 | 346.4357 | 0 | 398.2308 | 0.00032272 | 340.93 | -0.033785 | 347.0174 | 0 | 399.0089 | 0.0055852 | 340.93 | -0.02367 | 346.4357 | 0 | 340.93 | -0.037658 | 346.4357 | 0 | 398.2308 | 0.00029727 | 398.2308 | 0.00010912 | 346.4357 | 0 | 347.0174 | 0 | 347.0174 | 0 | 346.4357 | 0 | 608.9282 | 0.028459 | 346.4357 | 0 | 346.4357 | 0 | 608.0427 | 0.0013044 | 346.4357 | 0 | 610.9035 | 0.00024132 | 608.9282 | 0.023499 | 610.9035 | 4.4204e-05 | 847.5466 | 0.0023442 | 1104.0179 | 0.0028988 | 1008.4549 | 0.015928 | 1036.1244 | 0 | 1035.4928 | 0 | 346.436 | 4.9361e-06 | 347.0174 | 0 | 346.4357 | 0 | 346.4357 | 0 | 346.4357 | 0 | 344.2402 | 0
| 231.2123 | 0 |  |  | 231.2123 | 0 | 231.2123 | 0 | 399.1217 | 0 | 346.6494 | 0.13847 | 341.1477 | 0 | 399.1217 | 2.2828 | 346.6494 | 0.23753 | 346.6494 | 0 | 347.2314 | 0 | 346.6494 | 0 | 346.6494 | 0 | 346.6494 | 0 | 398.3435 | 0.00031014 | 341.15 | 0.017152 | 347.2314 | 0 | 399.1217 | 0.031031 | 341.15 | 0.0086751 | 346.6494 | 0 | 341.15 | -0.0023318 | 346.6494 | 0 | 398.3435 | 0.00028812 | 398.3435 | 0.0001283 | 346.6494 | 0 | 347.2314 | 0 | 347.2314 | 0 | 346.6494 | 0 | 609.0876 | 0.027498 | 346.6494 | 0 | 346.6494 | 0 | 608.2025 | 0.00017392 | 346.6494 | 0 | 611.0625 | 0.00011298 | 609.0876 | 0.022406 | 611.0625 | 4.5444e-05 | 847.6181 | 0.0015841 | 1104.0776 | 0.0029193 | 1008.4673 | 0.015941 | 1036.177 | 0 | 1035.5453 | 0 | 346.649 | 4.3117e-06 | 347.2314 | 0 | 346.6494 | 0 | 346.6494 | 0 | 346.6494 | 0 | 344.454 | 0
| 231.285 | 0 |  |  | 231.285 | 0 | 231.285 | 0 | 399.2346 | 0.011533 | 346.8632 | 0.077382 | 341.3619 | 0 | 399.2346 | 2.3082 | 346.8632 | -0.043784 | 346.8632 | 0 | 347.4455 | 0 | 346.8632 | 0 | 346.8632 | 0 | 346.8632 | 0 | 398.4563 | 0.00031727 | 341.36 | -0.034825 | 347.4455 | 0 | 399.2346 | 0.015672 | 341.36 | -0.003828 | 346.8632 | 0 | 341.36 | -0.0089774 | 346.8632 | 0 | 398.4563 | 0.00033652 | 398.4563 | 0.00019465 | 346.8632 | 0 | 347.4455 | 0 | 347.4455 | 0 | 346.8632 | 0 | 609.2469 | 0.025629 | 346.8632 | 0 | 346.8632 | 0 | 608.3623 | 0 | 346.8632 | 0 | 611.2214 | 0.00032469 | 609.2469 | 0.023172 | 611.2214 | 4.5654e-05 | 847.6896 | 0.0022676 | 1104.1373 | 0.0029398 | 1008.4798 | 0.015953 | 1036.2296 | 0 | 1035.5979 | 0 | 346.863 | 5.5504e-06 | 347.4455 | 0 | 346.8632 | 0 | 346.8632 | 0 | 346.8632 | 0 | 344.6679 | 0
| 231.3577 | 0 |  |  | 231.3577 | 0 | 231.3577 | 0 | 399.3474 | 0 | 347.0769 | 0.086443 | 341.576 | 0 | 399.3474 | 2.2626 | 347.0769 | 0.16437 | 347.0769 | 0 | 347.6595 | 0 | 347.0769 | 0 | 347.0769 | 0 | 347.0769 | 0 | 398.569 | 0.00031601 | 341.58 | 0.00051979 | 347.6595 | 0 | 399.3474 | 0.019225 | 341.58 | -0.007905 | 347.0769 | 0 | 341.58 | -0.0086277 | 347.0769 | 0 | 398.569 | 0.00034148 | 398.569 | 0.00022183 | 347.0769 | 0 | 347.6595 | 0 | 347.6595 | 0 | 347.0769 | 0 | 609.4063 | 0.029954 | 347.0769 | 0 | 347.0769 | 0 | 608.5222 | 0.00069566 | 347.0769 | 0 | 611.3804 | 6.1427e-05 | 609.4063 | 0.021969 | 611.3804 | 4.4301e-05 | 847.7612 | 0.002686 | 1104.1971 | 0.0029654 | 1008.4922 | 0.015964 | 1036.2822 | 0 | 1035.6504 | 0 | 347.077 | 3.7059e-06 | 347.6595 | 0 | 347.0769 | 0 | 347.0769 | 0 | 347.0769 | 0 | 344.8818 | 0
| 231.4303 | 0 |  |  | 231.4303 | 0 | 231.4303 | 0 | 399.4602 | 0.010128 | 347.2907 | -0.012584 | 341.7902 | 0 | 399.4602 | 2.3047 | 347.2907 | -0.015535 | 347.2907 | 0 | 347.8736 | 0 | 347.2907 | 0 | 347.2907 | 0 | 347.2907 | 0 | 398.6817 | 0.00029296 | 341.79 | -0.032746 | 347.8736 | 0 | 399.4602 | 0.018598 | 341.79 | 0.0054135 | 347.2907 | 0 | 341.79 | -0.0019821 | 347.2907 | 0 | 398.6817 | 0.00030718 | 398.6817 | 0.00020624 | 347.2907 | 0 | 347.8736 | 0 | 347.8736 | 0 | 347.2907 | 0 | 609.5657 | 0.026964 | 347.2907 | 0 | 347.2907 | 0 | 608.682 | 0.00078262 | 347.2907 | 0 | 611.5394 | 0.00033895 | 609.5657 | 0.023062 | 611.5394 | 4.8565e-05 | 847.8326 | 0.0019005 | 1104.2568 | 0.0029859 | 1008.5047 | 0.015973 | 1036.3348 | 0 | 1035.703 | 0 | 347.291 | 5.5527e-06 | 347.8736 | 0 | 347.2907 | 0 | 347.2907 | 0 | 347.2907 | 0 | 345.0957 | 0
| 231.503 | 0 |  |  | 231.503 | 0 | 231.503 | 0 | 399.573 | 0 | 347.5045 | 0.16368 | 342.0044 | 0 | 399.573 | 2.1855 | 347.5045 | 0.19827 | 347.5045 | 0 | 348.0876 | 0 | 347.5045 | 0 | 347.5045 | 0 | 347.5045 | 0 | 398.7944 | 0.0002653 | 342 | 0.0046779 | 348.0876 | 0 | 399.573 | 0.011493 | 342 | -0.0084487 | 347.5045 | 0 | 342 | -0.011776 | 347.5045 | 0 | 398.7944 | 0.0002866 | 398.7944 | 0.00014389 | 347.5045 | 0 | 348.0876 | 0 | 348.0876 | 0 | 347.5045 | 0 | 609.7251 | 0.033211 | 347.5045 | 0 | 347.5045 | 0 | 608.8419 | 0.00017392 | 347.5045 | 0 | 611.6983 | 9.214e-05 | 609.7251 | 0.021204 | 611.6983 | 4.5387e-05 | 847.9042 | 0.0017836 | 1104.3165 | 0.0030064 | 1008.5172 | 0.015982 | 1036.3874 | 0 | 1035.7555 | 0 | 347.504 | 2.4706e-06 | 348.0876 | 0 | 347.5045 | 0 | 347.5045 | 0 | 347.5045 | 0 | 345.3096 | 0
| 231.5757 | 0 |  |  | 231.5757 | 0 | 231.5757 | 0 | 399.6858 | 0 | 347.7183 | 0.08439 | 342.2186 | 0 | 399.6858 | 2.187 | 347.7183 | -0.055204 | 347.7183 | 0 | 348.3017 | 0 | 347.7183 | 0 | 347.7183 | 0 | 347.7183 | 0 | 398.9071 | 0.00030847 | 342.22 | -0.026508 | 348.3017 | 0 | 399.6858 | 0.045032 | 342.22 | -0.012798 | 347.7183 | 0 | 342.22 | -0.026116 | 347.7183 | 0 | 398.9071 | 0.00033919 | 398.9071 | 0.0001283 | 347.7183 | 0 | 348.3017 | 0 | 348.3017 | 0 | 347.7183 | 0 | 609.8845 | 0.018795 | 347.7183 | 0 | 347.7183 | 0 | 609.0017 | 0.00026087 | 347.7183 | 0 | 611.8573 | 0.00025887 | 609.8845 | 0.021969 | 611.8573 | 4.8565e-05 | 847.9758 | 0.0020896 | 1104.3762 | 0.003032 | 1008.5296 | 0.015989 | 1036.4401 | 0 | 1035.8081 | 0 | 347.718 | 5.5571e-06 | 348.3017 | 0 | 347.7183 | 0 | 347.7183 | 0 | 347.7183 | 0 | 345.5235 | 0
| 231.6484 | 0 |  |  | 231.6484 | 0 | 231.6484 | 0 | 399.7986 | 0.0052775 | 347.9321 | -0.030512 | 342.4329 | 0 | 399.7986 | 2.1304 | 347.9321 | 0.065779 | 347.9321 | 0 | 348.5158 | 0 | 347.9321 | 0 | 347.9321 | 0 | 347.9321 | 0 | 399.0199 | 0.00031811 | 342.43 | 0.038983 | 348.5158 | 0 | 399.7986 | 0.0373 | 342.43 | 0.0062289 | 347.9321 | 0 | 342.43 | -0.00093273 | 347.9321 | 0 | 399.0199 | 0.00035138 | 399.0199 | 0.00014389 | 347.9321 | 0 | 348.5158 | 0 | 348.5158 | 0 | 347.9321 | 0 | 610.0438 | 0.021037 | 347.9321 | 0 | 347.9321 | 0 | 609.1616 | 0 | 347.9321 | 0 | 612.0163 | 0.00016015 | 610.0438 | 0.019893 | 612.0163 | 5.03e-05 | 848.0473 | 0.0015686 | 1104.436 | 0.0030525 | 1008.5421 | 0.015996 | 1036.4927 | 0 | 1035.8606 | 0 | 347.932 | 6.1679e-06 | 348.5158 | 0 | 347.9321 | 0 | 347.9321 | 0 | 347.9321 | 0 | 345.7375 | 0
| 231.7211 | 0 |  |  | 231.7211 | 0 | 231.7211 | 0 | 399.9114 | 0.026001 | 348.1459 | 0.066259 | 342.6471 | 0 | 399.9114 | 2.0786 | 348.1459 | -0.027999 | 348.1459 | 0 | 348.7299 | 0 | 348.1459 | 0 | 348.1459 | 0 | 348.1459 | 0 | 399.1326 | 0.00032984 | 342.65 | -0.041062 | 348.7299 | 0 | 399.9114 | 0.022777 | 342.65 | 0.008947 | 348.1459 | 0 | 342.65 | 0.00081613 | 348.1459 | 0 | 399.1326 | 0.00038226 | 399.1326 | 0.0002606 | 348.1459 | 0 | 348.7299 | 0 | 348.7299 | 0 | 348.1459 | 0 | 610.2033 | 0.020824 | 348.1459 | 0 | 348.1459 | 0 | 609.3214 | 0.00026087 | 348.1459 | 0 | 612.1753 | 0.00026655 | 610.2033 | 0.020767 | 612.1753 | 5.5727e-05 | 848.1189 | 0.0013783 | 1104.4957 | 0.0030781 | 1008.5545 | 0.016001 | 1036.5454 | 0 | 1035.9132 | 0 | 348.146 | 3.6999e-06 | 348.7299 | 0 | 348.1459 | 0 | 348.1459 | 0 | 348.1459 | 0 | 345.9514 | 0
| 231.7938 | 0 |  |  | 231.7938 | 0 | 231.7938 | 0 | 400.0242 | 0.013369 | 348.3598 | 0.15358 | 342.8614 | 0 | 400.0242 | 2.09 | 348.3598 | 0.16449 | 348.3598 | 0 | 348.9441 | 0 | 348.3598 | 0 | 348.3598 | 0 | 348.3598 | 0 | 399.2453 | 0.00029296 | 342.86 | -0.06705 | 348.9441 | 0 | 400.0242 | 0.016508 | 342.86 | 0.0086751 | 348.3598 | 0 | 342.86 | 0.0015157 | 348.3598 | 0 | 399.2453 | 0.00032738 | 399.2453 | 0.00028818 | 348.3598 | 0 | 348.9441 | 0 | 348.9441 | 0 | 348.3598 | 0 | 610.3627 | 0.028886 | 348.3598 | 0 | 348.3598 | 0 | 609.4813 | 0.00017392 | 348.3598 | 0 | 612.3343 | 0.00015466 | 610.3627 | 0.019346 | 612.3343 | 5.1065e-05 | 848.1905 | 0.0011113 | 1104.5555 | 0.0031037 | 1008.567 | 0.016005 | 1036.598 | 0 | 1035.9657 | 0 | 348.36 | 5.5594e-06 | 348.9441 | 0 | 348.3598 | 0 | 348.3598 | 0 | 348.3598 | 0 | 346.1654 | 0
| 231.8664 | 0 |  |  | 231.8664 | 0 | 231.8665 | 0 | 400.137 | 0 | 348.5736 | 0.18067 | 343.0756 | 0 | 400.137 | 2.0376 | 348.5736 | -0.075629 | 348.5736 | 0 | 349.1582 | 0 | 348.5736 | 0 | 348.5736 | 0 | 348.5736 | 0 | 399.3581 | 0.00032481 | 343.08 | -0.011954 | 349.1582 | 0 | 400.137 | 0.027479 | 343.08 | 0.0075879 | 348.5736 | 0 | 343.08 | 0.0095605 | 348.5736 | 0 | 399.3581 | 0.00032547 | 399.3581 | 0.00024501 | 348.5736 | 0 | 349.1582 | 0 | 349.1582 | 0 | 348.5736 | 0 | 610.5221 | 0.018101 | 348.5736 | 0 | 348.5736 | 0 | 609.6412 | 0.00078262 | 348.5736 | 0 | 612.4933 | 0.00026106 | 610.5221 | 0.020986 | 612.4933 | 5.6165e-05 | 848.262 | 0.0015829 | 1104.6152 | 0.0031293 | 1008.5795 | 0.016008 | 1036.6506 | 0 | 1036.0183 | 0 | 348.574 | 5.5544e-06 | 349.1582 | 0 | 348.5736 | 0 | 348.5736 | 0 | 348.5736 | 0 | 346.3794 | 0
| 231.9392 | 0 |  |  | 231.9392 | 0 | 231.9392 | 0 | 400.2498 | 0.012666 | 348.7875 | 0.12397 | 343.2899 | 0 | 400.2498 | 1.932 | 348.7875 | 0.16502 | 348.7875 | 0 | 349.3723 | 0 | 348.7875 | 0 | 348.7875 | 0 | 348.7875 | 0 | 399.4708 | 0.00031685 | 343.29 | 0.0088362 | 349.3724 | 0 | 400.2498 | 0.031658 | 343.29 | 0.011122 | 348.7875 | 0 | 343.29 | 0.007112 | 348.7875 | 0 | 399.4708 | 0.00025916 | 399.4708 | 0.00020224 | 348.7875 | 0 | 349.3724 | 0 | 349.3724 | 0 | 348.7875 | 0 | 610.6815 | 0.02926 | 348.7875 | 0 | 348.7875 | 0 | 609.8011 | 0.00017392 | 348.7875 | 0 | 612.6523 | 0.00011188 | 610.6815 | 0.019783 | 612.6523 | 5.1401e-05 | 848.3336 | 0.0018726 | 1104.6751 | 0.0031549 | 1008.5919 | 0.016009 | 1036.7033 | 0 | 1036.0709 | 0 | 348.787 | 5.5477e-06 | 349.3723 | 0 | 348.7875 | 0 | 348.7875 | 0 | 348.7875 | 0 | 346.5934 | 0
| 232.0119 | 0 |  |  | 232.0119 | 0 | 232.0119 | 0 | 400.3626 | 0.010831 | 349.0014 | 0.12432 | 343.5042 | 0 | 400.3626 | 1.9426 | 349.0014 | -0.050964 | 349.0014 | 0 | 349.5865 | 0 | 349.0014 | 0 | 349.0014 | 0 | 349.0014 | 0 | 399.5836 | 0.00036295 | 343.5 | -0.011954 | 349.5865 | 0 | 400.3626 | 0.02936 | 343.5 | 0.00024916 | 349.0014 | 0 | 343.5 | 0.0095605 | 349.0014 | 0 | 399.5836 | 0.00027135 | 399.5836 | 0.00031136 | 349.0014 | 0 | 349.5865 | 0 | 349.5865 | 0 | 349.0014 | 0 | 610.8409 | 0.019062 | 349.0014 | 0 | 349.0014 | 0 | 609.961 | 0.00026087 | 349.0014 | 0 | 612.8114 | 0.00027203 | 610.8409 | 0.020548 | 612.8114 | 5.3728e-05 | 848.4052 | 0.0025982 | 1104.7347 | 0.0031857 | 1008.6044 | 0.01601 | 1036.756 | 0 | 1036.1235 | 0 | 349.001 | 6.7847e-06 | 349.5865 | 0 | 349.0014 | 0 | 349.0014 | 0 | 349.0014 | 0 | 346.8074 | 0
| 232.0846 | 0 |  |  | 232.0846 | 0 | 232.0846 | 0 | 400.4754 | 0.013018 | 349.2153 | 0.1509 | 343.7186 | 0 | 400.4754 | 1.9045 | 349.2153 | 0.11014 | 349.2153 | 0 | 349.8007 | 0 | 349.2153 | 0 | 349.2153 | 0 | 349.2153 | 0 | 399.6964 | 0.0003114 | 343.72 | 0.0098758 | 349.8007 | 0 | 400.4754 | 0.032808 | 343.72 | -0.0089922 | 349.2153 | 0 | 343.72 | 0.014807 | 349.2153 | 0 | 399.6964 | 0.00027135 | 399.6964 | 0.00033854 | 349.2153 | 0 | 349.8007 | 0 | 349.8007 | 0 | 349.2153 | 0 | 611.0004 | 0.03193 | 349.2153 | 0 | 349.2153 | 0 | 610.1209 | 0 | 349.2153 | 0 | 612.9704 | 0.00019964 | 611.0004 | 0.019018 | 612.9704 | 5.0746e-05 | 848.4769 | 0.0021504 | 1104.7946 | 0.0032113 | 1008.6168 | 0.016009 | 1036.8086 | 0 | 1036.1762 | 0 | 349.215 | 5.5527e-06 | 349.8007 | 0 | 349.2153 | 0 | 349.2153 | 0 | 349.2153 | 0 | 347.0214 | 0
| 232.1573 | 0 |  |  | 232.1573 | 0 | 232.1573 | 0 | 400.5882 | 0.007318 | 349.4292 | 0.054044 | 343.9329 | 0 | 400.5882 | 1.9138 | 349.4292 | 0.010341 | 349.4292 | 0 | 350.0149 | 0 | 349.4292 | 0 | 349.4292 | 0 | 349.4292 | 0 | 399.8091 | 0.0003114 | 343.93 | -0.080564 | 350.0149 | 0 | 400.5882 | 0.026643 | 343.93 | -0.018777 | 349.4292 | 0 | 343.93 | -0.018421 | 349.4292 | 0 | 399.8091 | 0.00029651 | 399.8091 | 0.00026859 | 349.4292 | 0 | 350.0149 | 0 | 350.0149 | 0 | 349.4292 | 0 | 611.1598 | 0.019916 | 349.4292 | 0 | 349.4292 | 0 | 610.2808 | 0 | 349.4292 | 0 | 613.1295 | 0.00023913 | 611.1598 | 0.020548 | 613.1295 | 5.6165e-05 | 848.5485 | 0.0018701 | 1104.8544 | 0.003242 | 1008.6293 | 0.016007 | 1036.8612 | 0 | 1036.2288 | 0 | 349.429 | 9.2476e-06 | 350.0149 | 0 | 349.4292 | 0 | 349.4292 | 0 | 349.4292 | 0 | 347.2354 | 0
| 232.23 | 0 |  |  | 232.23 | 0 | 232.23 | 0 | 400.7011 | 0 | 349.6432 | 0.090539 | 344.1473 | 0 | 400.7011 | 1.8171 | 349.6432 | 0.15462 | 349.6432 | 0 | 350.2291 | 0 | 349.6432 | 0 | 349.6432 | 0 | 349.6432 | 0 | 399.9219 | 0.00028122 | 344.15 | 0.019232 | 350.2291 | 0 | 400.7011 | 0.018911 | 344.15 | -0.020137 | 349.6432 | 0 | 344.15 | -0.015623 | 349.6432 | 0 | 399.9219 | 0.0003007 | 399.9219 | 0.00014789 | 349.6432 | 0 | 350.2291 | 0 | 350.2291 | 0 | 349.6432 | 0 | 611.3193 | 0.022799 | 349.6432 | 0 | 349.6432 | 0 | 610.4407 | 0.00017392 | 349.6432 | 0 | 613.2885 | 0.00021719 | 611.3193 | 0.020767 | 613.2885 | 4.6751e-05 | 848.6202 | 0.0018272 | 1104.9142 | 0.0032676 | 1008.6417 | 0.016004 | 1036.9139 | 0 | 1036.2814 | 0 | 349.643 | 8.0159e-06 | 350.2291 | 0 | 349.6432 | 0 | 349.6432 | 0 | 349.6432 | 0 | 347.4495 | 0
| 232.3027 | 0 |  |  | 232.3027 | 0 | 232.3027 | 0 | 400.8139 | 0 | 349.8571 | 0.19582 | 344.3616 | 0 | 400.8139 | 1.7934 | 349.8571 | 0.018554 | 349.8571 | 0 | 350.4434 | 0 | 349.8571 | 0 | 349.8571 | 0 | 349.8571 | 0 | 400.0347 | 0.0003026 | 344.36 | -0.068091 | 350.4434 | 0 | 400.8139 | 0.023927 | 344.36 | -0.010079 | 349.8571 | 0 | 344.36 | -0.022269 | 349.8571 | 0 | 400.0347 | 0.0003167 | 400.0347 | 0.00012071 | 349.8571 | 0 | 350.4434 | 0 | 350.4434 | 0 | 349.8571 | 0 | 611.4787 | 0.024775 | 349.8571 | 0 | 349.8571 | 0 | 610.6006 | 0 | 349.8571 | 0 | 613.4476 | 0.00019854 | 611.4787 | 0.021969 | 613.4476 | 5.317e-05 | 848.6918 | 0.0022027 | 1104.9739 | 0.0032983 | 1008.6542 | 0.015999 | 1036.9666 | 0 | 1036.334 | 0 | 349.857 | 1.1714e-05 | 350.4434 | 0 | 349.8571 | 0 | 349.8571 | 0 | 349.8571 | 0 | 347.6636 | 0
| 232.3755 | 0 |  |  | 232.3755 | 0 | 232.3755 | 0 | 400.9267 | 0 | 350.0711 | 0.091659 | 344.576 | 0 | 400.9267 | 1.7375 | 350.0711 | 0.15033 | 350.0711 | 0 | 350.6576 | 0 | 350.0711 | 0 | 350.0711 | 0 | 350.0711 | 0 | 400.1475 | 0.00027619 | 344.58 | 0.060813 | 350.6576 | 0 | 400.9267 | 0.025076 | 344.58 | -0.0084487 | 350.0711 | 0 | 344.58 | -0.0040807 | 350.0711 | 0 | 400.1475 | 0.00033995 | 400.1475 | 0.0001323 | 350.0711 | 0 | 350.6576 | 0 | 350.6576 | 0 | 350.0711 | 0 | 611.6382 | 0.021197 | 350.0711 | 0 | 350.0711 | 0 | 610.7605 | 0 | 350.0711 | 0 | 613.6067 | 0.00024242 | 611.6382 | 0.021204 | 613.6067 | 4.953e-05 | 848.7636 | 0.0020018 | 1105.0337 | 0.0033291 | 1008.6667 | 0.015993 | 1037.0193 | 0 | 1036.3866 | 0 | 350.071 | 3.6932e-06 | 350.6576 | 0 | 350.0711 | 0 | 350.0711 | 0 | 350.0711 | 0 | 347.8777 | 0
| 232.4482 | 0 |  |  | 232.4482 | 0 | 232.4482 | 0 | 401.0395 | 0 | 350.2851 | 0.14496 | 344.7904 | 0 | 401.0395 | 1.7249 | 350.2851 | -0.041249 | 350.2851 | 0 | 350.8719 | 0 | 350.2851 | 0 | 350.2851 | 0 | 350.2851 | 0 | 400.2603 | 0.0003026 | 344.79 | -0.09096 | 350.8719 | 0 | 401.0395 | 0.022777 | 344.79 | -0.007905 | 350.2851 | 0 | 344.79 | -0.011776 | 350.2851 | 0 | 400.2603 | 0.00031785 | 400.2603 | 0.00010912 | 350.2851 | 0 | 350.8719 | 0 | 350.8719 | 0 | 350.2851 | 0 | 611.7977 | 0.018047 | 350.2851 | 0 | 350.2851 | 0 | 610.9204 | 0 | 350.2851 | 0 | 613.7658 | 0.00022158 | 611.7977 | 0.021969 | 613.7658 | 5.2156e-05 | 848.8352 | 0.0030256 | 1105.0935 | 0.0033598 | 1008.6791 | 0.015986 | 1037.072 | 0 | 1036.4392 | 0 | 350.285 | 6.7856e-06 | 350.8719 | 0 | 350.2851 | 0 | 350.2851 | 0 | 350.2851 | 0 | 348.0918 | 0
| 232.5209 | 0 |  |  | 232.5209 | 0 | 232.5209 | 0 | 401.1523 | 0.0070366 | 350.4991 | 0.23575 | 345.0048 | 0 | 401.1523 | 1.6187 | 350.4991 | 0.10848 | 350.4991 | 0 | 351.0862 | 0 | 350.4991 | 0 | 350.4991 | 0 | 350.4991 | 0 | 400.3731 | 0.00035415 | 345 | 0.0015593 | 351.0862 | 0 | 401.1523 | 0.024553 | 345 | -0.013341 | 350.4991 | 0 | 345 | 0.013408 | 350.4991 | 0 | 400.3731 | 0.00031327 | 400.3731 | 9.7125e-05 | 350.4991 | 0 | 351.0862 | 0 | 351.0862 | 0 | 350.4991 | 0 | 611.9572 | 0.024988 | 350.4991 | 0 | 350.4991 | 0 | 611.0804 | 0.00017392 | 350.4991 | 0 | 613.9248 | 0.00019525 | 611.9572 | 0.020876 | 613.9248 | 4.6255e-05 | 848.9069 | 0.0029828 | 1105.1533 | 0.0033905 | 1008.6916 | 0.015977 | 1037.1246 | 0 | 1036.4918 | 0 | 350.499 | 6.1748e-06 | 351.0862 | 0 | 350.4991 | 0 | 350.4991 | 0 | 350.4991 | 0 | 348.3059 | 0
| 232.5937 | 0 |  |  | 232.5937 | 0 | 232.5937 | 0 | 401.2651 | 0 | 350.7131 | 0.1717 | 345.2193 | 0 | 401.2651 | 1.601 | 350.7131 | -0.06504 | 350.7131 | 0 | 351.3005 | 0 | 350.7131 | 0 | 350.7131 | 0 | 350.7131 | 0 | 400.4859 | 0.00039103 | 345.22 | 0.024429 | 351.3005 | 0 | 401.2651 | 0.017135 | 345.22 | -0.011167 | 350.7131 | 0 | 345.22 | 0.0015157 | 350.7131 | 0 | 400.4859 | 0.00028545 | 400.4859 | 0.00011671 | 350.7131 | 0 | 351.3005 | 0 | 351.3005 | 0 | 350.7131 | 0 | 612.1167 | 0.015004 | 350.7131 | 0 | 350.7131 | 0 | 611.2403 | 0.00078262 | 350.7131 | 0 | 614.0839 | 0.0002479 | 612.1167 | 0.022079 | 614.0839 | 5.2511e-05 | 848.9786 | 0.0017074 | 1105.2131 | 0.0034212 | 1008.704 | 0.015968 | 1037.1774 | 0 | 1036.5444 | 0 | 350.713 | 9.8611e-06 | 351.3005 | 0 | 350.7131 | 0 | 350.7131 | 0 | 350.7131 | 0 | 348.52 | 0
| 232.6664 | 0 |  |  | 232.6664 | 0 | 232.6664 | 0 | 401.3779 | 0.0056293 | 350.9272 | 0.36084 | 345.4337 | 0 | 401.3779 | 1.5301 | 350.9272 | 0.10348 | 350.9272 | 0 | 351.5148 | 0 | 350.9272 | 0 | 350.9272 | 0 | 350.9272 | 0 | 400.5987 | 0.00033864 | 345.43 | -0.010915 | 351.5148 | 0 | 401.3779 | 0.032494 | 345.43 | -0.019593 | 350.9272 | 0 | 345.43 | 0.0032645 | 350.9272 | 0 | 400.5987 | 0.0002725 | 400.5987 | 0.00027259 | 350.9272 | 0 | 351.5148 | 0 | 351.5148 | 0 | 350.9272 | 0 | 612.2762 | 0.020076 | 350.9272 | 0 | 350.9272 | 0 | 611.4003 | 0.00017392 | 350.9272 | 0 | 614.2431 | 0.00023035 | 612.2762 | 0.020548 | 614.2431 | 4.8608e-05 | 849.0504 | 0.0015028 | 1105.2731 | 0.003452 | 1008.7165 | 0.015957 | 1037.2301 | 0 | 1036.5971 | 0 | 350.927 | 1.0474e-05 | 351.5148 | 0 | 350.9272 | 0 | 350.9272 | 0 | 350.9272 | 0 | 348.7341 | 0
| 232.7392 | 0 |  |  | 232.7392 | 0 | 232.7392 | 0 | 401.4907 | 0 | 351.1412 | 0.33666 | 345.6482 | 0 | 401.4907 | 1.4938 | 351.1412 | 0.037174 | 351.1412 | 0 | 351.7291 | 0 | 351.1412 | 0 | 351.1412 | 0 | 351.1412 | 0 | 400.7115 | 0.00030176 | 345.65 | 0.017152 | 351.7291 | 0 | 401.4907 | 0.026016 | 345.65 | -0.010623 | 351.1412 | 0 | 345.65 | -0.0026815 | 351.1412 | 0 | 400.7115 | 0.00027783 | 400.7115 | 0.00032695 | 351.1412 | 0 | 351.7291 | 0 | 351.7291 | 0 | 351.1412 | 0 | 612.4357 | 0.020023 | 351.1412 | 0 | 351.1412 | 0 | 611.5602 | 0 | 351.1412 | 0 | 614.4022 | 0.00025119 | 612.4357 | 0.022079 | 614.4022 | 5.1395e-05 | 849.1221 | 0.0020452 | 1105.3329 | 0.0034827 | 1008.7289 | 0.015944 | 1037.2827 | 0 | 1036.6497 | 0 | 351.141 | 6.1645e-06 | 351.7291 | 0 | 351.1412 | 0 | 351.1412 | 0 | 351.1412 | 0 | 348.9483 | 0
| 232.8119 | 0 |  |  | 232.8119 | 0 | 232.8119 | 0 | 401.6035 | 0.0066848 | 351.3553 | 0.43732 | 345.8627 | 0 | 401.6035 | 1.4435 | 351.3553 | 0.12809 | 351.3553 | 0 | 351.9434 | 0 | 351.3553 | 0 | 351.3553 | 0 | 351.3553 | 0 | 400.8243 | 0.00027703 | 345.86 | 0.030666 | 351.9434 | 0 | 401.6035 | 0.022464 | 345.86 | -0.0016535 | 351.3553 | 0 | 345.86 | -0.022619 | 351.3553 | 0 | 400.8243 | 0.00028126 | 400.8243 | 0.00034653 | 351.3553 | 0 | 351.9434 | 0 | 351.9434 | 0 | 351.3553 | 0 | 612.5952 | 0.028512 | 351.3553 | 0 | 351.3553 | 0 | 611.7202 | 0.00017392 | 351.3553 | 0 | 614.5613 | 0.00020073 | 612.5952 | 0.02022 | 614.5613 | 4.8229e-05 | 849.1938 | 0.0020315 | 1105.3927 | 0.0035186 | 1008.7415 | 0.015931 | 1037.3355 | 0 | 1036.7024 | 0 | 351.355 | 6.1672e-06 | 351.9434 | 0 | 351.3553 | 0 | 351.3553 | 0 | 351.3553 | 0 | 349.1625 | 0
| 232.8847 | 0 |  |  | 232.8847 | 0 | 232.8847 | 0 | 401.7163 | 0 | 351.5694 | 0.37829 | 346.0772 | 0 | 401.7163 | 1.4461 | 351.5694 | -0.012454 | 351.5694 | 0 | 352.1578 | 0 | 351.5694 | 0 | 351.5694 | 0 | 351.5694 | 0 | 400.9371 | 0.00029086 | 346.08 | -0.04834 | 352.1578 | 0 | 401.7163 | 0.023091 | 346.08 | -2.2651e-05 | 351.5694 | 0 | 346.08 | 0.0074619 | 351.5694 | 0 | 400.9371 | 0.00034071 | 400.9371 | 0.00017107 | 351.5694 | 0 | 352.1578 | 0 | 352.1578 | 0 | 351.5694 | 0 | 612.7547 | 0.018688 | 351.5694 | 0 | 351.5694 | 0 | 611.8801 | 0.00026087 | 351.5694 | 0 | 614.7204 | 0.00022377 | 612.7547 | 0.021532 | 614.7204 | 5.2906e-05 | 849.2656 | 0.0022721 | 1105.4525 | 0.0035493 | 1008.7539 | 0.015916 | 1037.3882 | 0 | 1036.755 | 0 | 351.569 | 2.4773e-06 | 352.1578 | 0 | 351.5694 | 0 | 351.5694 | 0 | 351.5694 | 0 | 349.3767 | 0
| 232.9574 | 0 |  |  | 232.9574 | 0 | 232.9574 | 0 | 401.8291 | 0.011258 | 351.7835 | 0.52696 | 346.2917 | 0 | 401.8291 | 1.3661 | 351.7835 | 0.084988 | 351.7835 | 0 | 352.3721 | 0 | 351.7835 | 0 | 351.7835 | 0 | 351.7835 | 0 | 401.0499 | 0.00025189 | 346.29 | -0.011954 | 352.3721 | 0 | 401.8291 | 0.024867 | 346.29 | -0.0068178 | 351.7835 | 0 | 346.29 | 0.0085112 | 351.7835 | 0 | 401.0499 | 0.00031327 | 401.0499 | 0.0001283 | 351.7835 | 0 | 352.3721 | 0 | 352.3721 | 0 | 351.7835 | 0 | 612.9142 | 0.030702 | 351.7835 | 0 | 351.7835 | 0 | 612.0401 | 0.00017392 | 351.7835 | 0 | 614.8796 | 0.00020841 | 612.9142 | 0.019783 | 614.8796 | 4.9037e-05 | 849.3374 | 0.0019304 | 1105.5124 | 0.00358 | 1008.7664 | 0.0159 | 1037.4409 | 0 | 1036.8076 | 0 | 351.783 | 2.462e-06 | 352.3721 | 0 | 351.7835 | 0 | 351.7835 | 0 | 351.7835 | 0 | 349.5909 | 0
| 233.0302 | 0 |  |  | 233.0302 | 0 | 233.0302 | 0 | 401.9419 | 0 | 351.9976 | 0.54771 | 346.5062 | 0 | 401.9419 | 1.3506 | 351.9976 | -0.03212 | 351.9976 | 0 | 352.5865 | 0 | 351.9976 | 0 | 351.9976 | 0 | 351.9976 | 0 | 401.1628 | 0.0002829 | 346.51 | -0.027548 | 352.5865 | 0 | 401.9419 | 0.009737 | 346.51 | -0.0087205 | 351.9976 | 0 | 346.51 | -0.008278 | 351.9976 | 0 | 401.1628 | 0.00032738 | 401.1628 | 7.3943e-05 | 351.9976 | 0 | 352.5865 | 0 | 352.5865 | 0 | 351.9976 | 0 | 613.0738 | 0.023867 | 351.9976 | 0 | 351.9976 | 0 | 612.2001 | 0.00078262 | 351.9976 | 0 | 615.0387 | 0.00025887 | 613.0738 | 0.021313 | 615.0387 | 5.694e-05 | 849.4092 | 0.0023029 | 1105.5723 | 0.0036159 | 1008.7788 | 0.015882 | 1037.4936 | 0 | 1036.8603 | 0 | 351.998 | 5.5451e-06 | 352.5865 | 0 | 351.9976 | 0 | 351.9976 | 0 | 351.9976 | 0 | 349.8051 | 0
| 233.103 | 0 |  |  | 233.103 | 0 | 233.103 | 0 | 402.0547 | 0.0087956 | 352.2117 | 0.71931 | 346.7208 | 0 | 402.0547 | 1.2638 | 352.2117 | 0.13524 | 352.2117 | 0 | 352.8009 | 0 | 352.2117 | 0 | 352.2117 | 0 | 352.2117 | 0 | 401.2756 | 0.00025356 | 346.72 | -0.017152 | 352.8009 | 0 | 402.0547 | 0.014419 | 346.72 | 0.012209 | 352.2117 | 0 | 346.72 | -0.0023318 | 352.2117 | 0 | 401.2756 | 0.0002725 | 401.2756 | 0.00010912 | 352.2117 | 0 | 352.8009 | 0 | 352.8009 | 0 | 352.2117 | 0 | 613.2333 | 0.022319 | 352.2117 | 0 | 352.2117 | 0 | 612.3601 | 0.00017392 | 352.2117 | 0 | 615.1979 | 0.00019744 | 613.2333 | 0.020439 | 615.1979 | 5.378e-05 | 849.481 | 0.0025491 | 1105.6321 | 0.0036517 | 1008.7913 | 0.015864 | 1037.5464 | 0 | 1036.913 | 0 | 352.212 | 6.7897e-06 | 352.8009 | 0 | 352.2117 | 0 | 352.2117 | 0 | 352.2117 | 0 | 350.0193 | 0
| 233.1757 | 0 |  |  | 233.1757 | 0 | 233.1757 | 0 | 402.1675 | 0.0052105 | 352.4259 | 0.68004 | 346.9353 | 0 | 402.1675 | 1.2333 | 352.4259 | -0.027018 | 352.4259 | 0 | 353.0153 | 0 | 352.4259 | 0 | 352.4259 | 0 | 352.4259 | 0 | 401.3884 | 0.00031308 | 346.94 | -0.034825 | 353.0153 | 0 | 402.1675 | 0.039076 | 346.94 | -0.015244 | 352.4259 | 0 | 346.94 | -0.023668 | 352.4259 | 0 | 401.3884 | 0.00029536 | 401.3884 | 0.00011271 | 352.4259 | 0 | 353.0153 | 0 | 353.0153 | 0 | 352.4259 | 0 | 613.3928 | 0.015591 | 352.4259 | 0 | 352.4259 | 0 | 612.5201 | 0.00026087 | 352.4259 | 0 | 615.3571 | 0.00023364 | 613.3928 | 0.022516 | 615.3571 | 6.0835e-05 | 849.5528 | 0.001952 | 1105.692 | 0.0036824 | 1008.8038 | 0.015844 | 1037.5991 | 0 | 1036.9657 | 0 | 352.426 | 4.9319e-06 | 353.0153 | 0 | 352.4259 | 0 | 352.4259 | 0 | 352.4259 | 0 | 350.2335 | 0
| 233.2485 | 0 |  |  | 233.2485 | 0 | 233.2485 | 0 | 402.2803 | 0 | 352.6401 | 0.87807 | 347.1499 | 0 | 402.2803 | 1.2041 | 352.6401 | 0.1686 | 352.64 | 0 | 353.2298 | 0 | 352.6401 | 0 | 352.64 | 0 | 352.64 | 0 | 401.5013 | 0.00030176 | 347.15 | -0.006757 | 353.2298 | 0 | 402.2803 | 0.03845 | 347.15 | -0.005187 | 352.6401 | 0 | 347.15 | 0.0246 | 352.64 | 0 | 401.5013 | 0.00028583 | 401.5013 | 0.00015588 | 352.64 | 0 | 353.2298 | 0 | 353.2298 | 0 | 352.64 | 0 | 613.5524 | 0.023066 | 352.6401 | 0 | 352.6401 | 0 | 612.6801 | 0 | 352.6401 | 0 | 615.5163 | 0.00024351 | 613.5524 | 0.021423 | 615.5163 | 5.7243e-05 | 849.6246 | 0.0017852 | 1105.7518 | 0.0037183 | 1008.8162 | 0.015823 | 1037.6519 | 0 | 1037.0183 | 0 | 352.64 | 5.5469e-06 | 353.2298 | 0 | 352.64 | 0 | 352.64 | 0 | 352.64 | 0 | 350.4478 | 0
| 233.3213 | 0 |  |  | 233.3213 | 0 | 233.3213 | 0 | 402.3931 | 0 | 352.8542 | 0.87998 | 347.3645 | 0 | 402.3931 | 1.1359 | 352.8542 | 0.062731 | 352.8542 | 0 | 353.4442 | 0 | 352.8542 | 0 | 352.8542 | 0 | 352.8542 | 0 | 401.6141 | 0.00034158 | 347.36 | -0.021311 | 353.4442 | 0 | 402.3931 | 0.023718 | 347.36 | 0.0035108 | 352.8542 | 0 | 347.36 | -0.025417 | 352.8542 | 0 | 401.6141 | 0.00035596 | 401.6141 | 0.00014389 | 352.8542 | 0 | 353.4442 | 0 | 353.4442 | 0 | 352.8542 | 0 | 613.712 | 0.030435 | 352.8542 | 0 | 352.8542 | 0 | 612.8401 | 0.00026087 | 352.8542 | 0 | 615.6754 | 0.00017441 | 613.712 | 0.022625 | 615.6754 | 6.4255e-05 | 849.6965 | 0.0021408 | 1105.8118 | 0.0037542 | 1008.8287 | 0.0158 | 1037.7046 | 0 | 1037.071 | 0 | 352.854 | 8.6336e-06 | 353.4442 | 0 | 352.8542 | 0 | 352.8542 | 0 | 352.8542 | 0 | 350.6621 | 0
| 233.3941 | 0 |  |  | 233.3941 | 0 | 233.3941 | 0 | 402.5059 | 0 | 353.0684 | 1.0189 | 347.5791 | 0 | 402.5059 | 1.1334 | 353.0684 | 0.2221 | 353.0684 | 0 | 353.6587 | 0 | 353.0684 | 0 | 353.0684 | 0 | 353.0684 | 0 | 401.727 | 0.00031433 | 347.58 | 0.033785 | 353.6587 | 0 | 402.5059 | 0.022777 | 347.58 | -0.00029446 | 353.0684 | 0 | 347.58 | -0.017373 | 353.0684 | 0 | 401.727 | 0.00034148 | 401.727 | 0.00020224 | 353.0684 | 0 | 353.6587 | 0 | 353.6587 | 0 | 353.0684 | 0 | 613.8715 | 0.027391 | 353.0684 | 0 | 353.0684 | 0 | 613.0001 | 0.00017392 | 353.0684 | 0 | 615.8346 | 0.00026545 | 613.8715 | 0.02022 | 615.8346 | 5.3536e-05 | 849.7684 | 0.002011 | 1105.8717 | 0.00379 | 1008.8411 | 0.015777 | 1037.7573 | 0 | 1037.1238 | 0 | 353.068 | 9.2543e-06 | 353.6587 | 0 | 353.0684 | 0 | 353.0684 | 0 | 353.0684 | 0 | 350.8763 | 0
| 233.4669 | 0 |  |  | 233.4669 | 0 | 233.4669 | 0 | 402.6186 | 0.013992 | 353.2826 | 0.99383 | 347.7937 | 0 | 402.6186 | 1.0826 | 353.2826 | -0.04161 | 353.2826 | 0 | 353.8731 | 0 | 353.2826 | 0 | 353.2826 | 0 | 353.2826 | 0 | 401.8399 | 0.00030344 | 347.79 | -0.021311 | 353.8731 | 0 | 402.6186 | 0.04033 | 347.79 | -0.0084487 | 353.2826 | 0 | 347.79 | -0.028565 | 353.2826 | 0 | 401.8399 | 0.00034681 | 401.8399 | 0.00017506 | 353.2826 | 0 | 353.8731 | 0 | 353.8731 | 0 | 353.2826 | 0 | 614.0311 | 0.025896 | 353.2826 | 0 | 353.2826 | 0 | 613.1601 | 0.00078262 | 353.2826 | 0 | 615.9938 | 0.00016892 | 614.0311 | 0.022188 | 615.9938 | 5.6781e-05 | 849.8402 | 0.0023849 | 1105.9315 | 0.0038259 | 1008.8536 | 0.015752 | 1037.8102 | 0 | 1037.1764 | 0 | 353.283 | 8.6308e-06 | 353.8731 | 0 | 353.2826 | 0 | 353.2826 | 0 | 353.2826 | 0 | 351.0906 | 0
| 233.5397 | 0 |  |  | 233.5397 | 0 | 233.5397 | 0 | 402.7314 | 0 | 353.4969 | 1.1772 | 348.0084 | 0 | 402.7314 | 0.99407 | 353.4969 | 0.1985 | 353.4969 | 0 | 354.0876 | 0 | 353.4969 | 0 | 353.4969 | 0 | 353.4969 | 0 | 401.9527 | 0.00025859 | 348.01 | 0.10655 | 354.0876 | 0 | 402.7314 | 0.035524 | 348.01 | 0.0013364 | 353.4969 | 0 | 348.01 | 0.012708 | 353.4969 | 0 | 401.9527 | 0.00031061 | 401.9527 | 0.00014029 | 353.4969 | 0 | 354.0876 | 0 | 354.0876 | 0 | 353.4969 | 0 | 614.1907 | 0.026377 | 353.4969 | 0 | 353.4969 | 0 | 613.3201 | 0.00017392 | 353.4969 | 0 | 616.1531 | 0.0002852 | 614.1907 | 0.020876 | 616.1531 | 4.9173e-05 | 849.9122 | 0.0028476 | 1105.9915 | 0.0038617 | 1008.8661 | 0.015727 | 1037.8629 | 0 | 1037.2291 | 0 | 353.497 | 4.935e-06 | 354.0876 | 0 | 353.4969 | 0 | 353.4969 | 0 | 353.4969 | 0 | 351.305 | 0
| 233.6125 | 0 |  |  | 233.6125 | 0 | 233.6125 | 0 | 402.8442 | 0 | 353.7111 | 0.99834 | 348.223 | 0 | 402.8442 | 1.0175 | 353.7111 | 0.023494 | 353.7111 | 0 | 354.3021 | 0 | 353.7111 | 0 | 353.7111 | 0 | 353.7111 | 0 | 402.0656 | 0.0002917 | 348.22 | -0.014034 | 354.3021 | 0 | 402.8442 | 0.047957 | 348.22 | -0.019049 | 353.7111 | 0 | 348.22 | -0.026466 | 353.7111 | 0 | 402.0656 | 0.00032318 | 402.0656 | 0.00011671 | 353.7111 | 0 | 354.3021 | 0 | 354.3021 | 0 | 353.7111 | 0 | 614.3503 | 0.022639 | 353.7111 | 0 | 353.7111 | 0 | 613.4802 | 0.00026087 | 353.7111 | 0 | 616.3123 | 0.00019415 | 614.3503 | 0.021095 | 616.3123 | 5.6497e-05 | 849.9839 | 0.0025656 | 1106.0514 | 0.0038976 | 1008.8785 | 0.0157 | 1037.9156 | 0 | 1037.2819 | 0 | 353.711 | 8.0164e-06 | 354.3021 | 0 | 353.7111 | 0 | 353.7111 | 0 | 353.7111 | 0 | 351.5193 | 0
| 233.6853 | 0 |  |  | 233.6853 | 0 | 233.6853 | 0 | 402.957 | 0.020332 | 353.9254 | 1.2164 | 348.4377 | 0 | 402.957 | 0.94894 | 353.9254 | 0.089834 | 353.9254 | 0 | 354.5166 | 0 | 353.9254 | 0 | 353.9254 | 0 | 353.9254 | 0 | 402.1785 | 0.0003026 | 348.44 | -0.006757 | 354.5166 | 0 | 402.957 | 0.026852 | 348.44 | -0.017418 | 353.9254 | 0 | 348.44 | -0.00093273 | 353.9254 | 0 | 402.1785 | 0.00029917 | 402.1785 | 0.00015588 | 353.9254 | 0 | 354.5166 | 0 | 354.5166 | 0 | 353.9254 | 0 | 614.5099 | 0.025362 | 353.9254 | 0 | 353.9254 | 0 | 613.6402 | 0 | 353.9254 | 0 | 616.4715 | 0.00020951 | 614.5099 | 0.0188 | 616.4715 | 5.3356e-05 | 850.0558 | 0.001729 | 1106.1113 | 0.0039334 | 1008.891 | 0.015672 | 1037.9685 | 0 | 1037.3346 | 0 | 353.925 | 6.1739e-06 | 354.5166 | 0 | 353.9254 | 0 | 353.9254 | 0 | 353.9254 | 0 | 351.7336 | 0
| 233.7581 | 0 |  |  | 233.7581 | 0 | 233.7581 | 0 | 403.0698 | 0 | 354.1397 | 1.4582 | 348.6524 | 0 | 403.0698 | 0.95066 | 354.1397 | 0.0024108 | 354.1397 | 0 | 354.7312 | 0 | 354.1397 | 0 | 354.1397 | 0 | 354.1397 | 0 | 402.2914 | 0.00035834 | 348.65 | -0.064972 | 354.7312 | 0 | 403.0698 | 0.048584 | 348.65 | -0.019593 | 354.1397 | 0 | 348.65 | -0.014574 | 354.1397 | 0 | 402.2914 | 0.00027059 | 402.2914 | 0.00015948 | 354.1397 | 0 | 354.7312 | 0 | 354.7312 | 0 | 354.1397 | 0 | 614.6695 | 0.024027 | 354.1397 | 0 | 354.1397 | 0 | 613.8002 | 0.00078262 | 354.1397 | 0 | 616.6308 | 0.00020732 | 614.6695 | 0.020439 | 616.6308 | 5.2449e-05 | 850.1278 | 0.0018501 | 1106.1713 | 0.0039641 | 1008.9034 | 0.015643 | 1038.0212 | 0 | 1037.3873 | 0 | 354.14 | 7.4089e-06 | 354.7312 | 0 | 354.1397 | 0 | 354.1397 | 0 | 354.1397 | 0 | 351.948 | 0
| 233.8309 | 0 |  |  | 233.8309 | 0 | 233.8309 | 0 | 403.1826 | 0 | 354.354 | 1.6825 | 348.8671 | 0 | 403.1826 | 0.87822 | 354.354 | 0.14043 | 354.354 | 0 | 354.9457 | 0 | 354.354 | 0 | 354.354 | 0 | 354.354 | 0 | 402.4042 | 0.00032272 | 348.87 | 0.006757 | 354.9457 | 0 | 403.1826 | 0.020374 | 348.87 | -0.0011099 | 354.354 | 0 | 348.87 | 0.0085112 | 354.354 | 0 | 402.4042 | 0.00023781 | 402.4042 | 0.00017107 | 354.354 | 0 | 354.9457 | 0 | 354.9457 | 0 | 354.354 | 0 | 614.8291 | 0.023387 | 354.354 | 0 | 354.354 | 0 | 613.9603 | 0 | 354.354 | 0 | 616.79 | 0.00025777 | 614.8291 | 0.020111 | 616.79 | 4.7323e-05 | 850.1997 | 0.0018175 | 1106.2312 | 0.004 | 1008.916 | 0.015612 | 1038.074 | 0 | 1037.4399 | 0 | 354.354 | 5.5527e-06 | 354.9457 | 0 | 354.354 | 0 | 354.354 | 0 | 354.354 | 0 | 352.1623 | 0
| 233.9038 | 0 |  |  | 233.9038 | 0 | 233.9037 | 0 | 403.2954 | 0.014695 | 354.5683 | 1.6703 | 349.0818 | 0 | 403.2954 | 0.85544 | 354.5683 | -0.037428 | 354.5683 | 0 | 355.1603 | 0 | 354.5683 | 0 | 354.5683 | 0 | 354.5683 | 0 | 402.5171 | 0.00034828 | 349.08 | 0.0088362 | 355.1603 | 0 | 403.2954 | 0.050047 | 349.08 | -0.003828 | 354.5683 | 0 | 349.08 | -0.0075784 | 354.5683 | 0 | 402.5171 | 0.00023134 | 402.5171 | 0.0001283 | 354.5683 | 0 | 355.1603 | 0 | 355.1603 | 0 | 354.5683 | 0 | 614.9887 | 0.021892 | 354.5683 | 0 | 354.5683 | 0 | 614.1203 | 0.00078262 | 354.5683 | 0 | 616.9493 | 0.00019196 | 614.9887 | 0.021313 | 616.9493 | 5.0463e-05 | 850.2717 | 0.0023568 | 1106.2911 | 0.004041 | 1008.9284 | 0.015581 | 1038.1268 | 0 | 1037.4927 | 0 | 354.568 | 5.536e-06 | 355.1603 | 0 | 354.5683 | 0 | 354.5683 | 0 | 354.5683 | 0 | 352.3767 | 0
| 233.9766 | 0 |  |  | 233.9766 | 0 | 233.9766 | 0 | 403.4082 | 0.0052775 | 354.7826 | 1.9049 | 349.2965 | 0 | 403.4082 | 0.77699 | 354.7826 | 0.064442 | 354.7826 | 0 | 355.3748 | 0 | 354.7826 | 0 | 354.7826 | 0 | 354.7826 | 0 | 402.63 | 0.00031811 | 349.3 | -0.017152 | 355.3748 | 0 | 403.4082 | 0.053913 | 349.3 | -0.0073615 | 354.7826 | 0 | 349.3 | 0.0088609 | 354.7826 | 0 | 402.63 | 0.00022905 | 402.63 | 0.0001323 | 354.7826 | 0 | 355.3748 | 0 | 355.3748 | 0 | 354.7826 | 0 | 615.1484 | 0.027872 | 354.7826 | 0 | 354.7826 | 0 | 614.2804 | 0.0012174 | 354.7826 | 0 | 617.1085 | 0.00030604 | 615.1484 | 0.019127 | 617.1085 | 3.8074e-05 | 850.3435 | 0.0020195 | 1106.3511 | 0.0040768 | 1008.9409 | 0.015549 | 1038.1796 | 0 | 1037.5454 | 0 | 354.783 | 9.8689e-06 | 355.3748 | 0 | 354.7826 | 0 | 354.7826 | 0 | 354.7826 | 0 | 352.5911 | 0
| 234.0494 | 0 |  |  | 234.0494 | 0 | 234.0494 | 0 | 403.521 | 0.0062641 | 354.9969 | 2.1121 | 349.5112 | 0 | 403.521 | 0.78688 | 354.9969 | 0.012824 | 354.9969 | 0 | 355.5894 | 0 | 354.9969 | 0 | 354.9969 | 0 | 354.9969 | 0 | 402.7429 | 0.00037091 | 349.51 | -0.042101 | 355.5894 | 0 | 403.521 | 0.019225 | 349.51 | 0.00079277 | 354.9969 | 0 | 349.51 | -0.025417 | 354.9969 | 0 | 402.7429 | 0.00025001 | 402.7429 | 0.00017506 | 354.9969 | 0 | 355.5894 | 0 | 355.5894 | 0 | 354.9969 | 0 | 615.308 | 0.018795 | 354.9969 | 0 | 354.9969 | 0 | 614.4405 | 0.00078262 | 354.9969 | 0 | 617.2678 | 0.00014918 | 615.308 | 0.020767 | 617.2678 | 4.121e-05 | 850.4155 | 0.0011694 | 1106.411 | 0.0041127 | 1008.9534 | 0.015516 | 1038.2324 | 0 | 1037.5981 | 0 | 354.997 | 1.0476e-05 | 355.5894 | 0 | 354.9969 | 0 | 354.9969 | 0 | 354.9969 | 0 | 352.8055 | 0
| 234.1222 | 0 |  |  | 234.1222 | 0 | 234.1222 | 0 | 403.6338 | 0 | 355.2113 | 2.3047 | 349.726 | 0 | 403.6338 | 0.72626 | 355.2113 | 0.17857 | 355.2113 | 0 | 355.804 | 0 | 355.2113 | 0 | 355.2113 | 0 | 355.2113 | 0 | 402.8558 | 0.00036211 | 349.73 | -0.011954 | 355.804 | 0 | 403.6338 | 0.04148 | 349.73 | -0.0076332 | 355.2113 | 0 | 349.73 | 0.007112 | 355.2113 | 0 | 402.8558 | 0.00026792 | 402.8558 | 0.00018306 | 355.2113 | 0 | 355.804 | 0 | 355.804 | 0 | 355.2113 | 0 | 615.4676 | 0.026003 | 355.2113 | 0 | 355.2113 | 0 | 614.6005 | 0 | 355.2113 | 0 | 617.4271 | 0.00027313 | 615.4676 | 0.019674 | 617.4271 | 4.3712e-05 | 850.4875 | 0.0016592 | 1106.4709 | 0.0041485 | 1008.9658 | 0.015482 | 1038.2853 | 0 | 1037.651 | 0 | 355.211 | 5.5544e-06 | 355.804 | 0 | 355.2113 | 0 | 355.2113 | 0 | 355.2113 | 0 | 353.02 | 0
| 234.1951 | 0 |  |  | 234.1951 | 0 | 234.1951 | 0 | 403.7466 | 0 | 355.4257 | 2.4229 | 349.9408 | 0 | 403.7466 | 0.67898 | 355.4257 | -0.052087 | 355.4257 | 0 | 356.0186 | 0 | 355.4257 | 0 | 355.4257 | 0 | 355.4257 | 0 | 402.9688 | 0.00037678 | 349.94 | -0.057695 | 356.0186 | 0 | 403.7466 | 0.031345 | 349.94 | -0.0043715 | 355.4257 | 0 | 349.94 | -0.020171 | 355.4257 | 0 | 402.9688 | 0.00030946 | 402.9688 | 0.00019065 | 355.4257 | 0 | 356.0186 | 0 | 356.0186 | 0 | 355.4257 | 0 | 615.6273 | 0.021571 | 355.4257 | 0 | 355.4257 | 0 | 614.7606 | 0.00026087 | 355.4257 | 0 | 617.5864 | 0.00017989 | 615.6273 | 0.020548 | 617.5864 | 4.845e-05 | 850.5594 | 0.0017633 | 1106.5309 | 0.0041844 | 1008.9783 | 0.015448 | 1038.338 | 0 | 1037.7037 | 0 | 355.426 | 6.7763e-06 | 356.0186 | 0 | 355.4257 | 0 | 355.4257 | 0 | 355.4257 | 0 | 353.2344 | 0
| 234.2679 | 0 |  |  | 234.2679 | 0 | 234.2679 | 0 | 403.8594 | 0.0014073 | 355.64 | 2.6403 | 350.1556 | 0.32498 | 403.8594 | 0.66759 | 355.64 | 0.087909 | 355.64 | 0 | 356.2333 | 0 | 355.64 | 0 | 355.64 | 0 | 355.64 | 0 | 403.0817 | 0.00032691 | 350.16 | 0.034825 | 356.2333 | 0 | 403.8594 | 0.026016 | 350.16 | 0.0024236 | 355.64 | 0 | 350.16 | 0.0092106 | 355.64 | 0 | 403.0817 | 0.0002946 | 403.0817 | 0.00013629 | 355.64 | 0 | 356.2333 | 0 | 356.2333 | 0 | 355.64 | 0 | 615.7869 | 0.033211 | 355.64 | 0 | 355.64 | 0 | 614.9207 | 0.00017392 | 355.64 | 0 | 617.7457 | 0.00024461 | 615.7869 | 0.019346 | 617.7457 | 4.5828e-05 | 850.6315 | 0.0016884 | 1106.5909 | 0.0042202 | 1008.9907 | 0.015412 | 1038.3909 | 0 | 1037.7565 | 0 | 355.64 | 9.2476e-06 | 356.2333 | 0 | 355.64 | 0 | 355.64 | 0 | 355.64 | 0 | 353.4489 | 0
| 234.3408 | 0 |  |  | 234.3408 | 0 | 234.3408 | 0 | 403.9721 | 0.0045078 | 355.8545 | 2.9295 | 350.3704 | 0.099165 | 403.9721 | 0.6635 | 355.8545 | 0.014943 | 355.8544 | 0 | 356.4479 | 0 | 355.8545 | 0 | 355.8544 | 0 | 355.8544 | 0 | 403.1946 | 0.00034158 | 350.37 | 0.030666 | 356.4479 | 0 | 403.9721 | 0.036151 | 350.37 | 0.0029672 | 355.8545 | 0 | 350.37 | 0.020753 | 355.8544 | 0 | 403.1946 | 0.0002866 | 403.1946 | 0.00012071 | 355.8544 | 0 | 356.4479 | 0 | 356.4479 | 0 | 355.8544 | 0 | 615.9466 | 0.019809 | 355.8545 | 0 | 355.8545 | 0 | 615.0808 | 0.00078262 | 355.8545 | 0 | 617.905 | 0.00026765 | 615.9466 | 0.021204 | 617.905 | 5.507e-05 | 850.7034 | 0.0024677 | 1106.6509 | 0.0042509 | 1009.0032 | 0.015376 | 1038.4437 | 0 | 1037.8092 | 0 | 355.854 | 1.0483e-05 | 356.4479 | 0 | 355.8544 | 0 | 355.8544 | 0 | 355.8544 | 0 | 353.6633 | 0
| 234.4136 | 0 |  |  | 234.4136 | 0 | 234.4136 | 0 | 404.0849 | 0.0010555 | 356.0689 | 3.2671 | 350.5852 | 0.17084 | 404.0849 | 0.62976 | 356.0689 | 0.28199 | 356.0689 | 0 | 356.6626 | 0 | 356.0689 | 0 | 356.0689 | 0 | 356.0689 | 0 | 403.3075 | 0.00035499 | 350.59 | -0.034825 | 356.6626 | 0 | 404.0849 | 0.037614 | 350.59 | 0.0051416 | 356.0689 | 0 | 350.59 | -0.009677 | 356.0689 | 0 | 403.3075 | 0.00024772 | 403.3075 | 0.00017506 | 356.0689 | 0 | 356.6626 | 0 | 356.6626 | 0 | 356.0689 | 0 | 616.1063 | 0.027498 | 356.0689 | 0 | 356.0689 | 0 | 615.2409 | 0.00069566 | 356.0689 | 0 | 618.0643 | 0.0002117 | 616.1063 | 0.020658 | 618.0643 | 5.0147e-05 | 850.7755 | 0.0022351 | 1106.7108 | 0.0042868 | 1009.0157 | 0.015339 | 1038.4966 | 0 | 1037.8619 | 0 | 356.069 | 7.3998e-06 | 356.6626 | 0 | 356.0689 | 0 | 356.0689 | 0 | 356.0689 | 0 | 353.8778 | 0
| 234.4865 | 0 |  |  | 234.4865 | 0 | 234.4865 | 0 | 404.1977 | 0 | 356.2833 | 3.4123 | 350.8001 | -0.27698 | 404.1977 | 0.59365 | 356.2833 | 0.040958 | 356.2833 | 0 | 356.8773 | 0 | 356.2833 | 0 | 356.2833 | 0 | 356.2833 | 0 | 403.4205 | 0.00036966 | 350.8 | -0.019232 | 356.8773 | 0 | 404.1977 | 0.02936 | 350.8 | -0.025028 | 356.2833 | 0 | 350.8 | -0.011426 | 356.2833 | 0 | 403.4205 | 0.0002866 | 403.4205 | 0.00023342 | 356.2833 | 0 | 356.8773 | 0 | 356.8773 | 0 | 356.2833 | 0 | 616.2659 | 0.019916 | 356.2833 | 0 | 356.2833 | 0 | 615.401 | 0 | 356.2833 | 0 | 618.2236 | 0.00020183 | 616.2659 | 0.023062 | 618.2236 | 5.2978e-05 | 850.8475 | 0.0020327 | 1106.7709 | 0.0043227 | 1009.0281 | 0.015301 | 1038.5493 | 0 | 1037.9148 | 0 | 356.283 | 5.5527e-06 | 356.8773 | 0 | 356.2833 | 0 | 356.2833 | 0 | 356.2833 | 0 | 354.0923 | 0
| 234.5593 | 0 |  |  | 234.5593 | 0 | 234.5593 | 0 | 404.3105 | 0.0049256 | 356.4978 | 3.6081 | 351.0149 | 0.11707 | 404.3105 | 0.59537 | 356.4978 | 0.11771 | 356.4978 | 0 | 357.092 | 0 | 356.4978 | 0 | 356.4978 | 0 | 356.4978 | 0 | 403.5334 | 0.00033277 | 351.01 | 0.029627 | 357.092 | 0 | 404.3105 | 0.0088 | 351.01 | 0.011122 | 356.4978 | 0 | 351.01 | 0.025301 | 356.4978 | 0 | 403.5334 | 0.0002805 | 403.5334 | 0.00024141 | 356.4978 | 0 | 357.092 | 0 | 357.092 | 0 | 356.4978 | 0 | 616.4256 | 0.025362 | 356.4978 | 0 | 356.4978 | 0 | 615.5611 | 0.00069566 | 356.4978 | 0 | 618.383 | 0.00023364 | 616.4256 | 0.021641 | 618.383 | 5.3228e-05 | 850.9196 | 0.0019157 | 1106.8308 | 0.0043585 | 1009.0406 | 0.015262 | 1038.6022 | 0 | 1037.9675 | 0 | 356.498 | 4.3158e-06 | 357.092 | 0 | 356.4978 | 0 | 356.4978 | 0 | 356.4978 | 0 | 354.3068 | 0
| 234.6322 | 0 |  |  | 234.6322 | 0 | 234.6322 | 0 | 404.4233 | 0 | 356.7122 | 3.9872 | 351.2298 | -0.25445 | 404.4233 | 0.56119 | 356.7122 | 0.044907 | 356.7122 | 0 | 357.3067 | 0 | 356.7122 | 0 | 356.7122 | 0 | 356.7122 | 0 | 403.6463 | 0.00028877 | 351.23 | -0.089919 | 357.3067 | 0 | 404.4233 | 0.021001 | 351.23 | -0.02068 | 356.7122 | 0 | 351.23 | -0.017023 | 356.7122 | 0 | 403.6463 | 0.00027669 | 403.6463 | 0.00014389 | 356.7122 | 0 | 357.3067 | 0 | 357.3067 | 0 | 356.7122 | 0 | 616.5853 | 0.019542 | 356.7122 | 0 | 356.7122 | 0 | 615.7212 | 0.00026087 | 356.7122 | 0 | 618.5423 | 0.00022706 | 616.5853 | 0.022953 | 618.5423 | 5.3159e-05 | 850.9916 | 0.0017072 | 1106.8909 | 0.0043944 | 1009.0531 | 0.015223 | 1038.655 | 0 | 1038.0203 | 0 | 356.712 | 5.5487e-06 | 357.3067 | 0 | 356.7122 | 0 | 356.7122 | 0 | 356.7122 | 0 | 354.5213 | 0
| 234.705 | 0 |  |  | 234.705 | 0 | 234.705 | 0 | 404.5361 | 0 | 356.9267 | 4.2709 | 351.4447 | 0.2865 | 404.5361 | 0.54421 | 356.9267 | 0.12382 | 356.9267 | 0 | 357.5214 | 0 | 356.9267 | 0 | 356.9267 | 0 | 356.9267 | 0 | 403.7593 | 0.00026069 | 351.44 | -0.027548 | 357.5214 | 0 | 404.5361 | 0.02424 | 351.44 | 0.018732 | 356.9267 | 0 | 351.44 | -0.0072287 | 356.9267 | 0 | 403.7593 | 0.00024849 | 403.7593 | 8.9531e-05 | 356.9267 | 0 | 357.5214 | 0 | 357.5214 | 0 | 356.9267 | 0 | 616.745 | 0.024988 | 356.9267 | 0 | 356.9267 | 0 | 615.8814 | 0.00069566 | 356.9267 | 0 | 618.7017 | 0.00019635 | 616.745 | 0.019893 | 618.7017 | 5.034e-05 | 851.0637 | 0.0015265 | 1106.9508 | 0.0044302 | 1009.0656 | 0.015184 | 1038.7079 | 0 | 1038.0731 | 0 | 356.927 | 6.1655e-06 | 357.5214 | 0 | 356.9267 | 0 | 356.9267 | 0 | 356.9267 | 0 | 354.7359 | 0
| 234.7779 | 0 |  |  | 234.7779 | 0 | 234.7779 | 0 | 404.6489 | 0 | 357.1412 | 4.6972 | 351.6596 | -0.12084 | 404.6489 | 0.52186 | 357.1412 | 0.033934 | 357.1412 | 0 | 357.7361 | 0 | 357.1412 | 0 | 357.1412 | 0 | 357.1412 | 0 | 403.8722 | 0.00022171 | 351.66 | -0.061854 | 357.7361 | 0 | 404.6489 | 0.032285 | 351.66 | -0.014156 | 357.1412 | 0 | 351.66 | -0.0016322 | 357.1412 | 0 | 403.8722 | 0.00029269 | 403.8722 | 9.7125e-05 | 357.1412 | 0 | 357.7361 | 0 | 357.7361 | 0 | 357.1412 | 0 | 616.9047 | 0.018047 | 357.1412 | 0 | 357.1412 | 0 | 616.0415 | 0.00026087 | 357.1412 | 0 | 618.861 | 0.00025339 | 616.9047 | 0.020548 | 618.861 | 5.7132e-05 | 851.1357 | 0.0014644 | 1107.0109 | 0.0044609 | 1009.078 | 0.015144 | 1038.7607 | 0 | 1038.1258 | 0 | 357.141 | 4.3193e-06 | 357.7361 | 0 | 357.1412 | 0 | 357.1412 | 0 | 357.1412 | 0 | 354.9504 | 0
| 234.8508 | 0 |  |  | 234.8508 | 0 | 234.8508 | 0 | 404.7617 | 0 | 357.3557 | 5.0789 | 351.8745 | 0.023324 | 404.7617 | 0.49757 | 357.3557 | 0.18469 | 357.3557 | 0 | 357.9509 | 0 | 357.3557 | 0 | 357.3557 | 0 | 357.3557 | 0 | 403.9852 | 0.00020369 | 351.87 | 0.077446 | 357.9509 | 0 | 404.7617 | 0.012956 | 351.87 | -0.012254 | 357.3557 | 0 | 351.87 | -0.010726 | 357.3557 | 0 | 403.9852 | 0.00031251 | 403.9852 | 0.00013629 | 357.3557 | 0 | 357.9509 | 0 | 357.9509 | 0 | 357.3557 | 0 | 617.0644 | 0.03791 | 357.3557 | 0 | 357.3557 | 0 | 616.2016 | 0.00069566 | 357.3557 | 0 | 619.0204 | 0.00020073 | 617.0644 | 0.019565 | 619.0204 | 5.3464e-05 | 851.2079 | 0.0022191 | 1107.0709 | 0.0044968 | 1009.0905 | 0.015104 | 1038.8136 | 0 | 1038.1787 | 0 | 357.356 | 8.6377e-06 | 357.9509 | 0 | 357.3557 | 0 | 357.3557 | 0 | 357.3557 | 0 | 355.165 | 0
| 234.9237 | 0 |  |  | 234.9237 | 0 | 234.9237 | 0 | 404.8745 | 0.0094255 | 357.5703 | 5.5019 | 352.0894 | -0.13153 | 404.8745 | 0.54443 | 357.5703 | -0.0095748 | 357.5702 | 0 | 358.1657 | 0 | 357.5703 | 0 | 357.5702 | 0 | 357.5702 | 0 | 404.0982 | 0.00025356 | 352.09 | -0.018192 | 358.1657 | 0 | 404.8745 | 0.036987 | 352.09 | -0.020137 | 357.5703 | 0 | 352.09 | -0.010027 | 357.5702 | 0 | 404.0982 | 0.0003167 | 404.0982 | 0.00018306 | 357.5702 | 0 | 358.1657 | 0 | 358.1657 | 0 | 357.5702 | 0 | 617.2242 | 0.018474 | 357.5703 | 0 | 357.5703 | 0 | 616.3618 | 0 | 357.5703 | 0 | 619.1798 | 0.00026326 | 617.2242 | 0.021204 | 619.1798 | 5.0976e-05 | 851.28 | 0.002 | 1107.1309 | 0.0045326 | 1009.103 | 0.015063 | 1038.8665 | 0 | 1038.2314 | 0 | 357.57 | 7.4091e-06 | 358.1657 | 0 | 357.5702 | 0 | 357.5702 | 0 | 357.5702 | 0 | 355.3796 | 0
| 234.9966 | 0 |  |  | 234.9966 | 0 | 234.9966 | 0 | 404.9872 | 0.0080919 | 357.7848 | 6.0281 | 352.3044 | 0.12904 | 404.9872 | 0.42708 | 357.7848 | 0.17554 | 357.7848 | 0 | 358.3804 | 0 | 357.7848 | 0 | 357.7848 | 0 | 357.7848 | 0 | 404.2111 | 0.0003093 | 352.3 | 0.0077966 | 358.3804 | 0 | 404.9872 | 0.042002 | 352.3 | 0.0026954 | 357.7848 | 0 | 352.3 | 0.00081613 | 357.7848 | 0 | 404.2111 | 0.00029079 | 404.2111 | 0.00017906 | 357.7848 | 0 | 358.3804 | 0 | 358.3804 | 0 | 357.7848 | 0 | 617.3839 | 0.025896 | 357.7848 | 0 | 357.7848 | 0 | 616.5219 | 0.00017392 | 357.7848 | 0 | 619.3392 | 0.0002128 | 617.3839 | 0.019893 | 619.3392 | 5.1258e-05 | 851.3521 | 0.0012406 | 1107.1909 | 0.0045634 | 1009.1154 | 0.015022 | 1038.9193 | 0 | 1038.2843 | 0 | 357.785 | 3.7066e-06 | 358.3804 | 0 | 357.7848 | 0 | 357.7848 | 0 | 357.7848 | 0 | 355.5942 | 0
| 235.0694 | 0 |  |  | 235.0694 | 0 | 235.0695 | 0 | 405.1 | 0 | 357.9994 | 6.4177 | 352.5193 | -0.1543 | 405.1 | 0.45093 | 357.9994 | 0.029317 | 357.9994 | 0 | 358.5952 | 0 | 357.9994 | 0 | 357.9994 | 0 | 357.9994 | 0 | 404.3241 | 0.00035624 | 352.52 | 0.045222 | 358.5952 | 0 | 405.1 | 0.020165 | 352.52 | -0.018506 | 357.9994 | 0 | 352.52 | -0.013525 | 357.9994 | 0 | 404.3241 | 0.00027669 | 404.3241 | 0.000253 | 357.9994 | 0 | 358.5952 | 0 | 358.5952 | 0 | 357.9994 | 0 | 617.5436 | 0.017834 | 357.9994 | 0 | 357.9994 | 0 | 616.6821 | 0.00026087 | 357.9994 | 0 | 619.4986 | 0.00012614 | 617.5436 | 0.020548 | 619.4986 | 5.7225e-05 | 851.4243 | 0.0018035 | 1107.251 | 0.0045992 | 1009.1279 | 0.01498 | 1038.9723 | 0 | 1038.3372 | 0 | 357.999 | 5.5546e-06 | 358.5952 | 0 | 357.9994 | 0 | 357.9994 | 0 | 357.9994 | 0 | 355.8088 | 0
| 235.1423 | 0 |  |  | 235.1423 | 0 | 235.1423 | 0 | 405.2128 | 0.01548 | 358.2139 | 7.0242 | 352.7343 | 0.19095 | 405.2128 | 0.42708 | 358.2139 | 0.094393 | 358.2139 | 0 | 358.81 | 0 | 358.2139 | 0 | 358.2139 | 0 | 358.2139 | 0 | 404.4371 | 0.0003378 | 352.73 | 0.0015593 | 358.81 | 0 | 405.2128 | 0.0067236 | 352.73 | 0.0018799 | 358.2139 | 0 | 352.73 | -0.012825 | 358.2139 | 0 | 404.4371 | 0.00027173 | 404.4371 | 0.00032695 | 358.2139 | 0 | 358.81 | 0 | 358.81 | 0 | 358.2139 | 0 | 617.7034 | 0.029954 | 358.2139 | 0 | 358.2139 | 0 | 616.8422 | 0.00069566 | 358.2139 | 0 | 619.658 | 0.00033346 | 617.7034 | 0.019565 | 619.658 | 5.0965e-05 | 851.4965 | 0.0019091 | 1107.311 | 0.0046299 | 1009.1404 | 0.014939 | 1039.0251 | 0 | 1038.3899 | 0 | 358.214 | 5.5505e-06 | 358.81 | 0 | 358.2139 | 0 | 358.2139 | 0 | 358.2139 | 0 | 356.0234 | 0
| 235.2152 | 0 |  |  | 235.2152 | 0 | 235.2152 | 0 | 405.3256 | 0 | 358.4285 | 7.6493 | 352.9493 | -0.1273 | 405.3256 | 0.44835 | 358.4285 | 0.087371 | 358.4285 | 0 | 359.0249 | 0 | 358.4285 | 0 | 358.4285 | 0 | 358.4285 | 0 | 404.5501 | 0.00034158 | 352.95 | 0.030666 | 359.0249 | 0 | 405.3256 | 0.026643 | 352.95 | -0.021767 | 358.4285 | 0 | 352.95 | -0.013874 | 358.4285 | 0 | 404.5501 | 0.00022295 | 404.5501 | 0.00032295 | 358.4285 | 0 | 359.0249 | 0 | 359.0249 | 0 | 358.4285 | 0 | 617.8631 | 0.018314 | 358.4285 | 0 | 358.4285 | 0 | 617.0024 | 0 | 358.4285 | 0 | 619.8174 | 0.00013163 | 617.8631 | 0.020767 | 619.8174 | 6.0783e-05 | 851.5685 | 0.0016624 | 1107.3711 | 0.0046658 | 1009.1528 | 0.014897 | 1039.078 | 0 | 1038.4427 | 0 | 358.429 | 7.4007e-06 | 359.0249 | 0 | 358.4285 | 0 | 358.4285 | 0 | 358.4285 | 0 | 356.238 | 0
| 235.2882 | 0 |  |  | 235.2882 | 0 | 235.2881 | 0 | 405.4384 | 0 | 358.6431 | 8.4246 | 353.1643 | 0.21149 | 405.4384 | 0.44427 | 358.6431 | 0.31358 | 358.6431 | 0 | 359.2397 | 0 | 358.6431 | 0 | 358.6431 | 0 | 358.6431 | 0 | 404.6631 | 0.00031894 | 353.16 | -0.010915 | 359.2397 | 0 | 405.4384 | 0.03845 | 353.16 | 0.0075879 | 358.6431 | 0 | 353.16 | -0.0068788 | 358.6431 | 0 | 404.6631 | 0.00024201 | 404.6631 | 0.00022982 | 358.6431 | 0 | 359.2397 | 0 | 359.2397 | 0 | 358.6431 | 0 | 618.0229 | 0.030061 | 358.6431 | 0 | 358.6431 | 0 | 617.1626 | 0.00017392 | 358.6431 | 0 | 619.9768 | 0.0003181 | 618.0229 | 0.020002 | 619.9768 | 6.1127e-05 | 851.6407 | 0.0018099 | 1107.4311 | 0.0046965 | 1009.1653 | 0.014855 | 1039.1309 | 0 | 1038.4956 | 0 | 358.643 | 4.3167e-06 | 359.2397 | 0 | 358.6431 | 0 | 358.6431 | 0 | 358.6431 | 0 | 356.4527 | 0
| 235.3611 | 0 |  |  | 235.3611 | 0 | 235.3611 | 0 | 405.5512 | 0 | 358.8578 | 8.9499 | 353.3793 | -0.14116 | 405.5512 | 0.40623 | 358.8578 | 0.068082 | 358.8578 | 0 | 359.4546 | 0 | 358.8578 | 0 | 358.8578 | 0 | 358.8578 | 0 | 404.776 | 0.00029589 | 353.38 | -0.058736 | 359.4546 | 0 | 405.5512 | 0.029882 | 353.38 | 0.0024236 | 358.8578 | 0 | 353.38 | -0.011076 | 358.8578 | 0 | 404.776 | 0.00026868 | 404.776 | 9.7125e-05 | 358.8578 | 0 | 359.4546 | 0 | 359.4546 | 0 | 358.8578 | 0 | 618.1826 | 0.018848 | 358.8578 | 0 | 358.8578 | 0 | 617.3228 | 0.00078262 | 358.8578 | 0 | 620.1362 | 0.00014589 | 618.1826 | 0.021095 | 620.1362 | 7.1718e-05 | 851.7129 | 0.0012602 | 1107.4912 | 0.0047273 | 1009.1778 | 0.014814 | 1039.1838 | 0 | 1038.5485 | 0 | 358.858 | 3.7066e-06 | 359.4546 | 0 | 358.8578 | 0 | 358.8578 | 0 | 358.8578 | 0 | 356.6674 | 0
| 235.434 | 0 |  |  | 235.434 | 0 | 235.434 | 0 | 405.6639 | 0 | 359.0724 | 9.8398 | 353.5944 | 0.19977 | 405.6639 | 0.40988 | 359.0724 | 0.30566 | 359.0724 | 0 | 359.6694 | 0 | 359.0724 | 0 | 359.0724 | 0 | 359.0724 | 0 | 404.889 | 0.00025733 | 353.59 | 0.061854 | 359.6694 | 0 | 405.6639 | 0.031658 | 353.59 | 0.0051416 | 359.0724 | 0 | 353.59 | -0.0058295 | 359.0724 | 0 | 404.889 | 0.00028393 | 404.889 | 0.00012071 | 359.0724 | 0 | 359.6694 | 0 | 359.6694 | 0 | 359.0724 | 0 | 618.3424 | 0.033425 | 359.0724 | 0 | 359.0724 | 0 | 617.4829 | 0 | 359.0724 | 0 | 620.2957 | 0.0002139 | 618.3424 | 0.02033 | 620.2957 | 6.95e-05 | 851.7851 | 0.0018763 | 1107.5513 | 0.004758 | 1009.1903 | 0.014772 | 1039.2367 | 0 | 1038.6013 | 0 | 359.072 | 3.0881e-06 | 359.6694 | 0 | 359.0724 | 0 | 359.0724 | 0 | 359.0724 | 0 | 356.882 | 0
| 235.5069 | 0 |  |  | 235.5069 | 0 | 235.5069 | 0 | 405.7767 | 0 | 359.2871 | 10.6714 | 353.8094 | -0.03859 | 405.7767 | 0.39398 | 359.2871 | 0.11623 | 359.2871 | 0 | 359.8843 | 0 | 359.2871 | 0 | 359.2871 | 0 | 359.2871 | 0 | 405.002 | 0.00027787 | 353.81 | -0.12942 | 359.8843 | 0 | 405.7767 | 0.043256 | 353.81 | -0.0068178 | 359.2871 | 0 | 353.81 | 0.0095605 | 359.2871 | 0 | 405.002 | 0.0003087 | 405.002 | 0.00015188 | 359.2871 | 0 | 359.8843 | 0 | 359.8843 | 0 | 359.2871 | 0 | 618.5022 | 0.019062 | 359.2871 | 0 | 359.2871 | 0 | 617.6431 | 0 | 359.2871 | 0 | 620.4551 | 0.0002852 | 618.5022 | 0.021423 | 620.4551 | 8.476e-05 | 851.8573 | 0.001714 | 1107.6115 | 0.0047887 | 1009.2028 | 0.01473 | 1039.2897 | 0 | 1038.6541 | 0 | 359.287 | 6.1712e-06 | 359.8843 | 0 | 359.2871 | 0 | 359.2871 | 0 | 359.2871 | 0 | 357.0967 | 0
| 235.5798 | 0 |  |  | 235.5798 | 0 | 235.5798 | 0 | 405.8895 | 0 | 359.5017 | 11.6992 | 354.0245 | 0.19074 | 405.8895 | 0.30585 | 359.5017 | 0.24656 | 359.5017 | 0 | 360.0992 | 0 | 359.5017 | 0 | 359.5017 | 0 | 359.5017 | 0 | 405.1151 | 0.00026446 | 354.02 | -0.0057175 | 360.0992 | 0 | 405.8895 | 0.028942 | 354.02 | -0.006546 | 359.5017 | 0 | 354.02 | -0.0026815 | 359.5017 | 0 | 405.1151 | 0.00025535 | 405.1151 | 0.00015948 | 359.5017 | 0 | 360.0992 | 0 | 360.0992 | 0 | 359.5017 | 0 | 618.662 | 0.02376 | 359.5017 | 0 | 359.5017 | 0 | 617.8033 | 0 | 359.5017 | 0 | 620.6146 | 0.00015796 | 618.662 | 0.02033 | 620.6146 | 7.4903e-05 | 851.9295 | 0.0024917 | 1107.6715 | 0.0048195 | 1009.2152 | 0.014689 | 1039.3425 | 0 | 1038.7069 | 0 | 359.502 | 3.6932e-06 | 360.0992 | 0 | 359.5017 | 0 | 359.5017 | 0 | 359.5017 | 0 | 357.3114 | 0
| 235.6527 | 0 |  |  | 235.6527 | 0 | 235.6527 | 0 | 406.0023 | 0.011182 | 359.7164 | 12.4595 | 354.2396 | -0.11133 | 406.0023 | 0.3497 | 359.7164 | 0.070496 | 359.7164 | 0 | 360.3141 | 0 | 359.7164 | 0 | 359.7164 | 0 | 359.7164 | 0 | 405.2281 | 0.00027494 | 354.24 | -0.021311 | 360.3141 | 0 | 406.0023 | 0.042629 | 354.24 | -0.022582 | 359.7164 | 0 | 354.24 | -0.025417 | 359.7164 | 0 | 405.2281 | 0.00025725 | 405.2281 | 0.00014789 | 359.7164 | 0 | 360.3141 | 0 | 360.3141 | 0 | 359.7164 | 0 | 618.8218 | 0.025843 | 359.7164 | 0 | 359.7164 | 0 | 617.9635 | 0.00026087 | 359.7164 | 0 | 620.774 | 0.00027532 | 618.8218 | 0.021641 | 620.774 | 8.3497e-05 | 852.0017 | 0.0025829 | 1107.7316 | 0.0048502 | 1009.2277 | 0.014647 | 1039.3955 | 0 | 1038.7598 | 0 | 359.716 | 6.1595e-06 | 360.3141 | 0 | 359.7164 | 0 | 359.7164 | 0 | 359.7164 | 0 | 357.5262 | 0
| 235.7257 | 0 |  |  | 235.7257 | 0 | 235.7257 | 0 | 406.1151 | 0.0094993 | 359.9311 | 13.7235 | 354.4547 | 0.15729 | 406.1151 | 0.38817 | 359.9311 | 0.32175 | 359.9311 | 0 | 360.5291 | 0 | 359.9311 | 0 | 359.9311 | 0 | 359.9311 | 0 | 405.3411 | 0.00025775 | 354.45 | 0.0046779 | 360.5291 | 0 | 406.1151 | 0.020061 | 354.45 | -0.0013816 | 359.9311 | 0 | 354.45 | 0.0043138 | 359.9311 | 0 | 405.3411 | 0.00019056 | 405.3411 | 0.0001283 | 359.9311 | 0 | 360.5291 | 0 | 360.5291 | 0 | 359.9311 | 0 | 618.9816 | 0.022532 | 359.9311 | 0 | 359.9311 | 0 | 618.1237 | 0 | 359.9311 | 0 | 620.9335 | 0.00025119 | 618.9816 | 0.020111 | 620.9335 | 7.3562e-05 | 852.074 | 0.0025181 | 1107.7916 | 0.0048809 | 1009.2402 | 0.014606 | 1039.4484 | 0 | 1038.8127 | 0 | 359.931 | 6.1662e-06 | 360.5291 | 0 | 359.9311 | 0 | 359.9311 | 0 | 359.9311 | 0 | 357.7409 | 0
| 235.7986 | 0 |  |  | 235.7986 | 0 | 235.7986 | 0 | 406.2279 | 0 | 360.1458 | 14.7916 | 354.6698 | -0.067678 | 406.2279 | 0.34433 | 360.1458 | 0.1119 | 360.1458 | 0 | 360.744 | 0 | 360.1458 | 0 | 360.1458 | 0 | 360.1458 | 0 | 405.4541 | 0.000285 | 354.67 | -0.069127 | 360.744 | 0 | 406.2279 | 0.037614 | 354.67 | -0.021495 | 360.1458 | 0 | 354.67 | -0.021918 | 360.1458 | 0 | 405.4541 | 0.0002138 | 405.4541 | 0.00018306 | 360.1458 | 0 | 360.744 | 0 | 360.744 | 0 | 360.1458 | 0 | 619.1414 | 0.016819 | 360.1458 | 0 | 360.1458 | 0 | 618.284 | 0.00078262 | 360.1458 | 0 | 621.093 | 0.00019306 | 619.1414 | 0.020548 | 621.093 | 7.535e-05 | 852.1462 | 0.0022752 | 1107.8518 | 0.0049116 | 1009.2526 | 0.014566 | 1039.5013 | 0 | 1038.8656 | 0 | 360.146 | 5.5544e-06 | 360.744 | 0 | 360.1458 | 0 | 360.1458 | 0 | 360.1458 | 0 | 357.9557 | 0
| 235.8715 | 0 |  |  | 235.8715 | 0 | 235.8715 | 0 | 406.3406 | 0 | 360.3606 | 16.0432 | 354.8849 | 0.095917 | 406.3406 | 0.35593 | 360.3606 | 0.25781 | 360.3606 | 0 | 360.959 | 0 | 360.3606 | 0 | 360.3606 | 0 | 360.3606 | 0 | 405.5672 | 0.00031601 | 354.88 | -0.057695 | 360.959 | 0 | 406.3406 | 0.026016 | 354.88 | -0.0019253 | 360.3606 | 0 | 354.88 | -0.012475 | 360.3606 | 0 | 405.5672 | 0.00022448 | 405.5672 | 0.00020224 | 360.3606 | 0 | 360.959 | 0 | 360.959 | 0 | 360.3606 | 0 | 619.3012 | 0.016606 | 360.3606 | 0 | 360.3606 | 0 | 618.4442 | 0 | 360.3606 | 0 | 621.2524 | 0.00033236 | 619.3012 | 0.01869 | 621.2524 | 5.7134e-05 | 852.2185 | 0.0020869 | 1107.9119 | 0.0049424 | 1009.2651 | 0.014526 | 1039.5543 | 0 | 1038.9185 | 0 | 360.361 | 3.084e-06 | 360.959 | 0 | 360.3606 | 0 | 360.3606 | 0 | 360.3606 | 0 | 358.1704 | 0
| 235.9445 | 0 |  |  | 235.9445 | 0 | 235.9445 | 0 | 406.4534 | 0.011182 | 360.5753 | 17.3252 | 355.1001 | 0.038396 | 406.4534 | 0.38172 | 360.5753 | 0.15807 | 360.5753 | 0 | 361.1739 | 0 | 360.5753 | 0 | 360.5753 | 0 | 360.5753 | 0 | 405.6802 | 0.00028793 | 355.1 | -0.032746 | 361.1739 | 0 | 406.4534 | 0.046181 | 355.1 | -0.010623 | 360.5753 | 0 | 355.1 | 0.01061 | 360.5753 | 0 | 405.6802 | 0.00022257 | 405.6802 | 0.00019465 | 360.5753 | 0 | 361.1739 | 0 | 361.1739 | 0 | 360.5753 | 0 | 619.461 | 0.024615 | 360.5753 | 0 | 360.5753 | 0 | 618.6044 | 0.00078262 | 360.5753 | 0 | 621.412 | 0.0001777 | 619.461 | 0.020002 | 621.412 | 6.4134e-05 | 852.2908 | 0.0019778 | 1107.9721 | 0.004968 | 1009.2776 | 0.014486 | 1039.6072 | 0 | 1038.9713 | 0 | 360.575 | 5.5479e-06 | 361.1739 | 0 | 360.5753 | 0 | 360.5753 | 0 | 360.5753 | 0 | 358.3852 | 0
| 236.0174 | 0 |  |  | 236.0174 | 0 | 236.0174 | 0 | 406.5662 | 0 | 360.7901 | 18.6598 | 355.3153 | 0.12861 | 406.5662 | 0.30306 | 360.7901 | 0.24595 | 360.7901 | 0 | 361.3889 | 0 | 360.7901 | 0 | 360.7901 | 0 | 360.7901 | 0 | 405.7932 | 0.00024769 | 355.32 | 0.049377 | 361.3889 | 0 | 406.5662 | 0.054226 | 355.32 | -0.005187 | 360.7901 | 0 | 355.32 | -0.008278 | 360.7901 | 0 | 405.7932 | 0.00021571 | 405.7932 | 0.00015948 | 360.7901 | 0 | 361.3889 | 0 | 361.3889 | 0 | 360.7901 | 0 | 619.6208 | 0.025896 | 360.7901 | 0 | 360.7901 | 0 | 618.7646 | 0.00017392 | 360.7901 | 0 | 621.5715 | 0.00028739 | 619.6208 | 0.020548 | 621.5715 | 5.7799e-05 | 852.363 | 0.0018664 | 1108.0321 | 0.0049987 | 1009.2901 | 0.014446 | 1039.6602 | 0 | 1039.0242 | 0 | 360.79 | 1.8547e-06 | 361.3889 | 0 | 360.7901 | 0 | 360.7901 | 0 | 360.7901 | 0 | 358.6 | 0
| 236.0904 | 0 |  |  | 236.0904 | 0 | 236.0904 | 0 | 406.679 | 0.011533 | 361.0049 | 20.3325 | 355.5304 | -0.07324 | 406.679 | 0.31316 | 361.0049 | 0.13035 | 361.0049 | 0 | 361.6039 | 0 | 361.0049 | 0 | 361.0049 | 0 | 361.0049 | 0 | 405.9063 | 0.00022632 | 355.53 | 0.028587 | 361.6039 | 0 | 406.679 | 0.056316 | 355.53 | 0.0013364 | 361.0049 | 0 | 355.53 | -0.0030314 | 361.0049 | 0 | 405.9063 | 0.00022905 | 405.9063 | 0.00015188 | 361.0049 | 0 | 361.6039 | 0 | 361.6039 | 0 | 361.0049 | 0 | 619.7807 | 0.016606 | 361.0049 | 0 | 361.0049 | 0 | 618.9249 | 0.00026087 | 361.0049 | 0 | 621.731 | 0.00027423 | 619.7807 | 0.02186 | 621.731 | 6.0502e-05 | 852.4353 | 0.0017737 | 1108.0923 | 0.0050243 | 1009.3026 | 0.014408 | 1039.7131 | 0 | 1039.077 | 0 | 361.005 | 6.1729e-06 | 361.6039 | 0 | 361.0049 | 0 | 361.0049 | 0 | 361.0049 | 0 | 358.8148 | 0
| 236.1633 | 0 |  |  | 236.1633 | 0 | 236.1633 | 0 | 406.7918 | 0 | 361.2197 | 22.1525 | 355.7456 | 0.21252 | 406.7918 | 0.28092 | 361.2197 | 0.32727 | 361.2197 | 0 | 361.8189 | 0 | 361.2197 | 0 | 361.2197 | 0 | 361.2197 | 0 | 406.0193 | 0.00028374 | 355.75 | 0.0015593 | 361.8189 | 0 | 406.7918 | 0.031658 | 355.75 | -0.0032843 | 361.2197 | 0 | 355.75 | 0.0078116 | 361.2197 | 0 | 406.0193 | 0.00022867 | 406.0193 | 0.00021783 | 361.2197 | 0 | 361.8189 | 0 | 361.8189 | 0 | 361.2197 | 0 | 619.9405 | 0.01463 | 361.2197 | 0 | 361.2197 | 0 | 619.0851 | 0 | 361.2197 | 0 | 621.8905 | 0.00023364 | 619.9405 | 0.020986 | 621.8905 | 5.9924e-05 | 852.5076 | 0.0014276 | 1108.1525 | 0.0050499 | 1009.315 | 0.01437 | 1039.7661 | 0 | 1039.13 | 0 | 361.22 | 5.5477e-06 | 361.8189 | 0 | 361.2197 | 0 | 361.2197 | 0 | 361.2197 | 0 | 359.0296 | 0
| 236.2363 | 0 |  |  | 236.2363 | 0 | 236.2363 | 0 | 406.9045 | 0 | 361.4345 | 23.8361 | 355.9608 | -0.097553 | 406.9045 | 0.30886 | 361.4345 | 0.1059 | 361.4345 | 0 | 362.034 | 0 | 361.4345 | 0 | 361.4345 | 0 | 361.4345 | 0 | 406.1324 | 0.00030721 | 355.96 | -0.064972 | 362.034 | 0 | 406.9045 | 0.028419 | 355.96 | 0.0032391 | 361.4345 | 0 | 355.96 | -0.027516 | 361.4345 | 0 | 406.1324 | 0.00018293 | 406.1324 | 0.00018306 | 361.4345 | 0 | 362.034 | 0 | 362.034 | 0 | 361.4345 | 0 | 620.1004 | 0.024775 | 361.4345 | 0 | 361.4345 | 0 | 619.2454 | 0.0013044 | 361.4345 | 0 | 622.05 | 0.00029068 | 620.1004 | 0.021204 | 622.05 | 7.314e-05 | 852.58 | 0.0015758 | 1108.2125 | 0.0050755 | 1009.3275 | 0.014332 | 1039.8191 | 0 | 1039.1829 | 0 | 361.434 | 7.3996e-06 | 362.034 | 0 | 361.4345 | 0 | 361.4345 | 0 | 361.4345 | 0 | 359.2445 | 0
| 236.3092 | 0 |  |  | 236.3092 | 0 | 236.3092 | 0 | 407.0173 | 0 | 361.6493 | 25.8514 | 356.1761 | 0.15342 | 407.0173 | 0.22869 | 361.6493 | 0.32692 | 361.6493 | 0 | 362.249 | 0 | 361.6493 | 0 | 361.6493 | 0 | 361.6493 | 0 | 406.2454 | 0.0003135 | 356.18 | -0.0077966 | 362.249 | 0 | 407.0173 | 0.039076 | 356.18 | 0.00052096 | 361.6493 | 0 | 356.18 | 0.0064125 | 361.6493 | 0 | 406.2454 | 0.00015435 | 406.2454 | 0.00017107 | 361.6493 | 0 | 362.249 | 0 | 362.249 | 0 | 361.6493 | 0 | 620.2602 | 0.02328 | 361.6493 | 0 | 361.6493 | 0 | 619.4057 | 0.00017392 | 361.6493 | 0 | 622.2096 | 0.00023035 | 620.2602 | 0.019674 | 622.2096 | 6.4857e-05 | 852.6523 | 0.0016664 | 1108.2727 | 0.0051063 | 1009.34 | 0.014296 | 1039.8721 | 0 | 1039.2358 | 0 | 361.649 | 8.0192e-06 | 362.249 | 0 | 361.6493 | 0 | 361.6493 | 0 | 361.6493 | 0 | 359.4593 | 0
| 236.3822 | 0 |  |  | 236.3822 | 0 | 236.3822 | 0 | 407.1301 | 0 | 361.8642 | 27.7846 | 356.3913 | -0.013343 | 407.1301 | 0.28328 | 361.8642 | 0.19068 | 361.8642 | 0 | 362.4641 | 0 | 361.8642 | 0 | 361.8642 | 0 | 361.8642 | 0 | 406.3585 | 0.00027997 | 356.39 | 0.006757 | 362.4641 | 0 | 407.1301 | 0.031658 | 356.39 | 0.010578 | 361.8642 | 0 | 356.39 | 0.0064125 | 361.8642 | 0 | 406.3585 | 0.00016883 | 406.3585 | 0.00013629 | 361.8642 | 0 | 362.4641 | 0 | 362.4641 | 0 | 361.8642 | 0 | 620.4201 | 0.025736 | 361.8642 | 0 | 361.8642 | 0 | 619.5659 | 0.00026087 | 361.8642 | 0 | 622.3691 | 0.0002139 | 620.4201 | 0.019674 | 622.3691 | 6.5245e-05 | 852.7246 | 0.0015554 | 1108.3329 | 0.0051319 | 1009.3525 | 0.01426 | 1039.9251 | 0 | 1039.2887 | 0 | 361.864 | 7.3957e-06 | 362.4641 | 0 | 361.8642 | 0 | 361.8642 | 0 | 361.8642 | 0 | 359.6742 | 0
| 236.4552 | 0 |  |  | 236.4552 | 0 | 236.4552 | 0 | 407.2429 | 0 | 362.079 | 30.212 | 356.6066 | 0.1516 | 407.2429 | 0.22676 | 362.079 | 0.41156 | 362.079 | 0 | 362.6792 | 0 | 362.079 | 0 | 362.079 | 0 | 362.079 | 0 | 406.4716 | 0.00026362 | 356.61 | 0.057695 | 362.6792 | 0 | 407.2429 | 0.020061 | 356.61 | -0.0084487 | 362.079 | 0 | 356.61 | -0.011426 | 362.079 | 0 | 406.4716 | 0.0001997 | 406.4716 | 0.00019865 | 362.079 | 0 | 362.6792 | 0 | 362.6792 | 0 | 362.079 | 0 | 620.5799 | 0.024882 | 362.079 | 0 | 362.079 | 0 | 619.7262 | 0 | 362.079 | 0 | 622.5287 | 0.00027642 | 620.5799 | 0.018362 | 622.5287 | 5.9526e-05 | 852.797 | 0.0012482 | 1108.3931 | 0.0051575 | 1009.3649 | 0.014225 | 1039.978 | 0 | 1039.3416 | 0 | 362.079 | 5.5487e-06 | 362.6792 | 0 | 362.079 | 0 | 362.079 | 0 | 362.079 | 0 | 359.889 | 0
| 236.5282 | 0 |  |  | 236.5282 | 0 | 236.5282 | 0 | 407.3557 | 0.026197 | 362.2939 | 32.2727 | 356.8218 | -0.13221 | 407.3557 | 0.27275 | 362.2939 | 0.17745 | 362.2939 | 0 | 362.8943 | 0 | 362.2939 | 0 | 362.2939 | 0 | 362.2939 | 0 | 406.5846 | 0.00027494 | 356.82 | -0.050418 | 362.8943 | 0 | 407.3557 | 0.049525 | 356.82 | -0.014156 | 362.2939 | 0 | 356.82 | -0.016322 | 362.2939 | 0 | 406.5846 | 0.00019322 | 406.5846 | 0.00023342 | 362.2939 | 0 | 362.8943 | 0 | 362.8943 | 0 | 362.2939 | 0 | 620.7398 | 0.022372 | 362.2939 | 0 | 362.2939 | 0 | 619.8865 | 0.00026087 | 362.2939 | 0 | 622.6882 | 0.00026545 | 620.7398 | 0.019237 | 622.6882 | 6.4961e-05 | 852.8694 | 0.0018939 | 1108.4533 | 0.005178 | 1009.3774 | 0.014191 | 1040.031 | 0 | 1039.3945 | 0 | 362.294 | 5.5546e-06 | 362.8943 | 0 | 362.2939 | 0 | 362.2939 | 0 | 362.2939 | 0 | 360.1039 | 0
| 236.6011 | 0 |  |  | 236.6011 | 0 | 236.6011 | 0 | 407.4684 | 0 | 362.5088 | 34.8385 | 357.0371 | 0.15884 | 407.4684 | 0.20397 | 362.5088 | 0.40238 | 362.5088 | 0 | 363.1094 | 0 | 362.5088 | 0 | 362.5088 | 0 | 362.5088 | 0 | 406.6977 | 0.00028667 | 357.04 | 0.034825 | 363.1094 | 0 | 407.4684 | 0.0099864 | 357.04 | -0.013341 | 362.5088 | 0 | 357.04 | 0.0032645 | 362.5088 | 0 | 406.6977 | 0.00017989 | 406.6977 | 0.00030376 | 362.5088 | 0 | 363.1094 | 0 | 363.1094 | 0 | 362.5088 | 0 | 620.8997 | 0.02376 | 362.5088 | 0 | 362.5088 | 0 | 620.0468 | 0.00017392 | 362.5088 | 0 | 622.8478 | 0.00023913 | 620.8997 | 0.018472 | 622.8478 | 5.0148e-05 | 852.9418 | 0.0023193 | 1108.5134 | 0.0052036 | 1009.3899 | 0.014157 | 1040.084 | 0 | 1039.4475 | 0 | 362.509 | 3.7059e-06 | 363.1094 | 0 | 362.5088 | 0 | 362.5088 | 0 | 362.5088 | 0 | 360.3188 | 0
| 236.6741 | 0 |  |  | 236.6741 | 0 | 236.6741 | 0 | 407.5812 | 0.02952 | 362.7237 | 37.2985 | 357.2524 | -0.087959 | 407.5812 | 0.25427 | 362.7237 | 0.30707 | 362.7237 | 0 | 363.3245 | 0 | 362.7237 | 0 | 362.7237 | 0 | 362.7237 | 0 | 406.8108 | 0.00028793 | 357.25 | -0.024429 | 363.3245 | 0 | 407.5812 | 0.0373 | 357.25 | -0.02068 | 362.7237 | 0 | 357.25 | -0.0040807 | 362.7237 | 0 | 406.8108 | 0.0001776 | 406.8108 | 0.00029577 | 362.7237 | 0 | 363.3245 | 0 | 363.3245 | 0 | 362.7237 | 0 | 621.0596 | 0.024134 | 362.7237 | 0 | 362.7237 | 0 | 620.207 | 0.00026087 | 362.7237 | 0 | 623.0074 | 0.00026436 | 621.0596 | 0.019455 | 623.0074 | 5.686e-05 | 853.0142 | 0.0025739 | 1108.5736 | 0.0052292 | 1009.4024 | 0.014125 | 1040.137 | 0 | 1039.5004 | 0 | 362.724 | 8.0257e-06 | 363.3245 | 0 | 362.7237 | 0 | 362.7237 | 0 | 362.7237 | 0 | 360.5338 | 0
| 236.7471 | 0 |  |  | 236.7471 | 0 | 236.7471 | 0 | 407.694 | 0 | 362.9386 | 40.1708 | 357.4678 | 0.15227 | 407.694 | 0.213 | 362.9386 | 0.44592 | 362.9386 | 0 | 363.5396 | 0 | 362.9386 | 0 | 362.9386 | 0 | 362.9386 | 0 | 406.9239 | 0.00026236 | 357.47 | 0.032746 | 363.5396 | 0 | 407.694 | 0.03939 | 357.47 | 0.0032391 | 362.9386 | 0 | 357.47 | 0.00011659 | 362.9386 | 0 | 406.9239 | 0.00018522 | 406.9239 | 0.00022583 | 362.9386 | 0 | 363.5396 | 0 | 363.5396 | 0 | 362.9386 | 0 | 621.2195 | 0.028245 | 362.9386 | 0 | 362.9386 | 0 | 620.3673 | 0 | 362.9386 | 0 | 623.167 | 0.00019086 | 621.2195 | 0.0188 | 623.167 | 5.5444e-05 | 853.0865 | 0.0020518 | 1108.6338 | 0.0052497 | 1009.4149 | 0.014094 | 1040.1899 | 0 | 1039.5533 | 0 | 362.939 | 6.1755e-06 | 363.5396 | 0 | 362.9386 | 0 | 362.9386 | 0 | 362.9386 | 0 | 360.7487 | 0
| 236.8201 | 0 |  |  | 236.8201 | 0 | 236.8201 | 0 | 407.8068 | 0.019261 | 363.1536 | 43.0163 | 357.6831 | -0.07801 | 407.8068 | 0.21579 | 363.1536 | 0.42454 | 363.1536 | 0 | 363.7548 | 0 | 363.1536 | 0 | 363.1536 | 0 | 363.1536 | 0 | 407.037 | 0.00024811 | 357.68 | -0.020271 | 363.7548 | 0 | 407.8068 | 0.027479 | 357.68 | -0.021224 | 363.1536 | 0 | 357.68 | -0.009677 | 363.1536 | 0 | 407.037 | 0.00019361 | 407.037 | 0.00015588 | 363.1536 | 0 | 363.7548 | 0 | 363.7548 | 0 | 363.1536 | 0 | 621.3794 | 0.021197 | 363.1536 | 0 | 363.1536 | 0 | 620.5276 | 0.00026087 | 363.1536 | 0 | 623.3266 | 0.00023693 | 621.3794 | 0.02033 | 623.3266 | 5.9427e-05 | 853.159 | 0.0014757 | 1108.694 | 0.0052753 | 1009.4273 | 0.014064 | 1040.2429 | 0 | 1039.6063 | 0 | 363.154 | 6.1847e-07 | 363.7548 | 0 | 363.1536 | 0 | 363.1536 | 0 | 363.1536 | 0 | 360.9636 | 0
| 236.8931 | 0 |  |  | 236.8931 | 0 | 236.8931 | 0 | 407.9196 | 0 | 363.3685 | 46.1983 | 357.8984 | 0.13869 | 407.9196 | 0.17152 | 363.3685 | 0.52726 | 363.3685 | 0 | 363.9699 | 0 | 363.3685 | 0 | 363.3685 | 0 | 363.3685 | 0 | 407.1501 | 0.00026907 | 357.9 | -0.016113 | 363.9699 | 0 | 407.9196 | 0.042002 | 357.9 | -0.013613 | 363.3685 | 0 | 357.9 | -0.0093273 | 363.3685 | 0 | 407.1501 | 0.00020694 | 407.1501 | 0.00011671 | 363.3685 | 0 | 363.9699 | 0 | 363.9699 | 0 | 363.3685 | 0 | 621.5393 | 0.031342 | 363.3685 | 0 | 363.3685 | 0 | 620.688 | 0 | 363.3685 | 0 | 623.4862 | 0.00026765 | 621.5393 | 0.019455 | 623.4862 | 4.6686e-05 | 853.2314 | 0.0023704 | 1108.7541 | 0.0052958 | 1009.4398 | 0.014035 | 1040.296 | 0 | 1039.6592 | 0 | 363.369 | 1.843e-06 | 363.9699 | 0 | 363.3685 | 0 | 363.3685 | 0 | 363.3685 | 0 | 361.1786 | 0
| 236.9661 | 0 |  |  | 236.9661 | 0 | 236.9661 | 0 | 408.0323 | 0.014695 | 363.5835 | 49.2143 | 358.1138 | -0.1006 | 408.0323 | 0.20053 | 363.5835 | 0.39086 | 363.5835 | 0 | 364.1851 | 0 | 363.5835 | 0 | 363.5835 | 0 | 363.5835 | 0 | 407.2632 | 0.00022758 | 358.11 | -0.082641 | 364.1851 | 0 | 408.0323 | 0.02424 | 358.11 | -0.0062742 | 363.5835 | 0 | 358.11 | -0.019821 | 363.5835 | 0 | 407.2632 | 0.00022448 | 407.2632 | 0.00019865 | 363.5835 | 0 | 364.1851 | 0 | 364.1851 | 0 | 363.5835 | 0 | 621.6992 | 0.021037 | 363.5835 | 0 | 363.5835 | 0 | 620.8483 | 0.00078262 | 363.5835 | 0 | 623.6458 | 0.00024242 | 621.6992 | 0.020658 | 623.6458 | 5.1853e-05 | 853.3039 | 0.0025844 | 1108.8145 | 0.0053214 | 1009.4523 | 0.014008 | 1040.349 | 0 | 1039.7122 | 0 | 363.583 | 8.6325e-06 | 364.1851 | 0 | 363.5835 | 0 | 363.5835 | 0 | 363.5835 | 0 | 361.3936 | 0
| 237.0391 | 0 |  |  | 237.0391 | 0 | 237.0391 | 0 | 408.1451 | 0 | 363.7985 | 52.4141 | 358.3292 | 0.10442 | 408.1451 | 0.17904 | 363.7985 | 0.62531 | 363.7985 | 0 | 364.4003 | 0 | 363.7985 | 0 | 363.7985 | 0 | 363.7985 | 0 | 407.3763 | 0.00024686 | 358.33 | -0.035864 | 364.4003 | 0 | 408.1451 | 0.03845 | 358.33 | 0.0048699 | 363.7985 | 0 | 358.33 | -0.012125 | 363.7985 | 0 | 407.3763 | 0.00021762 | 407.3763 | 0.00019865 | 363.7985 | 0 | 364.4003 | 0 | 364.4003 | 0 | 363.7985 | 0 | 621.8591 | 0.02611 | 363.7985 | 0 | 363.7985 | 0 | 621.0086 | 0 | 363.7985 | 0 | 623.8054 | 0.00024022 | 621.8591 | 0.018909 | 623.8054 | 4.7809e-05 | 853.3763 | 0.0021386 | 1108.8746 | 0.0053419 | 1009.4648 | 0.013981 | 1040.402 | 0 | 1039.7651 | 0 | 363.798 | 8.0114e-06 | 364.4003 | 0 | 363.7985 | 0 | 363.7985 | 0 | 363.7985 | 0 | 361.6086 | 0
| 237.1121 | 0 |  |  | 237.1121 | 0 | 237.1121 | 0 | 408.2579 | 0.023069 | 364.0135 | 55.4664 | 358.5446 | 0.017782 | 408.2579 | 0.16851 | 364.0135 | 0.48953 | 364.0135 | 0 | 364.6155 | 0 | 364.0135 | 0 | 364.0135 | 0 | 364.0135 | 0 | 407.4894 | 0.00023344 | 358.54 | -0.020271 | 364.6155 | 0 | 408.2579 | 0.053913 | 358.54 | -0.009264 | 364.0135 | 0 | 358.54 | -0.00058295 | 364.0135 | 0 | 407.4894 | 0.00024315 | 407.4894 | 0.00020224 | 364.0135 | 0 | 364.6155 | 0 | 364.6155 | 0 | 364.0135 | 0 | 622.0191 | 0.022746 | 364.0135 | 0 | 364.0135 | 0 | 621.1689 | 0.00078262 | 364.0135 | 0 | 623.9651 | 0.00024571 | 622.0191 | 0.020002 | 623.9651 | 5.3742e-05 | 853.4489 | 0.0018262 | 1108.9348 | 0.0053623 | 1009.4772 | 0.013956 | 1040.4551 | 0 | 1039.8181 | 0 | 364.013 | 6.7763e-06 | 364.6155 | 0 | 364.0135 | 0 | 364.0135 | 0 | 364.0135 | 0 | 361.8236 | 0
| 237.1851 | 0 |  |  | 237.1851 | 0 | 237.1851 | 0 | 408.3707 | 0 | 364.2285 | 58.4606 | 358.76 | 0.19575 | 408.3707 | 0.10618 | 364.2285 | 0.65741 | 364.2285 | 0.026841 | 364.8307 | 0 | 364.2285 | 0 | 364.2285 | 0 | 364.2285 | 0 | 407.6025 | 0.00027033 | 358.76 | 0.0098758 | 364.8307 | 0 | 408.3707 | 0.033121 | 358.76 | -0.010351 | 364.2285 | 0 | 358.76 | -0.022619 | 364.2285 | 0 | 407.6025 | 0.00024772 | 407.6025 | 0.00014789 | 364.2285 | 0 | 364.8307 | 0 | 364.8307 | 0 | 364.2285 | 0 | 622.179 | 0.024775 | 364.2285 | 0 | 364.2285 | 0 | 621.3293 | 0.00017392 | 364.2285 | 0 | 624.1247 | 0.00019854 | 622.179 | 0.019455 | 624.1247 | 5.3791e-05 | 853.5213 | 0.0017549 | 1108.9951 | 0.0053828 | 1009.4897 | 0.013932 | 1040.5081 | 0 | 1039.8711 | 0 | 364.228 | 4.9436e-06 | 364.8307 | 0 | 364.2285 | 0 | 364.2285 | 0 | 364.2285 | 0 | 362.0386 | 0
| 237.2582 | 0 |  |  | 237.2582 | 0 | 237.2582 | 0 | 408.4834 | 0.0090743 | 364.4435 | 61.365 | 358.9754 | 0.032074 | 408.4834 | 0.16614 | 364.4435 | 0.42922 | 364.4435 | -0.01201 | 365.046 | 0 | 364.4435 | 0 | 364.4435 | 0 | 364.4435 | 0 | 407.7157 | 0.00025733 | 358.98 | -0.018192 | 365.046 | 0 | 408.4834 | 0.032285 | 358.98 | -0.012798 | 364.4435 | 0 | 358.98 | -0.008278 | 364.4435 | 0 | 407.7157 | 0.0002744 | 407.7157 | 9.3528e-05 | 364.4435 | 0 | 365.046 | 0 | 365.046 | 0 | 364.4435 | 0 | 622.339 | 0.023493 | 364.4435 | 0 | 364.4435 | 0 | 621.4896 | 0.0013044 | 364.4435 | 0 | 624.2843 | 0.0002501 | 622.339 | 0.021423 | 624.2843 | 6.1819e-05 | 853.5938 | 0.0019524 | 1109.0553 | 0.0054084 | 1009.5022 | 0.013909 | 1040.5612 | 0 | 1039.9241 | 0 | 364.444 | 4.9376e-06 | 365.046 | 0 | 364.4435 | 0 | 364.4435 | 0 | 364.4435 | 0 | 362.2536 | 0
| 237.3312 | 0 |  |  | 237.3312 | 0 | 237.3312 | 0 | 408.5962 | 0 | 364.6586 | 64.6139 | 359.1909 | 0.1453 | 408.5962 | 0.10188 | 364.6586 | 0.69154 | 364.6586 | 0.015112 | 365.2612 | 0 | 364.6586 | 0 | 364.6586 | 0 | 364.6586 | 0 | 407.8288 | 0.00023303 | 359.19 | 0.050418 | 365.2612 | 0 | 408.5962 | 0.032494 | 359.19 | -0.0089922 | 364.6586 | 0 | 359.19 | -0.0044305 | 364.6586 | 0 | 407.8288 | 0.00024201 | 407.8288 | 6.6349e-05 | 364.6586 | 0 | 365.2612 | 0 | 365.2612 | 0 | 364.6586 | 0 | 622.4989 | 0.026163 | 364.6586 | 0 | 364.6586 | 0 | 621.65 | 0.00017392 | 364.6586 | 0 | 624.444 | 0.00023145 | 622.4989 | 0.02033 | 624.444 | 6.1054e-05 | 853.6663 | 0.0028036 | 1109.1156 | 0.0054289 | 1009.5147 | 0.013887 | 1040.6141 | 0 | 1039.977 | 0 | 364.659 | 5.5496e-06 | 365.2612 | 0 | 364.6586 | 0 | 364.6586 | 0 | 364.6586 | 0 | 362.4687 | 0
| 237.4042 | 0 |  |  | 237.4042 | 0 | 237.4042 | 0 | 408.709 | 0.022482 | 364.8736 | 67.5066 | 359.4063 | -0.081222 | 408.709 | 0.15432 | 364.8736 | 0.51453 | 364.8736 | -0.036287 | 365.4765 | 0 | 364.8736 | 0 | 364.8736 | 0 | 364.8736 | 0 | 407.9419 | 0.00021878 | 359.41 | -0.041062 | 365.4765 | 0 | 408.709 | 0.036673 | 359.41 | 0.0040544 | 364.8736 | 0 | 359.41 | 0.0043138 | 364.8736 | 0 | 407.9419 | 0.00022371 | 407.9419 | 8.5534e-05 | 364.8736 | 0 | 365.4765 | 0 | 365.4765 | 0 | 364.8736 | 0 | 622.6589 | 0.02093 | 364.8736 | 0 | 364.8736 | 0 | 621.8103 | 0.00026087 | 364.8736 | 0 | 624.6037 | 0.0002128 | 622.6589 | 0.021204 | 624.6037 | 7.0384e-05 | 853.7388 | 0.002371 | 1109.1758 | 0.0054494 | 1009.5272 | 0.013867 | 1040.6672 | 0 | 1040.03 | 0 | 364.874 | 5.5494e-06 | 365.4765 | 0 | 364.8736 | 0 | 364.8736 | 0 | 364.8736 | 0 | 362.6837 | 0
| 237.4772 | 0 |  |  | 237.4772 | 0 | 237.4772 | 0 | 408.8218 | 0 | 365.0887 | 70.6434 | 359.6218 | 0.10869 | 408.8218 | 0.11757 | 365.0887 | 0.85216 | 365.0887 | 0.024515 | 365.6918 | 0 | 365.0887 | 0 | 365.0887 | 0 | 365.0887 | 0 | 408.0551 | 0.00022339 | 359.62 | -0.015073 | 365.6918 | 0 | 408.8218 | 0.035211 | 359.62 | -0.0021971 | 365.0887 | 0 | 359.62 | -0.036959 | 365.0887 | 0 | 408.0551 | 0.00018027 | 408.0551 | 0.00011671 | 365.0887 | 0 | 365.6918 | 0 | 365.6918 | 0 | 365.0887 | 0 | 622.8188 | 0.021197 | 365.0887 | 0 | 365.0887 | 0 | 621.9707 | 0 | 365.0887 | 0 | 624.7633 | 0.00027862 | 622.8188 | 0.019346 | 624.7633 | 6.3741e-05 | 853.8114 | 0.0019518 | 1109.2361 | 0.0054648 | 1009.5397 | 0.013849 | 1040.7203 | 0 | 1040.083 | 0 | 365.089 | 5.5477e-06 | 365.6918 | 0 | 365.0887 | 0 | 365.0887 | 0 | 365.0887 | 0 | 362.8988 | 0
| 237.5503 | 0 |  |  | 237.5503 | 0 | 237.5503 | 0 | 408.9345 | 0.023851 | 365.3038 | 73.489 | 359.8373 | 0.0060762 | 408.9345 | 0.15024 | 365.3038 | 0.69687 | 365.3038 | 0.0096619 | 365.9071 | 0 | 365.3038 | 0 | 365.3038 | 0 | 365.3038 | 0 | 408.1682 | 0.00022255 | 359.84 | -0.034825 | 365.9071 | 0 | 408.9345 | 0.042106 | 359.84 | -0.00083807 | 365.3038 | 0 | 359.84 | -0.031712 | 365.3038 | 0 | 408.1682 | 0.0001635 | 408.1682 | 0.00015588 | 365.3038 | 0 | 365.9071 | 0 | 365.9071 | 0 | 365.3038 | 0 | 622.9788 | 0.017834 | 365.3038 | 0 | 365.3038 | 0 | 622.131 | 0.00026087 | 365.3038 | 0 | 624.923 | 0.0002128 | 622.9788 | 0.020002 | 624.923 | 6.8803e-05 | 853.884 | 0.0022764 | 1109.2964 | 0.0054853 | 1009.5521 | 0.013831 | 1040.7733 | 0 | 1040.136 | 0 | 365.304 | 6.783e-06 | 365.9071 | 0 | 365.3038 | 0 | 365.3038 | 0 | 365.3038 | 0 | 363.1139 | 0
| 237.6233 | 0 |  |  | 237.6233 | 0 | 237.6233 | 0 | 409.0473 | 0 | 365.5189 | 76.056 | 360.0528 | 0.12328 | 409.0473 | 0.063191 | 365.5189 | 0.9664 | 365.5189 | 0.012026 | 366.1224 | 0 | 365.5189 | 0 | 365.5189 | 0 | 365.5189 | 0 | 408.2813 | 0.00022045 | 360.05 | 0.046258 | 366.1224 | 0 | 409.0473 | 0.0233 | 360.05 | 0.0075879 | 365.5189 | 0 | 360.05 | 0.00046636 | 365.5189 | 0 | 408.2813 | 0.00016312 | 408.2813 | 0.00019065 | 365.5189 | 0 | 366.1224 | 0 | 366.1224 | 0 | 365.5189 | 0 | 623.1388 | 0.026003 | 365.5189 | 0 | 365.5189 | 0 | 622.2914 | 0.00017392 | 365.5189 | 0 | 625.0827 | 0.00025448 | 623.1388 | 0.018909 | 625.0827 | 6.3391e-05 | 853.9565 | 0.0019014 | 1109.3566 | 0.0055057 | 1009.5646 | 0.013815 | 1040.8264 | 0 | 1040.189 | 0 | 365.519 | 9.2511e-06 | 366.1224 | 0 | 365.5189 | 0 | 365.5189 | 0 | 365.5189 | 0 | 363.329 | 0
| 237.6964 | 0 |  |  | 237.6964 | 0 | 237.6964 | 0 | 409.1601 | 0.011533 | 365.7341 | 78.2286 | 360.2683 | 0.011685 | 409.1601 | 0.1036 | 365.7341 | 0.83806 | 365.7341 | -0.0016183 | 366.3377 | 0 | 365.7341 | 0 | 365.7341 | 0 | 365.7341 | 0 | 408.3945 | 0.00020788 | 360.27 | -0.07225 | 366.3377 | 0 | 409.1601 | 0.034061 | 360.27 | -0.0062742 | 365.7341 | 0 | 360.27 | -0.026815 | 365.7341 | 0 | 408.3945 | 0.00016426 | 408.3945 | 0.00015948 | 365.7341 | 0 | 366.3377 | 0 | 366.3377 | 0 | 365.7341 | 0 | 623.2988 | 0.016606 | 365.7341 | 0 | 365.7341 | 0 | 622.4518 | 0.00026087 | 365.7341 | 0 | 625.2424 | 0.00018538 | 623.2988 | 0.019346 | 625.2424 | 6.9658e-05 | 854.0291 | 0.0012972 | 1109.4169 | 0.0055262 | 1009.5771 | 0.013801 | 1040.8795 | 0 | 1040.2421 | 0 | 365.734 | 8.6392e-06 | 366.3377 | 0 | 365.7341 | 0 | 365.7341 | 0 | 365.7341 | 0 | 363.5441 | 0
| 237.7694 | 0 |  |  | 237.7694 | 0 | 237.7694 | 0 | 409.2729 | 0 | 365.9492 | 80.5647 | 360.4838 | 0.12315 | 409.2729 | 0.060612 | 365.9492 | 0.91756 | 365.9492 | 0.014903 | 366.553 | 0 | 365.9492 | 0 | 365.9492 | 0 | 365.9492 | 0 | 408.5077 | 0.00022842 | 360.48 | 0.073286 | 366.553 | 0 | 409.2729 | 0.033434 | 360.48 | 0.00079277 | 365.9492 | 0 | 360.48 | -0.014574 | 365.9492 | 0 | 408.5077 | 0.00015626 | 408.5077 | 0.00018666 | 365.9492 | 0 | 366.553 | 0 | 366.553 | 0 | 365.9492 | 0 | 623.4588 | 0.028139 | 365.9492 | 0 | 365.9492 | 0 | 622.6122 | 0 | 365.9492 | 0 | 625.4021 | 0.00027642 | 623.4588 | 0.0188 | 625.4021 | 6.4944e-05 | 854.1017 | 0.0016896 | 1109.4772 | 0.0055467 | 1009.5896 | 0.013788 | 1040.9326 | 0 | 1040.295 | 0 | 365.949 | 5.5494e-06 | 366.553 | 0 | 365.9492 | 0 | 365.9492 | 0 | 365.9492 | 0 | 363.7592 | 0
| 237.8425 | 0 |  |  | 237.8425 | 0 | 237.8425 | 0 | 409.3856 | 0.014695 | 366.1644 | 82.2448 | 360.6994 | -0.0073553 | 409.3856 | 0.11585 | 366.1644 | 0.91625 | 366.1644 | 0.0097628 | 366.7684 | 0 | 366.1644 | 0 | 366.1644 | 0 | 366.1644 | 0 | 408.6208 | 0.00022548 | 360.7 | -0.044181 | 366.7684 | 0 | 409.3856 | 0.043883 | 360.7 | -0.021495 | 366.1644 | 0 | 360.7 | 0.0036143 | 366.1644 | 0 | 408.6208 | 0.00018027 | 408.6208 | 0.00014029 | 366.1644 | 0 | 366.7684 | 0 | 366.7684 | 0 | 366.1644 | 0 | 623.6188 | 0.019702 | 366.1644 | 0 | 366.1644 | 0 | 622.7726 | 0.00026087 | 366.1644 | 0 | 625.5618 | 0.00016563 | 623.6188 | 0.020002 | 625.5618 | 6.9159e-05 | 854.1743 | 0.0019889 | 1109.5375 | 0.0055621 | 1009.6021 | 0.013776 | 1040.9856 | 0 | 1040.348 | 0 | 366.164 | 3.6975e-06 | 366.7684 | 0 | 366.1644 | 0 | 366.1644 | 0 | 366.1644 | 0 | 363.9744 | 0
| 237.9155 | 0 |  |  | 237.9155 | 0 | 237.9155 | 0 | 409.4984 | 0 | 366.3795 | 83.6006 | 360.915 | 0.15396 | 409.4984 | 0.059322 | 366.3795 | 1.1818 | 366.3795 | 0.022245 | 366.9838 | 0 | 366.3795 | 0 | 366.3795 | 0 | 366.3795 | 0 | 408.734 | 0.00024225 | 360.91 | -0.032746 | 366.9838 | 0 | 409.4984 | 0.048584 | 360.91 | 0.0035108 | 366.3795 | 0 | 360.91 | 0.0018654 | 366.3795 | 0 | 408.734 | 0.00019056 | 408.734 | 0.00019065 | 366.3795 | 0 | 366.9838 | 0 | 366.9838 | 0 | 366.3795 | 0 | 623.7788 | 0.027391 | 366.3795 | 0 | 366.3795 | 0 | 622.933 | 0.00017392 | 366.3795 | 0 | 625.7216 | 0.00032139 | 623.7788 | 0.019893 | 625.7216 | 6.3117e-05 | 854.2469 | 0.0023822 | 1109.5978 | 0.0055826 | 1009.6146 | 0.013766 | 1041.0387 | 0 | 1040.4011 | 0 | 366.38 | 6.1688e-06 | 366.9838 | 0 | 366.3795 | 0 | 366.3795 | 0 | 366.3795 | 0 | 364.1895 | 0
| 237.9886 | 0 |  |  | 237.9886 | 0 | 237.9886 | 0 | 409.6112 | 0 | 366.5947 | 84.6949 | 361.1305 | -0.032864 | 409.6112 | 0.10446 | 366.5947 | 1.1835 | 366.5947 | 0.050018 | 367.1992 | 0 | 366.5947 | 0 | 366.5947 | 0 | 366.5947 | 0 | 408.8472 | 0.00024895 | 361.13 | -0.024429 | 367.1992 | 0 | 409.6112 | 0.046495 | 361.13 | -0.0027408 | 366.5947 | 0 | 361.13 | -0.0086277 | 366.5947 | 0 | 408.8472 | 0.0002138 | 408.8472 | 0.00015188 | 366.5947 | 0 | 367.1992 | 0 | 367.1992 | 0 | 366.5947 | 0 | 623.9388 | 0.022372 | 366.5947 | 0 | 366.5947 | 0 | 623.0934 | 0 | 366.5947 | 0 | 625.8813 | 0.00016234 | 623.9388 | 0.020548 | 625.8813 | 7.0672e-05 | 854.3195 | 0.0017114 | 1109.6581 | 0.0056031 | 1009.627 | 0.013757 | 1041.0918 | 0 | 1040.4541 | 0 | 366.595 | 6.1662e-06 | 367.1992 | 0 | 366.5947 | 0 | 366.5947 | 0 | 366.5947 | 0 | 364.4047 | 0
| 238.0617 | 0 |  |  | 238.0617 | 0 | 238.0617 | 0 | 409.724 | 0 | 366.8099 | 85.0431 | 361.3461 | 0.1178 | 409.724 | 0.051584 | 366.8099 | 1.3133 | 366.8099 | 0.0016013 | 367.4146 | 0 | 366.8099 | 0 | 366.8099 | 0 | 366.8099 | 0 | 408.9604 | 0.00027242 | 361.35 | -0.027548 | 367.4146 | 0 | 409.724 | 0.049734 | 361.35 | 0.010034 | 366.8099 | 0 | 361.35 | 0.01061 | 366.8099 | 0 | 408.9604 | 0.00017455 | 408.9604 | 0.00015948 | 366.8099 | 0 | 367.4146 | 0 | 367.4146 | 0 | 366.8099 | 0 | 624.0988 | 0.033211 | 366.8099 | 0 | 366.8099 | 0 | 623.2538 | 0 | 366.8099 | 0 | 626.041 | 0.00033236 | 624.0988 | 0.019018 | 626.041 | 6.3307e-05 | 854.3922 | 0.0010663 | 1109.7184 | 0.0056184 | 1009.6395 | 0.01375 | 1041.1449 | 0 | 1040.5072 | 0 | 366.81 | 6.7856e-06 | 367.4146 | 0 | 366.8099 | 0 | 366.8099 | 0 | 366.8099 | 0 | 364.6199 | 0
| 238.1347 | 0 |  |  | 238.1347 | 0 | 238.1347 | 0 | 409.8367 | 0.011533 | 367.0252 | 85.5826 | 361.5617 | -0.018498 | 409.8367 | 0.099515 | 367.0252 | 1.1676 | 367.0251 | -0.012177 | 367.63 | 0 | 367.0252 | 0 | 367.0251 | 0 | 367.0251 | 0 | 409.0735 | 0.00027494 | 361.56 | 0.021311 | 367.63 | 0 | 409.8367 | 0.034375 | 361.56 | -2.2651e-05 | 367.0252 | 0 | 361.56 | -0.0089774 | 367.0251 | 0 | 409.0735 | 0.00016578 | 409.0735 | 0.00016347 | 367.0251 | 0 | 367.63 | 0 | 367.63 | 0 | 367.0251 | 0 | 624.2589 | 0.023654 | 367.0252 | 0 | 367.0252 | 0 | 623.4142 | 0.00026087 | 367.0252 | 0 | 626.2008 | 0.00018977 | 624.2589 | 0.02033 | 626.2008 | 7.2164e-05 | 854.4648 | 0.00132 | 1109.7787 | 0.0056389 | 1009.652 | 0.013744 | 1041.198 | 0 | 1040.5602 | 0 | 367.025 | 8.0218e-06 | 367.63 | 0 | 367.0251 | 0 | 367.0251 | 0 | 367.0251 | 0 | 364.8351 | 0
| 238.2078 | 0 |  |  | 238.2078 | 0 | 238.2078 | 0 | 409.9495 | 0 | 367.2404 | 85.7366 | 361.7774 | 0.10181 | 409.9495 | 0.02092 | 367.2404 | 1.4541 | 367.2404 | 0.0069704 | 367.8454 | 0 | 367.2404 | 0 | 367.2404 | 0 | 367.2404 | 0 | 409.1867 | 0.00026739 | 361.78 | 0.00051979 | 367.8454 | 0 | 409.9495 | 0.040226 | 361.78 | -0.013885 | 367.2404 | 0 | 361.78 | -0.011776 | 367.2404 | 0 | 409.1867 | 0.0001776 | 409.1867 | 0.00017906 | 367.2404 | 0 | 367.8454 | 0 | 367.8454 | 0 | 367.2404 | 0 | 624.4189 | 0.028726 | 367.2404 | 0 | 367.2404 | 0 | 623.5746 | 0.00069566 | 367.2404 | 0 | 626.3605 | 0.00031043 | 624.4189 | 0.020002 | 626.3605 | 6.3315e-05 | 854.5375 | 0.0020739 | 1109.839 | 0.0056543 | 1009.6645 | 0.013739 | 1041.2511 | 0 | 1040.6133 | 0 | 367.24 | 8.0218e-06 | 367.8454 | 0 | 367.2404 | 0 | 367.2404 | 0 | 367.2404 | 0 | 365.0503 | 0
| 238.2809 | 0 |  |  | 238.2809 | 0 | 238.2809 | 0 | 410.0623 | 0.00099528 | 367.4556 | 85.5325 | 361.993 | 0.10217 | 410.0623 | 0.086189 | 367.4556 | 1.4776 | 367.4556 | 0.016742 | 368.0608 | 0 | 367.4556 | 0 | 367.4556 | 0 | 367.4556 | 0 | 409.2999 | 0.00024015 | 361.99 | -0.0015593 | 368.0608 | 0 | 410.0623 | 0.034061 | 361.99 | 0.00052096 | 367.4556 | 0 | 361.99 | -0.022969 | 367.4556 | 0 | 409.2999 | 0.0001917 | 409.2999 | 0.00022583 | 367.4556 | 0 | 368.0608 | 0 | 368.0608 | 0 | 367.4556 | 0 | 624.5789 | 0.019916 | 367.4556 | 0 | 367.4556 | 0 | 623.735 | 0.00026087 | 367.4556 | 0 | 626.5203 | 0.00016234 | 624.5789 | 0.021204 | 626.5203 | 6.8784e-05 | 854.61 | 0.0019452 | 1109.8993 | 0.0056748 | 1009.677 | 0.013736 | 1041.3043 | 0 | 1040.6663 | 0 | 367.456 | 5.5546e-06 | 368.0608 | 0 | 367.4556 | 0 | 367.4556 | 0 | 367.4556 | 0 | 365.2656 | 0
| 238.354 | 0 |  |  | 238.354 | 0 | 238.354 | 0 | 410.175 | 0 | 367.6709 | 85.0743 | 362.2087 | 0.22643 | 410.175 | 0.026437 | 367.6709 | 1.6837 | 367.6709 | 0.045856 | 368.2763 | 0 | 367.6709 | 0 | 367.6709 | 0 | 367.6709 | 0 | 409.4131 | 0.00025105 | 362.21 | 0.026508 | 368.2763 | 0 | 410.175 | 0.035211 | 362.21 | -0.0098077 | 367.6709 | 0 | 362.21 | 0.0053631 | 367.6709 | 0 | 409.4131 | 0.00022257 | 409.4131 | 0.00022583 | 367.6709 | 0 | 368.2763 | 0 | 368.2763 | 0 | 367.6709 | 0 | 624.739 | 0.027391 | 367.6709 | 0 | 367.6709 | 0 | 623.8955 | 0 | 367.6709 | 0 | 626.6801 | 0.00035321 | 624.739 | 0.019018 | 626.6801 | 6.1372e-05 | 854.6827 | 0.0015682 | 1109.9597 | 0.0056901 | 1009.6895 | 0.013734 | 1041.3574 | 0 | 1040.7194 | 0 | 367.671 | 9.2543e-06 | 368.2763 | 0 | 367.6709 | 0 | 367.6709 | 0 | 367.6709 | 0 | 365.4808 | 0
| 238.4271 | 0 |  |  | 238.4271 | 0 | 238.4271 | 0 | 410.2878 | 0.034799 | 367.8862 | 84.4505 | 362.4243 | 0.079354 | 410.2878 | 0.080815 | 367.8862 | 1.6443 | 367.8862 | -0.0076916 | 368.4918 | 0 | 367.8862 | 0 | 367.8862 | 0 | 367.8862 | 0 | 409.5263 | 0.00026362 | 362.42 | -0.0098758 | 368.4918 | 0 | 410.2878 | 0.036987 | 362.42 | 0.0073161 | 367.8862 | 0 | 362.42 | 0.0011659 | 367.8862 | 0 | 409.5263 | 0.00020656 | 409.5263 | 0.00028018 | 367.8862 | 0 | 368.4918 | 0 | 368.4918 | 0 | 367.8862 | 0 | 624.8991 | 0.020076 | 367.8862 | 0 | 367.8862 | 0 | 624.0559 | 0 | 367.8862 | 0 | 626.8399 | 0.00019196 | 624.8991 | 0.019674 | 626.8399 | 7.888e-05 | 854.7554 | 0.0017176 | 1110.02 | 0.0057106 | 1009.702 | 0.013734 | 1041.4105 | 0 | 1040.7725 | 0 | 367.886 | 7.3996e-06 | 368.4918 | 0 | 367.8862 | 0 | 367.8862 | 0 | 367.8862 | 0 | 365.696 | 0
| 238.5001 | 0 |  |  | 238.5001 | 0 | 238.5002 | 0 | 410.4006 | 0 | 368.1015 | 83.6012 | 362.64 | 0.19661 | 410.4006 | 0.036969 | 368.1015 | 1.9571 | 368.1015 | 0.043747 | 368.7073 | 0 | 368.1015 | 0 | 368.1015 | 0 | 368.1015 | 0 | 409.6395 | 0.00025566 | 362.64 | 0.037943 | 368.7073 | 0 | 410.4006 | 0.033121 | 362.64 | 0.0013364 | 368.1015 | 0 | 362.64 | -0.014574 | 368.1015 | 0 | 409.6395 | 0.00021037 | 409.6395 | 0.00029577 | 368.1015 | 0 | 368.7073 | 0 | 368.7073 | 0 | 368.1015 | 0 | 625.0591 | 0.016872 | 368.1015 | 0 | 368.1015 | 0 | 624.2164 | 0.00017392 | 368.1015 | 0 | 626.9997 | 0.00036527 | 625.0591 | 0.01869 | 626.9997 | 6.2333e-05 | 854.8281 | 0.00147 | 1110.0803 | 0.005726 | 1009.7144 | 0.013735 | 1041.4636 | 0 | 1040.8254 | 0 | 368.101 | 6.7906e-06 | 368.7073 | 0 | 368.1015 | 0 | 368.1015 | 0 | 368.1015 | 0 | 365.9113 | 0
| 238.5733 | 0 |  |  | 238.5733 | 0 | 238.5732 | 0 | 410.5134 | 0 | 368.3168 | 82.0366 | 362.8557 | 0.13762 | 410.5134 | 0.057388 | 368.3168 | 1.8165 | 368.3168 | -0.038546 | 368.9228 | 0 | 368.3168 | 0 | 368.3168 | 0 | 368.3168 | 0 | 409.7528 | 0.00021836 | 362.86 | 0.0036384 | 368.9228 | 0 | 410.5134 | 0.04148 | 362.86 | -0.010351 | 368.3168 | 0 | 362.86 | 0.013758 | 368.3168 | 0 | 409.7528 | 0.00017569 | 409.7528 | 0.00028018 | 368.3168 | 0 | 368.9228 | 0 | 368.9228 | 0 | 368.3168 | 0 | 625.2192 | 0.020557 | 368.3168 | 0 | 368.3168 | 0 | 624.3768 | 0.00078262 | 368.3168 | 0 | 627.1595 | 0.00020622 | 625.2192 | 0.020986 | 627.1595 | 7.0803e-05 | 854.9009 | 0.0016184 | 1110.1408 | 0.0057465 | 1009.7269 | 0.013737 | 1041.5168 | 0 | 1040.8785 | 0 | 368.317 | 8.647e-06 | 368.9228 | 0 | 368.3168 | 0 | 368.3168 | 0 | 368.3168 | 0 | 366.1266 | 0
| 238.6464 | 0 |  |  | 238.6464 | 0 | 238.6464 | 0 | 410.6261 | 0.0080919 | 368.5321 | 80.2161 | 363.0714 | 0.36589 | 410.6261 | 0.020546 | 368.5321 | 2.1753 | 368.5321 | 0.023923 | 369.1383 | 0 | 368.5321 | 0 | 368.5321 | 0 | 368.5321 | 0 | 409.866 | 0.00019908 | 363.07 | 0.015073 | 369.1383 | 0 | 410.6261 | 0.034897 | 363.07 | -0.0060024 | 368.5321 | 0 | 363.07 | 0.012009 | 368.5321 | 0 | 409.866 | 0.00015245 | 409.866 | 0.00017107 | 368.5321 | 0 | 369.1383 | 0 | 369.1383 | 0 | 368.5321 | 0 | 625.3793 | 0.030702 | 368.5321 | 0 | 368.5321 | 0 | 624.5373 | 0.00017392 | 368.5321 | 0 | 627.3193 | 0.00031481 | 625.3793 | 0.020002 | 627.3193 | 6.3967e-05 | 854.9736 | 0.0020217 | 1110.201 | 0.0057618 | 1009.7394 | 0.013741 | 1041.57 | 0 | 1040.9316 | 0 | 368.532 | 6.7913e-06 | 369.1383 | 0 | 368.5321 | 0 | 368.5321 | 0 | 368.5321 | 0 | 366.3419 | 0
| 238.7195 | 0 |  |  | 238.7195 | 0 | 238.7195 | 0 | 410.7389 | 0.0087231 | 368.7475 | 78.0703 | 363.2872 | 0.15688 | 410.7389 | 0.061901 | 368.7475 | 2.0913 | 368.7475 | 0.0091291 | 369.3538 | 0 | 368.7475 | 0 | 368.7475 | 0 | 368.7475 | 0 | 409.9792 | 0.00024183 | 363.29 | -0.076405 | 369.3538 | 0 | 410.7389 | 0.042942 | 363.29 | -0.0089922 | 368.7475 | 0 | 363.29 | 0.0046636 | 368.7475 | 0 | 409.9792 | 0.00014635 | 409.9792 | 8.5534e-05 | 368.7475 | 0 | 369.3538 | 0 | 369.3538 | 0 | 368.7475 | 0 | 625.5394 | 0.021411 | 368.7475 | 0 | 368.7475 | 0 | 624.6977 | 0.00078262 | 368.7475 | 0 | 627.4791 | 0.00020073 | 625.5394 | 0.020439 | 627.4791 | 7.6522e-05 | 855.0463 | 0.0018905 | 1110.2615 | 0.0057823 | 1009.7519 | 0.013745 | 1041.623 | 0 | 1040.9847 | 0 | 368.747 | 5.5534e-06 | 369.3538 | 0 | 368.7475 | 0 | 368.7475 | 0 | 368.7475 | 0 | 366.5572 | 0
| 238.7926 | 0 |  |  | 238.7926 | 0 | 238.7926 | 0 | 410.8517 | 0 | 368.9628 | 76.0853 | 363.5029 | 0.32001 | 410.8517 | 0.023213 | 368.9628 | 2.4293 | 368.9629 | 0.031128 | 369.5693 | 0 | 368.9628 | 0 | 368.9629 | 0 | 368.9629 | 0 | 410.0924 | 0.00022758 | 363.5 | 0.021311 | 369.5694 | 0 | 410.8517 | 0.039599 | 363.5 | -0.012798 | 368.9628 | 0 | 363.5 | -0.0072287 | 368.9629 | 0 | 410.0924 | 0.00014559 | 410.0924 | 6.9946e-05 | 368.9629 | 0 | 369.5694 | 0 | 369.5694 | 0 | 368.9629 | 0 | 625.6995 | 0.028139 | 368.9628 | 0 | 368.9628 | 0 | 624.8582 | 0.00069566 | 368.9628 | 0 | 627.6389 | 0.00029178 | 625.6995 | 0.0188 | 627.6389 | 6.9093e-05 | 855.1191 | 0.0016182 | 1110.3219 | 0.0057977 | 1009.7644 | 0.013752 | 1041.6763 | 0 | 1041.0378 | 0 | 368.963 | 8.6327e-06 | 369.5693 | 0 | 368.9629 | 0 | 368.9629 | 0 | 368.9629 | 0 | 366.7725 | 0
| 238.8657 | 0 |  |  | 238.8657 | 0 | 238.8657 | 0 | 410.9644 | 0.0069668 | 369.1782 | 74.5408 | 363.7187 | 0.31947 | 410.9644 | 0.06706 | 369.1782 | 2.4728 | 369.1782 | 0.027965 | 369.7849 | 0 | 369.1782 | 0 | 369.1782 | 0 | 369.1782 | 0 | 410.2057 | 0.00020872 | 363.72 | 0.029627 | 369.7849 | 0 | 410.9644 | 0.04033 | 363.72 | -0.006546 | 369.1782 | 0 | 363.72 | -0.016322 | 369.1782 | 0 | 410.2057 | 0.00016769 | 410.2057 | 0.0001323 | 369.1782 | 0 | 369.7849 | 0 | 369.7849 | 0 | 369.1782 | 0 | 625.8596 | 0.019702 | 369.1782 | 0 | 369.1782 | 0 | 625.0187 | 0.00078262 | 369.1782 | 0 | 627.7988 | 0.00019635 | 625.8596 | 0.019565 | 627.7988 | 7.5041e-05 | 855.1919 | 0.0022539 | 1110.3822 | 0.0058182 | 1009.7769 | 0.013759 | 1041.7294 | 0 | 1041.0909 | 0 | 369.178 | 7.3974e-06 | 369.7849 | 0 | 369.1782 | 0 | 369.1782 | 0 | 369.1782 | 0 | 366.9879 | 0
| 238.9388 | 0 |  |  | 238.9388 | 0 | 238.9388 | 0 | 411.0772 | 0 | 369.3936 | 73.1947 | 363.9345 | 0.47478 | 411.0772 | 0.021708 | 369.3936 | 2.8088 | 369.3936 | 0.031219 | 370.0005 | 0 | 369.3936 | 0 | 369.3936 | 0 | 369.3936 | 0 | 410.3189 | 0.00015507 | 363.93 | 0.0015593 | 370.0005 | 0 | 411.0772 | 0.025389 | 363.93 | 0.0081316 | 369.3936 | 0 | 363.93 | 0.00046636 | 369.3936 | 0 | 410.3189 | 0.00016235 | 410.3189 | 0.00015588 | 369.3936 | 0 | 370.0005 | 0 | 370.0005 | 0 | 369.3936 | 0 | 626.0197 | 0.030488 | 369.3936 | 0 | 369.3936 | 0 | 625.1792 | 0 | 369.3936 | 0 | 627.9586 | 0.00036198 | 626.0197 | 0.018909 | 627.9586 | 7.2336e-05 | 855.2646 | 0.0022086 | 1110.4426 | 0.0058335 | 1009.7894 | 0.013767 | 1041.7826 | 0 | 1041.144 | 0 | 369.394 | 6.1662e-06 | 370.0005 | 0 | 369.3936 | 0 | 369.3936 | 0 | 369.3936 | 0 | 367.2032 | 0
| 239.0119 | 0 |  |  | 239.0119 | 0 | 239.0119 | 0 | 411.19 | 0 | 369.609 | 71.331 | 364.1503 | 0.41788 | 411.19 | 0.072218 | 369.609 | 2.883 | 369.609 | 0.020908 | 370.2161 | 0 | 369.609 | 0 | 369.609 | 0 | 369.609 | 0 | 410.4321 | 0.00017477 | 364.15 | -0.10031 | 370.2161 | 0 | 411.19 | 0.040539 | 364.15 | -0.0076332 | 369.609 | 0 | 364.15 | -0.012475 | 369.609 | 0 | 410.4321 | 0.00018179 | 410.4321 | 0.00021783 | 369.609 | 0 | 370.2161 | 0 | 370.2161 | 0 | 369.609 | 0 | 626.1798 | 0.018955 | 369.609 | 0 | 369.609 | 0 | 625.3397 | 0.00026087 | 369.609 | 0 | 628.1185 | 0.00016673 | 626.1798 | 0.019565 | 628.1185 | 7.9315e-05 | 855.3375 | 0.0021844 | 1110.5031 | 0.005854 | 1009.8019 | 0.013777 | 1041.8357 | 0 | 1041.1971 | 0 | 369.609 | 4.935e-06 | 370.2161 | 0 | 369.609 | 0 | 369.609 | 0 | 369.609 | 0 | 367.4186 | 0
| 239.085 | 0 |  |  | 239.085 | 0 | 239.085 | 0 | 411.3028 | 0 | 369.8244 | 69.7135 | 364.3661 | 0.64572 | 411.3028 | 0.0056034 | 369.8244 | 3.1292 | 369.8245 | 0.051694 | 370.4317 | 0 | 369.8244 | 0 | 369.8245 | 0 | 369.8245 | 0 | 410.5454 | 0.00017854 | 364.37 | -0.0077966 | 370.4317 | 0 | 411.3028 | 0.024867 | 364.37 | 0.013295 | 369.8244 | 0 | 364.37 | -0.0016322 | 369.8245 | 0 | 410.5454 | 0.00017379 | 410.5454 | 0.00015188 | 369.8245 | 0 | 370.4317 | 0 | 370.4317 | 0 | 369.8245 | 0 | 626.3399 | 0.025522 | 369.8244 | 0 | 369.8244 | 0 | 625.5001 | 0.00017392 | 369.8244 | 0 | 628.2783 | 0.00037295 | 626.3399 | 0.01869 | 628.2783 | 6.8605e-05 | 855.4103 | 0.001732 | 1110.5633 | 0.0058745 | 1009.8143 | 0.013787 | 1041.8889 | 0 | 1041.2502 | 0 | 369.824 | 6.1662e-06 | 370.4317 | 0 | 369.8245 | 0 | 369.8245 | 0 | 369.8245 | 0 | 367.634 | 0
| 239.1582 | 0 |  |  | 239.1582 | 0 | 239.1582 | 0 | 411.4155 | 0.0080204 | 370.0399 | 67.2961 | 364.5819 | 0.53054 | 411.4155 | 0.051154 | 370.0399 | 3.1874 | 370.0399 | 0.0016792 | 370.6473 | 0 | 370.0399 | 0 | 370.0399 | 0 | 370.0399 | 0 | 410.6587 | 0.00022171 | 364.58 | -0.04314 | 370.6473 | 0 | 411.4155 | 0.035524 | 364.58 | -0.019593 | 370.0399 | 0 | 364.58 | -0.017373 | 370.0399 | 0 | 410.6587 | 0.00017455 | 410.6587 | 0.0001247 | 370.0399 | 0 | 370.6473 | 0 | 370.6473 | 0 | 370.0399 | 0 | 626.5 | 0.019435 | 370.0399 | 0 | 370.0399 | 0 | 625.6607 | 0.00078262 | 370.0399 | 0 | 628.4382 | 0.00016344 | 626.5 | 0.020548 | 628.4382 | 6.9891e-05 | 855.4831 | 0.001711 | 1110.6238 | 0.0058899 | 1009.8268 | 0.013799 | 1041.9421 | 0 | 1041.3033 | 0 | 370.04 | 8.0142e-06 | 370.6473 | 0 | 370.0399 | 0 | 370.0399 | 0 | 370.0399 | 0 | 367.8494 | 0
| 239.2313 | 0 |  |  | 239.2313 | 0 | 239.2313 | 0 | 411.5283 | 0 | 370.2553 | 64.7695 | 364.7977 | 0.97645 | 411.5283 | 0.0056034 | 370.2553 | 3.5329 | 370.2553 | 0.053138 | 370.8629 | 0 | 370.2553 | 0 | 370.2553 | 0 | 370.2553 | 0 | 410.7719 | 0.00020075 | 364.8 | 0.049377 | 370.8629 | 0 | 411.5283 | 0.044405 | 364.8 | 0.011122 | 370.2553 | 0 | 364.8 | 0.0050134 | 370.2553 | 0 | 410.7719 | 0.00015511 | 410.7719 | 0.00013629 | 370.2553 | 0 | 370.8629 | 0 | 370.8629 | 0 | 370.2553 | 0 | 626.6602 | 0.027498 | 370.2553 | 0 | 370.2553 | 0 | 625.8212 | 0.00017392 | 370.2553 | 0 | 628.5981 | 0.00030823 | 626.6602 | 0.019783 | 628.5981 | 6.1973e-05 | 855.5559 | 0.0014945 | 1110.6842 | 0.0059104 | 1009.8393 | 0.013812 | 1041.9952 | 0 | 1041.3564 | 0 | 370.255 | 8.0142e-06 | 370.8629 | 0 | 370.2553 | 0 | 370.2553 | 0 | 370.2553 | 0 | 368.0648 | 0
| 239.3045 | 0 |  |  | 239.3045 | 0 | 239.3045 | 0 | 411.6411 | 0.0016977 | 370.4708 | 62.2938 | 365.0136 | 0.86402 | 411.6411 | 0.042557 | 370.4708 | 3.6865 | 370.4708 | 0.096282 | 371.0786 | 0 | 370.4708 | 0 | 370.4708 | 0 | 370.4708 | 0 | 410.8852 | 0.00024183 | 365.01 | -0.011954 | 371.0786 | 0 | 411.6411 | 0.044405 | 365.01 | -0.01606 | 370.4708 | 0 | 365.01 | -0.040807 | 370.4708 | 0 | 410.8852 | 0.00015892 | 410.8852 | 0.00020224 | 370.4708 | 0 | 371.0786 | 0 | 371.0786 | 0 | 370.4708 | 0 | 626.8203 | 0.019329 | 370.4708 | 0 | 370.4708 | 0 | 625.9817 | 0.00026087 | 370.4708 | 0 | 628.7579 | 0.00023913 | 626.8203 | 0.020548 | 628.7579 | 6.8058e-05 | 855.6288 | 0.0015659 | 1110.7446 | 0.0059308 | 1009.8518 | 0.013825 | 1042.0485 | 0 | 1041.4096 | 0 | 370.471 | 8.0218e-06 | 371.0786 | 0 | 370.4708 | 0 | 370.4708 | 0 | 370.4708 | 0 | 368.2802 | 0
| 239.3776 | 0 |  |  | 239.3776 | 0 | 239.3776 | 0 | 411.7538 | 0 | 370.6863 | 59.8998 | 365.2295 | 1.1514 | 411.7538 | 0 | 370.6863 | 3.9096 | 370.6863 | 0.031587 | 371.2942 | 0 | 370.6863 | 0 | 370.6863 | 0 | 370.6863 | 0 | 410.9984 | 0.00022842 | 365.23 | 0.055613 | 371.2942 | 0 | 411.7538 | 0.032494 | 365.23 | -0.0030125 | 370.6863 | 0 | 365.23 | 0.0064125 | 370.6863 | 0 | 410.9984 | 0.00012577 | 410.9984 | 0.00021783 | 370.6863 | 0 | 371.2942 | 0 | 371.2942 | 0 | 370.6863 | 0 | 626.9805 | 0.031449 | 370.6863 | 0 | 370.6863 | 0 | 626.1422 | 0 | 370.6863 | 0 | 628.9178 | 0.00026545 | 626.9805 | 0.019018 | 628.9178 | 6.3134e-05 | 855.7017 | 0.0017426 | 1110.805 | 0.0059462 | 1009.8643 | 0.01384 | 1042.1017 | 0 | 1041.4628 | 0 | 370.686 | 6.1722e-06 | 371.2942 | 0 | 370.6863 | 0 | 370.6863 | 0 | 370.6863 | 0 | 368.4957 | 0
| 239.4507 | 0 |  |  | 239.4507 | 0 | 239.4508 | 0 | 411.8666 | 0.019261 | 370.9018 | 57.8069 | 365.4454 | 1.1536 | 411.8666 | 0.052444 | 370.9018 | 4.0184 | 370.9018 | 0.03297 | 371.5099 | 0 | 370.9018 | 0 | 370.9018 | 0 | 370.9018 | 0 | 411.1117 | 0.00021458 | 365.45 | -0.019232 | 371.5099 | 0 | 411.8666 | 0.046808 | 365.45 | -0.020951 | 370.9018 | 0 | 365.45 | -0.0093273 | 370.9018 | 0 | 411.1117 | 0.00014216 | 411.1117 | 0.00017506 | 370.9018 | 0 | 371.5099 | 0 | 371.5099 | 0 | 370.9018 | 0 | 627.1406 | 0.022052 | 370.9018 | 0 | 370.9018 | 0 | 626.3027 | 0.00026087 | 370.9018 | 0 | 629.0777 | 0.00029617 | 627.1406 | 0.02022 | 629.0777 | 7.0129e-05 | 855.7745 | 0.0020297 | 1110.8655 | 0.0059667 | 1009.8768 | 0.013855 | 1042.1549 | 0 | 1041.5159 | 0 | 370.902 | 9.8687e-06 | 371.5099 | 0 | 370.9018 | 0 | 370.9018 | 0 | 370.9018 | 0 | 368.7111 | 0
| 239.5239 | 0 |  |  | 239.5239 | 0 | 239.5239 | 0 | 411.9794 | 0 | 371.1173 | 55.8274 | 365.6613 | 1.4993 | 411.9794 | 0.009339 | 371.1173 | 4.4651 | 371.1173 | 0.070893 | 371.7256 | 0 | 371.1173 | 0 | 371.1173 | 0 | 371.1173 | 0 | 411.225 | 0.00014417 | 365.66 | 0.017152 | 371.7256 | 0 | 411.9794 | 0.037823 | 365.66 | -0.011167 | 371.1173 | 0 | 365.66 | 0.0095605 | 371.1173 | 0 | 411.225 | 0.00014635 | 411.225 | 0.00014389 | 371.1173 | 0 | 371.7256 | 0 | 371.7256 | 0 | 371.1173 | 0 | 627.3008 | 0.034439 | 371.1173 | 0 | 371.1173 | 0 | 626.4633 | 0 | 371.1173 | 0 | 629.2376 | 0.00025668 | 627.3008 | 0.018909 | 629.2376 | 6.49e-05 | 855.8475 | 0.0020042 | 1110.926 | 0.0059872 | 1009.8893 | 0.013871 | 1042.2081 | 0 | 1041.569 | 0 | 371.117 | 1.1104e-05 | 371.7256 | 0 | 371.1173 | 0 | 371.1173 | 0 | 371.1173 | 0 | 368.9266 | 0
| 239.5971 | 0 |  |  | 239.5971 | 0 | 239.5971 | 0 | 412.0922 | 0.0076692 | 371.3328 | 53.5902 | 365.8772 | 1.6296 | 412.0922 | 0.045781 | 371.3328 | 4.6038 | 371.3329 | 0.041983 | 371.9413 | 0 | 371.3328 | 0 | 371.3329 | 0 | 371.3329 | 0 | 411.3383 | 0.00016178 | 365.88 | -0.059772 | 371.9413 | 0 | 412.0922 | 0.051301 | 365.88 | 0.0032391 | 371.3328 | 0 | 365.88 | 0.0067623 | 371.3329 | 0 | 411.3383 | 0.00019094 | 411.3383 | 0.00022982 | 371.3329 | 0 | 371.9413 | 0 | 371.9413 | 0 | 371.3329 | 0 | 627.461 | 0.011266 | 371.3328 | 0 | 371.3328 | 0 | 626.6238 | 0.0013044 | 371.3328 | 0 | 629.3976 | 0.00025119 | 627.461 | 0.019783 | 629.3976 | 7.4132e-05 | 855.9203 | 0.0020968 | 1110.9865 | 0.0060077 | 1009.9018 | 0.013888 | 1042.2613 | 0 | 1041.6222 | 0 | 371.333 | 5.5527e-06 | 371.9413 | 0 | 371.3329 | 0 | 371.3329 | 0 | 371.3329 | 0 | 369.1421 | 0
| 239.6702 | 0 |  |  | 239.6702 | 0 | 239.6702 | 0 | 412.2049 | 0 | 371.5484 | 51.8757 | 366.0931 | 1.9205 | 412.2049 | 0.003362 | 371.5484 | 5.0907 | 371.5484 | 0.057636 | 372.157 | 0 | 371.5484 | 0 | 371.5484 | 0 | 371.5484 | 0 | 411.4516 | 0.00017351 | 366.09 | 0.00051979 | 372.157 | 0 | 412.2049 | 0.04148 | 366.09 | -0.017147 | 371.5484 | 0 | 366.09 | -0.0061794 | 371.5484 | 0 | 411.4516 | 0.00020694 | 411.4516 | 0.00021024 | 371.5484 | 0 | 372.157 | 0 | 372.157 | 0 | 371.5484 | 0 | 627.6211 | 0.021037 | 371.5484 | 0 | 371.5484 | 0 | 626.7843 | 0 | 371.5484 | 0 | 629.5575 | 0.00030055 | 627.6211 | 0.018581 | 629.5575 | 6.5107e-05 | 855.9932 | 0.0022995 | 1111.0469 | 0.0060282 | 1009.9142 | 0.013906 | 1042.3146 | 0 | 1041.6753 | 0 | 371.548 | 1.8578e-06 | 372.157 | 0 | 371.5484 | 0 | 371.5484 | 0 | 371.5484 | 0 | 369.3575 | 0
| 239.7434 | 0 |  |  | 239.7434 | 0 | 239.7434 | 0 | 412.3177 | 0.028347 | 371.764 | 49.8886 | 366.3091 | 2.0382 | 412.3177 | 0.054378 | 371.764 | 5.1513 | 371.764 | 0.022585 | 372.3728 | 0 | 371.764 | 0 | 371.764 | 0 | 371.764 | 0 | 411.5649 | 0.00019321 | 366.31 | -0.040022 | 372.3728 | 0 | 412.3177 | 0.046495 | 366.31 | 0.019004 | 371.764 | 0 | 366.31 | -0.013175 | 371.764 | 0 | 411.5649 | 0.00018103 | 411.5649 | 0.00019465 | 371.764 | 0 | 372.3728 | 0 | 372.3728 | 0 | 371.764 | 0 | 627.7813 | 0.016445 | 371.764 | 0 | 371.764 | 0 | 626.9449 | 0 | 371.764 | 0 | 629.7174 | 0.00018538 | 627.7813 | 0.019893 | 629.7174 | 7.1602e-05 | 856.0661 | 0.0018297 | 1111.1073 | 0.0060486 | 1009.9268 | 0.013924 | 1042.3678 | 0 | 1041.7285 | 0 | 371.764 | 1.8595e-06 | 372.3728 | 0 | 371.764 | 0 | 371.764 | 0 | 371.764 | 0 | 369.5731 | 0
| 239.8166 | 0 |  |  | 239.8166 | 0 | 239.8166 | 0 | 412.4305 | 0 | 371.9795 | 48.0431 | 366.525 | 2.3399 | 412.4305 | 0 | 371.9795 | 5.6693 | 371.9795 | 0.058778 | 372.5885 | 0 | 371.9795 | 0 | 371.9795 | 0 | 371.9795 | 0 | 411.6782 | 0.00017645 | 366.53 | -0.04314 | 372.5885 | 0 | 412.4305 | 0.034061 | 366.53 | -2.2651e-05 | 371.9795 | 0 | 366.53 | 0.01096 | 371.9795 | 0 | 411.6782 | 0.00014825 | 411.6782 | 0.00019465 | 371.9795 | 0 | 372.5885 | 0 | 372.5885 | 0 | 371.9795 | 0 | 627.9415 | 0.030435 | 371.9795 | 0 | 371.9795 | 0 | 627.1055 | 0 | 371.9795 | 0 | 629.8774 | 0.00032688 | 627.9415 | 0.018581 | 629.8774 | 6.0734e-05 | 856.139 | 0.0016272 | 1111.1679 | 0.0060691 | 1009.9393 | 0.013943 | 1042.421 | 0 | 1041.7816 | 0 | 371.98 | 6.1729e-06 | 372.5885 | 0 | 371.9795 | 0 | 371.9795 | 0 | 371.9795 | 0 | 369.7886 | 0
| 239.8897 | 0 |  |  | 239.8897 | 0 | 239.8897 | 0 | 412.5432 | 0.0052105 | 372.1951 | 46.2723 | 366.741 | 2.5548 | 412.5432 | 0.035679 | 372.1951 | 5.8716 | 372.1951 | 0.039837 | 372.8043 | 0 | 372.1951 | 0 | 372.1951 | 0 | 372.1951 | 0 | 411.7915 | 0.0001601 | 366.74 | -0.032746 | 372.8043 | 0 | 412.5432 | 0.043569 | 366.74 | -0.003828 | 372.1951 | 0 | 366.74 | -0.0054798 | 372.1951 | 0 | 411.7915 | 0.00013225 | 411.7915 | 0.00020224 | 372.1951 | 0 | 372.8043 | 0 | 372.8043 | 0 | 372.1951 | 0 | 628.1017 | 0.013882 | 372.1951 | 0 | 372.1951 | 0 | 627.266 | 0.00078262 | 372.1951 | 0 | 630.0373 | 0.00016454 | 628.1017 | 0.02022 | 630.0373 | 6.3821e-05 | 856.212 | 0.0017408 | 1111.2283 | 0.0060896 | 1009.9517 | 0.013962 | 1042.4742 | 0 | 1041.8348 | 0 | 372.195 | 9.2493e-06 | 372.8043 | 0 | 372.1951 | 0 | 372.1951 | 0 | 372.1951 | 0 | 370.0041 | 0
| 239.9629 | 0 |  |  | 239.9629 | 0 | 239.9629 | 0 | 412.656 | 0 | 372.4107 | 44.4615 | 366.957 | 3.0323 | 412.656 | 0.0014942 | 372.4107 | 6.3401 | 372.4107 | 0.084509 | 373.0201 | 0 | 372.4107 | 0 | 372.4107 | 0 | 372.4107 | 0 | 411.9048 | 0.0001425 | 366.96 | 0.021311 | 373.0201 | 0 | 412.656 | 0.042002 | 366.96 | 0.008947 | 372.4107 | 0 | 366.96 | -0.0023318 | 372.4107 | 0 | 411.9048 | 0.00015549 | 411.9048 | 0.0002606 | 372.4107 | 0 | 373.0201 | 0 | 373.0201 | 0 | 372.4107 | 0 | 628.2619 | 0.023867 | 372.4107 | 0 | 372.4107 | 0 | 627.4266 | 0 | 372.4107 | 0 | 630.1973 | 0.00041683 | 628.2619 | 0.020002 | 630.1973 | 5.4768e-05 | 856.285 | 0.0016741 | 1111.2888 | 0.0061101 | 1009.9642 | 0.013982 | 1042.5275 | 0 | 1041.8879 | 0 | 372.411 | 4.3193e-06 | 373.0201 | 0 | 372.4107 | 0 | 372.4107 | 0 | 372.4107 | 0 | 370.2197 | 0
| 240.0361 | 0 |  |  | 240.0361 | 0 | 240.0361 | 0 | 412.7688 | 0.0059129 | 372.6264 | 42.7099 | 367.173 | 3.2545 | 412.7688 | 0.039548 | 372.6264 | 6.7248 | 372.6264 | 0.064291 | 373.2359 | 0 | 372.6264 | 0 | 372.6264 | 0 | 372.6264 | 0 | 412.0181 | 0.00013873 | 367.17 | -0.034825 | 373.2358 | 0 | 412.7688 | 0.046181 | 367.17 | -0.02367 | 372.6264 | 0 | 367.17 | -0.029963 | 372.6264 | 0 | 412.0181 | 0.00015778 | 412.0181 | 0.00019065 | 372.6264 | 0 | 373.2358 | 0 | 373.2358 | 0 | 372.6264 | 0 | 628.4221 | 0.025522 | 372.6264 | 0 | 372.6264 | 0 | 627.5871 | 0.0013044 | 372.6264 | 0 | 630.3573 | 0.00018428 | 628.4221 | 0.020658 | 630.3573 | 6.4936e-05 | 856.3579 | 0.0021312 | 1111.3492 | 0.0061306 | 1009.9767 | 0.014003 | 1042.5807 | 0 | 1041.9412 | 0 | 372.626 | 1.8497e-06 | 373.2359 | 0 | 372.6264 | 0 | 372.6264 | 0 | 372.6264 | 0 | 370.4352 | 0
| 240.1093 | 0 |  |  | 240.1093 | 0 | 240.1093 | 0 | 412.8816 | 0 | 372.842 | 40.7906 | 367.389 | 3.61 | 412.8816 | 0 | 372.842 | 7.2632 | 372.842 | 0.066766 | 373.4517 | 0 | 372.842 | 0 | 372.842 | 0 | 372.842 | 0 | 412.1314 | 0.00012406 | 367.39 | -0.027548 | 373.4517 | 0 | 412.8816 | 0.040853 | 367.39 | 0.00024916 | 372.842 | 0 | 367.39 | 0.0046636 | 372.842 | 0 | 412.1314 | 0.00015168 | 412.1314 | 0.00020624 | 372.842 | 0 | 373.4517 | 0 | 373.4517 | 0 | 372.842 | 0 | 628.5823 | 0.02093 | 372.842 | 0 | 372.842 | 0 | 627.7477 | 0.00017392 | 372.842 | 0 | 630.5172 | 0.00028629 | 628.5823 | 0.019127 | 630.5172 | 5.6507e-05 | 856.4309 | 0.0014847 | 1111.4098 | 0.0061511 | 1009.9892 | 0.014023 | 1042.6339 | 0 | 1041.9944 | 0 | 372.842 | 9.2511e-06 | 373.4517 | 0 | 372.842 | 0 | 372.842 | 0 | 372.842 | 0 | 370.6508 | 0
| 240.1825 | 0 |  |  | 240.1825 | 0 | 240.1825 | 0 | 412.9943 | 0 | 373.0577 | 39.1984 | 367.6051 | 3.9497 | 412.9943 | 0.046211 | 373.0577 | 7.6168 | 373.0577 | 0.065014 | 373.6675 | 0 | 373.0577 | 0 | 373.0577 | 0 | 373.0577 | 0 | 412.2448 | 0.00017058 | 367.61 | -0.088882 | 373.6675 | 0 | 412.9943 | 0.031658 | 367.61 | -0.018233 | 373.0577 | 0 | 367.61 | -0.0026815 | 373.0577 | 0 | 412.2448 | 0.00018446 | 412.2448 | 0.00015588 | 373.0577 | 0 | 373.6675 | 0 | 373.6675 | 0 | 373.0577 | 0 | 628.7426 | 0.018474 | 373.0577 | 0 | 373.0577 | 0 | 627.9083 | 0.00026087 | 373.0577 | 0 | 630.6772 | 0.00023254 | 628.7426 | 0.019127 | 630.6772 | 6.3803e-05 | 856.5039 | 0.0015332 | 1111.4702 | 0.0061767 | 1010.0017 | 0.014044 | 1042.6873 | 0 | 1042.0475 | 0 | 373.058 | 6.1645e-06 | 373.6675 | 0 | 373.0577 | 0 | 373.0577 | 0 | 373.0577 | 0 | 370.8664 | 0
| 240.2557 | 0 |  |  | 240.2557 | 0 | 240.2557 | 0 | 413.1071 | 0 | 373.2733 | 37.6365 | 367.8211 | 4.4686 | 413.1071 | 0 | 373.2733 | 8.0657 | 373.2733 | 0.081257 | 373.8833 | 0 | 373.2733 | 0 | 373.2733 | 0 | 373.2733 | 0 | 412.3581 | 0.00013537 | 367.82 | 0.037943 | 373.8833 | 0 | 413.1071 | 0.043778 | 367.82 | -0.017962 | 373.2733 | 0 | 367.82 | -0.0065291 | 373.2733 | 0 | 412.3581 | 0.00019437 | 412.3581 | 0.00022583 | 373.2733 | 0 | 373.8833 | 0 | 373.8833 | 0 | 373.2733 | 0 | 628.9028 | 0.025042 | 373.2733 | 0 | 373.2733 | 0 | 628.0689 | 0 | 373.2733 | 0 | 630.8372 | 0.00028629 | 628.9028 | 0.018362 | 630.8372 | 5.8882e-05 | 856.5769 | 0.001058 | 1111.5308 | 0.0061972 | 1010.0142 | 0.014066 | 1042.7405 | 0 | 1042.1007 | 0 | 373.273 | 6.7906e-06 | 373.8833 | 0 | 373.2733 | 0 | 373.2733 | 0 | 373.2733 | 0 | 371.082 | 0
| 240.3289 | 0 |  |  | 240.3289 | 0 | 240.3289 | 0 | 413.2199 | 0.02737 | 373.489 | 35.7974 | 368.0372 | 4.7938 | 413.2199 | 0.045781 | 373.489 | 8.6122 | 373.489 | 0.03482 | 374.0992 | 0 | 373.489 | 0 | 373.489 | 0 | 373.489 | 0 | 412.4714 | 0.00016387 | 368.04 | 0.016113 | 374.0992 | 0 | 413.2199 | 0.034897 | 368.04 | -0.031281 | 373.489 | 0 | 368.04 | -0.0016322 | 373.489 | 0 | 412.4714 | 0.0001997 | 412.4714 | 0.00028418 | 373.489 | 0 | 374.0992 | 0 | 374.0992 | 0 | 373.489 | 0 | 629.063 | 0.024988 | 373.489 | 0 | 373.489 | 0 | 628.2295 | 0.00026087 | 373.489 | 0 | 630.9972 | 0.0003203 | 629.063 | 0.01869 | 630.9972 | 7.0221e-05 | 856.6499 | 0.0014086 | 1111.5913 | 0.0062177 | 1010.0267 | 0.014087 | 1042.7937 | 0 | 1042.1539 | 0 | 373.489 | 6.1739e-06 | 374.0992 | 0 | 373.489 | 0 | 373.489 | 0 | 373.489 | 0 | 371.2976 | 0
| 240.4021 | 0 |  |  | 240.4021 | 0 | 240.4021 | 0 | 413.3326 | 0 | 373.7047 | 34.6212 | 368.2533 | 5.3508 | 413.3326 | 0 | 373.7047 | 9.3665 | 373.7047 | 0.1308 | 374.315 | 0 | 373.7047 | 0 | 373.7047 | 0 | 373.7047 | 0 | 412.5847 | 0.00011232 | 368.25 | 0.0025989 | 374.315 | 0 | 413.3326 | 0.043256 | 368.25 | -0.0021971 | 373.7047 | 0 | 368.25 | 0.0246 | 373.7047 | 0 | 412.5847 | 0.00016769 | 412.5847 | 0.00024501 | 373.7047 | 0 | 374.315 | 0 | 374.315 | 0 | 373.7047 | 0 | 629.2233 | 0.02611 | 373.7047 | 0 | 373.7047 | 0 | 628.3901 | 0.00017392 | 373.7047 | 0 | 631.1572 | 0.0002501 | 629.2233 | 0.017597 | 631.1572 | 6.0305e-05 | 856.7229 | 0.0020594 | 1111.6517 | 0.0062433 | 1010.0392 | 0.014109 | 1042.8471 | 0 | 1042.2071 | 0 | 373.705 | 5.5494e-06 | 374.315 | 0 | 373.7047 | 0 | 373.7047 | 0 | 373.7047 | 0 | 371.5133 | 0
| 240.4753 | 0 |  |  | 240.4753 | 0 | 240.4753 | 0 | 413.4454 | 0.00064407 | 373.9204 | 33.2536 | 368.4694 | 5.7398 | 413.4454 | 0.028371 | 373.9204 | 9.7548 | 373.9204 | 0.1387 | 374.5309 | 0 | 373.9204 | 0 | 373.9204 | 0 | 373.9204 | 0 | 412.6981 | 0.00011023 | 368.47 | -0.04834 | 374.5309 | 0 | 413.4454 | 0.057152 | 368.47 | -0.0081769 | 373.9204 | 0 | 368.47 | 0.0029147 | 373.9204 | 0 | 412.6981 | 0.00020237 | 412.6981 | 0.00018666 | 373.9204 | 0 | 374.5309 | 0 | 374.5309 | 0 | 373.9204 | 0 | 629.3835 | 0.022372 | 373.9204 | 0 | 373.9204 | 0 | 628.5507 | 0.00026087 | 373.9204 | 0 | 631.3172 | 0.00023693 | 629.3835 | 0.019455 | 631.3172 | 6.3905e-05 | 856.796 | 0.0012377 | 1111.7123 | 0.0062689 | 1010.0517 | 0.01413 | 1042.9003 | 0 | 1042.2604 | 0 | 373.92 | 5.5496e-06 | 374.5309 | 0 | 373.9204 | 0 | 373.9204 | 0 | 373.9204 | 0 | 371.7289 | 0
| 240.5485 | 0 |  |  | 240.5485 | 0 | 240.5485 | 0 | 413.5582 | 0 | 374.1362 | 31.7796 | 368.6855 | 6.5176 | 413.5582 | 0 | 374.1362 | 10.5237 | 374.1362 | 0.12996 | 374.7468 | 0 | 374.1362 | 0 | 374.1362 | 0 | 374.1362 | 0 | 412.8114 | 9.0947e-05 | 368.69 | 0.02339 | 374.7468 | 0 | 413.5582 | 0.03845 | 368.69 | -0.012798 | 374.1362 | 0 | 368.69 | 0.0011659 | 374.1362 | 0 | 412.8114 | 0.00018293 | 412.8114 | 8.9531e-05 | 374.1362 | 0 | 374.7468 | 0 | 374.7468 | 0 | 374.1362 | 0 | 629.5438 | 0.020824 | 374.1362 | 0 | 374.1362 | 0 | 628.7114 | 0 | 374.1362 | 0 | 631.4773 | 0.00027313 | 629.5438 | 0.019346 | 631.4773 | 6.4905e-05 | 856.8691 | 0.0018919 | 1111.7728 | 0.0062894 | 1010.0642 | 0.014152 | 1042.9536 | 0 | 1042.3136 | 0 | 374.136 | 8.0115e-06 | 374.7468 | 0 | 374.1362 | 0 | 374.1362 | 0 | 374.1362 | 0 | 371.9446 | 0
| 240.6217 | 0 |  |  | 240.6217 | 0 | 240.6217 | 0 | 413.6709 | 0.024828 | 374.3519 | 30.5224 | 368.9016 | 6.9861 | 413.6709 | 0.063406 | 374.3519 | 11.1381 | 374.3519 | 0.12489 | 374.9627 | 0 | 374.3519 | 0 | 374.3519 | 0 | 374.3519 | 0 | 412.9248 | 9.6814e-05 | 368.9 | 0.02339 | 374.9627 | 0 | 413.6709 | 0.038554 | 368.9 | -0.011167 | 374.3519 | 0 | 368.9 | -0.0023318 | 374.3519 | 0 | 412.9248 | 0.0001978 | 412.9248 | 0.00015588 | 374.3519 | 0 | 374.9627 | 0 | 374.9627 | 0 | 374.3519 | 0 | 629.7041 | 0.016339 | 374.3519 | 0 | 374.3519 | 0 | 628.872 | 0.00026087 | 374.3519 | 0 | 631.6373 | 0.00028629 | 629.7041 | 0.02033 | 631.6373 | 6.7969e-05 | 856.9421 | 0.0019933 | 1111.8334 | 0.006315 | 1010.0767 | 0.014173 | 1043.0068 | 0 | 1042.3668 | 0 | 374.352 | 9.2459e-06 | 374.9627 | 0 | 374.3519 | 0 | 374.3519 | 0 | 374.3519 | 0 | 372.1602 | 0
| 240.6949 | 0 |  |  | 240.6949 | 0 | 240.6949 | 0 | 413.7837 | 0 | 374.5677 | 29.3547 | 369.1178 | 7.8375 | 413.7837 | 0 | 374.5677 | 12.0014 | 374.5677 | 0.17473 | 375.1786 | 0 | 374.5677 | 0 | 374.5677 | 0 | 374.5677 | 0 | 413.0382 | 0.00011106 | 369.12 | 0.044181 | 375.1786 | 0 | 413.7837 | 0.042002 | 369.12 | 0.0037826 | 374.5677 | 0 | 369.12 | 0.0053631 | 374.5677 | 0 | 413.0382 | 0.0001635 | 413.0382 | 0.00011671 | 374.5677 | 0 | 375.1786 | 0 | 375.1786 | 0 | 374.5677 | 0 | 629.8643 | 0.024615 | 374.5677 | 0 | 374.5677 | 0 | 629.0326 | 0.00017392 | 374.5677 | 0 | 631.7973 | 0.00025558 | 629.8643 | 0.019346 | 631.7973 | 6.6826e-05 | 857.0151 | 0.0018723 | 1111.8939 | 0.0063406 | 1010.0892 | 0.014195 | 1043.0602 | 0 | 1042.42 | 0 | 374.568 | 7.3979e-06 | 375.1786 | 0 | 374.5677 | 0 | 374.5677 | 0 | 374.5677 | 0 | 372.3759 | 0
| 240.7682 | 0 |  |  | 240.7682 | 0 | 240.7682 | 0 | 413.8965 | 0.027761 | 374.7835 | 27.8607 | 369.3339 | 8.1895 | 413.8965 | 0.036539 | 374.7835 | 12.5681 | 374.7835 | 0.11082 | 375.3946 | 0 | 374.7835 | 0 | 374.7835 | 0 | 374.7835 | 0 | 413.1515 | 0.00010268 | 369.33 | -0.026508 | 375.3946 | 0 | 413.8965 | 0.038241 | 369.33 | 0.013568 | 374.7835 | 0 | 369.33 | 0.030897 | 374.7835 | 0 | 413.1515 | 0.00017036 | 413.1515 | 0.00018306 | 374.7835 | 0 | 375.3946 | 0 | 375.3946 | 0 | 374.7835 | 0 | 630.0246 | 0.025736 | 374.7835 | 0 | 374.7835 | 0 | 629.1932 | 0.0013044 | 374.7835 | 0 | 631.9574 | 0.00030165 | 630.0246 | 0.019783 | 631.9574 | 7.4171e-05 | 857.0883 | 0.0022798 | 1111.9545 | 0.0063662 | 1010.1017 | 0.014216 | 1043.1135 | 0 | 1042.4733 | 0 | 374.783 | 6.1635e-06 | 375.3946 | 0 | 374.7835 | 0 | 374.7835 | 0 | 374.7835 | 0 | 372.5916 | 0.01587
| 240.8414 | 0 |  |  | 240.8414 | 0 | 240.8414 | 0 | 414.0092 | 0 | 374.9993 | 26.9005 | 369.5501 | 8.9308 | 414.0092 | 0 | 374.9993 | 13.4411 | 374.9993 | 0.14123 | 375.6105 | 0 | 374.9993 | 0 | 374.9993 | 0 | 374.9993 | 0 | 413.2649 | 9.3462e-05 | 369.55 | -0.0025989 | 375.6105 | 0 | 414.0092 | 0.035524 | 369.55 | 0.013295 | 374.9993 | 0 | 369.55 | 0.0053631 | 374.9993 | 0 | 413.2649 | 0.00019361 | 413.2649 | 0.00023342 | 374.9993 | 0 | 375.6105 | 0 | 375.6105 | 0 | 374.9993 | 0 | 630.1849 | 0.022906 | 374.9993 | 0 | 374.9993 | 0 | 629.3539 | 0 | 374.9993 | 0 | 632.1174 | 0.0001788 | 630.1849 | 0.019565 | 632.1174 | 7.7285e-05 | 857.1613 | 0.0026289 | 1112.015 | 0.0063918 | 1010.1141 | 0.014238 | 1043.1668 | 0 | 1042.5265 | 0 | 374.999 | 8.0142e-06 | 375.6105 | 0 | 374.9993 | 0 | 374.9993 | 0 | 374.9993 | 0 | 372.8073 | 0.021854
| 240.9146 | 0 |  |  | 240.9146 | 0 | 240.9146 | 0 | 414.122 | 0.0062641 | 375.2151 | 25.5267 | 369.7663 | 9.4257 | 414.122 | 0.054808 | 375.2151 | 14.3074 | 375.2151 | 0.094523 | 375.8265 | 0 | 375.2151 | 0 | 375.2151 | 0 | 375.2151 | 0 | 413.3783 | 7.5859e-05 | 369.77 | -0.034825 | 375.8265 | 0 | 414.122 | 0.025703 | 369.77 | -0.025572 | 375.2151 | 0 | 369.77 | -0.014574 | 375.2151 | 0 | 413.3783 | 0.0001917 | 413.3783 | 0.00034254 | 375.2151 | 0 | 375.8265 | 0 | 375.8265 | 0 | 375.2151 | 0 | 630.3452 | 0.018421 | 375.2151 | 0 | 375.2151 | 0 | 629.5145 | 0.00026087 | 375.2151 | 0 | 632.2775 | 0.00027094 | 630.3452 | 0.020002 | 632.2775 | 7.4281e-05 | 857.2344 | 0.0024732 | 1112.0756 | 0.0064174 | 1010.1266 | 0.014259 | 1043.2201 | 0 | 1042.5797 | 0 | 375.215 | 7.3957e-06 | 375.8265 | 0 | 375.2151 | 0 | 375.2151 | 0 | 375.2151 | 0 | 373.0231 | 0.015309
| 240.9879 | 0 |  |  | 240.9879 | 0 | 240.9879 | 0 | 414.2348 | 0 | 375.4309 | 24.791 | 369.9825 | 10.2541 | 414.2348 | 0 | 375.4309 | 15.4172 | 375.4309 | 0.17265 | 376.0425 | 0 | 375.4309 | 0 | 375.4309 | 0 | 375.4309 | 0 | 413.4916 | 8.2984e-05 | 369.98 | 0.031706 | 376.0425 | 0 | 414.2348 | 0.057465 | 369.98 | -0.012525 | 375.4309 | 0 | 369.98 | 0.0032645 | 375.4309 | 0 | 413.4916 | 0.00019589 | 413.4916 | 0.00029177 | 375.4309 | 0 | 376.0425 | 0 | 376.0425 | 0 | 375.4309 | 0 | 630.5055 | 0.028833 | 375.4309 | 0 | 375.4309 | 0 | 629.6752 | 0.00017392 | 375.4309 | 0 | 632.4376 | 0.00029507 | 630.5055 | 0.019565 | 632.4376 | 6.733e-05 | 857.3076 | 0.0023672 | 1112.1362 | 0.006443 | 1010.1392 | 0.01428 | 1043.2734 | 0 | 1042.6331 | 0 | 375.431 | 2.4696e-06 | 376.0425 | 0 | 375.4309 | 0 | 375.4309 | 0 | 375.4309 | 0 | 373.2388 | 0.018992
| 241.0611 | 0 |  |  | 241.0611 | 0 | 241.0611 | 0 | 414.3475 | 0.013289 | 375.6467 | 23.8292 | 370.1987 | 10.8688 | 414.3475 | 0.022353 | 375.6467 | 16.3648 | 375.6467 | 0.22306 | 376.2585 | 0 | 375.6467 | 0 | 375.6467 | 0 | 375.6467 | 0 | 413.605 | 8.8851e-05 | 370.2 | 0.0036384 | 376.2585 | 0 | 414.3475 | 0.047435 | 370.2 | 0.00079277 | 375.6467 | 0 | 370.2 | -0.020171 | 375.6467 | 0 | 413.605 | 0.00017188 | 413.605 | 0.00023742 | 375.6467 | 0 | 376.2585 | 0 | 376.2585 | 0 | 375.6467 | 0 | 630.6658 | 0.02312 | 375.6467 | 0 | 375.6467 | 0 | 629.8359 | 0 | 375.6467 | 0 | 632.5977 | 0.00020183 | 630.6658 | 0.020002 | 632.5977 | 6.8758e-05 | 857.3807 | 0.0023802 | 1112.1968 | 0.0064686 | 1010.1517 | 0.0143 | 1043.3268 | 0 | 1042.6863 | 0 | 375.647 | 6.1645e-06 | 376.2585 | 0 | 375.6467 | 0 | 375.6467 | 0 | 375.6467 | 0 | 373.4546 | 0.014604
| 241.1344 | 0 |  |  | 241.1344 | 0 | 241.1344 | 0 | 414.4603 | 0 | 375.8626 | 23.0461 | 370.4149 | 11.8423 | 414.4603 | 0 | 375.8626 | 17.553 | 375.8626 | 0.20122 | 376.4745 | 0 | 375.8626 | 0 | 375.8626 | 0 | 375.8626 | 0 | 413.7184 | 7.7955e-05 | 370.41 | 0.021311 | 376.4745 | 0 | 414.4603 | 0.050883 | 370.41 | 0.00052096 | 375.8626 | 0 | 370.41 | -0.0037309 | 375.8626 | 0 | 413.7184 | 0.00017036 | 413.7184 | 0.00015948 | 375.8626 | 0 | 376.4745 | 0 | 376.4745 | 0 | 375.8626 | 0 | 630.8261 | 0.021945 | 375.8626 | 0 | 375.8626 | 0 | 629.9965 | 0.00017392 | 375.8626 | 0 | 632.7578 | 0.00034114 | 630.8261 | 0.018909 | 632.7578 | 5.7918e-05 | 857.4539 | 0.0019058 | 1112.2573 | 0.0064993 | 1010.1641 | 0.01432 | 1043.3801 | 0 | 1042.7395 | 0 | 375.863 | 4.3193e-06 | 376.4745 | 0 | 375.8626 | 0 | 375.8626 | 0 | 375.8626 | 0 | 373.6704 | 0.01859
| 241.2076 | 0 |  |  | 241.2076 | 0 | 241.2076 | 0 | 414.5731 | 0.014343 | 376.0785 | 22.1071 | 370.6312 | 12.5691 | 414.5731 | 0.021923 | 376.0785 | 18.6721 | 376.0785 | 0.23983 | 376.6905 | 0 | 376.0785 | 0 | 376.0785 | 0 | 376.0785 | 0 | 413.8318 | 8.5079e-05 | 370.63 | -0.026508 | 376.6905 | 0 | 414.5731 | 0.047435 | 370.63 | -0.024757 | 376.0785 | 0 | 370.63 | -0.010726 | 376.0785 | 0 | 413.8318 | 0.00016426 | 413.8318 | 0.00016747 | 376.0785 | 0 | 376.6905 | 0 | 376.6905 | 0 | 376.0785 | 0 | 630.9864 | 0.02029 | 376.0785 | 0 | 376.0785 | 0 | 630.1572 | 0.00078262 | 376.0785 | 0 | 632.9179 | 0.00015796 | 630.9864 | 0.019565 | 632.9179 | 5.9061e-05 | 857.5272 | 0.0015711 | 1112.318 | 0.006525 | 1010.1766 | 0.01434 | 1043.4334 | 0 | 1042.7929 | 0 | 376.078 | 5.5554e-06 | 376.6905 | 0 | 376.0785 | 0 | 376.0785 | 0 | 376.0785 | 0 | 373.8861 | 0.016263
| 241.2809 | 0 |  |  | 241.2809 | 0 | 241.2809 | 0 | 414.6859 | 0 | 376.2944 | 21.1077 | 370.8475 | 13.4058 | 414.6859 | 0 | 376.2944 | 19.8957 | 376.2944 | 0.1798 | 376.9065 | 0 | 376.2944 | 0 | 376.2944 | 0 | 376.2944 | 0 | 413.9452 | 8.8013e-05 | 370.85 | -0.006757 | 376.9066 | 0 | 414.6859 | 0.039076 | 370.85 | -0.0057306 | 376.2944 | 0 | 370.85 | 0.0067623 | 376.2944 | 0 | 413.9452 | 0.00014177 | 413.9452 | 0.00015588 | 376.2944 | 0 | 376.9066 | 0 | 376.9066 | 0 | 376.2944 | 0 | 631.1468 | 0.018581 | 376.2944 | 0 | 376.2944 | 0 | 630.3179 | 0.00017392 | 376.2944 | 0 | 633.078 | 0.00031262 | 631.1468 | 0.0188 | 633.078 | 5.7943e-05 | 857.6003 | 0.0021394 | 1112.3785 | 0.0065506 | 1010.1891 | 0.014359 | 1043.4867 | 0 | 1042.8461 | 0 | 376.294 | 7.4024e-06 | 376.9065 | 0 | 376.2944 | 0 | 376.2944 | 0 | 376.2944 | 0 | 374.1019 | 0.017197
| 241.3541 | 0 |  |  | 241.3541 | 0 | 241.3541 | 0 | 414.7986 | 0.023851 | 376.5103 | 20.5379 | 371.0637 | 14.2064 | 414.7986 | 0.037184 | 376.5103 | 21.1515 | 376.5103 | 0.24813 | 377.1226 | 0 | 376.5103 | 0 | 376.5103 | 0 | 376.5103 | 0 | 414.0586 | 8.3822e-05 | 371.06 | 0.0025989 | 377.1226 | 0 | 414.7986 | 0.048898 | 371.06 | -0.007905 | 376.5103 | 0 | 371.06 | 0.0043138 | 376.5103 | 0 | 414.0586 | 0.00016845 | 414.0586 | 0.00016747 | 376.5103 | 0 | 377.1226 | 0 | 377.1226 | 0 | 376.5103 | 0 | 631.3071 | 0.022159 | 376.5103 | 0 | 376.5103 | 0 | 630.4786 | 0 | 376.5103 | 0 | 633.2381 | 0.00025119 | 631.3071 | 0.02033 | 633.2381 | 6.5323e-05 | 857.6735 | 0.0022408 | 1112.4392 | 0.0065813 | 1010.2017 | 0.014377 | 1043.54 | 0 | 1042.8994 | 0 | 376.51 | 4.3126e-06 | 377.1226 | 0 | 376.5103 | 0 | 376.5103 | 0 | 376.5103 | 0 | 374.3178 | 0.012894
| 241.4274 | 0 |  |  | 241.4274 | 0 | 241.4274 | 0 | 414.9114 | 0 | 376.7262 | 19.9013 | 371.28 | 15.2694 | 414.9114 | 0 | 376.7262 | 22.8387 | 376.7262 | 0.27344 | 377.3387 | 0 | 376.7262 | 0 | 376.7262 | 0 | 376.7262 | 0 | 414.172 | 6.7477e-05 | 371.28 | -0.020271 | 377.3387 | 0 | 414.9114 | 0.043778 | 371.28 | -0.0021971 | 376.7262 | 0 | 371.28 | -0.010377 | 376.7262 | 0 | 414.172 | 0.00017646 | 414.172 | 0.00022982 | 376.7262 | 0 | 377.3387 | 0 | 377.3387 | 0 | 376.7262 | 0 | 631.4674 | 0.033959 | 376.7262 | 0 | 376.7262 | 0 | 630.6392 | 0.00017392 | 376.7262 | 0 | 633.3982 | 0.00020841 | 631.4674 | 0.0188 | 633.3982 | 5.3954e-05 | 857.7466 | 0.0020224 | 1112.4998 | 0.006612 | 1010.2142 | 0.014396 | 1043.5934 | 0 | 1042.9526 | 0 | 376.726 | 6.1643e-06 | 377.3387 | 0 | 376.7262 | 0 | 376.7262 | 0 | 376.7262 | 0 | 374.5336 | 0.019424
| 241.5007 | 0 |  |  | 241.5007 | 0 | 241.5007 | 0 | 415.0242 | 0.0080204 | 376.9421 | 19.158 | 371.4964 | 16.2467 | 415.0242 | 0.037184 | 376.9421 | 24.0519 | 376.9421 | 0.26326 | 377.5548 | 0 | 376.9421 | 0 | 376.9421 | 0 | 376.9421 | 0 | 414.2854 | 6.0771e-05 | 371.5 | -0.021311 | 377.5548 | 0 | 415.0242 | 0.029882 | 371.5 | -0.003828 | 376.9421 | 0 | 371.5 | -0.018421 | 376.9421 | 0 | 414.2854 | 0.00021838 | 414.2854 | 0.000257 | 376.9421 | 0 | 377.5548 | 0 | 377.5548 | 0 | 376.9421 | 0 | 631.6278 | 0.025843 | 376.9421 | 0 | 376.9421 | 0 | 630.7999 | 0 | 376.9421 | 0 | 633.5584 | 0.00030384 | 631.6278 | 0.020002 | 633.5584 | 6.2524e-05 | 857.8199 | 0.0021978 | 1112.5604 | 0.0066376 | 1010.2266 | 0.014413 | 1043.6469 | 0 | 1043.006 | 0 | 376.942 | 6.7906e-06 | 377.5548 | 0 | 376.9421 | 0 | 376.9421 | 0 | 376.9421 | 0 | 374.7494 | 0.015633
| 241.5739 | 0 |  |  | 241.5739 | 0 | 241.5739 | 0 | 415.1369 | 0 | 377.1581 | 18.5311 | 371.7127 | 17.3379 | 415.1369 | 0 | 377.1581 | 25.9563 | 377.1581 | 0.31943 | 377.7709 | 0 | 377.1581 | 0 | 377.1581 | 0 | 377.1581 | 0 | 414.3988 | 6.5381e-05 | 371.71 | -0.024429 | 377.7709 | 0 | 415.1369 | 0.037614 | 371.71 | -0.0040998 | 377.1581 | 0 | 371.71 | 0.01026 | 377.1581 | 0 | 414.3988 | 0.00017455 | 414.3988 | 0.00024901 | 377.1581 | 0 | 377.7709 | 0 | 377.7709 | 0 | 377.1581 | 0 | 631.7881 | 0.031182 | 377.1581 | 0 | 377.1581 | 0 | 630.9606 | 0.00017392 | 377.1581 | 0 | 633.7185 | 0.00023254 | 631.7881 | 0.018253 | 633.7185 | 5.6826e-05 | 857.8931 | 0.0023383 | 1112.621 | 0.0066684 | 1010.2391 | 0.01443 | 1043.7002 | 0 | 1043.0592 | 0 | 377.158 | 3.7025e-06 | 377.7709 | 0 | 377.1581 | 0 | 377.1581 | 0 | 377.1581 | 0 | 374.9653 | 0.018755
| 241.6472 | 0 |  |  | 241.6472 | 0 | 241.6472 | 0 | 415.2497 | 0.028738 | 377.374 | 18.0092 | 371.929 | 18.2761 | 415.2497 | 0.027512 | 377.374 | 27.5916 | 377.374 | 0.31468 | 377.987 | 0 | 377.374 | 0 | 377.374 | 0 | 377.374 | 0 | 414.5123 | 5.8676e-05 | 371.93 | -0.026508 | 377.987 | 0 | 415.2497 | 0.052137 | 371.93 | -0.01171 | 377.374 | 0 | 371.93 | -0.011776 | 377.374 | 0 | 414.5123 | 0.00018255 | 414.5123 | 0.00024141 | 377.374 | 0 | 377.987 | 0 | 377.987 | 0 | 377.374 | 0 | 631.9485 | 0.023921 | 377.374 | 0 | 377.374 | 0 | 631.1214 | 0.00078262 | 377.374 | 0 | 633.8786 | 0.00030494 | 631.9485 | 0.02033 | 633.8786 | 6.1091e-05 | 857.9664 | 0.0014307 | 1112.6816 | 0.0066991 | 1010.2516 | 0.014446 | 1043.7535 | 0 | 1043.1126 | 0 | 377.374 | 6.1702e-06 | 377.987 | 0 | 377.374 | 0 | 377.374 | 0 | 377.374 | 0 | 375.1811 | 0.016183
| 241.7205 | 0 |  |  | 241.7205 | 0 | 241.7205 | 0 | 415.3625 | 0 | 377.59 | 17.3657 | 372.1454 | 19.4566 | 415.3625 | 0 | 377.59 | 29.3214 | 377.59 | 0.31477 | 378.2031 | 0 | 377.59 | 0 | 377.59 | 0 | 377.59 | 0 | 414.6257 | 3.5205e-05 | 372.15 | 0.028587 | 378.2031 | 0 | 415.3625 | 0.046495 | 372.15 | 0.0062289 | 377.59 | 0 | 372.15 | -0.00023318 | 377.59 | 0 | 414.6257 | 0.00014444 | 414.6257 | 0.00022583 | 377.59 | 0 | 378.2031 | 0 | 378.2031 | 0 | 377.59 | 0 | 632.1089 | 0.028619 | 377.59 | 0 | 377.59 | 0 | 631.2821 | 0.00069566 | 377.59 | 0 | 634.0388 | 0.00027642 | 632.1089 | 0.018034 | 634.0388 | 5.4399e-05 | 858.0396 | 0.0010651 | 1112.7423 | 0.0067298 | 1010.2642 | 0.014462 | 1043.8069 | 0 | 1043.1659 | 0 | 377.59 | 4.935e-06 | 378.2031 | 0 | 377.59 | 0 | 377.59 | 0 | 377.59 | 0 | 375.397 | 0.019564
| 241.7938 | 0 |  |  | 241.7938 | 0 | 241.7938 | 0 | 415.4752 | 0.0090743 | 377.806 | 17.0317 | 372.3618 | 20.4614 | 415.4752 | 0.026007 | 377.806 | 31.6548 | 377.806 | 0.33973 | 378.4192 | 0.54142 | 377.806 | 0 | 377.806 | 0 | 377.806 | 0 | 414.7391 | 3.9816e-05 | 372.36 | -0.055613 | 378.4192 | -0.015182 | 415.4752 | 0.050987 | 372.36 | -0.014972 | 377.806 | 0 | 372.36 | -0.050949 | 377.806 | 0 | 414.7391 | 0.00015892 | 414.7391 | 0.00022183 | 377.806 | 0 | 378.4192 | -0.043674 | 378.4192 | 0 | 377.806 | 0 | 632.2693 | 0.021785 | 377.806 | 0 | 377.806 | 0 | 631.4428 | 0.00026087 | 377.806 | 0 | 634.199 | 0.00022706 | 632.2693 | 0.019783 | 634.199 | 6.5053e-05 | 858.1129 | 0.0016413 | 1112.803 | 0.0067605 | 1010.2767 | 0.014477 | 1043.8602 | 0 | 1043.2191 | 0 | 377.806 | 6.1739e-06 | 378.4192 | -0.026901 | 377.806 | 0 | 377.806 | 0 | 377.806 | 0 | 375.6129 | 0.016811
| 241.8671 | 0 |  |  | 241.8671 | 0 | 241.8671 | 0 | 415.588 | 0 | 378.022 | 16.4036 | 372.5781 | 21.3811 | 415.588 | 0 | 378.022 | 34.0668 | 378.022 | 0.3168 | 378.6354 | 1.1635 | 378.022 | 0 | 378.022 | 0 | 378.022 | 0 | 414.8526 | 3.311e-05 | 372.58 | 0.0077966 | 378.6354 | 0.0082229 | 415.588 | 0.044092 | 372.58 | 0.020363 | 378.022 | 0 | 372.58 | -0.0079281 | 378.022 | 0 | 414.8526 | 0.0001311 | 414.8526 | 0.00017506 | 378.022 | 0 | 378.6354 | 0.044052 | 378.6354 | 0 | 378.022 | 0 | 632.4296 | 0.032677 | 378.022 | 0 | 378.022 | 0 | 631.6035 | 0 | 378.022 | 0 | 634.3592 | 0.00029068 | 632.4296 | 0.017597 | 634.3592 | 6.0084e-05 | 858.1862 | 0.0018885 | 1112.8637 | 0.0067964 | 1010.2891 | 0.014491 | 1043.9137 | 0 | 1043.2725 | 0 | 378.022 | 1.1097e-05 | 378.6354 | -0.023708 | 378.022 | 0 | 378.022 | 0 | 378.022 | 0 | 375.8288 | 0.021309
| 241.9404 | 0 |  |  | 241.9404 | 0 | 241.9404 | 0 | 415.7008 | 0.0080204 | 378.2381 | 15.8121 | 372.7945 | 22.1926 | 415.7008 | 0.024503 | 378.2381 | 35.1345 | 378.2381 | 0.42709 | 378.8516 | 0.70813 | 378.2381 | 0 | 378.2381 | 0 | 378.2381 | 0 | 414.966 | 4.4007e-05 | 372.79 | -0.021311 | 378.8516 | -0.032799 | 415.7008 | 0.039076 | 372.79 | 0.0026954 | 378.2381 | 0 | 372.79 | -0.014574 | 378.2381 | 0 | 414.966 | 0.00015511 | 414.966 | 0.00024901 | 378.2381 | 0 | 378.8516 | -0.048828 | 378.8516 | 0 | 378.2381 | 0 | 632.59 | 0.016606 | 378.2381 | 0 | 378.2381 | 0 | 631.7643 | 0.00026087 | 378.2381 | 0 | 634.5193 | 0.00025777 | 632.59 | 0.019783 | 634.5193 | 6.8067e-05 | 858.2595 | 0.0017305 | 1112.9242 | 0.0068271 | 1010.3016 | 0.014505 | 1043.967 | 0 | 1043.3258 | 0 | 378.238 | 9.2526e-06 | 378.8516 | -0.019487 | 378.2381 | 0 | 378.2381 | 0 | 378.2381 | 0 | 376.0448 | 0.016947
| 242.0137 | 0 |  |  | 242.0137 | 0 | 242.0137 | 0 | 415.8135 | 0 | 378.4541 | 15.1233 | 373.011 | 23.1931 | 415.8135 | 0 | 378.4541 | 36.8352 | 378.4541 | 0.47142 | 379.0677 | 1.1336 | 378.4541 | 0 | 378.4541 | 0 | 378.4541 | 0 | 415.0795 | 2.9338e-05 | 373.01 | 0.056654 | 379.0677 | 0.038775 | 415.8135 | 0.046181 | 373.01 | -0.013341 | 378.4541 | 0 | 373.01 | 0.020753 | 378.4541 | 0 | 415.0795 | 0.00020123 | 415.0795 | 0.00027619 | 378.4541 | 0 | 379.0677 | 0.027807 | 379.0677 | 0 | 378.4541 | 0 | 632.7504 | 0.026163 | 378.4541 | 0 | 378.4541 | 0 | 631.925 | 0 | 378.4541 | 0 | 634.6795 | 0.00033895 | 632.7504 | 0.017816 | 634.6795 | 6.2694e-05 | 858.3328 | 0.0018765 | 1112.9849 | 0.0068579 | 1010.3141 | 0.014517 | 1044.0204 | 0 | 1043.3791 | 0 | 378.454 | 8.6435e-06 | 379.0677 | 0.02268 | 378.4541 | 0 | 378.4541 | 0 | 378.4541 | 0 | 376.2607 | 0.016935
| 242.087 | 0 |  |  | 242.087 | 0 | 242.087 | 0 | 415.9263 | 0.0097769 | 378.6702 | 14.3931 | 373.2274 | 23.8301 | 415.9263 | 0.021708 | 378.6702 | 38.6021 | 378.6702 | 0.4205 | 379.284 | 0.65698 | 378.6702 | 0 | 378.6702 | 0 | 378.6702 | 0 | 415.1929 | 3.9816e-05 | 373.23 | 0.0088362 | 379.2839 | -0.061461 | 415.9263 | 0.042629 | 373.23 | -0.0040998 | 378.6702 | 0 | 373.23 | -0.025417 | 378.6702 | 0 | 415.1929 | 0.00023515 | 415.1929 | 0.00031136 | 378.6702 | 0 | 379.2839 | -0.066155 | 379.2839 | 0 | 378.6702 | 0 | 632.9108 | 0.019435 | 378.6702 | 0 | 378.6702 | 0 | 632.0857 | 0.00026087 | 378.6702 | 0 | 634.8397 | 0.0001777 | 632.9108 | 0.01869 | 634.8397 | 6.7884e-05 | 858.4061 | 0.0019085 | 1113.0457 | 0.0068937 | 1010.3267 | 0.014529 | 1044.0738 | 0 | 1043.4325 | 0 | 378.67 | 4.9311e-06 | 379.284 | -0.03391 | 378.6702 | 0 | 378.6702 | 0 | 378.6702 | 0 | 376.4767 | 0.011342
| 242.1603 | 0 |  |  | 242.1603 | 0 | 242.1603 | 0 | 416.0391 | 0 | 378.8862 | 14.3794 | 373.4438 | 25.1743 | 416.0391 | 0.0011206 | 378.8862 | 41.4349 | 378.8862 | 0.53622 | 379.5002 | 1.1745 | 378.8862 | 0 | 378.8862 | 0 | 378.8862 | 0 | 415.3064 | 3.1014e-05 | 373.44 | 0.045222 | 379.5002 | 0.064454 | 416.0391 | 0.048584 | 373.44 | -0.0043715 | 378.8862 | 0 | 373.44 | 0.011659 | 378.8862 | 0 | 415.3064 | 0.00023667 | 415.3064 | 0.00021423 | 378.8862 | 0 | 379.5002 | 0.01887 | 379.5002 | 0 | 378.8862 | 0 | 633.0712 | 0.032784 | 378.8862 | 0 | 378.8862 | 0 | 632.2465 | 0 | 378.8862 | 0 | 635 | 0.00035869 | 633.0712 | 0.017925 | 635 | 6.2758e-05 | 858.4794 | 0.0020994 | 1113.1063 | 0.0069296 | 1010.3392 | 0.01454 | 1044.1272 | 0 | 1043.4858 | 0 | 378.886 | 6.7831e-06 | 379.5002 | 0.022203 | 378.8862 | 0 | 378.8862 | 0 | 378.8862 | 0 | 376.6926 | 0.016
| 242.2336 | 0 |  |  | 242.2336 | 0 | 242.2336 | 0 | 416.1518 | 0.014695 | 379.1023 | 14.2119 | 373.6603 | 26.1885 | 416.1518 | 0.023213 | 379.1023 | 44.6101 | 379.1023 | 0.58394 | 379.7164 | 1.0919 | 379.1023 | 0 | 379.1023 | 0 | 379.1023 | 0 | 415.4198 | 4.4845e-05 | 373.66 | -0.025469 | 379.7164 | -0.0068644 | 416.1518 | 0.046181 | 373.66 | 0.0021518 | 379.1023 | 0 | 373.66 | 0.0081613 | 379.1023 | 0 | 415.4198 | 0.00021495 | 415.4198 | 0.00020224 | 379.1023 | 0 | 379.7164 | -0.015085 | 379.7164 | 0 | 379.1023 | 0 | 633.2317 | 0.019168 | 379.1023 | 0 | 379.1023 | 0 | 632.4072 | 0.00026087 | 379.1023 | 0 | 635.1602 | 0.00016234 | 633.2317 | 0.019237 | 635.1602 | 6.9713e-05 | 858.5527 | 0.0021953 | 1113.167 | 0.0069603 | 1010.3516 | 0.01455 | 1044.1807 | 0 | 1043.5392 | 0 | 379.102 | 9.8737e-06 | 379.7164 | 0.013248 | 379.1023 | 0 | 379.1023 | 0 | 379.1023 | 0 | 376.9086 | 0.012186
| 242.3069 | 0 |  |  | 242.3069 | 0 | 242.3069 | 0 | 416.2646 | 0 | 379.3184 | 14.0528 | 373.8768 | 26.9982 | 416.2646 | 0 | 379.3184 | 47.9159 | 379.3184 | 0.61526 | 379.9326 | 1.2867 | 379.3184 | 0 | 379.3184 | 0 | 379.3184 | 0 | 415.5333 | 2.6404e-05 | 373.88 | 0.035864 | 379.9326 | 0.043284 | 416.2646 | 0.05151 | 373.88 | 0.0054135 | 379.3184 | 0 | 373.88 | 0.0046636 | 379.3184 | 0 | 415.5333 | 0.00023057 | 415.5333 | 0.00013629 | 379.3184 | 0 | 379.9326 | 0.02012 | 379.9326 | 0 | 379.3184 | 0 | 633.3921 | 0.027605 | 379.3184 | 0 | 379.3184 | 0 | 632.568 | 0.00017392 | 379.3184 | 0 | 635.3204 | 0.00037624 | 633.3921 | 0.0188 | 635.3204 | 6.1684e-05 | 858.6261 | 0.0020329 | 1113.2277 | 0.0069961 | 1010.3641 | 0.01456 | 1044.2341 | 0 | 1043.5925 | 0 | 379.318 | 6.7923e-06 | 379.9326 | 0.030497 | 379.3184 | 0 | 379.3184 | 0 | 379.3184 | 0 | 377.1246 | 0.01893
| 242.3802 | 0 |  |  | 242.3802 | 0 | 242.3802 | 0 | 416.3774 | 0.011533 | 379.5345 | 13.7823 | 374.0933 | 27.9712 | 416.3774 | 0.029446 | 379.5345 | 50.8306 | 379.5345 | 0.69277 | 380.1489 | 1.1507 | 379.5345 | 0 | 379.5345 | 0 | 379.5345 | 0 | 415.6468 | 2.5147e-05 | 374.09 | 0.017152 | 380.1489 | 0.047841 | 416.3774 | 0.053286 | 374.09 | -0.0016535 | 379.5345 | 0 | 374.09 | -0.0037309 | 379.5345 | 0 | 415.6468 | 0.00019856 | 415.6468 | 0.00016347 | 379.5345 | 0 | 380.1489 | -0.011403 | 380.1489 | 0 | 379.5345 | 0 | 633.5525 | 0.016125 | 379.5345 | 0 | 379.5345 | 0 | 632.7288 | 0.00026087 | 379.5345 | 0 | 635.4806 | 0.00021938 | 633.5525 | 0.019346 | 635.4806 | 6.5772e-05 | 858.6995 | 0.0019542 | 1113.2883 | 0.007032 | 1010.3766 | 0.014568 | 1044.2875 | 0 | 1043.6459 | 0 | 379.535 | 7.4127e-06 | 380.1489 | 0.028038 | 379.5345 | 0 | 379.5345 | 0 | 379.5345 | 0 | 377.3406 | 0.012613
| 242.4535 | 0 |  |  | 242.4535 | 0 | 242.4535 | 0 | 416.4901 | 0 | 379.7507 | 13.491 | 374.3098 | 29.0719 | 416.4901 | 0 | 379.7507 | 54.3751 | 379.7507 | 0.68309 | 380.3652 | 1.403 | 379.7507 | 0 | 379.7507 | 0 | 379.7507 | 0 | 415.7603 | 3.772e-06 | 374.31 | 0.024429 | 380.3652 | 0.019089 | 416.4901 | 0.061854 | 374.31 | 0.0010646 | 379.7507 | 0 | 374.31 | 0.017256 | 379.7507 | 0 | 415.7603 | 0.00018522 | 415.7603 | 0.00017906 | 379.7507 | 0 | 380.3652 | 0.0069106 | 380.3652 | 0 | 379.7507 | 0 | 633.713 | 0.025789 | 379.7507 | 0 | 379.7507 | 0 | 632.8896 | 0.00017392 | 379.7507 | 0 | 635.6409 | 0.0002852 | 633.713 | 0.018581 | 635.6409 | 6.2479e-05 | 858.7729 | 0.0022988 | 1113.349 | 0.0070678 | 1010.3892 | 0.014576 | 1044.3409 | 0 | 1043.6992 | 0 | 379.751 | 5.5544e-06 | 380.3652 | 0.0016059 | 379.7507 | 0 | 379.7507 | 0 | 379.7507 | 0 | 377.5566 | 0.015943
| 242.5269 | 0 |  |  | 242.5269 | 0 | 242.5269 | 0 | 416.6029 | 0.043792 | 379.9668 | 13.2796 | 374.5263 | 29.6876 | 416.6029 | 0.013044 | 379.9668 | 57.7782 | 379.9668 | 0.76019 | 380.5814 | 1.0703 | 379.9668 | 0 | 379.9668 | 0 | 379.9668 | 0 | 415.8737 | 6.7058e-06 | 374.53 | -0.016113 | 380.5814 | -0.053189 | 416.6029 | 0.034061 | 374.53 | -0.0076332 | 379.9668 | 0 | 374.53 | -0.0058295 | 379.9668 | 0 | 415.8737 | 0.00016312 | 415.8737 | 0.00015948 | 379.9668 | 0 | 380.5814 | -0.027923 | 380.5814 | 0 | 379.9668 | 0 | 633.8734 | 0.021945 | 379.9668 | 0 | 379.9668 | 0 | 633.0503 | 0.00078262 | 379.9668 | 0 | 635.8011 | 0.00026106 | 633.8734 | 0.019018 | 635.8011 | 6.6462e-05 | 858.8463 | 0.0025135 | 1113.4098 | 0.0071037 | 1010.4017 | 0.014583 | 1044.3944 | 0 | 1043.7526 | 0 | 379.967 | 8.6377e-06 | 380.5814 | -0.0013108 | 379.9668 | 0 | 379.9668 | 0 | 379.9668 | 0 | 377.7727 | 0.010501
| 242.6002 | 0 |  |  | 242.6002 | 0 | 242.6002 | 0 | 416.7157 | 0 | 380.183 | 13.1668 | 374.7429 | 30.5149 | 416.7157 | 0 | 380.183 | 61.2626 | 380.183 | 0.83738 | 380.7977 | 1.4848 | 380.183 | 0 | 380.183 | 0 | 380.183 | 0 | 415.9872 | 7.9631e-06 | 374.74 | 0.049377 | 380.7977 | 0.033582 | 416.7157 | 0.031972 | 374.74 | -0.0070897 | 380.183 | 0 | 374.74 | -0.011076 | 380.183 | 0 | 415.9872 | 0.00018522 | 415.9872 | 0.00010912 | 380.183 | 0 | 380.7977 | 0.047247 | 380.7977 | 0 | 380.183 | 0 | 634.0339 | 0.02627 | 380.183 | 0 | 380.183 | 0 | 633.2111 | 0 | 380.183 | 0 | 635.9614 | 0.00024132 | 634.0339 | 0.018362 | 635.9614 | 5.6285e-05 | 858.9196 | 0.0023922 | 1113.4705 | 0.0071447 | 1010.4142 | 0.014589 | 1044.4478 | 0 | 1043.8059 | 0 | 380.183 | 9.2552e-06 | 380.7977 | 0.028442 | 380.183 | 0 | 380.183 | 0 | 380.183 | 0 | 377.9887 | 0.013117
| 242.6735 | 0 |  |  | 242.6735 | 0 | 242.6735 | 0 | 416.8284 | 0.02561 | 380.3992 | 12.8134 | 374.9594 | 31.0088 | 416.8284 | 0.044277 | 380.3992 | 64.8875 | 380.3992 | 0.88131 | 381.0141 | 1.2628 | 380.3992 | 0 | 380.3992 | 0 | 380.3992 | 0 | 416.1007 | 9.6395e-06 | 374.96 | -0.056654 | 381.0141 | -0.017158 | 416.8284 | 0.058092 | 374.96 | 0.0026954 | 380.3992 | 0 | 374.96 | -0.0086277 | 380.3992 | 0 | 416.1007 | 0.00022791 | 416.1007 | 0.00012071 | 380.3992 | 0 | 381.0141 | -0.031998 | 381.0141 | 0 | 380.3992 | 0 | 634.1943 | 0.024882 | 380.3992 | 0 | 380.3992 | 0 | 633.3719 | 0 | 380.3992 | 0 | 636.1216 | 0.00027971 | 634.1943 | 0.019127 | 636.1216 | 5.7205e-05 | 858.993 | 0.0015783 | 1113.5312 | 0.0071805 | 1010.4267 | 0.014594 | 1044.5012 | 0 | 1043.8594 | 0 | 380.399 | 3.6932e-06 | 381.0141 | 0.0032869 | 380.3992 | 0 | 380.3992 | 0 | 380.3992 | 0 | 378.2048 | 0.013311
| 242.7469 | 0 |  |  | 242.7469 | 0 | 242.7469 | 0 | 416.9412 | 0 | 380.6154 | 12.6566 | 375.176 | 31.4981 | 416.9412 | 0 | 380.6154 | 69.078 | 380.6154 | 0.9143 | 381.2304 | 1.6432 | 380.6154 | 0 | 380.6154 | 0 | 380.6154 | 0 | 416.2142 | 6.7058e-06 | 375.18 | 0.02339 | 381.2304 | 0.020445 | 416.9412 | 0.059869 | 375.18 | -0.0070897 | 380.6154 | 0 | 375.18 | 0.011659 | 380.6154 | 0 | 416.2142 | 0.00024772 | 416.2142 | 0.00023742 | 380.6154 | 0 | 381.2304 | 0.0093937 | 381.2304 | 0 | 380.6154 | 0 | 634.3548 | 0.033905 | 380.6154 | 0 | 380.6154 | 0 | 633.5327 | 0.00017392 | 380.6154 | 0 | 636.2819 | 0.00027203 | 634.3548 | 0.0188 | 636.2819 | 5.2528e-05 | 859.0665 | 0.0018331 | 1113.5919 | 0.0072164 | 1010.4391 | 0.014598 | 1044.5547 | 0 | 1043.9127 | 0 | 380.615 | 6.7763e-06 | 381.2304 | -0.0064591 | 380.6154 | 0 | 380.6154 | 0 | 380.6154 | 0 | 378.4208 | 0.013564
| 242.8202 | 0 |  |  | 242.8202 | 0 | 242.8202 | 0 | 417.054 | 0.013641 | 380.8316 | 12.439 | 375.3926 | 31.6192 | 417.054 | 0.03353 | 380.8316 | 73.4381 | 380.8316 | 0.98058 | 381.4467 | 1.3299 | 380.8316 | 0 | 380.8316 | 0 | 380.8316 | 0 | 416.3277 | 1.0478e-05 | 375.39 | -0.027548 | 381.4467 | -0.049452 | 417.054 | 0.052764 | 375.39 | -0.0046433 | 380.8316 | 0 | 375.39 | -0.024717 | 380.8316 | 0 | 416.3277 | 0.00025001 | 416.3277 | 0.00033454 | 380.8316 | 0 | 381.4467 | -0.044054 | 381.4467 | 0 | 380.8316 | 0 | 634.5153 | 0.024988 | 380.8316 | 0 | 380.8316 | 0 | 633.6935 | 0.00026087 | 380.8316 | 0 | 636.4422 | 0.00022596 | 634.5153 | 0.019127 | 636.4422 | 5.6323e-05 | 859.1399 | 0.0017901 | 1113.6527 | 0.0072573 | 1010.4517 | 0.014602 | 1044.6082 | 0 | 1043.9661 | 0 | 380.832 | 7.3931e-06 | 381.4467 | -0.021249 | 380.8316 | 0 | 380.8316 | 0 | 380.8316 | 0 | 378.6369 | 0.010153
| 242.8936 | 0 |  |  | 242.8936 | 0 | 242.8936 | 0 | 417.1668 | 0 | 381.0478 | 12.316 | 375.6092 | 31.9566 | 417.1668 | 0 | 381.0478 | 77.761 | 381.0478 | 1.0821 | 381.6631 | 1.7857 | 381.0478 | 1.0951 | 381.0478 | 0 | 381.0478 | 0.33338 | 416.4412 | 8.8013e-06 | 375.61 | 0.017152 | 381.6631 | 0.016809 | 417.1668 | 0.053913 | 375.61 | 0.0021518 | 381.0478 | 0 | 375.61 | 0.00011659 | 381.0478 | 0 | 416.4412 | 0.00019589 | 416.4412 | 0.00027619 | 381.0478 | 0.22122 | 381.6631 | 0.01467 | 381.6631 | 0 | 381.0478 | -0.085198 | 634.6757 | 0.025522 | 381.0478 | 0 | 381.0478 | -0.0090634 | 633.8543 | 0 | 381.0478 | 0.1767 | 636.6025 | 0.00028958 | 634.6757 | 0.018362 | 636.6025 | 4.9826e-05 | 859.2134 | 0.0017893 | 1113.7134 | 0.0072983 | 1010.4642 | 0.014604 | 1044.6616 | 0 | 1044.0195 | 0 | 381.048 | 8.0217e-06 | 381.6631 | 0.021322 | 381.0478 | 0.12755 | 381.0478 | 0.098401 | 381.0478 | 0.2171 | 378.853 | 0.012965
| 242.9669 | 0 |  |  | 242.9669 | 0 | 242.9669 | 0 | 417.2795 | 0.015046 | 381.2641 | 12.0509 | 375.8258 | 31.6528 | 417.2795 | 0.024288 | 381.2641 | 78.5496 | 381.264 | 1.1476 | 381.8795 | 1.4466 | 381.2641 | 0.37719 | 381.264 | 0 | 381.264 | -0.54331 | 416.5547 | 8.8013e-06 | 375.83 | -0.030666 | 381.8795 | -0.025449 | 417.2795 | 0.018598 | 375.83 | -0.0070897 | 381.2641 | 0 | 375.83 | 0.0022152 | 381.264 | 0 | 416.5547 | 0.00018522 | 416.5547 | 0.00021024 | 381.264 | -0.31288 | 381.8795 | -0.036803 | 381.8795 | 0 | 381.264 | -0.04997 | 634.8362 | 0.019222 | 381.2641 | 0 | 381.2641 | 0.0029415 | 634.0152 | 0.00026087 | 381.2641 | -0.20922 | 636.7628 | 0.00020073 | 634.8362 | 0.0188 | 636.7628 | 6.7003e-05 | 859.2868 | 0.0018247 | 1113.7742 | 0.0073393 | 1010.4767 | 0.014606 | 1044.7151 | 0 | 1044.0729 | 0 | 381.264 | 4.9359e-06 | 381.8795 | -0.010459 | 381.264 | 0.0045546 | 381.264 | -0.077068 | 381.264 | 0.052411 | 379.0692 | 0.01336
| 243.0403 | 0 |  |  | 243.0403 | 0 | 243.0403 | 0 | 417.3923 | 0 | 381.4803 | 12.0349 | 376.0424 | 31.9819 | 417.3923 | 0 | 381.4803 | 79.4172 | 381.4803 | 1.2641 | 382.0958 | 1.8667 | 381.4803 | 1.1435 | 381.4803 | 0 | 381.4803 | 0.15871 | 416.6683 | 2.0956e-06 | 376.04 | 0.032746 | 382.0958 | 0.03041 | 417.3923 | 0.048793 | 376.04 | -0.0046433 | 381.4803 | 0 | 376.04 | -0.0089774 | 381.4803 | 0 | 416.6683 | 0.00015892 | 416.6683 | 0.00013629 | 381.4803 | 0.13877 | 382.0958 | 0.01874 | 382.0958 | 0 | 381.4803 | 0.1308 | 634.9967 | 0.024775 | 381.4803 | 0 | 381.4803 | 0.081276 | 634.176 | 0 | 381.4803 | 0.1772 | 636.9231 | 0.00029726 | 634.9967 | 0.018909 | 636.9231 | 6.4417e-05 | 859.3603 | 0.002518 | 1113.835 | 0.0073751 | 1010.4892 | 0.014607 | 1044.7686 | 0 | 1044.1263 | 0 | 381.48 | 6.1672e-06 | 382.0958 | 0.021212 | 381.4803 | 0.1286 | 381.4803 | 0.11162 | 381.4803 | 0.15659 | 379.2853 | 0.014752
| 243.1136 | 0 |  |  | 243.1136 | 0 | 243.1136 | 0 | 417.5051 | 0.0031028 | 381.6966 | 11.9212 | 376.259 | 31.6949 | 417.5051 | 0.036539 | 381.6966 | 83.783 | 381.6966 | 1.3381 | 382.3123 | 1.6765 | 381.6966 | 0.43518 | 381.6966 | -0.17767 | 381.6966 | -0.36529 | 416.7818 | 2.0956e-06 | 376.26 | -0.041062 | 382.3122 | -0.025607 | 417.5051 | 0.042106 | 376.26 | -0.0098077 | 381.6966 | -0.042753 | 376.26 | 0.0036143 | 381.6966 | -0.038861 | 416.7818 | 0.00018179 | 416.7818 | 0.00018306 | 381.6966 | -0.17337 | 382.3122 | -0.028931 | 382.3122 | 0 | 381.6966 | 0.041225 | 635.1572 | 0.019916 | 381.6966 | 0 | 381.6966 | -0.055179 | 634.3368 | 0.00026087 | 381.6966 | -0.13809 | 637.0834 | 0.00021499 | 635.1572 | 0.019565 | 637.0834 | 6.9523e-05 | 859.4339 | 0.0019081 | 1113.8957 | 0.0074212 | 1010.5017 | 0.014607 | 1044.822 | 0 | 1044.1797 | 0 | 381.697 | 4.9285e-06 | 382.3123 | -0.0077803 | 381.6966 | 0.030196 | 381.6966 | -0.035004 | 381.6966 | -0.034515 | 379.5014 | 0.010863
| 243.187 | 0 |  |  | 243.187 | 0 | 243.187 | 0 | 417.6178 | 0 | 381.9129 | 11.9914 | 376.4757 | 30.789 | 417.6178 | 0 | 381.9129 | 88.4041 | 381.9129 | 1.4804 | 382.5287 | 2.1213 | 381.9129 | 1.3235 | 381.9129 | -0.027077 | 381.9129 | 0.28551 | 416.8953 | 2.9338e-06 | 376.48 | 0.047299 | 382.5287 | 0.021812 | 417.6178 | 0.036673 | 376.48 | -0.013885 | 381.9129 | 0.0070127 | 376.48 | 0.0074619 | 381.9129 | 0.013241 | 416.8953 | 0.00020428 | 416.8953 | 0.00029977 | 381.9129 | 0.14761 | 382.5287 | 0.0075145 | 382.5287 | 0 | 381.9129 | -0.05734 | 635.3177 | 0.027978 | 381.9129 | 0 | 381.9129 | 0.028446 | 634.4977 | 0 | 381.9129 | 0.16017 | 637.2437 | 0.00030384 | 635.3177 | 0.019237 | 637.2437 | 6.2677e-05 | 859.5073 | 0.0012378 | 1113.9565 | 0.0074622 | 1010.5142 | 0.014606 | 1044.8755 | 0 | 1044.2332 | 0 | 381.913 | 4.9333e-06 | 382.5287 | 0.020001 | 381.9129 | 0.10426 | 381.9129 | 0.10636 | 381.9129 | 0.16725 | 379.7176 | 0.012962
| 243.2604 | 0 |  |  | 243.2604 | 0 | 243.2604 | 0 | 417.7306 | 0.0083718 | 382.1292 | 11.9117 | 376.6924 | 29.6805 | 417.7306 | 0.0067085 | 382.1292 | 91.3619 | 382.1292 | 1.5798 | 382.7451 | 2.0312 | 382.1292 | 0.61978 | 382.1292 | -0.15774 | 382.1292 | -0.2494 | 417.0088 | 1.6764e-06 | 376.69 | 0.024429 | 382.7451 | -0.032647 | 417.7306 | 0.044405 | 376.69 | -0.0046433 | 382.1292 | -0.0086134 | 376.69 | -0.0089774 | 382.1292 | -0.05885 | 417.0088 | 0.00023972 | 417.0088 | 0.00032695 | 382.1292 | -0.20245 | 382.7451 | -0.030218 | 382.7451 | 0 | 382.1292 | -0.011641 | 635.4782 | 0.013776 | 382.1292 | 0 | 382.1292 | -0.20175 | 634.6585 | 0.00078262 | 382.1292 | -0.1745 | 637.4041 | 0.00016892 | 635.4782 | 0.019565 | 637.4041 | 7.1459e-05 | 859.5808 | 0.0018152 | 1114.0172 | 0.0075032 | 1010.5267 | 0.014604 | 1044.929 | 0 | 1044.2865 | 0 | 382.129 | 4.9233e-06 | 382.7451 | -0.014349 | 382.1292 | -0.018478 | 382.1292 | -0.022084 | 382.1292 | 0.0092836 | 379.9338 | 0.010751
| 243.3338 | 0 |  |  | 243.3338 | 0 | 243.3337 | 0 | 417.8434 | 0 | 382.3455 | 12.0081 | 376.9091 | 28.6366 | 417.8434 | 0 | 382.3455 | 93.0823 | 382.3455 | 1.7855 | 382.9615 | 2.407 | 382.3455 | 1.4067 | 382.3455 | 0.031798 | 382.3455 | 0.24604 | 417.1224 | 1.6764e-06 | 376.91 | -0.0015593 | 382.9615 | 0.052433 | 417.8434 | 0.048793 | 376.91 | -0.010351 | 382.3455 | 0.059372 | 376.91 | -0.0061794 | 382.3455 | 0.018111 | 417.1224 | 0.00024239 | 417.1224 | 0.00030736 | 382.3455 | 0.23779 | 382.9615 | 0.02525 | 382.9615 | 0 | 382.3455 | 0.04947 | 635.6387 | 0.02926 | 382.3455 | 0 | 382.3455 | 0.12663 | 634.8193 | 0.00017392 | 382.3455 | -0.010459 | 637.5644 | 0.00036746 | 635.6387 | 0.018472 | 637.5644 | 5.6118e-05 | 859.6544 | 0.0019143 | 1114.078 | 0.0075442 | 1010.5392 | 0.014602 | 1044.9824 | 0 | 1044.34 | 0 | 382.346 | 4.9359e-06 | 382.9615 | 0.029249 | 382.3455 | 0.13055 | 382.3455 | 0.076016 | 382.3455 | 0.14104 | 380.15 | 0.01285
| 243.4071 | 0 |  |  | 243.4071 | 0 | 243.4071 | 0 | 417.9561 | 0.00029265 | 382.5618 | 11.6401 | 377.1258 | 27.5771 | 417.9561 | 0.023428 | 382.5618 | 92.6026 | 382.5618 | 1.8497 | 383.178 | 2.2005 | 382.5618 | 0.78093 | 382.5618 | -0.22042 | 382.5618 | -0.25864 | 417.2359 | 7.544e-06 | 377.13 | -0.04314 | 383.178 | -0.00096116 | 417.9561 | 0.037927 | 377.13 | -0.0049152 | 382.5618 | 0.0032858 | 377.13 | -0.013175 | 382.5618 | -0.030338 | 417.2359 | 0.00023781 | 417.2359 | 0.00030376 | 382.5618 | -0.14576 | 383.178 | -0.037463 | 383.178 | 0 | 382.5618 | -0.057715 | 635.7993 | 0.015217 | 382.5618 | 0 | 382.5618 | -0.013057 | 634.9802 | 0.00078262 | 382.5618 | -0.12633 | 637.7248 | 0.00012176 | 635.7993 | 0.0188 | 637.7248 | 6.624e-05 | 859.7279 | 0.0025051 | 1114.1388 | 0.0075902 | 1010.5517 | 0.014599 | 1045.036 | 0 | 1044.3934 | 0 | 382.562 | 3.0907e-06 | 383.178 | -0.005248 | 382.5618 | -0.0077645 | 382.5618 | -0.008927 | 382.5618 | 0.013343 | 380.3662 | 0.00943
| 243.4805 | 0 |  |  | 243.4805 | 0 | 243.4805 | 0 | 418.0689 | 0 | 382.7782 | 11.537 | 377.3425 | 27.7834 | 418.0689 | 0 | 382.7782 | 97.119 | 382.7782 | 2.0054 | 383.3945 | 2.4961 | 382.7782 | 1.4224 | 382.7782 | 0.22707 | 382.7782 | 0.31658 | 417.3495 | 7.544e-06 | 377.34 | -0.006757 | 383.3945 | 0.034706 | 418.0689 | 0.028942 | 377.34 | 0.010578 | 382.7782 | 0.025685 | 377.34 | 0.017955 | 382.7782 | -0.0048631 | 417.3495 | 0.00019322 | 417.3495 | 0.00030736 | 382.7782 | 0.090183 | 383.3945 | -0.0020059 | 383.3945 | 0 | 382.7782 | 0.06621 | 635.9598 | 0.02328 | 382.7782 | 0 | 382.7782 | -0.043896 | 635.1411 | 0.00017392 | 382.7782 | 0.13179 | 637.8851 | 0.0003905 | 635.9598 | 0.017816 | 637.8851 | 6.4258e-05 | 859.8015 | 0.0025677 | 1114.1996 | 0.0076363 | 1010.5642 | 0.014595 | 1045.0895 | 0 | 1044.4469 | 0 | 382.778 | 7.3919e-06 | 383.3945 | 0.010166 | 382.7782 | 0.10982 | 382.7782 | 0.056036 | 382.7782 | 0.15958 | 380.5824 | 0.013312
| 243.5539 | 0 |  |  | 243.5539 | 0 | 243.5539 | 0 | 418.1817 | 0.012587 | 382.9945 | 11.3135 | 377.5592 | 27.8437 | 418.1817 | 0.032025 | 382.9945 | 96.9493 | 382.9946 | 2.1497 | 383.611 | 2.5256 | 382.9945 | 0.94978 | 382.9946 | -0.0041193 | 382.9946 | -0.081885 | 417.463 | 7.9631e-06 | 377.56 | 0.04834 | 383.611 | -0.0083643 | 418.1817 | 0.034061 | 377.56 | -0.019049 | 382.9945 | 0.0014891 | 377.56 | 0.015507 | 382.9946 | 0.01659 | 417.463 | 0.00019361 | 417.463 | 0.00035413 | 382.9946 | -0.10527 | 383.611 | -0.027884 | 383.611 | 0 | 382.9946 | -0.024735 | 636.1204 | 0.021945 | 382.9945 | 0 | 382.9945 | -0.025657 | 635.3019 | 0.00078262 | 382.9945 | -0.16089 | 638.0455 | 0.00019306 | 636.1204 | 0.01869 | 638.0455 | 6.9369e-05 | 859.8751 | 0.002076 | 1114.2605 | 0.0076824 | 1010.5767 | 0.01459 | 1045.1429 | 0 | 1044.5002 | 0 | 382.995 | 8.0209e-06 | 383.611 | 0.0021638 | 382.9946 | 0.0010284 | 382.9946 | -0.023887 | 382.9946 | -0.011558 | 380.7986 | 0.0078352
| 243.6273 | 0 |  |  | 243.6273 | 0 | 243.6273 | 0 | 418.2945 | 0 | 383.2109 | 11.0217 | 377.776 | 26.8641 | 418.2945 | 0 | 383.2109 | 99.8177 | 383.2109 | 2.2586 | 383.8275 | 2.7886 | 383.2109 | 1.4978 | 383.2109 | 0.066003 | 383.2109 | 0.22253 | 417.5766 | 8.3822e-07 | 377.78 | 0.033785 | 383.8275 | 0.0094006 | 418.2945 | 0.042002 | 377.78 | -0.0021971 | 383.2109 | 0.048694 | 377.78 | -0.0023318 | 383.2109 | -0.0055806 | 417.5766 | 0.00016159 | 417.5766 | 0.000253 | 383.2109 | 0.14576 | 383.8275 | 0.0047701 | 383.8275 | 0 | 383.2109 | 0.045222 | 636.2809 | 0.024294 | 383.2109 | 0 | 383.2109 | 0.030778 | 635.4628 | 0 | 383.2109 | 0.042313 | 638.2059 | 0.0002501 | 636.2809 | 0.018472 | 638.2059 | 6.0488e-05 | 859.9486 | 0.0019664 | 1114.3213 | 0.0077285 | 1010.5892 | 0.014585 | 1045.1965 | 0 | 1044.5537 | 0 | 383.211 | 5.5489e-06 | 383.8275 | 0.0032849 | 383.2109 | 0.036055 | 383.2109 | 0.043867 | 383.2109 | 0.10951 | 381.0148 | 0.011
| 243.7007 | 0 |  |  | 243.7007 | 0 | 243.7007 | 0 | 418.4072 | 0.015046 | 383.4273 | 10.8685 | 377.9927 | 26.178 | 418.4072 | 0.016399 | 383.4273 | 101.3473 | 383.4273 | 2.4496 | 384.044 | 2.7222 | 383.4273 | 1.0605 | 383.4273 | -0.16106 | 383.4273 | -0.46858 | 417.6901 | 8.3822e-07 | 377.99 | -0.035864 | 384.044 | -0.010337 | 418.4072 | 0.039076 | 377.99 | -0.018777 | 383.4273 | -0.062393 | 377.99 | 0.013408 | 383.4273 | -0.0098928 | 417.6901 | 0.00020313 | 417.6901 | 0.00029577 | 383.4273 | -0.20245 | 384.044 | -0.010102 | 384.044 | 0 | 383.4273 | -0.012867 | 636.4415 | 0.022372 | 383.4273 | 0 | 383.4273 | -0.0077911 | 635.6237 | 0.00026087 | 383.4273 | -0.093593 | 638.3662 | 0.00027752 | 636.4415 | 0.019783 | 638.3662 | 7.1401e-05 | 860.0222 | 0.002322 | 1114.3821 | 0.0077746 | 1010.6017 | 0.014579 | 1045.25 | 0 | 1044.6072 | 0 | 383.427 | 2.4713e-06 | 384.044 | 0.0027301 | 383.4273 | 0.00012095 | 383.4273 | -0.01226 | 383.4273 | -0.029188 | 381.2311 | 0.0082723
| 243.7741 | 0 |  |  | 243.7741 | 0 | 243.7741 | 0 | 418.52 | 0 | 383.6437 | 10.6785 | 378.2095 | 25.3423 | 418.52 | 0 | 383.6437 | 106.2358 | 383.6437 | 2.6027 | 384.2605 | 3.1485 | 383.6437 | 1.6401 | 383.6437 | 0.040753 | 383.6437 | 0.21749 | 417.8037 | 0 | 378.21 | 0.077446 | 384.2605 | 0.0034088 | 418.52 | 0.04942 | 378.21 | 0.0048699 | 383.6437 | 0.038148 | 378.21 | 0.0043138 | 383.6437 | 0.010654 | 417.8037 | 0.00020123 | 417.8037 | 0.00026859 | 383.6437 | 0.10564 | 384.2605 | 0.0020554 | 384.2605 | 0 | 383.6437 | 0.035478 | 636.602 | 0.02344 | 383.6437 | 0 | 383.6437 | 0.070957 | 635.7846 | 0 | 383.6437 | 0.14779 | 638.5266 | 0.00017221 | 636.602 | 0.019565 | 638.5266 | 6.7687e-05 | 860.0958 | 0.0023845 | 1114.4429 | 0.0078207 | 1010.6143 | 0.014572 | 1045.3036 | 0 | 1044.6606 | 0 | 383.644 | 1.0485e-05 | 384.2605 | 0.004881 | 383.6437 | 0.076918 | 383.6437 | 0.040712 | 383.6437 | 0.037284 | 381.4474 | 0.010336
| 243.8475 | 0 |  |  | 243.8475 | 0 | 243.8475 | 0 | 418.6328 | 0.012587 | 383.8602 | 10.4269 | 378.4263 | 24.5557 | 418.6328 | 0.064051 | 383.8602 | 107.6814 | 383.8602 | 2.6421 | 384.4771 | 3.1083 | 383.8602 | 1.2289 | 383.8602 | -0.14363 | 383.8602 | -0.35857 | 417.9173 | 1.2573e-05 | 378.43 | -0.019232 | 384.4771 | -0.02702 | 418.6328 | 0.034061 | 378.43 | -0.01606 | 383.8602 | -0.026718 | 378.43 | -0.028565 | 383.8602 | -0.017097 | 417.9173 | 0.00025115 | 417.9173 | 0.000257 | 383.8602 | -0.16196 | 384.4771 | -0.026476 | 384.4771 | 0 | 383.8602 | -0.071207 | 636.7626 | 0.019649 | 383.8602 | 0 | 383.8602 | -0.015674 | 635.9455 | 0.00078262 | 383.8602 | -0.039292 | 638.687 | 0.00033785 | 636.7626 | 0.019893 | 638.687 | 7.2526e-05 | 860.1694 | 0.0022309 | 1114.5038 | 0.0078668 | 1010.6268 | 0.014564 | 1045.3571 | 0 | 1044.7141 | 0 | 383.86 | 8.019e-06 | 384.4771 | -0.014056 | 383.8602 | 0.0040805 | 383.8602 | -0.020431 | 383.8602 | -0.030893 | 381.6637 | 0.0071426
| 243.9209 | 0 |  |  | 243.9209 | 0 | 243.9209 | 0 | 418.7455 | 0 | 384.0766 | 10.3436 | 378.6431 | 23.8913 | 418.7455 | 0 | 384.0766 | 112.8991 | 384.0766 | 2.9642 | 384.6936 | 3.5668 | 384.0766 | 1.8919 | 384.0766 | 0.10046 | 384.0766 | 0.27544 | 418.0308 | 1.2573e-05 | 378.64 | 0.019232 | 384.6936 | 0.032814 | 418.7455 | 0.039912 | 378.64 | 0.0045981 | 384.0766 | 0.023522 | 378.64 | 0.00081613 | 384.0766 | 0.013799 | 418.0308 | 0.00023134 | 418.0308 | 0.00019465 | 384.0766 | 0.074355 | 384.6936 | 0.017109 | 384.6936 | 0 | 384.0766 | 0.11618 | 636.9231 | 0.024401 | 384.0766 | 0 | 384.0766 | 0.017479 | 636.1064 | 0 | 384.0766 | 0.073115 | 638.8474 | 0.00019635 | 636.9231 | 0.01869 | 638.8474 | 6.8835e-05 | 860.2431 | 0.0014041 | 1114.5646 | 0.007918 | 1010.6393 | 0.014556 | 1045.4106 | 0 | 1044.7676 | 0 | 384.077 | 0.00041812 | 384.6936 | 0.011524 | 384.0766 | 0.12364 | 384.0766 | 0.05874 | 384.0766 | 0.15361 | 381.88 | 0.010842
| 243.9943 | 0 |  |  | 243.9943 | 0 | 243.9943 | 0 | 418.8583 | 0.017505 | 384.2931 | 10.2019 | 378.8599 | 22.8833 | 418.8583 | 0.036109 | 384.2931 | 113.5411 | 384.2931 | 2.9392 | 384.9102 | 3.5497 | 384.2931 | 1.4242 | 384.2931 | -0.1237 | 384.2931 | -0.34765 | 418.1444 | 1.2573e-05 | 378.86 | -0.028587 | 384.9102 | -0.036363 | 418.8583 | 0.052137 | 378.86 | -0.019864 | 384.2931 | -0.0024675 | 378.86 | -0.011076 | 384.2931 | -0.027193 | 418.1444 | 0.00023515 | 418.1444 | 0.0001323 | 384.2931 | -0.15607 | 384.9102 | -0.022683 | 384.9102 | 0 | 384.2931 | -0.13567 | 637.0837 | 0.02312 | 384.2931 | 0 | 384.2931 | -0.0035405 | 636.2673 | 0.00026087 | 384.2931 | -0.084467 | 639.0078 | 0.00021609 | 637.0837 | 0.018472 | 639.0078 | 8.0143e-05 | 860.3167 | 0.0015989 | 1114.6254 | 0.0079641 | 1010.6518 | 0.014548 | 1045.4641 | 0 | 1044.821 | 0 | 384.293 | 0.0026223 | 384.9102 | -0.0041837 | 384.2931 | 0.006873 | 384.2931 | -0.068505 | 384.2931 | 0.023436 | 382.0963 | 0.0068785
| 244.0677 | 0 |  |  | 244.0677 | 0 | 244.0677 | 0 | 418.9711 | 0 | 384.5095 | 9.9815 | 379.0768 | 22.0832 | 418.9711 | 0 | 384.5095 | 116.6721 | 384.5095 | 3.1986 | 385.1268 | 3.9775 | 384.5095 | 2.1149 | 384.5095 | 0.085513 | 384.5095 | 0.28467 | 418.258 | 0 | 379.08 | 0.02339 | 385.1268 | 0.014826 | 418.9711 | 0.056212 | 379.08 | 0.0013364 | 384.5095 | 0.0074485 | 379.08 | 0.016905 | 384.5095 | -0.0017398 | 418.258 | 0.00017646 | 418.258 | 0.00021024 | 384.5095 | 0.047852 | 385.1268 | -0.0080662 | 385.1268 | 0 | 384.5095 | 0.10156 | 637.2443 | 0.025149 | 384.5095 | 0 | 384.5095 | -0.0087161 | 636.4282 | 0.00017392 | 384.5095 | 0.17457 | 639.1683 | 0.00027094 | 637.2443 | 0.016941 | 639.1683 | 6.8598e-05 | 860.3904 | 0.00148 | 1114.6863 | 0.0080153 | 1010.6643 | 0.014539 | 1045.5177 | 0 | 1044.8745 | 0 | 384.51 | 0.0030681 | 385.1268 | 0.0030248 | 384.5095 | 0.06505 | 384.5095 | 0.043567 | 384.5095 | 0.10802 | 382.3126 | 0.010312
| 244.1412 | 0 |  |  | 244.1412 | 0 | 244.1411 | 0 | 419.0838 | 0 | 384.726 | 9.8207 | 379.2936 | 21.2056 | 419.0838 | 0.036969 | 384.726 | 118.2629 | 384.726 | 3.2895 | 385.3434 | 4.1446 | 384.726 | 1.7686 | 384.726 | -0.089249 | 384.726 | -0.076366 | 418.3716 | 2.0956e-06 | 379.29 | -0.061854 | 385.3434 | -0.0083084 | 419.0838 | 0.044405 | 379.29 | -0.0030125 | 384.726 | -0.0062004 | 379.29 | -0.0068788 | 384.726 | -0.008726 | 418.3716 | 0.00018979 | 418.3716 | 0.00021423 | 384.726 | -0.0773 | 385.3434 | -0.0046555 | 385.3434 | 0 | 384.726 | -0.058339 | 637.4049 | 0.019916 | 384.726 | 0 | 384.726 | -0.12171 | 636.5891 | 0.00026087 | 384.726 | -0.081151 | 639.3287 | 0.00015028 | 637.4049 | 0.018253 | 639.3287 | 6.9598e-05 | 860.4641 | 0.0019422 | 1114.7471 | 0.0080666 | 1010.6768 | 0.014529 | 1045.5713 | 0 | 1044.9281 | 0 | 384.726 | 0.004339 | 385.3434 | 0.015377 | 384.726 | -0.0033392 | 384.726 | -0.028393 | 384.726 | 0.022797 | 382.5289 | 0.0088131
| 244.2146 | 0 |  |  | 244.2146 | 0 | 244.2146 | 0 | 419.1966 | 0 | 384.9425 | 9.605 | 379.5105 | 20.3117 | 419.1966 | 0 | 384.9425 | 119.8469 | 384.9425 | 3.5754 | 385.56 | 4.392 | 384.9425 | 2.3005 | 384.9425 | 0.1017 | 384.9425 | 0.19482 | 418.4852 | 2.0956e-06 | 379.51 | -0.006757 | 385.56 | 0.039013 | 419.1966 | 0.067809 | 379.51 | 0.0059571 | 384.9425 | 0.016319 | 379.51 | 0.0246 | 384.9425 | 0.041854 | 418.4852 | 0.0001635 | 418.4852 | 0.000253 | 384.9425 | 0.048588 | 385.56 | 0.016919 | 385.56 | 0 | 384.9425 | 0.15928 | 637.5655 | 0.027017 | 384.9425 | 0 | 384.9425 | 0.10459 | 636.75 | 0.00017392 | 384.9425 | 0.12773 | 639.4891 | 0.00037076 | 637.5655 | 0.017816 | 639.4891 | 6.0226e-05 | 860.5378 | 0.0027649 | 1114.808 | 0.0081178 | 1010.6893 | 0.014518 | 1045.6248 | 0 | 1044.9816 | 0 | 384.943 | 0.0056045 | 385.56 | 0.02947 | 384.9425 | 0.10711 | 384.9425 | 0.05258 | 384.9425 | 0.11334 | 382.7453 | 0.0098534
| 244.288 | 0 |  |  | 244.288 | 0 | 244.288 | 0 | 419.3094 | 0.0016977 | 385.159 | 9.0558 | 379.7274 | 19.2046 | 419.3094 | 0.056958 | 385.159 | 119.5249 | 385.159 | 3.6022 | 385.7766 | 4.4041 | 385.159 | 1.8525 | 385.159 | -0.25861 | 385.159 | -0.32918 | 418.5988 | 3.772e-06 | 379.73 | 0.024429 | 385.7766 | -0.044922 | 419.3094 | 0.032285 | 379.73 | -0.0147 | 385.159 | -0.03899 | 379.73 | 0.0011659 | 385.159 | -0.060017 | 418.5988 | 0.00020923 | 418.5988 | 0.00019465 | 385.159 | -0.097545 | 385.7766 | -0.032294 | 385.7766 | 0 | 385.159 | -0.10843 | 637.7261 | 0.023867 | 385.159 | 0 | 385.159 | -0.063109 | 636.9109 | 0 | 385.159 | -0.1074 | 639.6496 | 0.00015247 | 637.7261 | 0.019018 | 639.6496 | 7.1653e-05 | 860.6115 | 0.0029409 | 1114.8689 | 0.008169 | 1010.7018 | 0.014508 | 1045.6783 | 0 | 1045.035 | 0 | 385.159 | 0.0050202 | 385.7766 | -0.023194 | 385.159 | 0.033802 | 385.159 | -0.025689 | 385.159 | 0.012468 | 382.9617 | 0.0087017
| 244.3614 | 0 |  |  | 244.3614 | 0 | 244.3614 | 0 | 419.4222 | 0 | 385.3756 | 9.1457 | 379.9443 | 18.4947 | 419.4222 | 0 | 385.3756 | 120.5311 | 385.3756 | 3.9595 | 385.9933 | 4.8008 | 385.3756 | 2.6098 | 385.3756 | 0.16521 | 385.3756 | 0.059669 | 418.7124 | 1.6764e-06 | 379.94 | 0.033785 | 385.9933 | 0.0022846 | 419.4222 | 0.049107 | 379.94 | -0.0081769 | 385.3756 | 0.024594 | 379.94 | -0.0075784 | 385.3756 | 0.00014673 | 418.7124 | 0.00019361 | 418.7124 | 0.00021783 | 385.3756 | 0.078404 | 385.9933 | 0.0019535 | 385.9933 | 0 | 385.3756 | 0.098315 | 637.8867 | 0.0291 | 385.3756 | 0 | 385.3756 | -0.034873 | 637.0719 | 0 | 385.3756 | 0.10367 | 639.81 | 0.00033785 | 637.8867 | 0.017269 | 639.81 | 5.7577e-05 | 860.6852 | 0.0028701 | 1114.9297 | 0.0082253 | 1010.7144 | 0.014496 | 1045.7319 | 0 | 1045.0885 | 0 | 385.376 | 0.0040815 | 385.9933 | 0.013359 | 385.3756 | 0.12529 | 385.3756 | 0.072711 | 385.3756 | 0.11015 | 383.178 | 0.0097802
| 244.4349 | 0 |  |  | 244.4349 | 0 | 244.4349 | 0 | 419.5349 | 0 | 385.5921 | 8.8497 | 380.1612 | 17.7444 | 419.5349 | 0.017144 | 385.5921 | 120.8117 | 385.5921 | 3.9462 | 386.2099 | 4.8857 | 385.5921 | 2.1849 | 385.5921 | -0.096306 | 385.5921 | -0.41399 | 418.826 | 5.8676e-06 | 380.16 | -0.095119 | 386.2099 | -0.03346 | 419.5349 | 0.05151 | 380.16 | 0.015742 | 385.5921 | 0.0039242 | 380.16 | -0.011426 | 385.5921 | -0.020445 | 418.826 | 0.00021457 | 418.826 | 0.00029577 | 385.5921 | -0.13877 | 386.2099 | -0.031331 | 386.2099 | 0 | 385.5921 | -0.011422 | 638.0474 | 0.018581 | 385.5921 | 0 | 385.5921 | -0.04194 | 637.2328 | 0.00026087 | 385.5921 | -0.12579 | 639.9705 | 0.00015796 | 638.0474 | 0.018909 | 639.9705 | 6.5836e-05 | 860.7589 | 0.0029609 | 1114.9906 | 0.0082765 | 1010.7269 | 0.014485 | 1045.7855 | 0 | 1045.1421 | 0 | 385.592 | 0.0037077 | 386.2099 | -0.007817 | 385.5921 | 0.0031361 | 385.5921 | -0.077969 | 385.5921 | -0.020279 | 383.3944 | 0.0081635
| 244.5083 | 0 |  |  | 244.5083 | 0 | 244.5083 | 0 | 419.6477 | 0 | 385.8087 | 8.6083 | 380.3781 | 17.009 | 419.6477 | 0 | 385.8087 | 122.8385 | 385.8087 | 4.3593 | 386.4266 | 5.3108 | 385.8087 | 2.9102 | 385.8087 | 0.15982 | 385.8087 | 0.2007 | 418.9396 | 4.6102e-06 | 380.38 | 0.02339 | 386.4266 | 0.023302 | 419.6477 | 0.044405 | 380.38 | -0.0024689 | 385.8087 | 0.028822 | 380.38 | 0.00046636 | 385.8087 | -0.005885 | 418.9396 | 0.00022257 | 418.9396 | 0.00033094 | 385.8087 | 0.10012 | 386.4266 | 0.022326 | 386.4266 | 0 | 385.8087 | 0.022986 | 638.208 | 0.028245 | 385.8087 | 0 | 385.8087 | 0.02111 | 637.3938 | 0 | 385.8087 | 0.072306 | 640.131 | 0.00029836 | 638.208 | 0.0188 | 640.131 | 6.1108e-05 | 860.8326 | 0.00287 | 1115.0515 | 0.0083329 | 1010.7394 | 0.014473 | 1045.8391 | 0 | 1045.1956 | 0 | 385.809 | 0.0052251 | 386.4266 | 0.0046241 | 385.8087 | 0.075265 | 385.8087 | 0.064148 | 385.8087 | 0.15489 | 383.6108 | 0.011491
| 244.5818 | 0 |  |  | 244.5818 | 0 | 244.5818 | 0 | 419.7605 | 0.014695 | 386.0253 | 8.5372 | 380.5951 | 16.0304 | 419.7605 | 0.035034 | 386.0253 | 119.7354 | 386.0253 | 4.3338 | 386.6433 | 5.4339 | 386.0253 | 2.4822 | 386.0253 | -0.15276 | 386.0253 | -0.22169 | 419.0532 | 0.00038139 | 380.6 | -0.034825 | 386.6433 | -0.010832 | 419.7605 | 0.055689 | 380.6 | -0.013069 | 386.0253 | -0.015605 | 380.6 | 0.0046636 | 386.0253 | -0.018872 | 419.0532 | 0.00026792 | 419.0532 | 0.00029977 | 386.0253 | -0.091287 | 386.6433 | -0.021324 | 386.6433 | 0 | 386.0253 | -0.0088817 | 638.3686 | 0.023173 | 386.0253 | 0 | 386.0253 | -0.053844 | 637.5547 | 0.00078262 | 386.0253 | -0.18727 | 640.2915 | 0.00022267 | 638.3686 | 0.019346 | 640.2915 | 6.2701e-05 | 860.9064 | 0.0026142 | 1115.1124 | 0.0083892 | 1010.7519 | 0.01446 | 1045.8927 | 0 | 1045.249 | 0 | 386.025 | 0.004591 | 386.6433 | -0.0066059 | 386.0253 | -0.018779 | 386.0253 | -0.1929 | 386.0253 | 0.014236 | 383.8273 | 0.0072506
| 244.6552 | 0 |  |  | 244.6552 | 0 | 244.6552 | 0 | 419.8733 | 0 | 386.2419 | 8.3835 | 380.812 | 15.7009 | 419.8733 | 0 | 386.2419 | 118.4213 | 386.2419 | 4.6509 | 386.86 | 5.74 | 386.2419 | 3.0535 | 386.2419 | 0.12951 | 386.2419 | 0.16711 | 419.1669 | 0.00037678 | 380.81 | -0.019232 | 386.86 | 0.017023 | 419.8733 | 0.042315 | 380.81 | 0.0032391 | 386.2419 | 0.0087786 | 380.81 | 0.034394 | 386.2419 | 0.019431 | 419.1669 | 0.00026068 | 419.1669 | 0.0002606 | 386.2419 | 0.043435 | 386.86 | 0.0068691 | 386.86 | 0 | 386.2419 | -0.051968 | 638.5293 | 0.025255 | 386.2419 | 0 | 386.2419 | 0.015055 | 637.7157 | 0.00069566 | 386.2419 | 0.13714 | 640.452 | 0.00032469 | 638.5293 | 0.018253 | 640.452 | 5.3205e-05 | 860.9801 | 0.0019527 | 1115.1733 | 0.0084404 | 1010.7644 | 0.014447 | 1045.9463 | 0 | 1045.3026 | 0 | 386.242 | 0.0049953 | 386.86 | 0.013469 | 386.2419 | 0.060242 | 386.2419 | 0.19875 | 386.2419 | 0.12485 | 384.0437 | 0.0091855
| 244.7287 | 0 |  |  | 244.7287 | 0 | 244.7287 | 0 | 419.986 | 0.0090743 | 386.4585 | 8.1517 | 381.029 | 15.0944 | 419.986 | 0.037184 | 386.4585 | 116.7309 | 386.4585 | 4.7355 | 387.0767 | 5.8707 | 386.4585 | 2.798 | 386.4585 | -0.022037 | 386.4585 | -0.22505 | 419.2805 | 0.0027439 | 381.03 | -0.021311 | 387.0767 | -0.022137 | 419.986 | 0.052764 | 381.03 | 0.0062289 | 386.4585 | -0.048913 | 381.03 | 0.020404 | 386.4585 | -0.01111 | 419.2805 | 0.00024849 | 419.2805 | 0.00020224 | 386.4585 | -0.12257 | 387.0767 | -0.022569 | 387.0767 | 0 | 386.4585 | 0.023985 | 638.6899 | 0.020396 | 386.4585 | 0 | 386.4585 | -0.027058 | 637.8766 | 0.0013044 | 386.4585 | -0.079007 | 640.6124 | 0.00021609 | 638.6899 | 0.01869 | 640.6124 | 6.7995e-05 | 861.0538 | 0.0020851 | 1115.2342 | 0.0084968 | 1010.7769 | 0.014434 | 1045.9999 | 0 | 1045.3561 | 0 | 386.458 | 0.0038295 | 387.0767 | -0.012955 | 386.4585 | -0.020882 | 386.4585 | 0.0059121 | 386.4585 | -0.0041949 | 384.2601 | 0.0066624
| 244.8021 | 0 |  |  | 244.8021 | 0 | 244.8021 | 0 | 420.0988 | 0 | 386.6751 | 8.0552 | 381.246 | 14.7737 | 420.0988 | 0 | 386.6751 | 116.9203 | 386.6751 | 5.026 | 387.2935 | 6.2568 | 386.6751 | 3.3101 | 386.6751 | 0.10834 | 386.6751 | 0.15955 | 419.3941 | 0.0023671 | 381.25 | -0.0025989 | 387.2935 | 0.0040675 | 420.0988 | 0.042629 | 381.25 | -0.0013816 | 386.6751 | -0.030282 | 381.25 | -0.010027 | 386.6751 | -0.0085738 | 419.3941 | 0.00020961 | 419.3941 | 0.00036212 | 386.6751 | 0.041595 | 387.2935 | -0.0057456 | 387.2935 | 0 | 386.6751 | -0.012406 | 638.8506 | 0.031983 | 386.6751 | 0 | 386.6751 | -0.0065731 | 638.0376 | 0.00017392 | 386.6751 | 0.11304 | 640.773 | 0.00027642 | 638.8506 | 0.018253 | 640.773 | 6.1435e-05 | 861.1276 | 0.0023296 | 1115.2952 | 0.0085582 | 1010.7894 | 0.01442 | 1046.0535 | 0 | 1045.4097 | 0 | 386.675 | 0.006006 | 387.2935 | 0.00058633 | 386.6751 | 0.050627 | 386.6751 | 0.05228 | 386.6751 | 0.12549 | 384.4766 | 0.0088299
| 244.8756 | 0 |  |  | 244.8756 | 0 | 244.8756 | 0 | 420.2116 | 0.0087231 | 386.8917 | 7.8404 | 381.463 | 14.1571 | 420.2116 | 0.037614 | 386.8917 | 111.1356 | 386.8917 | 5.0748 | 387.5102 | 6.1791 | 386.8917 | 2.9344 | 386.8917 | -0.086758 | 386.8917 | -0.32078 | 419.5078 | 0.0093122 | 381.46 | -0.10759 | 387.5102 | -0.01067 | 420.2116 | 0.0373 | 381.46 | -0.01606 | 386.8917 | -0.0048352 | 381.46 | 0.0092106 | 386.8917 | -0.0046375 | 419.5078 | 0.00019894 | 419.5078 | 0.00034653 | 386.8917 | -0.029912 | 387.5102 | -0.018988 | 387.5102 | 0 | 386.8917 | -0.10044 | 639.0112 | 0.025469 | 386.8917 | 0 | 386.8917 | -0.047784 | 638.1986 | 0.00026087 | 386.8917 | -0.0604 | 640.9335 | 0.00020403 | 639.0112 | 0.018362 | 640.9335 | 6.9734e-05 | 861.2014 | 0.0020978 | 1115.3561 | 0.0086146 | 1010.8019 | 0.014407 | 1046.1071 | 0 | 1045.4633 | 0 | 386.892 | 0.0023509 | 387.5102 | -0.0018542 | 386.8917 | -0.012771 | 386.8917 | -0.046271 | 386.8917 | 0.033236 | 384.6931 | 0.0058468
| 244.9491 | 0 |  |  | 244.9491 | 0 | 244.9491 | 0 | 420.3243 | 0 | 387.1084 | 7.6096 | 381.68 | 13.6649 | 420.3243 | 0 | 387.1084 | 109.9747 | 387.1084 | 5.3351 | 387.727 | 6.7725 | 387.1084 | 3.6114 | 387.1084 | 0.15857 | 387.1084 | 0.22925 | 419.6214 | 0.0089845 | 381.68 | 0.0098758 | 387.727 | 0.010655 | 420.3243 | 0.051823 | 381.68 | 0.0043263 | 387.1084 | 0.028481 | 381.68 | -0.016322 | 387.1084 | 0.013444 | 419.6214 | 0.00019361 | 419.6214 | 0.00036971 | 387.1084 | 0.096808 | 387.727 | 0.021011 | 387.727 | 0 | 387.1084 | 0.04035 | 639.1719 | 0.036041 | 387.1084 | 0 | 387.1084 | 0.039628 | 638.3596 | 0 | 387.1084 | 0.061639 | 641.094 | 0.00029946 | 639.1719 | 0.017488 | 641.094 | 6.5083e-05 | 861.2752 | 0.0018955 | 1115.417 | 0.0086709 | 1010.8145 | 0.014393 | 1046.1606 | 0 | 1045.5167 | 0 | 387.108 | 0.002985 | 387.727 | 0.010386 | 387.1084 | 0.090288 | 387.1084 | 0.087133 | 387.1084 | 0.075421 | 384.9096 | 0.0083431
| 245.0225 | 0 |  |  | 245.0225 | 0 | 245.0225 | 0 | 420.4371 | 0.010128 | 387.3251 | 7.4704 | 381.8971 | 12.9143 | 420.4371 | 0.0059633 | 387.3251 | 107.7857 | 387.3251 | 5.5297 | 387.9437 | 6.9596 | 387.3251 | 3.3669 | 387.3251 | -0.071399 | 387.3251 | -0.09825 | 419.7351 | 0.034328 | 381.9 | 0.012994 | 387.9437 | -0.01856 | 420.4371 | 0.046495 | 381.9 | -0.032912 | 387.3251 | -0.030994 | 381.9 | -0.019821 | 387.3251 | -0.0074069 | 419.7351 | 0.00019894 | 419.7351 | 0.00020624 | 387.3251 | -0.072514 | 387.9437 | -0.028672 | 387.9437 | 0 | 387.3251 | -0.00080544 | 639.3326 | 0.014577 | 387.3251 | 0 | 387.3251 | -0.067696 | 638.5205 | 0.00026087 | 387.3251 | -0.041176 | 641.2545 | 0.00021061 | 639.3326 | 0.018581 | 641.2545 | 6.59e-05 | 861.3491 | 0.0020519 | 1115.4779 | 0.0087324 | 1010.827 | 0.014378 | 1046.2144 | 0 | 1045.5703 | 0 | 387.325 | 0.0031262 | 387.9437 | 5.446e-05 | 387.3251 | -0.014074 | 387.3251 | -0.016976 | 387.3251 | 0.010214 | 385.1261 | 0.0068571
| 245.096 | 0 |  |  | 245.096 | 0 | 245.096 | 0 | 420.5499 | 0 | 387.5417 | 7.4084 | 382.1141 | 12.3587 | 420.5499 | 0 | 387.5417 | 109.0629 | 387.5417 | 6.0138 | 388.1605 | 7.5416 | 387.5417 | 4.1318 | 387.5417 | 0.0059332 | 387.5417 | 0.21161 | 419.8487 | 0.039662 | 382.11 | -0.029627 | 388.1605 | 0.021953 | 420.5499 | 0.052659 | 382.11 | -0.011438 | 387.5417 | 0.043663 | 382.11 | -0.00058295 | 387.5417 | 0.0027451 | 419.8487 | 0.00022981 | 419.8487 | 0.00015188 | 387.5417 | 0.059263 | 388.1605 | 0.0087058 | 388.1605 | 0 | 387.5417 | 0.057215 | 639.4932 | 0.025629 | 387.5417 | 0 | 387.5417 | -0.008816 | 638.6815 | 0.00017392 | 387.5417 | 0.12444 | 641.415 | 0.00025558 | 639.4932 | 0.018144 | 641.415 | 5.643e-05 | 861.423 | 0.0022452 | 1115.5389 | 0.0087938 | 1010.8395 | 0.014364 | 1046.2679 | 0 | 1045.6239 | 0 | 387.542 | 0.0031262 | 388.1605 | 0.022644 | 387.5417 | 0.073462 | 387.5417 | 0.040863 | 387.5417 | 0.13955 | 385.3426 | 0.0091522
| 245.1695 | 0 |  |  | 245.1695 | 0 | 245.1695 | 0 | 420.6627 | 0.021309 | 387.7584 | 7.2153 | 382.3312 | 11.7704 | 420.6627 | 0.0044723 | 387.7584 | 103.8078 | 387.7584 | 6.0381 | 388.3773 | 7.5412 | 387.7584 | 3.761 | 387.7584 | 0.0029262 | 387.7584 | -0.14947 | 419.9624 | 0.077079 | 382.33 | -0.061854 | 388.3773 | 0.0018385 | 420.6627 | 0.053077 | 382.33 | -0.0095359 | 387.7584 | -0.019814 | 382.33 | -0.019821 | 387.7584 | 0.0073562 | 419.9624 | 0.00023515 | 419.9624 | 0.00012071 | 387.7584 | -0.055214 | 388.3773 | -0.0033701 | 388.3773 | 0 | 387.7584 | 0.014991 | 639.6539 | 0.017567 | 387.7584 | 0 | 387.7584 | 0.018159 | 638.8425 | 0 | 387.7584 | -0.054399 | 641.5756 | 0.00024571 | 639.6539 | 0.019674 | 641.5756 | 6.6561e-05 | 861.4967 | 0.0020517 | 1115.5999 | 0.0088553 | 1010.852 | 0.014349 | 1046.3215 | 0 | 1045.6775 | 0 | 387.758 | 0.0023343 | 388.3773 | 0.017469 | 387.7584 | -0.0014928 | 387.7584 | -0.039661 | 387.7584 | 0.013916 | 385.5591 | 0.0070803
| 245.243 | 0 |  |  | 245.243 | 0 | 245.243 | 0 | 420.7754 | 0 | 387.9752 | 7.0727 | 382.5483 | 11.3388 | 420.7754 | 0 | 387.9752 | 103.7483 | 387.9752 | 6.4335 | 388.5941 | 8.0137 | 387.9752 | 4.4345 | 387.9752 | 0.10585 | 387.9752 | 0.062233 | 420.076 | 0.072963 | 382.55 | 0.0015593 | 388.5941 | 0.039236 | 420.7754 | 0.052973 | 382.55 | 0.0070443 | 387.9752 | 0.021224 | 382.55 | -0.018771 | 387.9752 | 0.024808 | 420.076 | 0.00023858 | 420.076 | 0.00016347 | 387.9752 | 0.072882 | 388.5941 | 0.01618 | 388.5941 | 0 | 387.9752 | 0.09894 | 639.8146 | 0.034332 | 387.9752 | 0 | 387.9752 | 0.070034 | 639.0035 | 0 | 387.9752 | 0.022108 | 641.7361 | 0.00025448 | 639.8146 | 0.017816 | 641.7361 | 5.3067e-05 | 861.5706 | 0.001966 | 1115.6608 | 0.0089168 | 1010.8645 | 0.014334 | 1046.3752 | 0 | 1045.731 | 0 | 387.975 | 0.0031511 | 388.5941 | 0.017946 | 387.9752 | 0.067754 | 387.9752 | 0.081124 | 387.9752 | 0.10227 | 385.7757 | 0.0081677
| 245.3165 | 0 |  |  | 245.3165 | 0 | 245.3165 | 0 | 420.8882 | 0.010831 | 388.1919 | 6.7643 | 382.7654 | 10.861 | 420.8882 | 0.025362 | 388.1919 | 99.4649 | 388.1919 | 6.549 | 388.811 | 8.0853 | 388.1919 | 4.1941 | 388.1919 | 0.13159 | 388.1919 | -0.16207 | 420.1897 | 0.10739 | 382.77 | -0.031706 | 388.811 | -0.018737 | 420.8882 | 0.048898 | 382.77 | -0.0068178 | 388.1919 | 0.011389 | 382.77 | -0.0065291 | 388.1919 | -0.0059864 | 420.1897 | 0.00024506 | 420.1897 | 0.00016347 | 388.1919 | -0.12184 | 388.811 | -0.014126 | 388.811 | 0 | 388.1919 | -0.017115 | 639.9753 | 0.017567 | 388.1919 | 0 | 388.1919 | -0.0029657 | 639.1645 | 0.00026087 | 388.1919 | -0.10383 | 641.8967 | 0.00026216 | 639.9753 | 0.019455 | 641.8967 | 6.4784e-05 | 861.6445 | 0.0017754 | 1115.7218 | 0.0089782 | 1010.877 | 0.014319 | 1046.4288 | 0 | 1045.7846 | 0 | 388.192 | 0.0036994 | 388.811 | -0.00077714 | 388.1919 | -0.0040454 | 388.1919 | -0.021032 | 388.1919 | -0.01498 | 385.9922 | 0.0063001
| 245.3899 | 0 |  |  | 245.3899 | 0 | 245.3899 | 0 | 421.001 | 0 | 388.4086 | 6.6522 | 382.9825 | 10.5517 | 421.001 | 0 | 388.4086 | 97.8709 | 388.4086 | 6.9361 | 389.0278 | 8.7525 | 388.4086 | 4.9267 | 388.4086 | 0.15857 | 388.4086 | 0.18054 | 420.3034 | 0.10065 | 382.98 | 0.020271 | 389.0278 | 0.023523 | 421.001 | 0.057465 | 382.98 | 0.0067725 | 388.4086 | 0.027039 | 382.98 | 0.0092106 | 388.4086 | 0.00099486 | 420.3034 | 0.00022562 | 420.3034 | 0.00022183 | 388.4086 | 0.10748 | 389.0278 | 0.0035173 | 389.0278 | 0 | 388.4086 | 0.068833 | 640.136 | 0.025629 | 388.4086 | 0 | 388.4086 | 0.028767 | 639.3256 | 0 | 388.4086 | 0.11866 | 642.0573 | 0.00020951 | 640.136 | 0.018144 | 642.0573 | 6.2977e-05 | 861.7184 | 0.0020969 | 1115.7827 | 0.0090397 | 1010.8895 | 0.014304 | 1046.4825 | 0 | 1045.8381 | 0 | 388.409 | 0.0027081 | 389.0278 | 0.011487 | 388.4086 | 0.072711 | 388.4086 | 0.076617 | 388.4086 | 0.073504 | 386.2088 | 0.0081443
| 245.4634 | 0 |  |  | 245.4634 | 0 | 245.4634 | 0 | 421.1138 | 0 | 388.6254 | 6.4092 | 383.1996 | 10.1852 | 421.1138 | 0.03138 | 388.6254 | 94.3415 | 388.6254 | 7.0994 | 389.2447 | 8.8938 | 388.6254 | 4.7088 | 388.6254 | -0.00064522 | 388.6254 | -0.17719 | 420.4171 | 0.13882 | 383.2 | -0.060813 | 389.2447 | -0.018952 | 421.1138 | 0.04033 | 383.2 | -0.014156 | 388.6254 | 0.0053579 | 383.2 | 0.0060627 | 388.6254 | -0.022627 | 420.4171 | 0.00022791 | 420.4171 | 0.00021024 | 388.6254 | -0.075827 | 389.2447 | -0.025896 | 389.2447 | 0 | 388.6254 | -0.0066764 | 640.2968 | 0.016606 | 388.6254 | 0 | 388.6254 | -0.02901 | 639.4866 | 0.00026087 | 388.6254 | -0.079215 | 642.2178 | 0.00030165 | 640.2968 | 0.019565 | 642.2178 | 6.9161e-05 | 861.7922 | 0.0017915 | 1115.8438 | 0.0091011 | 1010.902 | 0.014289 | 1046.5361 | 0 | 1045.8917 | 0 | 388.625 | 0.0042227 | 389.2447 | -0.011744 | 388.6254 | 0.021934 | 388.6254 | -0.012563 | 388.6254 | 0.033236 | 386.4254 | 0.0065908
| 245.5369 | 0 |  |  | 245.5369 | 0 | 245.5369 | 0 | 421.2265 | 0 | 388.8422 | 6.3351 | 383.4167 | 10.0524 | 421.2265 | 0 | 388.8422 | 92.9447 | 388.8422 | 7.5732 | 389.4616 | 9.5868 | 388.8422 | 5.3729 | 388.8422 | 0.10585 | 388.8422 | 0.12344 | 420.5307 | 0.13171 | 383.42 | 0.010915 | 389.4616 | 0.010287 | 421.2265 | 0.066973 | 383.42 | -0.0073615 | 388.8422 | 0.0184 | 383.42 | 0.00081613 | 388.8422 | -0.012125 | 420.5307 | 0.0001856 | 420.5307 | 0.00022183 | 388.8422 | 0.051533 | 389.4616 | -0.0018618 | 389.4616 | 0 | 388.8422 | 0.043973 | 640.4575 | 0.016499 | 388.8422 | 0 | 388.8422 | -0.021339 | 639.6476 | 0 | 388.8422 | 0.11369 | 642.3784 | 0.00019854 | 640.4575 | 0.018253 | 642.3784 | 5.9207e-05 | 861.8661 | 0.0015507 | 1115.9047 | 0.0091677 | 1010.9146 | 0.014273 | 1046.5898 | 0 | 1045.9453 | 0 | 388.842 | 0.0033062 | 389.4616 | -0.0031288 | 388.8422 | 0.046571 | 388.8422 | 0.02629 | 388.8422 | 0.16149 | 386.642 | 0.0077949
| 245.6104 | 0 |  |  | 245.6104 | 0 | 245.6105 | 0 | 421.3393 | 0.024437 | 389.059 | 6.1316 | 383.6339 | 9.8897 | 421.3393 | 0.030091 | 389.059 | 90.0037 | 389.059 | 7.8539 | 389.6784 | 9.8274 | 389.059 | 5.2817 | 389.059 | -0.0068468 | 389.059 | -0.23261 | 420.6444 | 0.1695 | 383.63 | -0.04314 | 389.6784 | -0.025242 | 421.3393 | 0.05663 | 383.63 | 0.012753 | 389.059 | -0.042708 | 383.63 | 0.002565 | 389.059 | -0.031099 | 420.6444 | 0.00018903 | 420.6444 | 0.00019465 | 389.059 | -0.14613 | 389.6784 | -0.025952 | 389.6784 | 0 | 389.059 | 0.043224 | 640.6182 | 0.012387 | 389.059 | 0 | 389.059 | -0.018614 | 639.8087 | 0 | 389.059 | -0.1241 | 642.539 | 0.00026984 | 640.6182 | 0.019565 | 642.539 | 6.8987e-05 | 861.9401 | 0.0012795 | 1115.9657 | 0.0092292 | 1010.9271 | 0.014258 | 1046.6434 | 0 | 1045.9989 | 0 | 389.059 | 0.0019328 | 389.6784 | -0.016221 | 389.059 | -0.0075748 | 389.059 | -0.011455 | 389.059 | 0.015156 | 386.8586 | 0.0060419
| 245.684 | 0 |  |  | 245.684 | 0 | 245.684 | 0 | 421.4521 | 0 | 389.2758 | 6.2365 | 383.851 | 9.6762 | 421.4521 | 0 | 389.2758 | 90.496 | 389.2758 | 8.522 | 389.8954 | 10.6533 | 389.2758 | 6.2285 | 389.2758 | 0.14861 | 389.2758 | 0.079878 | 420.7581 | 0.16613 | 383.85 | 0.040022 | 389.8954 | 0.036669 | 421.4521 | 0.031658 | 383.85 | 0.01547 | 389.2758 | 0.039732 | 383.85 | -0.0075784 | 389.2758 | 0.02009 | 420.7581 | 0.00017226 | 420.7581 | 0.00022583 | 389.2758 | 0.07914 | 389.8954 | 0.023986 | 389.8954 | 0 | 389.2758 | -0.018614 | 640.779 | 0.023066 | 389.2758 | 0 | 389.2758 | 0.0028496 | 639.9697 | 0.00017392 | 389.2758 | 0.064995 | 642.6996 | 0.00023364 | 640.779 | 0.018909 | 642.6996 | 6.1298e-05 | 862.014 | 0.0014917 | 1116.0267 | 0.0092958 | 1010.9396 | 0.014242 | 1046.6971 | 0 | 1046.0525 | 0 | 389.276 | 0.0047987 | 389.8954 | 0.031598 | 389.2758 | 0.066852 | 389.2758 | 0.061144 | 389.2758 | 0.076486 | 387.0752 | 0.0085838
| 245.7575 | 0 |  |  | 245.7575 | 0 | 245.7575 | 0 | 421.5649 | 0.015748 | 389.4926 | 5.8541 | 384.0682 | 9.4548 | 421.5649 | 0.035034 | 389.4926 | 87.7754 | 389.4926 | 8.8273 | 390.1123 | 10.967 | 389.4926 | 6.151 | 389.4926 | 0.089249 | 389.4926 | -0.30819 | 420.8718 | 0.21215 | 384.07 | -0.084723 | 390.1123 | -0.024115 | 421.5649 | 0.056316 | 384.07 | -0.018506 | 389.4926 | -0.024587 | 384.07 | -0.0023318 | 389.4926 | -0.025011 | 420.8718 | 0.00022562 | 420.8718 | 0.00024501 | 389.4926 | -0.065889 | 390.1123 | -0.031585 | 390.1123 | 0 | 389.4926 | -0.036353 | 640.9397 | 0.018047 | 389.4926 | 0 | 389.4926 | 0.0036075 | 640.1308 | 0 | 389.4926 | -0.12353 | 642.8602 | 0.0002479 | 640.9397 | 0.019565 | 642.8602 | 6.7927e-05 | 862.088 | 0.0020192 | 1116.0876 | 0.0093623 | 1010.9521 | 0.014227 | 1046.7508 | 0 | 1046.1062 | 0 | 389.493 | 0.0023287 | 390.1123 | -0.016148 | 389.4926 | -0.0044162 | 389.4926 | -0.0023057 | 389.4926 | 0.018957 | 387.2919 | 0.0064569
| 245.831 | 0 |  |  | 245.831 | 0 | 245.831 | 0 | 421.6777 | 0 | 389.7094 | 5.8404 | 384.2854 | 9.2545 | 421.6777 | 0 | 389.7094 | 87.5547 | 389.7094 | 9.5198 | 390.3292 | 11.9033 | 389.7094 | 7.1 | 389.7094 | 0.14819 | 389.7094 | 0.17467 | 420.9855 | 0.20841 | 384.29 | -0.037943 | 390.3292 | 0.026724 | 421.6777 | 0.056003 | 384.29 | -0.015244 | 389.7094 | 0.045829 | 384.29 | -0.016322 | 389.7094 | -0.0023195 | 420.9855 | 0.00020237 | 420.9855 | 0.00024141 | 389.7094 | 0.088342 | 390.3292 | 0.018365 | 390.3292 | 0 | 389.7094 | 0.022236 | 641.1004 | 0.0354 | 389.7094 | 0 | 389.7094 | -0.033386 | 640.2918 | 0.00017392 | 389.7094 | 0.15903 | 643.0209 | 0.00026984 | 641.1004 | 0.017488 | 643.0209 | 6.1436e-05 | 862.1619 | 0.0019249 | 1116.1487 | 0.0094289 | 1010.9647 | 0.014211 | 1046.8044 | 0 | 1046.1598 | 0 | 389.709 | 0.0032259 | 390.3292 | 0.019304 | 389.7094 | 0.064148 | 389.7094 | 0.015323 | 389.7094 | 0.1093 | 387.5085 | 0.0080874
| 245.9045 | 0 |  |  | 245.9045 | 0 | 245.9045 | 0 | 421.7904 | 0.024437 | 389.9263 | 5.6565 | 384.5026 | 9.0352 | 421.7904 | 0.023428 | 389.9263 | 84.2736 | 389.9263 | 9.8274 | 390.5462 | 12.2871 | 389.9263 | 7.0566 | 389.9263 | -0.10419 | 389.9263 | -0.19146 | 421.0992 | 0.26454 | 384.5 | 0.011954 | 390.5461 | -0.021995 | 421.7904 | 0.052137 | 384.5 | -0.0049152 | 389.9263 | -0.022034 | 384.5 | 0.013758 | 389.9263 | -0.029932 | 421.0992 | 0.00019589 | 421.0992 | 0.000257 | 389.9263 | -0.10086 | 390.5461 | -0.024151 | 390.5461 | 0 | 389.9263 | -0.08245 | 641.2612 | 0.018314 | 389.9263 | 0 | 389.9263 | 0.0045058 | 640.4529 | 0.00078262 | 389.9263 | -0.060288 | 643.1815 | 0.000249 | 641.2612 | 0.018581 | 643.1815 | 6.4357e-05 | 862.2359 | 0.0016096 | 1116.2097 | 0.0094955 | 1010.9772 | 0.014196 | 1046.8582 | 0 | 1046.2134 | 0 | 389.926 | 0.0027829 | 390.5462 | -0.0052847 | 389.9263 | 0.0062775 | 389.9263 | -0.026741 | 389.9263 | -0.0014427 | 387.7252 | 0.0060322
| 245.978 | 0 |  |  | 245.978 | 0 | 245.978 | 0 | 421.9032 | 0 | 390.1432 | 5.5928 | 384.7199 | 8.8373 | 421.9032 | 0 | 390.1432 | 82.0581 | 390.1432 | 10.3272 | 390.7631 | 12.9622 | 390.1432 | 7.8295 | 390.1432 | 0.18929 | 390.1432 | 0.1881 | 421.2129 | 0.26491 | 384.72 | 0.051458 | 390.7631 | -0.0079672 | 421.9032 | 0.059869 | 384.72 | 0.0037826 | 390.1432 | -0.0081646 | 384.72 | 0.016905 | 390.1432 | 0.0045207 | 421.2129 | 0.00016845 | 421.2129 | 0.00028818 | 390.1432 | -0.030903 | 390.7631 | -0.0061798 | 390.7631 | 0 | 390.1432 | 0.04085 | 641.422 | 0.027872 | 390.1432 | 0 | 390.1432 | 0.010004 | 640.6139 | 0 | 390.1432 | 0.083238 | 643.3421 | 0.00022267 | 641.422 | 0.017597 | 643.3421 | 5.9398e-05 | 862.31 | 0.0015667 | 1116.2707 | 0.0095621 | 1010.9897 | 0.01418 | 1046.9119 | 0 | 1046.267 | 0 | 390.143 | 0.0043197 | 390.7631 | 0.0044773 | 390.1432 | 0.062796 | 390.1432 | 0.059341 | 390.1432 | 0.097579 | 387.9419 | 0.0083445
| 246.0516 | 0 |  |  | 246.0516 | 0 | 246.0516 | 0 | 422.016 | 0 | 390.36 | 5.3917 | 384.9371 | 8.5098 | 422.016 | 0.012299 | 390.36 | 79.0467 | 390.36 | 10.7482 | 390.9801 | 13.4184 | 390.36 | 7.8141 | 390.36 | 0.062682 | 390.36 | -0.17635 | 421.3266 | 0.3158 | 384.94 | -0.032746 | 390.9801 | -0.014823 | 422.016 | 0.058928 | 384.94 | -0.005187 | 390.36 | -0.034917 | 384.94 | -0.0068788 | 390.36 | -0.0077621 | 421.3266 | 0.00017493 | 421.3266 | 0.0002646 | 390.36 | -0.10307 | 390.9801 | -0.028712 | 390.9801 | 0 | 390.36 | -0.043723 | 641.5827 | 0.023013 | 390.36 | 0 | 390.36 | -0.043683 | 640.775 | 0.00078262 | 390.36 | -0.035461 | 643.5028 | 0.00030055 | 641.5827 | 0.019127 | 643.5028 | 6.4309e-05 | 862.3839 | 0.0014941 | 1116.3318 | 0.0096287 | 1011.0022 | 0.014164 | 1046.9656 | 0 | 1046.3207 | 0 | 390.36 | 0.0035471 | 390.9801 | -0.0059453 | 390.36 | 0.016075 | 390.36 | 0.0057919 | 390.36 | 0.016938 | 388.1586 | 0.0051213
| 246.1251 | 0 |  |  | 246.1251 | 0 | 246.1251 | 0 | 422.1288 | 0 | 390.5769 | 5.3094 | 385.1544 | 8.329 | 422.1288 | 0 | 390.5769 | 77.0902 | 390.5769 | 11.1748 | 391.1971 | 14.0746 | 390.5769 | 8.5825 | 390.5769 | 0.18182 | 390.5769 | 0.082472 | 421.4404 | 0.30495 | 385.15 | -0.010915 | 391.1971 | 0.0040706 | 422.1288 | 0.057465 | 385.15 | 0.0032391 | 390.5769 | 0.018176 | 385.15 | 0.00046636 | 390.5769 | 0.010907 | 421.4404 | 0.00018903 | 421.4404 | 0.00023342 | 390.5769 | 0.028959 | 391.1971 | -0.013782 | 391.1971 | 0 | 390.5769 | 0.031606 | 641.7435 | 0.031449 | 390.5769 | 0 | 390.5769 | 0.026468 | 640.9361 | 0.00017392 | 390.5769 | 0.014125 | 643.6634 | 0.00020512 | 641.7435 | 0.017379 | 643.6634 | 5.3234e-05 | 862.4579 | 0.0015693 | 1116.3928 | 0.0096952 | 1011.0147 | 0.014149 | 1047.0193 | 0 | 1046.3743 | 0 | 390.577 | 0.0032508 | 391.1971 | 0.0036632 | 390.5769 | 0.033651 | 390.5769 | 0.027041 | 390.5769 | 0.12762 | 388.3753 | 0.0076811
| 246.1986 | 0 |  |  | 246.1986 | 0 | 246.1986 | 0 | 422.2415 | 0.00029265 | 390.7939 | 5.1715 | 385.3716 | 8.0014 | 422.2415 | 0.028371 | 390.7939 | 71.8889 | 390.7939 | 11.309 | 391.4141 | 14.3065 | 390.7939 | 8.4909 | 390.7939 | -0.014976 | 390.7939 | -0.22505 | 421.5541 | 0.35771 | 385.37 | -0.010915 | 391.4141 | -0.021748 | 422.2415 | 0.04148 | 385.37 | 0.00052096 | 390.7939 | -0.027515 | 385.37 | -0.013525 | 390.7939 | -0.025163 | 421.5541 | 0.00016045 | 421.5541 | 0.00019065 | 390.7939 | -0.0946 | 391.4141 | -0.025133 | 391.4141 | 0 | 390.7939 | -0.068208 | 641.9043 | 0.030435 | 390.7939 | 0 | 390.7939 | -0.064329 | 641.0972 | 0.00026087 | 390.7939 | -0.11181 | 643.8241 | 0.0002501 | 641.9043 | 0.018909 | 643.8241 | 6.0155e-05 | 862.5319 | 0.0020957 | 1116.4539 | 0.0097618 | 1011.0272 | 0.014133 | 1047.073 | 0 | 1046.4279 | 0 | 390.794 | 0.00076979 | 391.4141 | -0.010753 | 390.7939 | -0.013885 | 390.7939 | -0.003643 | 390.7939 | -0.018076 | 388.592 | 0.0062688
| 246.2722 | 0 |  |  | 246.2722 | 0 | 246.2722 | 0 | 422.3543 | 0 | 391.0108 | 5.0705 | 385.5889 | 7.8154 | 422.3543 | 0 | 391.0108 | 70.8056 | 391.0108 | 11.9865 | 391.6311 | 15.1749 | 391.0108 | 9.3432 | 391.0108 | 0.21918 | 391.0108 | 0.24269 | 421.6678 | 0.35958 | 385.59 | 0.0046779 | 391.6311 | 0.01547 | 422.3543 | 0.044405 | 385.59 | 0.024983 | 391.0108 | 0.04829 | 385.59 | 0.0246 | 391.0108 | 0.0041622 | 421.6678 | 0.00021571 | 421.6678 | 0.00019465 | 391.0108 | 0.021496 | 391.6311 | 0.0060385 | 391.6311 | 0 | 391.0108 | 0.0013899 | 642.0651 | 0.027391 | 391.0108 | 0 | 391.0108 | 0.081857 | 641.2582 | 0.00017392 | 391.0108 | 0.10881 | 643.9847 | 0.00027313 | 642.0651 | 0.017816 | 643.9847 | 6.0134e-05 | 862.6061 | 0.0022127 | 1116.5149 | 0.0098335 | 1011.0397 | 0.014118 | 1047.1267 | 0 | 1046.4816 | 0 | 391.011 | 0.0027635 | 391.6311 | 0.0078537 | 391.0108 | 0.049275 | 391.0108 | 0.042515 | 391.0108 | 0.10354 | 388.8087 | 0.0080179
| 246.3457 | 0 |  |  | 246.3457 | 0 | 246.3457 | 0 | 422.4671 | 0.019941 | 391.2277 | 4.9577 | 385.8062 | 7.4493 | 422.4671 | 0.031595 | 391.2277 | 66.3348 | 391.2277 | 12.0593 | 391.8481 | 15.2374 | 391.2277 | 9.1989 | 391.2277 | -0.053549 | 391.2277 | -0.2452 | 421.7816 | 0.40785 | 385.81 | 0.031706 | 391.8481 | -0.019953 | 422.4671 | 0.049211 | 385.81 | -0.00029446 | 391.2277 | 0.00067464 | 385.81 | -0.026116 | 391.2277 | -0.007204 | 421.7816 | 0.00024315 | 421.7816 | 0.00018306 | 391.2277 | -0.12073 | 391.8481 | -0.024335 | 391.8481 | 0 | 391.2277 | -0.023236 | 642.2259 | 0.01463 | 391.2277 | 0 | 391.2277 | -0.032134 | 641.4193 | 0.00026087 | 391.2277 | -0.033062 | 644.1454 | 0.00022487 | 642.2259 | 0.019237 | 644.1454 | 6.5951e-05 | 862.6801 | 0.0019186 | 1116.5759 | 0.0099001 | 1011.0522 | 0.014102 | 1047.1804 | 0 | 1046.5352 | 0 | 391.228 | 0.0037465 | 391.8481 | -0.0053948 | 391.2277 | 0.016826 | 391.2277 | -0.01983 | 391.2277 | 0.0075088 | 389.0255 | 0.0058724
| 246.4193 | 0 |  |  | 246.4193 | 0 | 246.4193 | 0 | 422.5799 | 0 | 391.4447 | 4.8462 | 386.0236 | 7.219 | 422.5799 | 0 | 391.4447 | 64.7305 | 391.4447 | 12.7346 | 392.0652 | 16.008 | 391.4447 | 10.1457 | 391.4447 | 0.32379 | 391.4447 | 0.21078 | 421.8953 | 0.40074 | 386.02 | -0.0046779 | 392.0652 | 0.023096 | 422.5799 | 0.058928 | 386.02 | -0.0073615 | 391.4447 | 0.029257 | 386.02 | 0.012359 | 391.4447 | 0.0024442 | 421.8953 | 0.00029269 | 421.8953 | 0.00021423 | 391.4447 | 0.10012 | 392.0652 | 0.016668 | 392.0652 | 0 | 391.4447 | 0.016365 | 642.3867 | 0.02675 | 391.4447 | 0 | 391.4447 | 0.00050465 | 641.5804 | 0 | 391.4447 | 0.074531 | 644.3061 | 0.00030823 | 642.3867 | 0.017707 | 644.3061 | 5.7142e-05 | 862.7541 | 0.0019538 | 1116.6371 | 0.0099718 | 1011.0648 | 0.014087 | 1047.2341 | 0 | 1046.5889 | 0 | 391.445 | 0.0036413 | 392.0652 | 0.016478 | 391.4447 | 0.061594 | 391.4447 | 0.062496 | 391.4447 | 0.13998 | 389.2423 | 0.0091068
| 246.4928 | 0 |  |  | 246.4928 | 0 | 246.4928 | 0 | 422.6926 | 0.020332 | 391.6617 | 4.6947 | 386.2409 | 6.9224 | 422.6926 | 0.024503 | 391.6617 | 61.3741 | 391.6617 | 13.0448 | 392.2822 | 16.1903 | 391.6617 | 10.2262 | 391.6617 | 0.023809 | 391.6617 | -0.015146 | 422.0091 | 0.45125 | 386.24 | 0.046258 | 392.2822 | -0.0281 | 422.6926 | 0.054226 | 386.24 | -0.015244 | 391.6617 | -0.020727 | 386.24 | -0.010726 | 391.6617 | -0.025569 | 422.0091 | 0.00026792 | 422.0091 | 0.000253 | 391.6617 | -0.071042 | 392.2822 | -0.024595 | 392.2822 | 0 | 391.6617 | -0.01699 | 642.5475 | 0.020023 | 391.6617 | 0 | 391.6617 | -0.0015499 | 641.7415 | 0 | 391.6617 | -0.15001 | 644.4668 | 0.00024022 | 642.5475 | 0.018581 | 644.4668 | 6.1633e-05 | 862.8282 | 0.0023208 | 1116.6981 | 0.010038 | 1011.0773 | 0.014071 | 1047.2878 | 0 | 1046.6426 | 0 | 391.662 | 0.00075317 | 392.2822 | -0.0051746 | 391.6617 | -0.0021938 | 391.6617 | -0.012079 | 391.6617 | 0.00058461 | 389.459 | 0.0065573
| 246.5664 | 0 |  |  | 246.5664 | 0 | 246.5664 | 0 | 422.8054 | 0 | 391.8787 | 4.639 | 386.4582 | 6.7558 | 422.8054 | 0 | 391.8787 | 60.09 | 391.8786 | 13.7755 | 392.4993 | 16.8541 | 391.8787 | 11.2988 | 391.8786 | 0.27522 | 391.8786 | 0.12008 | 422.1228 | 0.44901 | 386.46 | 0.0088362 | 392.4993 | 0.014707 | 422.8054 | 0.057465 | 386.46 | -0.014156 | 391.8787 | 0.012637 | 386.46 | -0.011076 | 391.8786 | 0.0075084 | 422.1228 | 0.0002805 | 422.1228 | 0.00019865 | 391.8786 | 0.058895 | 392.4993 | 0.010385 | 392.4993 | 0 | 391.8786 | 0.034854 | 642.7083 | 0.023547 | 391.8787 | 0 | 391.8787 | -0.00077999 | 641.9027 | 0 | 391.8787 | 0.062594 | 644.6275 | 0.00022267 | 642.7083 | 0.017488 | 644.6275 | 5.5859e-05 | 862.9023 | 0.0029215 | 1116.7592 | 0.01011 | 1011.0898 | 0.014056 | 1047.3416 | 0 | 1046.6962 | 0 | 391.879 | 0.0035 | 392.4993 | 0.0024294 | 391.8786 | 0.069406 | 391.8786 | 0.067754 | 391.8786 | 0.11036 | 389.6758 | 0.0090609
| 246.64 | 0 |  |  | 246.64 | 0 | 246.64 | 0 | 422.9182 | 0.016451 | 392.0957 | 4.4965 | 386.6756 | 6.4146 | 422.9182 | 0.019753 | 392.0957 | 56.5009 | 392.0957 | 14.0272 | 392.7164 | 16.931 | 392.0957 | 11.2397 | 392.0957 | 0.09257 | 392.0957 | -0.15787 | 422.2366 | 0.51149 | 386.68 | -0.034825 | 392.7164 | -0.024777 | 422.9182 | 0.046181 | 386.68 | -0.0035561 | 392.0957 | -0.0069968 | 386.68 | 0.01061 | 392.0957 | -0.02699 | 422.2366 | 0.00025458 | 422.2366 | 0.00022982 | 392.0957 | -0.1108 | 392.7164 | -0.01851 | 392.7164 | 0 | 392.0957 | -0.024235 | 642.8691 | 0.02328 | 392.0957 | 0 | 392.0957 | -0.039504 | 642.0638 | 0.00078262 | 392.0957 | -0.070232 | 644.7882 | 0.00024351 | 642.8691 | 0.0188 | 644.7882 | 5.977e-05 | 862.9764 | 0.002586 | 1116.8203 | 0.010182 | 1011.1024 | 0.01404 | 1047.3954 | 0 | 1046.7499 | 0 | 392.096 | 0.0016836 | 392.7164 | -0.0052847 | 392.0957 | 0.0023193 | 392.0957 | -0.16766 | 392.0957 | -0.021518 | 389.8926 | 0.007332
| 246.7135 | 0 |  |  | 246.7135 | 0 | 246.7135 | 0 | 423.031 | 0 | 392.3127 | 4.3401 | 386.893 | 6.3177 | 423.031 | 0 | 392.3127 | 54.7895 | 392.3127 | 14.537 | 392.9335 | 17.605 | 392.3127 | 12.1424 | 392.3127 | 0.32628 | 392.3127 | 0.19146 | 422.3503 | 0.52047 | 386.89 | 0.038983 | 392.9335 | 0.017577 | 423.031 | 0.046181 | 386.89 | 0.01085 | 392.3127 | 0.015803 | 386.89 | -0.0030314 | 392.3127 | -0.02288 | 422.3503 | 0.00022791 | 422.3503 | 0.00022583 | 392.3127 | 0.054846 | 392.9335 | -0.0040661 | 392.9335 | 0 | 392.3127 | 0.04972 | 643.0299 | 0.025789 | 392.3127 | 0 | 392.3127 | 0.025739 | 642.2249 | 0 | 392.3127 | 0.061695 | 644.9489 | 0.00023803 | 643.0299 | 0.018034 | 644.9489 | 4.807e-05 | 863.0505 | 0.0021442 | 1116.8814 | 0.010248 | 1011.1149 | 0.014025 | 1047.4491 | 0 | 1046.8036 | 0 | 392.313 | 0.0023038 | 392.9335 | 0.0084776 | 392.3127 | 0.048674 | 392.3127 | 0.1603 | 392.3127 | 0.093104 | 390.1095 | 0.0071499
| 246.7871 | 0 |  |  | 246.7871 | 0 | 246.7871 | 0 | 423.1438 | 0.02737 | 392.5297 | 4.2195 | 387.1104 | 5.9833 | 423.1438 | 0.034604 | 392.5297 | 51.9596 | 392.5297 | 14.7157 | 393.1506 | 17.8543 | 392.5297 | 12.2129 | 392.5297 | 0.066003 | 392.5297 | -0.27544 | 422.4641 | 0.58782 | 387.11 | -0.053536 | 393.1506 | -0.031166 | 423.1438 | 0.053913 | 387.11 | -0.00056627 | 392.5297 | -0.013986 | 387.11 | -0.014574 | 392.5297 | -0.017706 | 422.4641 | 0.00022638 | 422.4641 | 0.000257 | 392.5297 | -0.052269 | 393.1506 | -0.028423 | 393.1506 | 0 | 392.5297 | 0.012132 | 643.1908 | 0.021892 | 392.5297 | 0 | 392.5297 | -0.055983 | 642.386 | 0 | 392.5297 | -0.069731 | 645.1096 | 0.00026545 | 643.1908 | 0.019565 | 645.1096 | 5.5055e-05 | 863.1246 | 0.001805 | 1116.9425 | 0.01032 | 1011.1274 | 0.014009 | 1047.5028 | 0 | 1046.8572 | 0 | 392.53 | 0.0029185 | 393.1506 | -0.0036694 | 392.5297 | -0.0022337 | 392.5297 | -8.7356e-05 | 392.5297 | -0.00067695 | 390.3263 | 0.0064006
| 246.8607 | 0 |  |  | 246.8607 | 0 | 246.8607 | 0 | 423.2565 | 0.020723 | 392.7468 | 4.1284 | 387.3278 | 5.787 | 423.2565 | 0 | 392.7468 | 49.6501 | 392.7468 | 15.0769 | 393.3678 | 18.42 | 392.7468 | 13.0758 | 392.7468 | 0.24782 | 392.7468 | 0.043769 | 422.5779 | 0.59568 | 387.33 | -0.010915 | 393.3678 | 0.0097907 | 423.2565 | 0.072302 | 387.33 | 0.029604 | 392.7468 | 0.025213 | 387.33 | 0.0081613 | 392.7468 | 0.015727 | 422.5779 | 0.00025382 | 422.5779 | 0.00015588 | 392.7468 | 0.11742 | 393.3678 | 0.0028625 | 393.3678 | 0 | 392.7468 | 0.094942 | 643.3516 | 0.02611 | 392.7468 | 0 | 392.7468 | 0.017339 | 642.5472 | 0 | 392.7468 | 0.049788 | 645.2704 | 0.00031701 | 643.3516 | 0.018362 | 645.2704 | 5.0648e-05 | 863.1987 | 0.0016899 | 1117.0035 | 0.010392 | 1011.1399 | 0.013994 | 1047.5566 | 0 | 1046.9109 | 0 | 392.747 | 0.0023647 | 393.3678 | 0.0021137 | 392.7468 | 0.04567 | 392.7468 | 0.034403 | 392.7468 | 0.1159 | 390.5431 | 0.0085395
| 246.9343 | 0 |  |  | 246.9343 | 0 | 246.9343 | 0 | 423.3693 | 0 | 392.9638 | 3.9853 | 387.5452 | 5.471 | 423.3693 | 0.029446 | 392.9638 | 47.0222 | 392.9638 | 15.4722 | 393.5849 | 18.7727 | 392.9638 | 13.1799 | 392.9638 | 0.13201 | 392.9638 | -0.076159 | 422.6916 | 0.65667 | 387.55 | -0.025469 | 393.5849 | -0.013787 | 423.3693 | 0.046495 | 387.55 | -0.017691 | 392.9638 | -0.021279 | 387.55 | 0.029147 | 392.9638 | -0.029374 | 422.6916 | 0.00029917 | 422.6916 | 0.00014029 | 392.9638 | -0.10932 | 393.5849 | -0.017677 | 393.5849 | 0 | 392.9638 | -0.071207 | 643.5125 | 0.016819 | 392.9638 | 0 | 392.9638 | -0.032844 | 642.7083 | 0.00026087 | 392.9638 | -0.07144 | 645.4311 | 0.00013711 | 643.5125 | 0.02033 | 645.4311 | 5.4136e-05 | 863.2728 | 0.0014912 | 1117.0647 | 0.010463 | 1011.1524 | 0.013979 | 1047.6103 | 0 | 1046.9646 | 0 | 392.964 | 0.0015617 | 393.5849 | -0.011303 | 392.9638 | 0.0069343 | 392.9638 | 0.01953 | 392.9638 | 0.027697 | 390.76 | 0.0074736
| 247.0078 | 0 |  |  | 247.0078 | 0 | 247.0078 | 0 | 423.4821 | 0 | 393.1809 | 3.98 | 387.7626 | 5.2284 | 423.4821 | 0 | 393.1809 | 45.6553 | 393.1809 | 15.9243 | 393.8021 | 18.991 | 393.1809 | 14.0665 | 393.1809 | 0.36571 | 393.1809 | 0.19314 | 422.8054 | 0.67837 | 387.76 | -0.016113 | 393.8021 | 0.013286 | 423.4821 | 0.067809 | 387.76 | -0.0070897 | 393.1809 | 0.030337 | 387.76 | 0.007112 | 393.1809 | 0.014307 | 422.8054 | 0.00029346 | 422.8054 | 0.00011271 | 393.1809 | 0.021415 | 393.8021 | 0.0098843 | 393.8021 | 0 | 393.1809 | 0.063961 | 643.6733 | 0.017834 | 393.1809 | 0 | 393.1809 | 0.037209 | 642.8695 | 0 | 393.1809 | 0.085292 | 645.5919 | 0.00030055 | 643.6733 | 0.018909 | 645.5919 | 4.4305e-05 | 863.347 | 0.001301 | 1117.1258 | 0.010535 | 1011.165 | 0.013964 | 1047.6641 | 0 | 1047.0183 | 0 | 393.181 | 0.0028687 | 393.8021 | 0.014019 | 393.1809 | 0.063998 | 393.1809 | 0.0652 | 393.1809 | 0.084369 | 390.9769 | 0.0087174
| 247.0814 | 0 |  |  | 247.0814 | 0 | 247.0814 | 0 | 423.5949 | 0.016451 | 393.398 | 3.8477 | 387.9801 | 4.9603 | 423.5949 | 0.017144 | 393.398 | 43.0854 | 393.398 | 16.2703 | 394.0192 | 19.349 | 393.398 | 14.341 | 393.398 | 0.12246 | 393.398 | -0.21497 | 422.9192 | 0.74685 | 387.98 | 0.037943 | 394.0192 | -0.016975 | 423.5949 | 0.057779 | 387.98 | -2.2651e-05 | 393.398 | -0.0070388 | 387.98 | -0.011076 | 393.398 | -0.017503 | 422.9192 | 0.00031518 | 422.9192 | 0.00017506 | 393.398 | -0.090551 | 394.0192 | -0.01872 | 394.0192 | 0 | 393.398 | 0.023985 | 643.8342 | 0.016712 | 393.398 | 0 | 393.398 | -0.048904 | 643.0306 | 0.00078262 | 393.398 | -0.021001 | 645.7526 | 0.00017331 | 643.8342 | 0.019893 | 645.7526 | 4.9017e-05 | 863.4212 | 0.0013321 | 1117.1869 | 0.010607 | 1011.1775 | 0.013948 | 1047.7179 | 0 | 1047.072 | 0 | 393.398 | 0.0028244 | 394.0192 | -0.0015561 | 393.398 | -0.0071256 | 393.398 | 0.0039713 | 393.398 | -0.0079364 | 391.1938 | 0.0078812
| 247.155 | 0 |  |  | 247.155 | 0 | 247.155 | 0 | 423.7077 | 0.0073885 | 393.6151 | 3.8328 | 388.1976 | 4.8054 | 423.7077 | 0 | 393.6151 | 41.793 | 393.6151 | 16.7664 | 394.2364 | 20.1276 | 393.6151 | 15.4435 | 393.6151 | 0.38688 | 393.6151 | 0.29391 | 423.033 | 0.77042 | 388.2 | -0.059772 | 394.2364 | 0.025596 | 423.7077 | 0.045032 | 388.2 | -0.021495 | 393.6151 | 0.011163 | 388.2 | 0.016905 | 393.6151 | 0.021612 | 423.033 | 0.00027173 | 423.033 | 0.00019465 | 393.6151 | 0.030436 | 394.2364 | 0.015777 | 394.2364 | 0 | 393.6151 | -0.05659 | 643.9951 | 0.031182 | 393.6151 | 0 | 393.6151 | 0.018206 | 643.1918 | 0 | 393.6151 | 0.13957 | 645.9134 | 0.00033127 | 643.9951 | 0.017816 | 645.9134 | 4.9499e-05 | 863.4954 | 0.0021186 | 1117.248 | 0.010673 | 1011.19 | 0.013933 | 1047.7717 | 0 | 1047.1257 | 0 | 393.615 | 0.0017334 | 394.2364 | 0.020698 | 393.6151 | 0.047022 | 393.6151 | 0.04552 | 393.6151 | 0.090335 | 391.4107 | 0.0089594
| 247.2286 | 0 |  |  | 247.2286 | 0 | 247.2286 | 0 | 423.8204 | 0.016451 | 393.8322 | 3.6398 | 388.415 | 4.5188 | 423.8204 | 0.019753 | 393.8322 | 39.8513 | 393.8322 | 17.3315 | 394.4536 | 20.7236 | 393.8322 | 15.7917 | 393.8322 | 0.25239 | 393.8322 | -0.17467 | 423.1468 | 0.81981 | 388.42 | -0.060813 | 394.4536 | -0.021375 | 423.8204 | 0.055062 | 388.42 | -0.011438 | 393.8322 | -0.011478 | 388.42 | -0.010377 | 393.8322 | -0.0011295 | 423.1468 | 0.00025839 | 423.1468 | 0.00027619 | 393.8322 | -0.078404 | 394.4536 | -0.017713 | 394.4536 | 0 | 393.8322 | -0.052843 | 644.1559 | 0.021411 | 393.8322 | 0 | 393.8322 | 0.024391 | 643.3529 | 0.00026087 | 393.8322 | -0.033566 | 646.0742 | 0.0002139 | 644.1559 | 0.019018 | 646.0742 | 6.2061e-05 | 863.5696 | 0.0025466 | 1117.3092 | 0.010745 | 1011.2025 | 0.013918 | 1047.8254 | 0 | 1047.1794 | 0 | 393.832 | 0.0016919 | 394.4536 | -0.0025146 | 393.8322 | -0.00039687 | 393.8322 | -0.00096654 | 393.8322 | 0.023436 | 391.6276 | 0.0062039
| 247.3022 | 0 |  |  | 247.3022 | 0 | 247.3022 | 0 | 423.9332 | 0 | 394.0494 | 3.6493 | 388.6325 | 4.4085 | 423.9332 | 0 | 394.0494 | 39.2763 | 394.0494 | 17.9824 | 394.6708 | 21.7242 | 394.0494 | 16.9634 | 394.0494 | 0.37401 | 394.0494 | 0.35689 | 423.2606 | 0.83365 | 388.63 | -0.063932 | 394.6709 | 0.018355 | 423.9332 | 0.054435 | 388.63 | 0.0067725 | 394.0494 | 0.060851 | 388.63 | 0.015157 | 394.0494 | 0.006443 | 423.2606 | 0.00022638 | 423.2606 | 0.0002606 | 394.0494 | 0.12442 | 394.6709 | 0.0067386 | 394.6709 | 0 | 394.0494 | 0.066834 | 644.3168 | 0.030328 | 394.0494 | 0 | 394.0494 | 0.0569 | 643.5141 | 0.00017392 | 394.0494 | 0.049826 | 646.2349 | 0.00024242 | 644.3168 | 0.017707 | 646.2349 | 5.2855e-05 | 863.6438 | 0.0023616 | 1117.3704 | 0.010817 | 1011.215 | 0.013903 | 1047.8793 | 0 | 1047.2332 | 0 | 394.049 | 0.0026389 | 394.6708 | 0.010166 | 394.0494 | 0.063848 | 394.0494 | 0.020431 | 394.0494 | 0.1142 | 391.8445 | 0.0080618
| 247.3758 | 0 |  |  | 247.3758 | 0 | 247.3758 | 0 | 424.046 | 0.0024003 | 394.2665 | 3.476 | 388.85 | 4.2025 | 424.046 | 0.0048451 | 394.2665 | 36.9854 | 394.2665 | 18.4009 | 394.8881 | 22.2353 | 394.2665 | 17.5083 | 394.2665 | 0.1868 | 394.2665 | -0.16795 | 423.3744 | 0.84974 | 388.85 | 0.017152 | 394.8881 | -0.012016 | 424.046 | 0.057779 | 388.85 | 0.0032391 | 394.2665 | -0.02328 | 388.85 | 0.022152 | 394.2665 | -0.018162 | 423.3744 | 0.00024582 | 423.3744 | 0.00021423 | 394.2665 | -0.11043 | 394.8881 | -0.026469 | 394.8881 | 0 | 394.2665 | -0.0020238 | 644.4777 | 0.023173 | 394.2665 | 0 | 394.2665 | 0.030981 | 643.6753 | 0.00078262 | 394.2665 | -0.12032 | 646.3957 | 0.00023364 | 644.4777 | 0.019018 | 646.3957 | 5.7713e-05 | 863.718 | 0.0024803 | 1117.4315 | 0.010889 | 1011.2275 | 0.013887 | 1047.933 | 0 | 1047.2869 | 0 | 394.267 | 0.0019909 | 394.8881 | -0.0041837 | 394.2665 | 0.01938 | 394.2665 | 0.0012408 | 394.2665 | -0.0017751 | 392.0614 | 0.0067813
| 247.4494 | 0 |  |  | 247.4494 | 0 | 247.4494 | 0 | 424.1588 | 0 | 394.4837 | 3.4519 | 389.0676 | 4.0761 | 424.1588 | 0 | 394.4837 | 36.6613 | 394.4837 | 19.1754 | 395.1053 | 23.2219 | 394.4837 | 18.9814 | 394.4837 | 0.23537 | 394.4837 | 0.19734 | 423.4882 | 0.86172 | 389.07 | -0.07225 | 395.1053 | 0.018587 | 424.1588 | 0.06457 | 389.07 | -0.00083807 | 394.4837 | 0.041641 | 389.07 | -0.017023 | 394.4837 | 0.0079143 | 423.4882 | 0.00025573 | 423.4882 | 0.0001323 | 394.4837 | 0.0013232 | 395.1053 | 0.010024 | 395.1053 | 0 | 394.4837 | 0.018239 | 644.6386 | 0.030061 | 394.4837 | 0 | 394.4837 | 0.0066848 | 643.8365 | 0.00069566 | 394.4837 | 0.060092 | 646.5565 | 0.00022377 | 644.6386 | 0.017925 | 646.5565 | 5.8936e-05 | 863.7923 | 0.0023333 | 1117.4927 | 0.01096 | 1011.2401 | 0.013872 | 1047.9868 | 0 | 1047.3407 | 0 | 394.484 | 0.0017888 | 395.1053 | 0.0066793 | 394.4837 | 0.053782 | 394.4837 | 0.036957 | 394.4837 | 0.085648 | 392.2784 | 0.0081452
| 247.5231 | 0 |  |  | 247.5231 | 0 | 247.5231 | 0 | 424.2716 | 0.015748 | 394.7009 | 3.3944 | 389.2851 | 3.8288 | 424.2716 | 0.035034 | 394.7009 | 34.7616 | 394.7009 | 19.5341 | 395.3226 | 23.5781 | 394.7009 | 19.359 | 394.7009 | 0.23039 | 394.7009 | -0.12428 | 423.602 | 0.84263 | 389.29 | -0.049377 | 395.3226 | -9.6802e-05 | 424.2716 | 0.057152 | 389.29 | -0.0095359 | 394.7009 | 0.009758 | 389.29 | -0.022619 | 394.7009 | -0.014915 | 423.602 | 0.00029994 | 423.602 | 8.9531e-05 | 394.7009 | -0.08871 | 395.3226 | -0.0036974 | 395.3226 | 0 | 394.7009 | -0.0026509 | 644.7995 | 0.019435 | 394.7009 | 0 | 394.7009 | -0.048659 | 643.9977 | 0.00078262 | 394.7009 | -0.12284 | 646.7173 | 0.00029617 | 644.7995 | 0.018909 | 646.7173 | 6.1769e-05 | 863.8665 | 0.0020045 | 1117.5538 | 0.011032 | 1011.2526 | 0.013857 | 1048.0406 | 0 | 1047.3944 | 0 | 394.701 | 0.0015036 | 395.3226 | 0.010129 | 394.7009 | 0.01432 | 394.7009 | -9.0698e-05 | 394.7009 | 0.00067699 | 392.4954 | 0.006567
| 247.5967 | 0 |  |  | 247.5967 | 0 | 247.5967 | 0 | 424.3844 | 0 | 394.9181 | 3.283 | 389.5027 | 3.7841 | 424.3844 | 0 | 394.9181 | 33.9481 | 394.9181 | 20.1262 | 395.5399 | 24.554 | 394.9181 | 20.7209 | 394.9181 | 0.38937 | 394.9181 | 0.36025 | 423.7158 | 0.8707 | 389.5 | -0.04314 | 395.5399 | 0.028948 | 424.3844 | 0.074392 | 389.5 | -0.00056627 | 394.9181 | 0.044285 | 389.5 | 0.013758 | 394.9181 | 0.014459 | 423.7158 | 0.00029803 | 423.7158 | 9.3528e-05 | 394.9181 | 0.04638 | 395.5399 | 0.010319 | 395.5399 | 0 | 394.9181 | 0.093068 | 644.9604 | 0.025416 | 394.9181 | 0 | 394.9181 | 0.013179 | 644.1589 | 0 | 394.9181 | 0.10017 | 646.8781 | 0.00019635 | 644.9604 | 0.017379 | 646.8781 | 5.3878e-05 | 863.9408 | 0.0017843 | 1117.615 | 0.011099 | 1011.2651 | 0.013842 | 1048.0945 | 0 | 1047.4481 | 0 | 394.918 | 0.0021238 | 395.5399 | 0.0093217 | 394.9181 | 0.084129 | 394.9181 | 0.073312 | 394.9181 | 0.1191 | 392.7123 | 0.0087533
| 247.6703 | 0 |  |  | 247.6703 | 0 | 247.6703 | 0 | 424.4971 | 0.014343 | 395.1353 | 3.1306 | 389.7202 | 3.5924 | 424.4971 | 0.020871 | 395.1353 | 32.9623 | 395.1353 | 20.4 | 395.7572 | 25.4766 | 395.1353 | 21.3782 | 395.1353 | 0.24409 | 395.1353 | -0.29643 | 423.8296 | 0.84039 | 389.72 | -0.058736 | 395.7572 | -0.014049 | 424.4971 | 0.058406 | 389.72 | -0.015787 | 395.1353 | 0.0014747 | 389.72 | 0.011309 | 395.1353 | -0.0021288 | 423.8296 | 0.00033004 | 423.8296 | 0.00021423 | 395.1353 | -0.1303 | 395.7572 | -0.017725 | 395.7572 | 0 | 395.1353 | -0.081825 | 645.1213 | 0.020663 | 395.1353 | 0 | 395.1353 | -0.068628 | 644.3201 | 0 | 395.1353 | -0.097721 | 647.0389 | 0.00023254 | 645.1213 | 0.018144 | 647.0389 | 6.0896e-05 | 864.0151 | 0.0019818 | 1117.6762 | 0.01117 | 1011.2776 | 0.013826 | 1048.1483 | 0 | 1047.5018 | 0 | 395.135 | 0.00096916 | 395.7572 | -0.0046608 | 395.1353 | 0.013446 | 395.1353 | -0.019079 | 395.1353 | 0.020551 | 392.9293 | 0.0056771
| 247.7439 | 0 |  |  | 247.7439 | 0 | 247.7439 | 0 | 424.6099 | 0 | 395.3525 | 3.0853 | 389.9378 | 3.525 | 424.6099 | 0 | 395.3525 | 32.0251 | 395.3525 | 21.0573 | 395.9745 | 26.3079 | 395.3525 | 22.853 | 395.3525 | 0.44168 | 395.3525 | 0.30567 | 423.9435 | 0.89015 | 389.94 | -0.020271 | 395.9745 | 0.013822 | 424.6099 | 0.078257 | 389.94 | 0.015742 | 395.3525 | 0.033313 | 389.94 | 0.015157 | 395.3525 | 0.013241 | 423.9435 | 0.00025992 | 423.9435 | 0.00026859 | 395.3525 | 0.018941 | 395.9745 | 0.0012309 | 395.9745 | 0 | 395.3525 | 0.022861 | 645.2823 | 0.023867 | 395.3525 | 0 | 395.3525 | 0.0098132 | 644.4813 | 0 | 395.3525 | 0.061204 | 647.1998 | 0.00025448 | 645.2823 | 0.017816 | 647.1998 | 5.6369e-05 | 864.0894 | 0.0015216 | 1117.7373 | 0.011242 | 1011.2902 | 0.013811 | 1048.2022 | 0 | 1047.5557 | 0 | 395.353 | 0.00073933 | 395.9745 | 0.0068995 | 395.3525 | 0.080824 | 395.3525 | 0.074965 | 395.3525 | 0.080747 | 393.1464 | 0.0094336
| 247.8176 | 0 |  |  | 247.8176 | 0 | 247.8176 | 0 | 424.7227 | 0.018207 | 395.5698 | 2.9573 | 390.1554 | 3.3016 | 424.7227 | 0.0048451 | 395.5698 | 30.3641 | 395.5698 | 21.4636 | 396.1918 | 26.761 | 395.5698 | 23.5997 | 395.5698 | 0.31631 | 395.5698 | -0.24352 | 424.0573 | 0.85498 | 390.16 | -0.04834 | 396.1918 | -0.012137 | 424.7227 | 0.064048 | 390.16 | -0.0043715 | 395.5698 | -0.015953 | 390.16 | 0.01061 | 395.5698 | -0.01319 | 424.0573 | 0.00029003 | 424.0573 | 0.00030376 | 395.5698 | -0.052637 | 396.1918 | -0.022541 | 396.1918 | 0 | 395.5698 | -0.022986 | 645.4432 | 0.024988 | 395.5698 | 0 | 395.5698 | -0.021208 | 644.6425 | 0.00026087 | 395.5698 | -0.12055 | 647.3606 | 0.00018428 | 645.4432 | 0.019127 | 647.3606 | 5.8713e-05 | 864.1637 | 0.0018619 | 1117.7986 | 0.011314 | 1011.3027 | 0.013796 | 1048.256 | 0 | 1047.6094 | 0 | 395.57 | 0.0037963 | 396.1918 | -0.0028874 | 395.5698 | 0.024337 | 395.5698 | 0.0063961 | 395.5698 | 0.022371 | 393.3634 | 0.0065032
| 247.8912 | 0 |  |  | 247.8912 | 0 | 247.8912 | 0 | 424.8355 | 0 | 395.787 | 3.0347 | 390.373 | 3.2329 | 424.8355 | 0 | 395.787 | 29.4746 | 395.7871 | 22.0326 | 396.4091 | 28.2379 | 395.787 | 25.1912 | 395.7871 | 0.43213 | 395.7871 | 0.20826 | 424.1711 | 0.91373 | 390.37 | 0.014034 | 396.4091 | 0.012054 | 424.8355 | 0.050361 | 390.37 | -0.0011099 | 395.787 | 0.028027 | 390.37 | -0.0065291 | 395.7871 | 0.0048555 | 424.1711 | 0.00021457 | 424.1711 | 0.00026859 | 395.7871 | 0.078036 | 396.4091 | 0.0082553 | 396.4091 | 0 | 395.7871 | 0.020612 | 645.6041 | 0.023921 | 395.787 | 0 | 395.787 | 0.05463 | 644.8037 | 0 | 395.787 | 0.060596 | 647.5215 | 0.00034772 | 645.6041 | 0.018144 | 647.5215 | 5.1493e-05 | 864.238 | 0.0015952 | 1117.8597 | 0.01138 | 1011.3152 | 0.01378 | 1048.3098 | 0 | 1047.6632 | 0 | 395.787 | 0.004256 | 396.4091 | 0.014313 | 395.7871 | 0.084579 | 395.7871 | 0.057388 | 395.7871 | 0.079469 | 393.5804 | 0.0088518
| 247.9648 | 0 |  |  | 247.9648 | 0 | 247.9648 | 0 | 424.9483 | 0.014343 | 396.0043 | 2.8296 | 390.5907 | 3.0817 | 424.9483 | 0.0055905 | 396.0043 | 28.2532 | 396.0043 | 22.3292 | 396.6264 | 28.555 | 396.0043 | 26.1426 | 396.0043 | 0.36364 | 396.0043 | -0.10329 | 424.285 | 0.90699 | 390.59 | -0.054577 | 396.6265 | -0.030633 | 424.9483 | 0.051823 | 390.59 | -0.0021971 | 396.0043 | -0.0088478 | 390.59 | -0.0047802 | 396.0043 | -0.032164 | 424.285 | 0.00022524 | 424.285 | 0.00029177 | 396.0043 | -0.11006 | 396.6265 | -0.021428 | 396.6265 | 0 | 396.0043 | -0.059963 | 645.7651 | 0.018101 | 396.0043 | 0 | 396.0043 | -0.023854 | 644.9649 | 0 | 396.0043 | -0.1103 | 647.6823 | 0.00012395 | 645.7651 | 0.018909 | 647.6823 | 5.2434e-05 | 864.3123 | 0.001581 | 1117.9209 | 0.011452 | 1011.3278 | 0.013765 | 1048.3637 | 0 | 1047.7169 | 0 | 396.004 | 0.0020297 | 396.6264 | -0.01123 | 396.0043 | -0.0040559 | 396.0043 | 0.01321 | 396.0043 | 0.014551 | 393.7975 | 0.0060118
| 248.0385 | 0 |  |  | 248.0385 | 0 | 248.0385 | 0 | 425.0611 | 0 | 396.2216 | 2.8323 | 390.8083 | 3.0514 | 425.0611 | 0 | 396.2216 | 28.0271 | 396.2216 | 22.8048 | 396.8438 | 29.2916 | 396.2216 | 27.692 | 396.2216 | 0.61021 | 396.2216 | 0.3107 | 424.3988 | 0.94665 | 390.81 | -0.015073 | 396.8438 | 0.032547 | 425.0611 | 0.049107 | 390.81 | 0.0086751 | 396.2216 | 0.030694 | 390.81 | 0.0011659 | 396.2216 | 0.014814 | 424.3988 | 0.0001917 | 424.3988 | 0.00027259 | 396.2216 | 0.10527 | 396.8438 | 0.0082309 | 396.8438 | 0 | 396.2216 | 0.0060148 | 645.926 | 0.020557 | 396.2216 | 0 | 396.2216 | 0.0052321 | 645.1262 | 0 | 396.2216 | 0.087314 | 647.8432 | 0.000283 | 645.926 | 0.018253 | 647.8432 | 4.4941e-05 | 864.3867 | 0.0018447 | 1117.9822 | 0.011524 | 1011.3403 | 0.013749 | 1048.4175 | 0 | 1047.7707 | 0 | 396.222 | 0.0014814 | 396.8438 | 0.00745 | 396.2216 | 0.062646 | 396.2216 | 0.056486 | 396.2216 | 0.12591 | 394.0145 | 0.0075152
| 248.1121 | 0 |  |  | 248.1121 | 0 | 248.1121 | 0 | 425.1739 | 0.0094255 | 396.4389 | 2.7802 | 391.026 | 2.84 | 425.1739 | 0.024932 | 396.4389 | 26.4143 | 396.4389 | 23.0647 | 397.0612 | 29.7811 | 396.4389 | 28.6497 | 396.4389 | 0.44624 | 396.4389 | -0.094891 | 424.5127 | 0.94141 | 391.03 | -0.030666 | 397.0612 | -0.017392 | 425.1739 | 0.063107 | 391.03 | -0.02068 | 396.4389 | -0.028645 | 391.03 | -0.016322 | 396.4389 | -0.024352 | 424.5127 | 0.00022981 | 424.5127 | 0.00019065 | 396.4389 | -0.18331 | 397.0612 | -0.028164 | 397.0612 | 0 | 396.4389 | -0.030232 | 646.087 | 0.02894 | 396.4389 | 0 | 396.4389 | -0.014679 | 645.2874 | 0.00078262 | 396.4389 | -0.14287 | 648.004 | 0.00024242 | 646.087 | 0.019127 | 648.004 | 5.7013e-05 | 864.4611 | 0.0021721 | 1118.0433 | 0.01159 | 1011.3528 | 0.013733 | 1048.4713 | 0 | 1047.8245 | 0 | 396.439 | 0.0011741 | 397.0612 | -0.0085877 | 396.4389 | -0.0040799 | 396.4389 | -0.011411 | 396.4389 | 0.014749 | 394.2316 | 0.0066921
| 248.1858 | 0 |  |  | 248.1858 | 0 | 248.1858 | 0 | 425.2866 | 0 | 396.6562 | 2.7876 | 391.2436 | 2.8183 | 425.2866 | 0 | 396.6562 | 26.1626 | 396.6562 | 23.3683 | 397.2786 | 30.8124 | 396.6562 | 30.4172 | 396.6562 | 0.60191 | 396.6562 | 0.13688 | 424.6265 | 0.90811 | 391.24 | 0.014034 | 397.2786 | 0.011591 | 425.2866 | 0.055689 | 391.24 | -0.0019253 | 396.6562 | 0.030061 | 391.24 | 0.027749 | 396.6562 | 0.012988 | 424.6265 | 0.00026259 | 424.6265 | 0.00018306 | 396.6562 | 0.043067 | 397.2786 | 0.0020466 | 397.2786 | 0 | 396.6562 | 0.04997 | 646.2479 | 0.026003 | 396.6562 | 0 | 396.6562 | 0.052226 | 645.4487 | 0.00069566 | 396.6562 | 0.11204 | 648.1649 | 0.00022158 | 646.2479 | 0.017597 | 648.1649 | 5.4463e-05 | 864.5354 | 0.0024389 | 1118.1046 | 0.011662 | 1011.3654 | 0.013718 | 1048.5251 | 0 | 1047.8783 | 0 | 396.656 | 0.0010495 | 397.2786 | 0.010019 | 396.6562 | 0.05889 | 396.6562 | 0.058289 | 396.6562 | 0.11462 | 394.4487 | 0.0084705
| 248.2594 | 0 |  |  | 248.2594 | 0 | 248.2594 | 0 | 425.3994 | 0.026588 | 396.8736 | 2.7063 | 391.4613 | 2.6569 | 425.3994 | 0.025792 | 396.8736 | 25.1533 | 396.8736 | 23.605 | 397.496 | 31.516 | 396.8736 | 31.5123 | 396.8736 | 0.46368 | 396.8736 | -0.32582 | 424.7404 | 0.90587 | 391.46 | -0.020271 | 397.496 | -0.025541 | 425.3994 | 0.070839 | 391.46 | -0.0016535 | 396.8736 | 0.00023848 | 391.46 | -0.015623 | 396.8736 | -0.016234 | 424.7404 | 0.00027173 | 424.7404 | 0.00023342 | 396.8736 | -0.085766 | 397.496 | -0.019283 | 397.496 | 0 | 396.8736 | -0.0013785 | 646.4089 | 0.019542 | 396.8736 | 0 | 396.8736 | -0.040003 | 645.6099 | 0.00026087 | 396.8736 | -0.08379 | 648.3258 | 0.00026545 | 646.4089 | 0.019565 | 648.3258 | 5.914e-05 | 864.6098 | 0.0017096 | 1118.1659 | 0.011729 | 1011.3779 | 0.013702 | 1048.579 | 0 | 1047.9321 | 0 | 396.874 | 0.0037797 | 397.496 | -0.00025329 | 396.8736 | 0.0039453 | 396.8736 | -0.0017634 | 396.8736 | 0.043463 | 394.6658 | 0.0063901
| 248.3331 | 0 |  |  | 248.3331 | 0 | 248.3331 | 0 | 425.5122 | 0 | 397.0909 | 2.6961 | 391.679 | 2.6366 | 425.5122 | 0 | 397.0909 | 24.4243 | 397.0909 | 23.7963 | 397.7134 | 32.2101 | 397.0909 | 33.2728 | 397.0909 | 0.54712 | 397.0909 | 0.17635 | 424.8543 | 0.85423 | 391.68 | 0.04314 | 397.7134 | 0.017277 | 425.5122 | 0.062167 | 391.68 | 0.0062289 | 397.0909 | 0.02306 | 391.68 | -0.0019821 | 397.0909 | 0.0058342 | 424.8543 | 0.00025916 | 424.8543 | 0.00023742 | 397.0909 | 0.10307 | 397.7134 | 0.016218 | 397.7134 | 0 | 397.0909 | 0.018614 | 646.5699 | 0.025255 | 397.0909 | 0 | 397.0909 | 0.01742 | 645.7712 | 0.00017392 | 397.0909 | 0.056947 | 648.4867 | 0.00017331 | 646.5699 | 0.018362 | 648.4867 | 6.1178e-05 | 864.6842 | 0.0015855 | 1118.227 | 0.011795 | 1011.3904 | 0.013686 | 1048.6329 | 0 | 1047.9858 | 0 | 397.091 | 0.0011824 | 397.7134 | 0.0022201 | 397.0909 | 0.10095 | 397.0909 | 0.054533 | 397.0909 | 0.11867 | 394.8829 | 0.0079322
| 248.4067 | 0 |  |  | 248.4067 | 0 | 248.4067 | 0 | 425.625 | 0.024437 | 397.3083 | 2.5478 | 391.8967 | 2.4616 | 425.625 | 0.018262 | 397.3083 | 22.8374 | 397.3083 | 23.9334 | 397.9308 | 32.3969 | 397.3083 | 34.4639 | 397.3083 | 0.445 | 397.3083 | -0.23009 | 424.9681 | 0.86882 | 391.9 | -0.010915 | 397.9308 | -0.025397 | 425.625 | 0.04148 | 391.9 | -0.0070897 | 397.3083 | -0.010289 | 391.9 | -0.00093273 | 397.3083 | -0.016031 | 424.9681 | 0.00027783 | 424.9681 | 0.00028018 | 397.3083 | -0.11669 | 397.9308 | -0.027285 | 397.9308 | 0 | 397.3083 | -0.014866 | 646.7309 | 0.023547 | 397.3083 | 0 | 397.3083 | -0.029676 | 645.9324 | 0.00026087 | 397.3083 | -0.11774 | 648.6476 | 0.00024461 | 646.7309 | 0.020111 | 648.6476 | 6.6676e-05 | 864.7586 | 0.0021625 | 1118.2883 | 0.011867 | 1011.403 | 0.01367 | 1048.6868 | 0 | 1048.0397 | 0 | 397.308 | 0.0021432 | 397.9308 | -0.013542 | 397.3083 | 0.0061559 | 397.3083 | -0.017126 | 397.3083 | 0.00018715 | 395.1001 | 0.005472
| 248.4804 | 0 |  |  | 248.4804 | 0 | 248.4804 | 0 | 425.7378 | 0 | 397.5257 | 2.6413 | 392.1145 | 2.4524 | 425.7378 | 0 | 397.5257 | 23.182 | 397.5257 | 24.1571 | 398.1483 | 33.1959 | 397.5257 | 36.3687 | 397.5257 | 0.63429 | 397.5257 | 0.33254 | 425.082 | 0.82954 | 392.11 | 0.025469 | 398.1483 | 0.019878 | 425.7378 | 0.070526 | 392.11 | -0.0043715 | 397.5257 | 0.048097 | 392.11 | 0.022503 | 397.5257 | 0.026178 | 425.082 | 0.00025839 | 425.082 | 0.00030376 | 397.5257 | 0.060735 | 398.1483 | 0.022362 | 398.1483 | 0 | 397.5257 | 0.098815 | 646.8918 | 0.021678 | 397.5257 | 0 | 397.5257 | 0.069728 | 646.0937 | 0.00017392 | 397.5257 | 0.021227 | 648.8085 | 0.00032249 | 646.8918 | 0.017707 | 648.8085 | 6.0405e-05 | 864.833 | 0.0018137 | 1118.3496 | 0.011933 | 1011.4155 | 0.013654 | 1048.7406 | 0 | 1048.0935 | 0 | 397.526 | 0.0017556 | 398.1483 | 0.016955 | 397.5257 | 0.08503 | 397.5257 | 0.049125 | 397.5257 | 0.1551 | 395.3172 | 0.0080842
| 248.5541 | 0 |  |  | 248.5541 | 0 | 248.5541 | 0 | 425.8506 | 0.010831 | 397.7431 | 2.5192 | 392.3322 | 2.354 | 425.8506 | 0.036969 | 397.7431 | 21.8073 | 397.7431 | 23.7935 | 398.3657 | 33.3793 | 397.7431 | 37.4073 | 397.7431 | 0.45704 | 397.7431 | 0.0022668 | 425.1959 | 0.88417 | 392.33 | -0.051458 | 398.3657 | -0.023098 | 425.8506 | 0.055689 | 392.33 | 0.0010646 | 397.7431 | 0.0011012 | 392.33 | -0.019821 | 397.7431 | -0.018314 | 425.1959 | 0.00027783 | 425.1959 | 0.00035013 | 397.7431 | -0.070674 | 398.3657 | -0.01871 | 398.3657 | 0 | 397.7431 | -0.036603 | 647.0528 | 0.015965 | 397.7431 | 0 | 397.7431 | -0.0027016 | 646.255 | 0.00026087 | 397.7431 | -0.13853 | 648.9694 | 0.00016783 | 647.0528 | 0.019455 | 648.9694 | 6.1385e-05 | 864.9075 | 0.0020939 | 1118.4109 | 0.012 | 1011.428 | 0.013638 | 1048.7946 | 0 | 1048.1473 | 0 | 397.743 | 0.0026333 | 398.3657 | 0.0026394 | 397.7431 | 0.01968 | 397.7431 | -0.0098492 | 397.7431 | 0.02058 | 395.5344 | 0.0068902
| 248.6278 | 0 |  |  | 248.6278 | 0 | 248.6278 | 0 | 425.9634 | 0 | 397.9605 | 2.481 | 392.55 | 2.3063 | 425.9634 | 0 | 397.9605 | 21.1356 | 397.9605 | 23.7993 | 398.5832 | 34.1583 | 397.9605 | 39.286 | 397.9605 | 0.8626 | 397.9605 | 0.10833 | 425.3098 | 0.8823 | 392.55 | 0.015073 | 398.5832 | 0.030322 | 425.9634 | 0.071048 | 392.55 | -0.014429 | 397.9605 | 0.061583 | 392.55 | 0.0067623 | 397.9605 | 0.0076099 | 425.3098 | 0.00023591 | 425.3098 | 0.00033094 | 397.9605 | 0.080244 | 398.5832 | 0.010904 | 398.5832 | 0 | 397.9605 | 0.0089665 | 647.2138 | 0.023066 | 397.9605 | 0 | 397.9605 | 0.034959 | 646.4162 | 0.00017392 | 397.9605 | 0.088583 | 649.1303 | 0.00027752 | 647.2138 | 0.017597 | 649.1303 | 5.9694e-05 | 864.9819 | 0.0023646 | 1118.4722 | 0.012067 | 1011.4405 | 0.013622 | 1048.8484 | 0 | 1048.2012 | 0 | 397.96 | 0.0017472 | 398.5832 | 0.016441 | 397.9605 | 0.09164 | 397.9605 | 0.090589 | 397.9605 | 0.14253 | 395.7515 | 0.007758
| 248.7014 | 0 |  |  | 248.7014 | 0 | 248.7014 | 0 | 426.0762 | 0.042814 | 398.1779 | 2.4117 | 392.7678 | 2.1285 | 426.0762 | 0.0096901 | 398.1779 | 19.2008 | 398.1779 | 23.5847 | 398.8007 | 34.2867 | 398.1779 | 40.295 | 398.1779 | 0.53342 | 398.1779 | -0.22757 | 425.4237 | 0.97808 | 392.77 | -0.018192 | 398.8007 | -0.014638 | 426.0762 | 0.07972 | 392.77 | -0.02367 | 398.1779 | -0.015492 | 392.77 | -0.010027 | 398.1779 | -0.0088782 | 425.4237 | 0.00025839 | 425.4237 | 0.00031935 | 398.1779 | -0.10932 | 398.8007 | -0.02279 | 398.8007 | 0 | 398.1779 | -0.084324 | 647.3749 | 0.015698 | 398.1779 | 0 | 398.1779 | 0.0065572 | 646.5775 | 0.0013044 | 398.1779 | -0.03536 | 649.2913 | 0.00018318 | 647.3749 | 0.01869 | 649.2913 | 5.9658e-05 | 865.0563 | 0.0026575 | 1118.5333 | 0.012133 | 1011.4531 | 0.013605 | 1048.9023 | 0 | 1048.255 | 0 | 398.178 | 0.0013928 | 398.8007 | -0.0019874 | 398.1779 | -0.0084632 | 398.1779 | -0.12214 | 398.1779 | 0.055394 | 395.9687 | 0.0064325
| 248.7751 | 0 |  |  | 248.7751 | 0 | 248.7751 | 0 | 426.1889 | 0 | 398.3954 | 2.4181 | 392.9856 | 2.133 | 426.1889 | 0 | 398.3954 | 19.5633 | 398.3954 | 23.4978 | 399.0182 | 34.8592 | 398.3954 | 42.4597 | 398.3954 | 0.81652 | 398.3954 | 0.27963 | 425.5376 | 0.97023 | 392.99 | 0.030666 | 399.0182 | 0.016004 | 426.1889 | 0.061018 | 392.99 | -0.0019253 | 398.3954 | 0.041764 | 392.99 | -0.013175 | 398.3954 | 0.0080157 | 425.5376 | 0.00024239 | 425.5376 | 0.00032295 | 398.3954 | 0.039754 | 399.0182 | 0.0022122 | 399.0182 | 0 | 398.3954 | 0.037227 | 647.5359 | 0.019969 | 398.3954 | 0 | 398.3954 | -0.028336 | 646.7388 | 0.00017392 | 398.3954 | 0.079538 | 649.4522 | 0.00026326 | 647.5359 | 0.017269 | 649.4522 | 5.502e-05 | 865.1309 | 0.0027179 | 1118.5946 | 0.0122 | 1011.4656 | 0.013589 | 1048.9562 | 0 | 1048.3088 | 0 | 398.395 | 0.0014814 | 399.0182 | 0.016405 | 398.3954 | 0.072261 | 398.3954 | 0.21934 | 398.3954 | 0.13103 | 396.1859 | 0.0082542
| 248.8488 | 0 |  |  | 248.8488 | 0 | 248.8488 | 0 | 426.3017 | 0.0024003 | 398.6128 | 2.1847 | 393.2034 | 1.9748 | 426.3017 | 0.01789 | 398.6128 | 17.8532 | 398.6128 | 23.3283 | 399.2357 | 35.1055 | 398.6128 | 43.6289 | 398.6128 | 0.59527 | 398.6128 | -0.074041 | 425.6515 | 1.1416 | 393.2 | -0.042101 | 399.2357 | -0.029268 | 426.3017 | 0.070526 | 393.2 | -0.021495 | 398.6128 | 0.00095951 | 393.2 | -0.0058295 | 398.6128 | -0.024149 | 425.6515 | 0.00027936 | 425.6515 | 0.00028018 | 398.6128 | -0.07141 | 399.2357 | -0.018651 | 399.2357 | 0 | 398.6128 | 0.0069229 | 647.6969 | 0.021785 | 398.6128 | 0 | 398.6128 | -0.063868 | 646.9001 | 0.00078262 | 398.6128 | -0.067996 | 649.6132 | 0.00021829 | 647.6969 | 0.018581 | 649.6132 | 5.9576e-05 | 865.2053 | 0.0019971 | 1118.656 | 0.012266 | 1011.4781 | 0.013572 | 1049.0101 | 0 | 1048.3627 | 0 | 398.613 | 0.0016199 | 399.2357 | -0.014716 | 398.6128 | 0.037708 | 398.6128 | 0.011676 | 398.6128 | 0.0032366 | 396.4031 | 0.006461
| 248.9225 | 0 |  |  | 248.9225 | 0 | 248.9225 | 0 | 426.4145 | 0 | 398.8303 | 2.3048 | 393.4212 | 1.9441 | 426.4145 | 0 | 398.8303 | 17.973 | 398.8303 | 22.867 | 399.4532 | 35.5203 | 398.8303 | 45.5324 | 398.8303 | 0.8406 | 398.8303 | 0.29811 | 425.7654 | 1.1566 | 393.42 | 0.0057175 | 399.4532 | 0.00063787 | 426.4145 | 0.069272 | 393.42 | -0.0070897 | 398.8303 | 0.033507 | 393.42 | -0.0079281 | 398.8303 | -0.00031444 | 425.7654 | 0.00024925 | 425.7654 | 0.00022183 | 398.8303 | 0.032728 | 399.4532 | -0.0014842 | 399.4532 | 0 | 398.8303 | 0.032855 | 647.8579 | 0.0291 | 398.8303 | 0 | 398.8303 | -0.017422 | 647.0614 | 0.00017392 | 398.8303 | 0.073426 | 649.7741 | 0.00025887 | 647.8579 | 0.017707 | 649.7741 | 5.6431e-05 | 865.2799 | 0.0019628 | 1118.7173 | 0.012333 | 1011.4907 | 0.013556 | 1049.064 | 0 | 1048.4165 | 0 | 398.83 | 0.0010107 | 399.4532 | 0.013872 | 398.8303 | 0.057388 | 398.8303 | 0.091189 | 398.8303 | 0.10781 | 396.6204 | 0.00867
| 248.9962 | 0 |  |  | 248.9962 | 0 | 248.9962 | 0 | 426.5273 | 0.021309 | 399.0478 | 2.2345 | 393.639 | 1.7969 | 426.5273 | 0.029016 | 399.0478 | 16.6559 | 399.0478 | 22.6242 | 399.6708 | 34.8145 | 399.0478 | 46.9623 | 399.0478 | 0.83686 | 399.0478 | -0.057011 | 425.8793 | 1.3066 | 393.64 | -0.027548 | 399.6708 | -0.033092 | 426.5273 | 0.06969 | 393.64 | -0.0070897 | 399.0478 | 0.0041429 | 393.64 | -0.02052 | 399.0478 | -0.01385 | 425.8793 | 0.00027669 | 425.8793 | 0.00019065 | 399.0478 | -0.11779 | 399.6708 | -0.025451 | 399.6708 | 0 | 399.0478 | -0.012003 | 648.0189 | 0.023013 | 399.0478 | 0 | 399.0478 | -0.014973 | 647.2227 | 0.00026087 | 399.0478 | -0.14398 | 649.9351 | 0.00019964 | 648.0189 | 0.019127 | 649.9351 | 5.7783e-05 | 865.3543 | 0.0020943 | 1118.7786 | 0.012399 | 1011.5032 | 0.013539 | 1049.1179 | 0 | 1048.4703 | 0 | 399.048 | 0.0026943 | 399.6708 | -0.0021245 | 399.0478 | -0.003599 | 399.0478 | 0.018628 | 399.0478 | 0.037284 | 396.8376 | 0.00672
| 249.0699 | 0 |  |  | 249.0699 | 0 | 249.0699 | 0 | 426.6401 | 0 | 399.2653 | 2.2182 | 393.8569 | 1.8148 | 426.6401 | 0 | 399.2653 | 17.0212 | 399.2653 | 22.5838 | 399.8884 | 35.4984 | 399.2653 | 49.2913 | 399.2653 | 0.97344 | 399.2653 | 0.23681 | 425.9932 | 1.283 | 393.86 | 0.021311 | 399.8883 | 0.0063429 | 426.6401 | 0.071675 | 393.86 | 0.013568 | 399.2653 | 0.059706 | 393.86 | 0.036842 | 399.2653 | -0.01111 | 425.9932 | 0.00023705 | 425.9932 | 0.00026859 | 399.2653 | 0.038282 | 399.8883 | 0.0029432 | 399.8883 | 0 | 399.2653 | 0.023236 | 648.18 | 0.028085 | 399.2653 | 0 | 399.2653 | 0.011997 | 647.384 | 0.00017392 | 399.2653 | 0.14493 | 650.0961 | 0.00028739 | 648.18 | 0.017925 | 650.0961 | 5.8031e-05 | 865.4288 | 0.0021718 | 1118.8398 | 0.012466 | 1011.5157 | 0.013522 | 1049.1719 | 0 | 1048.5242 | 0 | 399.265 | 0.0030099 | 399.8884 | 0.0068261 | 399.2653 | 0.07827 | 399.2653 | 0.062646 | 399.2653 | 0.1355 | 397.0549 | 0.007618
| 249.1436 | 0 |  |  | 249.1436 | 0 | 249.1436 | 0 | 426.7529 | 0 | 399.4828 | 2.1206 | 394.0747 | 1.6657 | 426.7529 | 0.024932 | 399.4828 | 15.4744 | 399.4828 | 21.9631 | 400.1059 | 35.8541 | 399.4828 | 50.6954 | 399.4828 | 0.73267 | 399.4828 | -0.17047 | 426.1071 | 1.356 | 394.07 | 0.010915 | 400.1059 | -0.027214 | 426.7529 | 0.075018 | 394.07 | -0.0073615 | 399.4828 | 0.010034 | 394.07 | -0.01947 | 399.4828 | -0.026837 | 426.1071 | 0.00028202 | 426.1071 | 0.00029177 | 399.4828 | -0.1465 | 400.1059 | -0.023303 | 400.1059 | -0.018855 | 399.4828 | 0.0411 | 648.341 | 0.018474 | 399.4828 | 0 | 399.4828 | -0.038611 | 647.5454 | 0 | 399.4828 | -0.062037 | 650.257 | 0.00018867 | 648.341 | 0.018472 | 650.257 | 6.5148e-05 | 865.5033 | 0.0027557 | 1118.9011 | 0.012527 | 1011.5282 | 0.013505 | 1049.2258 | 0 | 1048.5781 | 0 | 399.483 | 0.00042366 | 400.1059 | -0.010239 | 399.4828 | 0.0074857 | 399.4828 | 0.041313 | 399.4828 | 0.063064 | 397.2721 | 0.0070322
| 249.2173 | 0 |  |  | 249.2173 | 0 | 249.2173 | 0 | 426.8657 | 0 | 399.7003 | 2.179 | 394.2926 | 1.6712 | 426.8657 | 0 | 399.7003 | 15.4735 | 399.7003 | 21.7033 | 400.3235 | 36.3202 | 399.7003 | 52.9958 | 399.7003 | 1.1511 | 399.7003 | 0.16375 | 426.221 | 1.3384 | 394.29 | -0.019232 | 400.3235 | 0.0037998 | 426.8657 | 0.072824 | 394.29 | 0.0026954 | 399.7003 | 0.022822 | 394.29 | 0.020753 | 399.7003 | 0.004196 | 426.221 | 0.00024506 | 426.221 | 0.00039689 | 399.7003 | 0.077668 | 400.3235 | 0.0087091 | 400.3235 | -0.0018498 | 399.7003 | -0.018739 | 648.5021 | 0.023921 | 399.7003 | 0 | 399.7003 | 0.036446 | 647.7067 | 0.00017392 | 399.7003 | 0.091047 | 650.418 | 0.00022158 | 648.5021 | 0.01716 | 650.418 | 5.7968e-05 | 865.5779 | 0.0019543 | 1118.9625 | 0.012594 | 1011.5408 | 0.013488 | 1049.2797 | 0 | 1048.632 | 0 | 399.7 | 0.0015036 | 400.3235 | 0.0032066 | 399.7003 | 0.087133 | 399.7003 | 0.07842 | 399.7003 | 0.111 | 397.4894 | 0.0081441
| 249.291 | 0 |  |  | 249.291 | 0 | 249.291 | 0 | 426.9785 | 0.033235 | 399.9179 | 2.1008 | 394.5105 | 1.5381 | 426.9785 | 0.044277 | 399.9179 | 14.8093 | 399.9179 | 21.1917 | 400.5411 | 36.4425 | 399.9179 | 54.4692 | 399.9179 | 1.0457 | 399.9179 | -0.069916 | 426.3349 | 1.3871 | 394.51 | -0.044181 | 400.5411 | -0.020072 | 426.9785 | 0.063421 | 394.51 | -0.010895 | 399.9179 | 0.0073547 | 394.51 | 0.00081613 | 399.9179 | -0.013241 | 426.3349 | 0.00026792 | 426.3349 | 0.00032695 | 399.9179 | -0.15718 | 400.5411 | -0.012401 | 400.5411 | -0.0089812 | 399.9179 | -0.03198 | 648.6631 | 0.020023 | 399.9179 | 0 | 399.9179 | 0.013755 | 647.868 | 0.00026087 | 399.9179 | -0.095067 | 650.579 | 0.00025887 | 648.6631 | 0.018362 | 650.579 | 6.3023e-05 | 865.6524 | 0.0011302 | 1119.0238 | 0.012661 | 1011.5533 | 0.013471 | 1049.3336 | 0 | 1048.6858 | 0 | 399.918 | 0.0013596 | 400.5411 | -0.00054613 | 399.9179 | 0.014407 | 399.9179 | 0.015624 | 399.9179 | 0.040267 | 397.7067 | 0.0056005
| 249.3647 | 0 |  |  | 249.3647 | 0 | 249.3647 | 0 | 427.0913 | 0 | 400.1354 | 2.1863 | 394.7284 | 1.536 | 427.0913 | 0 | 400.1354 | 14.9091 | 400.1354 | 20.9019 | 400.7587 | 36.6736 | 400.1354 | 56.8431 | 400.1354 | 1.0971 | 400.1354 | 0.19566 | 426.4489 | 1.4922 | 394.73 | 0.033785 | 400.7587 | 0.037757 | 427.0913 | 0.074601 | 394.73 | 0.0013364 | 400.1354 | 0.048623 | 394.73 | -0.026815 | 400.1354 | 0.015981 | 426.4489 | 0.00025535 | 426.4489 | 0.00031536 | 400.1354 | 0.17963 | 400.7587 | 0.016928 | 400.7587 | 0.009153 | 400.1354 | 0.0096111 | 648.8242 | 0.044477 | 400.1354 | 0 | 400.1354 | 0.019368 | 648.0294 | 0.00017392 | 400.1354 | 0.11898 | 650.74 | 0.00020293 | 648.8242 | 0.018581 | 650.74 | 5.9187e-05 | 865.727 | 0.0016051 | 1119.0851 | 0.012722 | 1011.5658 | 0.013454 | 1049.3876 | 0 | 1048.7397 | 0 | 400.135 | 0.0031207 | 400.7587 | 0.022093 | 400.1354 | 0.077519 | 400.1354 | 0.089387 | 400.1354 | 0.15489 | 397.924 | 0.0086585
| 249.4385 | 0 |  |  | 249.4385 | 0 | 249.4385 | 0 | 427.2041 | 0.0048591 | 400.353 | 2.0923 | 394.9463 | 1.464 | 427.2041 | 0.015653 | 400.353 | 13.9693 | 400.353 | 20.4305 | 400.9764 | 37.1544 | 400.353 | 58.7001 | 400.353 | 1.2076 | 400.353 | -0.095731 | 426.5628 | 1.6228 | 394.95 | -0.024429 | 400.9764 | -0.012971 | 427.2041 | 0.068436 | 394.95 | -0.023398 | 400.353 | -0.011721 | 394.95 | -0.025068 | 400.353 | 0.0072547 | 426.5628 | 0.00031747 | 426.5628 | 0.00017906 | 400.353 | -0.035616 | 400.9764 | -0.0025159 | 400.9764 | 0.0008288 | 400.353 | -0.020737 | 648.9853 | 0.021518 | 400.353 | 0 | 400.353 | 0.015459 | 648.1907 | 0 | 400.353 | -0.10261 | 650.901 | 0.00022596 | 648.9853 | 0.019565 | 650.901 | 6.1602e-05 | 865.8016 | 0.0025032 | 1119.1465 | 0.012789 | 1011.5784 | 0.013436 | 1049.4415 | 0 | 1048.7936 | 0 | 400.353 | 0.0025309 | 400.9764 | 0.013872 | 400.353 | 0.027492 | 400.353 | 0.021934 | 400.353 | 0.045593 | 398.1413 | 0.0061268
| 249.5122 | 0 |  |  | 249.5122 | 0 | 249.5122 | 0 | 427.3169 | 0 | 400.5706 | 2.0485 | 395.1643 | 1.4543 | 427.3169 | 0 | 400.5706 | 13.667 | 400.5706 | 19.8953 | 401.194 | 37.5292 | 400.5706 | 60.4968 | 400.5706 | 1.232 | 400.5706 | 0.15871 | 426.6768 | 1.7275 | 395.16 | 0.025469 | 401.194 | 0.021042 | 427.3169 | 0.073138 | 395.16 | 0.019819 | 400.5706 | 0.041224 | 395.16 | 0.0029147 | 400.5706 | 0.026279 | 426.6768 | 0.00030184 | 426.6768 | 0.00020224 | 400.5706 | 0.052269 | 401.194 | 0.010077 | 401.194 | 0.0023351 | 400.5706 | -0.031606 | 649.1464 | 0.028512 | 400.5706 | 0 | 400.5706 | -0.0015323 | 648.3521 | 0.00017392 | 400.5706 | 0.12799 | 651.0621 | 0.00027203 | 649.1464 | 0.018472 | 651.0621 | 5.8561e-05 | 865.8762 | 0.002683 | 1119.2079 | 0.01285 | 1011.5909 | 0.013419 | 1049.4955 | 0 | 1048.8474 | 0 | 400.571 | 0.0021072 | 401.194 | 0.01512 | 400.5706 | 0.085931 | 400.5706 | 0.060092 | 400.5706 | 0.18472 | 398.3587 | 0.0081775
| 249.5859 | 0 |  |  | 249.5859 | 0 | 249.5859 | 0 | 427.4297 | 0.024242 | 400.7882 | 1.7957 | 395.3822 | 1.3684 | 427.4297 | 0.028371 | 400.7882 | 12.8249 | 400.7882 | 19.1884 | 401.4117 | 37.2719 | 400.7882 | 61.8185 | 400.7882 | 1.4043 | 400.7882 | -0.15115 | 426.7907 | 1.756 | 395.38 | -0.045222 | 401.4117 | -0.013756 | 427.4297 | 0.067287 | 395.38 | -0.0011099 | 400.7882 | 0.016356 | 395.38 | -0.010027 | 400.7882 | -0.025214 | 426.7907 | 0.00031327 | 426.7907 | 0.00020224 | 400.7882 | -0.017138 | 401.4117 | -0.0051561 | 401.4117 | -0.005999 | 400.7882 | -0.00062076 | 649.3075 | 0.025042 | 400.7882 | 0 | 400.7882 | -0.036676 | 648.5134 | 0 | 400.7882 | -0.19173 | 651.2231 | 0.0001426 | 649.3075 | 0.019018 | 651.2231 | 6.4455e-05 | 865.9508 | 0.0022534 | 1119.2692 | 0.012917 | 1011.6034 | 0.013402 | 1049.5494 | 0 | 1048.9014 | 0 | 400.788 | 0.002074 | 401.4117 | -0.016662 | 400.7882 | 0.055885 | 400.7882 | 0.013082 | 400.7882 | 0.051772 | 398.576 | 0.0060472
| 249.6597 | 0 |  |  | 249.6597 | 0 | 249.6597 | 0 | 427.5425 | 0 | 401.0058 | 1.904 | 395.6002 | 1.3975 | 427.5425 | 0 | 401.0058 | 12.4905 | 401.0058 | 18.5669 | 401.6293 | 37.3757 | 401.0058 | 63.3149 | 401.0058 | 1.4193 | 401.0058 | 0.18222 | 426.9047 | 1.7665 | 395.6 | 0.061854 | 401.6293 | -0.0022804 | 427.5425 | 0.080034 | 395.6 | 0.0056853 | 401.0058 | 0.052797 | 395.6 | 0.0095605 | 401.0058 | -0.0014644 | 426.9047 | 0.00027593 | 426.9047 | 0.0002646 | 401.0058 | 0.038282 | 401.6293 | -0.0013752 | 401.6293 | 0.0013522 | 401.0058 | 0.021612 | 649.4686 | 0.035934 | 401.0058 | 0 | 401.0058 | 0.028352 | 648.6748 | 0.00017392 | 401.0058 | 0.039016 | 651.3841 | 0.00032688 | 649.4686 | 0.017816 | 651.3841 | 6.5036e-05 | 866.0255 | 0.0018845 | 1119.3306 | 0.012978 | 1011.616 | 0.013384 | 1049.6034 | 0 | 1048.9552 | 0 | 401.006 | 0.0034474 | 401.6293 | 0.011303 | 401.0058 | 0.068054 | 401.0058 | 0.077068 | 401.0058 | 0.086287 | 398.7934 | 0.0065933
| 249.7334 | 0 |  |  | 249.7334 | 0 | 249.7334 | 0 | 427.6553 | 0.0062641 | 401.2235 | 1.9451 | 395.8182 | 1.3058 | 427.6553 | 0.041697 | 401.2235 | 12.0153 | 401.2235 | 18.0851 | 401.847 | 37.0919 | 401.2235 | 65.3101 | 401.2235 | 1.3333 | 401.2235 | 0.058764 | 427.0186 | 1.7489 | 395.82 | -0.059772 | 401.847 | -0.0085757 | 427.6553 | 0.090064 | 395.82 | -0.0057306 | 401.2235 | 0.037073 | 395.82 | -0.0093273 | 401.2235 | -0.0076606 | 427.0186 | 0.00027783 | 427.0186 | 0.00028418 | 401.2235 | -0.11853 | 401.847 | -0.0072772 | 401.847 | -0.0018074 | 401.2235 | -0.022112 | 649.6296 | 0.021197 | 401.2235 | 0 | 401.2235 | 0.048465 | 648.8361 | 0.00078262 | 401.2235 | -0.061725 | 651.5452 | 0.00015028 | 649.6296 | 0.019127 | 651.5452 | 7.0467e-05 | 866.1001 | 0.0021092 | 1119.3918 | 0.01304 | 1011.6285 | 0.013366 | 1049.6575 | 0 | 1049.0092 | 0 | 401.223 | -0.00037382 | 401.847 | 0.016001 | 401.2235 | 0.042215 | 401.2235 | 0.040863 | 401.2235 | 0.081386 | 399.0108 | 0.0056922
| 249.8071 | 0 |  |  | 249.8071 | 0 | 249.8071 | 0 | 427.7681 | 0 | 401.4411 | 1.8601 | 396.0362 | 1.3092 | 427.7681 | 0 | 401.4411 | 11.9682 | 401.4411 | 17.513 | 402.0647 | 37.0609 | 401.4411 | 67.0905 | 401.4411 | 1.6808 | 401.4411 | 0.30231 | 427.1326 | 1.7328 | 396.04 | 0.066009 | 402.0647 | 0.014507 | 427.7681 | 0.065197 | 396.04 | -0.00056627 | 401.4411 | 0.055187 | 396.04 | 0.0095605 | 401.4411 | -0.0021364 | 427.1326 | 0.00027669 | 427.1326 | 0.00028018 | 401.4411 | 0.1038 | 402.0647 | 0.0069426 | 402.0647 | 0.0067456 | 401.4411 | 0.043848 | 649.7908 | 0.032303 | 401.4411 | 0 | 401.4411 | 0.053362 | 648.9975 | 0 | 401.4411 | 0.038151 | 651.7062 | 0.00025668 | 649.7908 | 0.017707 | 651.7062 | 6.3541e-05 | 866.1747 | 0.0016156 | 1119.4533 | 0.013106 | 1011.6411 | 0.013349 | 1049.7114 | 0 | 1049.0631 | 0 | 401.441 | 0.0027109 | 402.0647 | 0.01167 | 401.4411 | 0.085481 | 401.4411 | 0.09795 | 401.4411 | 0.16363 | 399.2282 | 0.0067318
| 249.8809 | 0 |  |  | 249.8809 | 0 | 249.8809 | 0 | 427.8809 | 0 | 401.6588 | 1.7846 | 396.2542 | 1.2075 | 427.8809 | 0.01789 | 401.6588 | 10.8441 | 401.6588 | 17.0391 | 402.2824 | 36.746 | 401.6588 | 68.7539 | 401.6588 | 1.5396 | 401.6588 | 0.010681 | 427.2465 | 1.7133 | 396.25 | -0.080564 | 402.2824 | -0.0016598 | 427.8809 | 0.081183 | 396.25 | -0.0095359 | 401.6588 | 0.031731 | 396.25 | 0.0050134 | 401.6588 | -0.0056313 | 427.2465 | 0.00025268 | 427.2465 | 0.00030376 | 401.6588 | -0.054478 | 402.2824 | -0.0066449 | 402.2824 | 0.00063951 | 401.6588 | -0.045347 | 649.9519 | 0.013776 | 401.6588 | 0 | 401.6588 | -0.030919 | 649.1589 | 0 | 401.6588 | -0.070251 | 651.8673 | 0.00022487 | 649.9519 | 0.019127 | 651.8673 | 6.8857e-05 | 866.2494 | 0.0014025 | 1119.5147 | 0.013168 | 1011.6536 | 0.013331 | 1049.7654 | 0 | 1049.1169 | 0 | 401.659 | 0.0015756 | 402.2824 | 0.0012608 | 401.6588 | 0.067603 | 401.6588 | 0.017727 | 401.6588 | 0.093531 | 399.4456 | 0.0064804
| 249.9546 | 0 |  |  | 249.9546 | 0 | 249.9546 | 0 | 427.9937 | 0 | 401.8765 | 1.7406 | 396.4722 | 1.219 | 427.9937 | 0 | 401.8765 | 10.8892 | 401.8765 | 16.6871 | 402.5002 | 37.4966 | 401.8765 | 71.3282 | 401.8765 | 1.7929 | 401.8765 | 0.33506 | 427.3605 | 1.7006 | 396.47 | 0.02235 | 402.5002 | 0.011904 | 427.9937 | 0.072824 | 396.47 | 0.0010646 | 401.8765 | 0.06392 | 396.47 | 0.027749 | 401.8765 | -0.0031469 | 427.3605 | 0.00022448 | 427.3605 | 0.00024501 | 401.8765 | 0.039754 | 402.5002 | -0.0031222 | 402.5002 | -0.001239 | 401.8765 | -0.010004 | 650.113 | 0.022265 | 401.8765 | 0 | 401.8765 | 0.022497 | 649.3203 | 0 | 401.8765 | 0.060817 | 652.0284 | 0.00020073 | 650.113 | 0.018581 | 652.0284 | 6.33e-05 | 866.3241 | 0.0014538 | 1119.576 | 0.013229 | 1011.6661 | 0.013313 | 1049.8193 | 0 | 1049.1709 | 0 | 401.876 | 0.0024617 | 402.5002 | 0.0018706 | 401.8765 | 0.080974 | 401.8765 | 0.056937 | 401.8765 | 0.13231 | 399.663 | 0.0070259
| 250.0284 | -0.0025867 |  |  | 250.0284 | 0.010698 | 250.0284 | 0 | 428.1064 | 0.02346 | 402.0942 | 1.7478 | 396.6903 | 1.1542 | 428.1064 | 0.024932 | 402.0942 | 10.0572 | 402.0942 | 16.2132 | 402.7179 | 37.772 | 402.0942 | 73.5498 | 402.0942 | 1.7414 | 402.0942 | -0.12008 | 427.4745 | 1.7429 | 396.69 | 0.021311 | 402.7179 | -0.035538 | 428.1064 | 0.095706 | 396.69 | -0.012254 | 402.0942 | 0.017056 | 396.69 | -0.0079281 | 402.0942 | -0.01177 | 427.4745 | 0.00025535 | 427.4745 | 0.00022583 | 402.0942 | -0.11926 | 402.7179 | -0.019856 | 402.7179 | -0.016511 | 402.0942 | -0.045972 | 650.2741 | 0.021197 | 402.0942 | 0 | 402.0942 | -0.037044 | 649.4817 | 0.00026087 | 402.0942 | -0.12457 | 652.1894 | 0.00025668 | 650.2741 | 0.019565 | 652.1894 | 6.2933e-05 | 866.3987 | 0.0014748 | 1119.6374 | 0.013291 | 1011.6786 | 0.013296 | 1049.8734 | 0 | 1049.2249 | 0 | 402.094 | 0.0019162 | 402.7179 | -0.0028838 | 402.0942 | 0.021182 | 402.0942 | 0.055585 | 402.0942 | 0.067112 | 399.8804 | 0.0057702
| 250.1021 | 0.0026941 |  |  | 250.1021 | 0.020389 | 250.1022 | 0 | 428.2192 | 0 | 402.3119 | 1.7096 | 396.9083 | 1.1513 | 428.2192 | 0 | 402.3119 | 10.4853 | 402.3119 | 15.6339 | 402.9357 | 37.888 | 402.3119 | 74.7358 | 402.3119 | 1.8825 | 402.3119 | 0.27376 | 427.5885 | 1.7463 | 396.91 | 0.046258 | 402.9357 | 0.0023097 | 428.2192 | 0.076168 | 396.91 | -0.006546 | 402.3119 | 0.057916 | 396.91 | 0.005713 | 402.3119 | -0.0079143 | 427.5885 | 0.00028126 | 427.5885 | 0.00015188 | 402.3119 | 0.027947 | 402.9357 | 0.00090131 | 402.9357 | -0.0010951 | 402.3119 | 0.057465 | 650.4352 | 0.027605 | 402.3119 | 0 | 402.3119 | 0.03351 | 649.6431 | 0.00017392 | 402.3119 | 0.03405 | 652.3505 | 0.00023145 | 650.4352 | 0.019346 | 652.3505 | 6.2384e-05 | 866.4734 | 0.0018536 | 1119.6988 | 0.013357 | 1011.6912 | 0.013278 | 1049.9274 | 0 | 1049.2788 | 0 | 402.312 | 0.0044027 | 402.9357 | 0.002969 | 402.3119 | 0.057688 | 402.3119 | 0.08503 | 402.3119 | 0.15127 | 400.0979 | 0.0067866
| 250.1759 | -0.0024958 |  |  | 250.1759 | 0.019393 | 250.1759 | 0 | 428.332 | 0 | 402.5296 | 1.7191 | 397.1264 | 1.1101 | 428.332 | 0.016771 | 402.5296 | 9.5976 | 402.5296 | 15.0986 | 403.1534 | 37.733 | 402.5296 | 76.0491 | 402.5296 | 1.9838 | 402.5296 | -0.02341 | 427.7025 | 1.82 | 397.13 | -0.044181 | 403.1534 | -0.01269 | 428.332 | 0.082646 | 397.13 | 0.011122 | 402.5296 | 0.026952 | 397.13 | -0.00093273 | 402.5296 | -0.022018 | 427.7025 | 0.00032395 | 427.7025 | 0.00018306 | 402.5296 | -0.075459 | 403.1534 | -0.0029443 | 403.1534 | -0.010893 | 402.5296 | -0.028233 | 650.5964 | 0.019222 | 402.5296 | 0 | 402.5296 | -0.028749 | 649.8045 | 0.00026087 | 402.5296 | -0.076423 | 652.5116 | 0.00020183 | 650.5964 | 0.02033 | 652.5116 | 6.9453e-05 | 866.5482 | 0.0017712 | 1119.7603 | 0.013419 | 1011.7037 | 0.01326 | 1049.9813 | 0 | 1049.3328 | 0 | 402.53 | 0.0013457 | 403.1534 | 0.0041837 | 402.5296 | 0.01968 | 402.5296 | 0.047022 | 402.5296 | 0.082239 | 400.3153 | 0.0059724
| 250.2497 | 0.0031569 |  |  | 250.2497 | 0.010371 | 250.2497 | 0 | 428.4448 | 0 | 402.7474 | 1.6874 | 397.3445 | 1.1653 | 428.4448 | 0 | 402.7474 | 9.7201 | 402.7474 | 14.7218 | 403.3712 | 37.442 | 402.7474 | 77.6999 | 402.7474 | 2.2412 | 402.7474 | 0.20238 | 427.8164 | 1.8069 | 397.34 | 0.014034 | 403.3712 | 0.016502 | 428.4448 | 0.078466 | 397.34 | -0.00029446 | 402.7474 | 0.035989 | 397.34 | 0.0099102 | 402.7474 | 0.013444 | 427.8164 | 0.00025839 | 427.8164 | 0.00017506 | 402.7474 | 0.072882 | 403.3712 | 0.0057345 | 403.3712 | -0.0027956 | 402.7474 | 0.043973 | 650.7575 | 0.039512 | 402.7474 | 0 | 402.7474 | 0.017607 | 649.9659 | 0 | 402.7474 | 0.068088 | 652.6727 | 0.00025668 | 650.7575 | 0.020002 | 652.6727 | 6.2995e-05 | 866.6229 | 0.0016353 | 1119.8217 | 0.01348 | 1011.7162 | 0.013243 | 1050.0354 | 0 | 1049.3867 | 0 | 402.747 | 0.0036163 | 403.3712 | 0.016588 | 402.7474 | 0.067754 | 402.7474 | 0.11207 | 402.7474 | 0.13998 | 400.5328 | 0.0071179
| 250.3235 | -0.00064682 |  |  | 250.3235 | 0.010856 | 250.3235 | 0 | 428.5577 | 0.03128 | 402.9651 | 1.7633 | 397.5626 | 1.064 | 428.5577 | 0.03396 | 402.9651 | 9.1664 | 402.9651 | 14.3707 | 403.589 | 37.5174 | 402.9651 | 79.8713 | 402.9651 | 2.1739 | 402.9651 | -0.0052822 | 427.9304 | 1.8825 | 397.56 | 0.011954 | 403.589 | -0.0077701 | 428.5577 | 0.091004 | 397.56 | -0.019864 | 402.9651 | 0.030515 | 397.56 | 0.002565 | 402.9651 | 0.0025777 | 427.9304 | 0.00028202 | 427.9304 | 0.00023342 | 402.9651 | -0.060735 | 403.589 | 0.001118 | 403.589 | -0.0090067 | 402.9651 | -0.086197 | 650.9187 | 0.020557 | 402.9651 | 0 | 402.9651 | 0.024089 | 650.1273 | 0.00078262 | 402.9651 | -0.0065523 | 652.8338 | 0.00017441 | 650.9187 | 0.019237 | 652.8338 | 6.9838e-05 | 866.6977 | 0.0015332 | 1119.8831 | 0.013542 | 1011.7288 | 0.013225 | 1050.0894 | 0 | 1049.4406 | 0 | 402.965 | 0.0033311 | 403.589 | 0.019157 | 402.9651 | 0.029295 | 402.9651 | 0.063097 | 402.9651 | 0.10781 | 400.7503 | 0.0047962
| 250.3972 | 0.0030412 |  |  | 250.3972 | 0.0054646 | 250.3972 | 0 | 428.6705 | 0 | 403.1829 | 1.7207 | 397.7807 | 1.0822 | 428.6705 | 0 | 403.1829 | 9.4193 | 403.1829 | 14.0159 | 403.8068 | 37.5735 | 403.1829 | 81.8759 | 403.1829 | 2.4027 | 403.1829 | 0.31658 | 428.0444 | 1.8967 | 397.78 | 0.019232 | 403.8068 | 0.021308 | 428.6705 | 0.07878 | 397.78 | 0.0070443 | 403.1829 | 0.056328 | 397.78 | 0.00081613 | 403.1829 | 0.011415 | 428.0444 | 0.00023134 | 428.0444 | 0.00032695 | 403.1829 | 0.090183 | 403.8068 | 0.011575 | 403.8068 | 0.0034298 | 403.1829 | 0.035478 | 651.0798 | 0.031609 | 403.1829 | 0 | 403.1829 | -0.01557 | 650.2887 | 0 | 403.1829 | 0.076558 | 652.9949 | 0.00028191 | 651.0798 | 0.017816 | 652.9949 | 6.5843e-05 | 866.7724 | 0.0011516 | 1119.9445 | 0.013608 | 1011.7413 | 0.013207 | 1050.1434 | 0 | 1049.4945 | 0 | 403.183 | 0.0039735 | 403.8068 | 0.020919 | 403.1829 | 0.076467 | 403.1829 | 0.10246 | 403.1829 | 0.18727 | 400.9678 | 0.0067434
| 250.471 | -0.0027437 |  |  | 250.471 | 0.014026 | 250.471 | 0 | 428.7833 | 0.00064407 | 403.4007 | 1.6083 | 397.9988 | 1.0332 | 428.7833 | 0.026867 | 403.4007 | 8.3283 | 403.4007 | 13.4507 | 404.0247 | 37.2064 | 403.4007 | 82.5524 | 403.4007 | 2.3798 | 403.4007 | -0.043137 | 428.1584 | 1.9988 | 398 | -0.018192 | 404.0247 | -0.025468 | 428.7833 | 0.087452 | 398 | 0.00079277 | 403.4007 | 0.04146 | 398 | -0.014223 | 403.4007 | -0.014966 | 428.1584 | 0.00027936 | 428.1584 | 0.00043606 | 403.4007 | -0.078772 | 404.0247 | -0.022331 | 404.0247 | -0.010442 | 403.4007 | -0.025609 | 651.241 | 0.018314 | 403.4007 | 0 | 403.4007 | -0.024378 | 650.4501 | 0.00026087 | 403.4007 | -0.049849 | 653.1561 | 0.00019744 | 651.241 | 0.0188 | 653.1561 | 6.2302e-05 | 866.8472 | 0.0016202 | 1120.006 | 0.01367 | 1011.7538 | 0.013189 | 1050.1974 | 0 | 1049.5486 | 0 | 403.401 | 0.0015894 | 404.0247 | -0.00017362 | 403.4007 | 0.013544 | 403.4007 | 0.060693 | 403.4007 | 0.087991 | 401.1853 | 0.0037411
| 250.5448 | 0.0038594 |  |  | 250.5448 | 0.019005 | 250.5448 | 0 | 428.8961 | 0 | 403.6185 | 1.6704 | 398.217 | 1.0399 | 428.8961 | 0 | 403.6185 | 8.4094 | 403.6185 | 13.261 | 404.2425 | 36.5592 | 403.6185 | 84.6833 | 403.6185 | 2.6247 | 403.6185 | 0.24269 | 428.2724 | 2.0366 | 398.22 | -0.044181 | 404.2425 | 0.013301 | 428.8961 | 0.076168 | 398.22 | 0.010034 | 403.6185 | 0.070592 | 398.22 | 0.015157 | 403.6185 | 0.0087767 | 428.2724 | 0.00025573 | 428.2724 | 0.00042807 | 403.6185 | 0.069201 | 404.2425 | 0.0082586 | 404.2425 | 0.0072511 | 403.6185 | 0.038976 | 651.4022 | 0.033959 | 403.6185 | 0 | 403.6185 | 0.043301 | 650.6116 | 0 | 403.6185 | 0.076119 | 653.3172 | 0.0002852 | 651.4022 | 0.018909 | 653.3172 | 5.8284e-05 | 866.922 | 0.0019437 | 1120.0674 | 0.013731 | 1011.7664 | 0.013172 | 1050.2515 | 0 | 1049.6025 | 0 | 403.618 | 0.005203 | 404.2425 | 0.017249 | 403.6185 | 0.079472 | 403.6185 | 0.12289 | 403.6185 | 0.15446 | 401.4028 | 0.0056687
| 250.6186 | -0.00058334 |  |  | 250.6186 | 0.012277 | 250.6186 | 0 | 429.0089 | 0.015046 | 403.8363 | 1.6022 | 398.4351 | 0.93325 | 429.0089 | 0.030521 | 403.8363 | 8.0918 | 403.8363 | 12.8097 | 404.4604 | 35.8962 | 403.8363 | 85.7455 | 403.8363 | 2.665 | 403.8363 | -0.013652 | 428.3865 | 2.1249 | 398.44 | -0.056654 | 404.4603 | -0.018183 | 429.0089 | 0.08181 | 398.44 | -0.022039 | 403.8363 | 0.042726 | 398.44 | -0.042905 | 403.8363 | -0.019532 | 428.3865 | 0.00035024 | 428.3865 | 0.00027619 | 403.8363 | -0.082821 | 404.4603 | -0.014465 | 404.4603 | -0.0060549 | 403.8363 | -0.043473 | 651.5634 | 0.016499 | 403.8363 | 0 | 403.8363 | -0.023305 | 650.773 | 0.00026087 | 403.8363 | -0.052637 | 653.4783 | 0.0001777 | 651.5634 | 0.019565 | 653.4783 | 6.2256e-05 | 866.9968 | 0.0017396 | 1120.1288 | 0.013798 | 1011.7789 | 0.013154 | 1050.3055 | 0 | 1049.6565 | 0 | 403.836 | 0.0013651 | 404.4604 | 0.019524 | 403.8363 | 0.049125 | 403.8363 | 0.077969 | 403.8363 | 0.085008 | 401.6203 | 0.0056684
| 250.6924 | 0.0021322 |  |  | 250.6924 | 0.022623 | 250.6924 | 0 | 429.1217 | 0 | 404.0541 | 1.6575 | 398.6533 | 1.0127 | 429.1217 | 0 | 404.0541 | 8.3633 | 404.0541 | 12.6281 | 404.6782 | 35.6177 | 404.0541 | 87.5293 | 404.0541 | 2.9979 | 404.0541 | 0.44422 | 428.5005 | 2.1519 | 398.65 | 0.012994 | 404.6782 | 0.011334 | 429.1217 | 0.085049 | 398.65 | 0.027158 | 404.0541 | 0.068049 | 398.65 | 0.033345 | 404.0541 | 0.0018809 | 428.5005 | 0.00034605 | 428.5005 | 0.00018306 | 404.0541 | 0.11558 | 404.6782 | 0.013898 | 404.6782 | -0.0042518 | 404.0541 | 0.051594 | 651.7245 | 0.033425 | 404.0541 | 0 | 404.0541 | 0.013265 | 650.9345 | 0.00017392 | 404.0541 | 0.054332 | 653.6395 | 0.000249 | 651.7245 | 0.018144 | 653.6395 | 5.0796e-05 | 867.0716 | 0.0018547 | 1120.1903 | 0.013859 | 1011.7914 | 0.013137 | 1050.3596 | 0 | 1049.7105 | 0 | 404.054 | 0.0028133 | 404.6782 | 0.01912 | 404.0541 | 0.086983 | 404.0541 | 0.13986 | 404.0541 | 0.19537 | 401.8379 | 0.0069313
| 250.7662 | -0.0014628 |  |  | 250.7662 | 0.0074561 | 250.7662 | 0 | 429.2345 | 0.003454 | 404.272 | 1.5942 | 398.8715 | 0.87286 | 429.2345 | 0.020498 | 404.272 | 7.5745 | 404.272 | 12.1933 | 404.8961 | 34.9391 | 404.272 | 87.915 | 404.272 | 2.8086 | 404.272 | 0.036892 | 428.6145 | 2.2304 | 398.87 | -0.0077966 | 404.8961 | -0.01367 | 429.2345 | 0.080034 | 398.87 | 0.0086751 | 404.272 | 0.041113 | 398.87 | 0.019004 | 404.272 | -0.012937 | 428.6145 | 0.00034872 | 428.6145 | 0.00014029 | 404.272 | -0.081349 | 404.8961 | -0.017811 | 404.8961 | -0.0097455 | 404.272 | -0.038352 | 651.8857 | 0.026644 | 404.272 | 0 | 404.272 | 0.030003 | 651.0959 | 0.00026087 | 404.272 | -0.068206 | 653.8006 | 0.00016125 | 651.8857 | 0.0188 | 653.8006 | 5.4899e-05 | 867.1464 | 0.0017998 | 1120.2517 | 0.013921 | 1011.804 | 0.013119 | 1050.4136 | 0 | 1049.7644 | 0 | 404.272 | 0.0014814 | 404.8961 | 0.0035217 | 404.272 | 0.038459 | 404.272 | -0.017276 | 404.272 | 0.058803 | 402.0555 | 0.0056354
| 250.84 | 0.0048758 |  |  | 250.84 | 0.0078083 | 250.84 | 0 | 429.3473 | 0 | 404.4898 | 1.5357 | 399.0897 | 0.88685 | 429.3473 | 0 | 404.4898 | 7.5698 | 404.4898 | 11.8462 | 405.114 | 34.9172 | 404.4898 | 88.5642 | 404.4898 | 3.0926 | 404.4898 | 0.31742 | 428.7285 | 2.2656 | 399.09 | 0.019232 | 405.114 | -0.0065444 | 429.3473 | 0.083273 | 399.09 | -0.0046433 | 404.4898 | 0.062068 | 399.09 | -0.0075784 | 404.4898 | -0.0059864 | 428.7285 | 0.00029727 | 428.7285 | 0.0001323 | 404.4898 | 0.044171 | 405.114 | 0.0009303 | 405.114 | -0.0094543 | 404.4898 | -0.038227 | 652.0469 | 0.024241 | 404.4898 | 0 | 404.4898 | 0.0012863 | 651.2574 | 0 | 404.4898 | 0.12446 | 653.9618 | 0.00031043 | 652.0469 | 0.018581 | 653.9618 | 5.2222e-05 | 867.2213 | 0.0016566 | 1120.3132 | 0.013987 | 1011.8165 | 0.013102 | 1050.4677 | 0 | 1049.8184 | 0 | 404.49 | 0.0028881 | 405.114 | 0.013946 | 404.4898 | 0.076617 | 404.4898 | 0.25118 | 404.4898 | 0.17066 | 402.273 | 0.0059624
| 250.9138 | -0.0014049 |  |  | 250.9138 | 0.010443 | 250.9138 | 0 | 429.4601 | 0.025219 | 404.7077 | 1.5349 | 399.3079 | 0.83408 | 429.4601 | 0.030091 | 404.7077 | 6.845 | 404.7077 | 11.6092 | 405.3319 | 34.866 | 404.7077 | 90.2769 | 404.7077 | 3.2188 | 404.7077 | 0.053944 | 428.8426 | 2.3494 | 399.31 | 0.00051979 | 405.3319 | 0.0018471 | 429.4601 | 0.076168 | 399.31 | 0.0065008 | 404.7077 | 0.055348 | 399.31 | 0.0029147 | 404.7077 | 0.0039539 | 428.8426 | 0.00028812 | 428.8426 | 0.00015948 | 404.7077 | -0.06957 | 405.3319 | -0.0070453 | 405.3319 | -0.0034141 | 404.7077 | -0.017489 | 652.2081 | 0.017193 | 404.7077 | 0 | 404.7077 | -0.024593 | 651.4188 | 0.00026087 | 404.7077 | -0.038927 | 654.123 | 0.00020512 | 652.2081 | 0.019346 | 654.123 | 5.1731e-05 | 867.2961 | 0.001578 | 1120.3746 | 0.014049 | 1011.829 | 0.013084 | 1050.5217 | 0 | 1049.8724 | 0 | 404.708 | 0.0023647 | 405.3319 | 0.010569 | 404.7077 | 0.054083 | 404.7077 | 0.075716 | 404.7077 | 0.11739 | 402.4906 | 0.0048758
| 250.9876 | 0.0030247 |  |  | 250.9876 | 0.011172 | 250.9876 | 0 | 429.5729 | 0 | 404.9256 | 1.5419 | 399.5261 | 0.83999 | 429.5729 | 0 | 404.9256 | 7.1044 | 404.9256 | 11.3584 | 405.5498 | 34.5273 | 404.9256 | 90.5153 | 404.9256 | 3.3827 | 404.9256 | 0.43415 | 428.9566 | 2.3786 | 399.53 | -0.04314 | 405.5498 | 0.0090916 | 429.5729 | 0.086198 | 399.53 | 0.013295 | 404.9256 | 0.10205 | 399.53 | 0.0081613 | 404.9256 | 0.0057328 | 428.9566 | 0.00029269 | 428.9566 | 0.00023342 | 404.9256 | 0.028214 | 405.5498 | -0.0015925 | 405.5498 | 0.0054577 | 404.9256 | -0.0037069 | 652.3693 | 0.019062 | 404.9256 | 0 | 404.9256 | 0.043699 | 651.5803 | 0.00069566 | 404.9256 | 0.049696 | 654.2841 | 0.00027642 | 652.3693 | 0.0188 | 654.2841 | 4.6105e-05 | 867.3709 | 0.0021373 | 1120.4362 | 0.014115 | 1011.8416 | 0.013067 | 1050.5758 | 0 | 1049.9264 | 0 | 404.926 | 0.0035166 | 405.5498 | 0.012074 | 404.9256 | 0.090288 | 404.9256 | 0.16841 | 404.9256 | 0.23223 | 402.7082 | 0.0057424
| 251.0614 | -0.0018512 |  |  | 251.0614 | 0.013188 | 251.0614 | 0 | 429.6857 | 0.017505 | 405.1435 | 1.4778 | 399.7444 | 0.75705 | 429.6857 | 0.011926 | 405.1435 | 6.7269 | 405.1435 | 10.8873 | 405.7678 | 33.7335 | 405.1435 | 89.6835 | 405.1435 | 3.3072 | 405.1435 | 0.077792 | 429.0707 | 2.4482 | 399.74 | -0.052495 | 405.7678 | -0.012612 | 429.6857 | 0.092154 | 399.74 | -0.0147 | 405.1435 | 0.046888 | 399.74 | 0.0039641 | 405.1435 | -0.0086753 | 429.0707 | 0.0002885 | 429.0707 | 0.00034254 | 405.1435 | -0.074723 | 405.7678 | -0.014483 | 405.7678 | -0.011849 | 405.1435 | -0.012992 | 652.5306 | 0.017086 | 405.1435 | 0 | 405.1435 | 0.0040718 | 651.7418 | 0.00026087 | 405.1435 | -0.10318 | 654.4453 | 0.00017989 | 652.5306 | 0.019127 | 654.4453 | 5.1438e-05 | 867.4458 | 0.002307 | 1120.4977 | 0.014182 | 1011.8541 | 0.01305 | 1050.6299 | 0 | 1049.9805 | 0 | 405.144 | 0.0026223 | 405.7678 | 0.0064224 | 405.1435 | 0.023436 | 405.1435 | 0.095246 | 405.1435 | 0.12506 | 402.9259 | 0.0049088
| 251.1352 | 0.0034544 |  |  | 251.1352 | 0.010528 | 251.1352 | 0 | 429.7985 | 0 | 405.3614 | 1.5085 | 399.9627 | 0.76615 | 429.7985 | 0 | 405.3614 | 6.6602 | 405.3614 | 10.7238 | 405.9857 | 33.2891 | 405.3614 | 90.3388 | 405.3614 | 3.6501 | 405.3614 | 0.4417 | 429.1847 | 2.474 | 399.96 | -0.045222 | 405.9857 | 0.015203 | 429.7985 | 0.077944 | 399.96 | 0.0043263 | 405.3614 | 0.089214 | 399.96 | -0.0033811 | 405.3614 | 0.011364 | 429.1847 | 0.00027402 | 429.1847 | 0.00037771 | 405.3614 | 0.050797 | 405.9857 | 0.010201 | 405.9857 | -0.00067412 | 405.3614 | 0.055466 | 652.6918 | 0.022692 | 405.3614 | 0 | 405.3614 | 0.025239 | 651.9032 | 0.00017392 | 405.3614 | 0.012128 | 654.6065 | 0.00020951 | 652.6918 | 0.017488 | 654.6065 | 4.6944e-05 | 867.5207 | 0.0021809 | 1120.5592 | 0.014243 | 1011.8667 | 0.013033 | 1050.684 | 0 | 1050.0344 | 0 | 405.361 | 0.0030598 | 405.9857 | 0.01523 | 405.3614 | 0.092091 | 405.3614 | 0.18013 | 405.3614 | 0.22477 | 403.1435 | 0.0055781
| 251.209 | -0.00040941 |  |  | 251.209 | 0.012131 | 251.209 | 0 | 429.9113 | 0.0094255 | 405.5794 | 1.4298 | 400.1809 | 0.69701 | 429.9113 | 0.023213 | 405.5794 | 6.2412 | 405.5794 | 10.5264 | 406.2037 | 32.9667 | 405.5794 | 91.1945 | 405.5794 | 3.8526 | 405.5794 | 0.067422 | 429.2987 | 2.5649 | 400.18 | 0.051458 | 406.2037 | -0.012641 | 429.9113 | 0.074078 | 400.18 | -0.0081769 | 405.5794 | 0.058088 | 400.18 | -0.0044305 | 405.5794 | -0.0073055 | 429.2987 | 0.00030946 | 429.2987 | 0.00035013 | 405.5794 | -0.08687 | 406.2037 | -0.017654 | 406.2037 | -0.0077921 | 405.5794 | -0.042599 | 652.853 | 0.021304 | 405.5794 | 0 | 405.5794 | -0.024744 | 652.0647 | 0.00078262 | 405.5794 | -0.077727 | 654.7677 | 0.00025997 | 652.853 | 0.017707 | 654.7677 | 5.614e-05 | 867.5956 | 0.0018218 | 1120.6206 | 0.01431 | 1011.8792 | 0.013016 | 1050.738 | 0 | 1050.0885 | 0 | 405.579 | 0.002038 | 406.2037 | 0.0077069 | 405.5794 | 0.033351 | 405.5794 | 0.11988 | 405.5794 | 0.14211 | 403.3611 | 0.0049604
| 251.2828 | 0.0035536 |  |  | 251.2828 | 0.014159 | 251.2829 | 0 | 430.0241 | 0 | 405.7973 | 1.4965 | 400.3992 | 0.72699 | 430.0241 | 0 | 405.7973 | 6.5582 | 405.7973 | 10.4115 | 406.4217 | 33.133 | 405.7973 | 91.58 | 405.7973 | 4.0697 | 405.7973 | 0.22001 | 429.4128 | 2.6016 | 400.4 | -0.018192 | 406.4217 | 0.0080816 | 430.0241 | 0.089437 | 400.4 | -0.0046433 | 405.7973 | 0.10936 | 400.4 | 0.0029147 | 405.7973 | 0.0076099 | 429.4128 | 0.00032318 | 429.4128 | 0.00029177 | 405.7973 | 0.010302 | 406.4217 | 0.0054637 | 406.4217 | 0.00769 | 405.7973 | 0.10319 | 653.0142 | 0.02675 | 405.7973 | 0 | 405.7973 | -0.010588 | 652.2262 | 0 | 405.7973 | 0.041767 | 654.9289 | 0.0002117 | 653.0142 | 0.016723 | 654.9289 | 5.5609e-05 | 867.6704 | 0.0016903 | 1120.6821 | 0.014376 | 1011.8918 | 0.012999 | 1050.7921 | 0 | 1050.1425 | 0 | 405.797 | 0.0017999 | 406.4217 | 0.024001 | 405.7973 | 0.11327 | 405.7973 | 0.16435 | 405.7973 | 0.2367 | 403.5788 | 0.0064277
| 251.3567 | -0.0002593 |  |  | 251.3567 | 0.010613 | 251.3567 | 0 | 430.1369 | 0.022091 | 406.0153 | 1.4037 | 400.6175 | 0.62838 | 430.1369 | 0.023428 | 406.0153 | 5.8717 | 406.0153 | 10.0513 | 406.6397 | 32.6272 | 406.0153 | 90.7318 | 406.0153 | 4.159 | 406.0153 | 0.066736 | 429.5269 | 2.6574 | 400.62 | -0.00051979 | 406.6397 | -0.023832 | 430.1369 | 0.079407 | 400.62 | -0.011982 | 406.0153 | 0.0753 | 400.62 | -0.023318 | 406.0153 | -0.023743 | 429.5269 | 0.00035405 | 429.5269 | 0.00023342 | 406.0153 | -0.062944 | 406.6397 | -0.023052 | 406.6397 | -0.011354 | 406.0153 | 0.013742 | 653.1755 | 0.016819 | 406.0153 | 0 | 406.0153 | -0.049515 | 652.3877 | 0.00026087 | 406.0153 | -0.072337 | 655.0901 | 0.00025668 | 653.1755 | 0.018362 | 655.0901 | 6.4719e-05 | 867.7454 | 0.0021299 | 1120.7436 | 0.014443 | 1011.9043 | 0.012982 | 1050.8462 | 0 | 1050.1965 | 0 | 406.015 | 0.0012488 | 406.6397 | 0.0020615 | 406.0153 | 0.047923 | 406.0153 | 0.12304 | 406.0153 | 0.16448 | 403.7965 | 0.0049816
| 251.4305 | 0.0040081 |  |  | 251.4305 | 0.012107 | 251.4305 | 0 | 430.2497 | 0 | 406.2333 | 1.4766 | 400.8359 | 0.67466 | 430.2497 | 0 | 406.2333 | 6.4407 | 406.2333 | 9.9082 | 406.8577 | 32.2017 | 406.2333 | 90.6383 | 406.2333 | 4.5704 | 406.2333 | 0.46774 | 429.6409 | 2.6645 | 400.84 | 0.020271 | 406.8577 | 0.0050178 | 430.2497 | 0.10375 | 400.84 | -0.0021971 | 406.2333 | 0.10673 | 400.84 | 0.0022152 | 406.2333 | -0.012074 | 429.6409 | 0.00028583 | 429.6409 | 0.00016747 | 406.2333 | 0.064416 | 406.8577 | 0.0010575 | 406.8577 | -0.0014388 | 406.2333 | 0.060463 | 653.3367 | 0.021945 | 406.2333 | 0 | 406.2333 | 0.033228 | 652.5492 | 0 | 406.2333 | 0.066833 | 655.2514 | 0.00021609 | 653.3367 | 0.018144 | 655.2514 | 6.0736e-05 | 867.8203 | 0.0027355 | 1120.8052 | 0.01451 | 1011.9169 | 0.012965 | 1050.9003 | 0 | 1050.2505 | 0 | 406.233 | 0.0029905 | 406.8577 | 0.017285 | 406.2333 | 0.090889 | 406.2333 | 0.16781 | 406.2333 | 0.22775 | 404.0142 | 0.0058752
| 251.5043 | -0.0034131 |  |  | 251.5043 | 0.0091684 | 251.5044 | 0 | 430.3625 | 0.02561 | 406.4513 | 1.4751 | 401.0542 | 0.61747 | 430.3625 | 0.038473 | 406.4513 | 5.5892 | 406.4513 | 9.7675 | 407.0757 | 31.8861 | 406.4513 | 90.188 | 406.4513 | 4.6961 | 406.4513 | 0.11504 | 429.755 | 2.7285 | 401.05 | -0.068091 | 407.0757 | -0.004948 | 430.3625 | 0.088288 | 401.05 | -0.0030125 | 406.4513 | 0.087217 | 401.05 | -0.008278 | 406.4513 | -0.0082187 | 429.755 | 0.00030451 | 429.755 | 0.00018306 | 406.4513 | -0.027173 | 407.0757 | -0.0060015 | 407.0757 | -0.0056058 | 406.4513 | 0.060588 | 653.498 | 0.01746 | 406.4513 | 0 | 406.4513 | -0.0015579 | 652.7107 | 0.00078262 | 406.4513 | -0.030187 | 655.4126 | 0.00023693 | 653.498 | 0.019893 | 655.4126 | 6.3785e-05 | 867.8953 | 0.0025801 | 1120.8667 | 0.014581 | 1011.9294 | 0.012948 | 1050.9545 | 0 | 1050.3046 | 0 | 406.451 | 0.0017583 | 407.0757 | 0.013395 | 406.4513 | 0.063247 | 406.4513 | 0.11192 | 406.4513 | 0.18195 | 404.2319 | 0.0042387
| 251.5782 | 0.0037437 |  |  | 251.5782 | 0.016552 | 251.5782 | 0 | 430.4753 | 0 | 406.6693 | 1.451 | 401.2725 | 0.62342 | 430.4753 | 0 | 406.6693 | 5.677 | 406.6693 | 9.6454 | 407.2937 | 32.0854 | 406.6693 | 90.2184 | 406.6693 | 5.115 | 406.6693 | 0.5114 | 429.8691 | 2.7647 | 401.27 | -0.0036384 | 407.2938 | 0.015966 | 430.4753 | 0.06875 | 401.27 | -0.007905 | 406.6693 | 0.10343 | 401.27 | 0.012359 | 406.6693 | 0.0075591 | 429.8691 | 0.00027059 | 429.8691 | 0.00029177 | 406.6693 | 0.087238 | 407.2938 | 0.010392 | 407.2938 | -0.0032044 | 406.6693 | -0.0039722 | 653.6593 | 0.026644 | 406.6693 | 0 | 406.6693 | 0.024733 | 652.8722 | 0.00017392 | 406.6693 | 0.063415 | 655.5738 | 0.0002117 | 653.6593 | 0.019455 | 655.5738 | 5.5929e-05 | 867.9702 | 0.0023346 | 1120.9282 | 0.014648 | 1011.942 | 0.012932 | 1051.0085 | 0 | 1050.3586 | 0 | 406.669 | 0.0031594 | 407.2937 | 0.021029 | 406.6693 | 0.093142 | 406.6693 | 0.1929 | 406.6693 | 0.24182 | 404.4496 | 0.0056993
| 251.652 | -0.0031734 |  |  | 251.652 | 0.010553 | 251.652 | 0 | 430.5881 | 0.0083718 | 406.8873 | 1.4354 | 401.4909 | 0.57198 | 430.5881 | 0.010808 | 406.8873 | 5.3612 | 406.8873 | 9.3182 | 407.5118 | 31.5383 | 406.8873 | 87.9211 | 406.8873 | 5.2262 | 406.8873 | 0.1268 | 429.9832 | 2.84 | 401.49 | -0.024429 | 407.5118 | 2.1565e-06 | 430.5881 | 0.11441 | 401.49 | 0.0035108 | 406.8873 | 0.095373 | 401.49 | -0.0012825 | 406.8873 | 0.0034599 | 429.9832 | 0.00029384 | 429.9832 | 0.0003813 | 406.8873 | -0.091655 | 407.5118 | -0.006317 | 407.5118 | -0.0071542 | 406.8873 | 0.0012723 | 653.8205 | 0.021197 | 406.8873 | 0 | 406.8873 | -0.024347 | 653.0338 | 0.00078262 | 406.8873 | -0.054892 | 655.7351 | 0.00023254 | 653.8205 | 0.020111 | 655.7351 | 5.5117e-05 | 868.0452 | 0.0018519 | 1120.9899 | 0.01472 | 1011.9545 | 0.012915 | 1051.0626 | 0 | 1050.4127 | 0 | 406.887 | 0.0026555 | 407.5118 | 0.015707 | 406.8873 | 0.052731 | 406.8873 | 0.16495 | 406.8873 | 0.14935 | 404.6673 | 0.0048584
| 251.7259 | 0.0044378 |  |  | 251.7259 | 0.019296 | 251.7259 | 0 | 430.701 | 0 | 407.1053 | 1.3394 | 401.7093 | 0.58902 | 430.701 | 0 | 407.1053 | 5.3918 | 407.1053 | 9.1267 | 407.7299 | 31.5429 | 407.1053 | 86.5803 | 407.1053 | 5.7671 | 407.1053 | 0.43918 | 430.0972 | 2.8759 | 401.71 | 0.055613 | 407.7299 | 0.011626 | 430.701 | 0.079093 | 401.71 | -2.2651e-05 | 407.1053 | 0.11279 | 401.71 | -0.013525 | 407.1053 | 0.00363 | 430.0972 | 0.00025992 | 430.0972 | 0.00033854 | 407.1053 | 0.064784 | 407.7299 | 0.0075999 | 407.7299 | 0.0028065 | 407.1053 | -0.0080653 | 653.9818 | 0.022052 | 407.1053 | 0 | 407.1053 | 0.010054 | 653.1953 | 0.00069566 | 407.1053 | 0.046723 | 655.8964 | 0.00026436 | 653.9818 | 0.01869 | 655.8964 | 5.4118e-05 | 868.1202 | 0.0017484 | 1121.0514 | 0.014786 | 1011.967 | 0.012899 | 1051.1168 | 0 | 1050.4667 | 0 | 407.105 | 0.0028106 | 407.7299 | 0.012148 | 407.1053 | 0.095396 | 407.1053 | 0.19605 | 407.1053 | 0.27527 | 404.8851 | 0.0066387
| 251.7997 | -0.0012231 |  |  | 251.7997 | 0.013601 | 251.7997 | 0 | 430.8138 | 0.0048591 | 407.3234 | 1.3207 | 401.9277 | 0.51713 | 430.8138 | 0.036539 | 407.3234 | 4.7844 | 407.3234 | 8.8257 | 407.9479 | 30.8616 | 407.3234 | 84.4264 | 407.3234 | 5.7721 | 407.3234 | 0.16375 | 430.2113 | 2.9664 | 401.93 | -0.046258 | 407.948 | -0.018251 | 430.8138 | 0.090064 | 401.93 | -0.029106 | 407.3234 | 0.088208 | 401.93 | -0.0047802 | 407.3234 | -0.020394 | 430.2113 | 0.00027707 | 430.2113 | 0.00022982 | 407.3234 | -0.078036 | 407.948 | -0.024143 | 407.948 | -0.016505 | 407.3234 | -0.029857 | 654.1431 | 0.015858 | 407.3234 | 0 | 407.3234 | 0.0010456 | 653.3568 | 0.00026087 | 407.3234 | -0.059329 | 656.0576 | 0.00029946 | 654.1431 | 0.019783 | 656.0576 | 6.0073e-05 | 868.1952 | 0.0020353 | 1121.1129 | 0.014858 | 1011.9796 | 0.012882 | 1051.1709 | 0 | 1050.5207 | 0 | 407.323 | 0.0012821 | 407.9479 | 0.0063857 | 407.3234 | 0.047172 | 407.3234 | 0.16676 | 407.3234 | 0.20389 | 405.1028 | 0.004506
| 251.8736 | 0.0058758 |  |  | 251.8736 | 0.009982 | 251.8736 | 0 | 430.9266 | 0 | 407.5415 | 1.3721 | 402.1461 | 0.53779 | 430.9266 | 0 | 407.5415 | 5.2226 | 407.5415 | 8.7459 | 408.166 | 30.6366 | 407.5415 | 83.7295 | 407.5415 | 6.1528 | 407.5415 | 0.45598 | 430.3254 | 3.0158 | 402.15 | 0.027548 | 408.166 | -0.00045649 | 430.9266 | 0.079093 | 402.15 | -0.01171 | 407.5415 | 0.11355 | 402.15 | 0.002565 | 407.5415 | 0.0014207 | 430.3254 | 0.00032318 | 430.3254 | 0.00019065 | 407.5415 | 0.043067 | 408.166 | 0.0016502 | 408.166 | 0.00040232 | 407.5415 | 0.017489 | 654.3044 | 0.025522 | 407.5415 | 0 | 407.5415 | 0.015175 | 653.5184 | 0.0012174 | 407.5415 | 0.052787 | 656.2189 | 0.00035321 | 654.3044 | 0.018034 | 656.2189 | 6.1168e-05 | 868.2702 | 0.0018642 | 1121.1744 | 0.01493 | 1011.9921 | 0.012866 | 1051.225 | 0 | 1050.5748 | 0 | 407.541 | 0.0019909 | 408.166 | 0.017909 | 407.5415 | 0.11988 | 407.5415 | 0.2297 | 407.5415 | 0.27633 | 405.3206 | 0.0058271
| 251.9475 | -0.001314 |  |  | 251.9475 | 0.014038 | 251.9475 | 0 | 431.0394 | 0.019261 | 407.7595 | 1.3102 | 402.3645 | 0.47617 | 431.0394 | 0.016026 | 407.7595 | 4.5126 | 407.7595 | 8.4088 | 408.3842 | 29.8803 | 407.7595 | 81.407 | 407.7595 | 6.4313 | 407.7595 | 0.29139 | 430.4395 | 3.1082 | 402.36 | -0.027548 | 408.3842 | -0.03091 | 431.0394 | 0.11148 | 402.36 | -0.020137 | 407.7595 | 0.088173 | 402.36 | -0.012475 | 407.7595 | -0.0047475 | 430.4395 | 0.00036892 | 430.4395 | 0.00018306 | 407.7595 | -0.076195 | 408.3842 | -0.019688 | 408.3842 | -0.011461 | 407.7595 | -0.042724 | 654.4657 | 0.027765 | 407.7595 | 0 | 407.7595 | 0.025234 | 653.6799 | 0.00078262 | 407.7595 | -0.034533 | 656.3802 | 0.00036417 | 654.4657 | 0.01869 | 656.3802 | 6.2997e-05 | 868.3452 | 0.0019834 | 1121.2361 | 0.015001 | 1012.0046 | 0.01285 | 1051.2792 | 0 | 1050.6289 | 0 | 407.76 | 0.0021211 | 408.3842 | 0.01145 | 407.7595 | 0.050027 | 407.7595 | 0.17231 | 407.7595 | 0.19857 | 405.5384 | 0.0036677
| 252.0213 | 0.0045701 |  |  | 252.0213 | 0.01609 | 252.0213 | 0 | 431.1522 | 0 | 407.9776 | 1.2307 | 402.5829 | 0.5208 | 431.1522 | 0 | 407.9776 | 4.6129 | 407.9776 | 8.2792 | 408.6023 | 29.4943 | 407.9776 | 79.2809 | 407.9776 | 6.6783 | 407.9776 | 0.5769 | 430.5536 | 3.1378 | 402.58 | -0.0015593 | 408.6023 | 0.0024137 | 431.1522 | 0.11681 | 402.58 | -0.017147 | 407.9776 | 0.12241 | 402.58 | 0.0032645 | 407.9776 | 0.0023644 | 430.5536 | 0.00035481 | 430.5536 | 0.00023342 | 407.9776 | 0.065521 | 408.6023 | -0.0028615 | 408.6023 | 0.0017019 | 407.9776 | -0.016615 | 654.627 | 0.027711 | 407.9776 | 0 | 407.9776 | 0.001365 | 653.8415 | 0.00017392 | 407.9776 | 0.049165 | 656.5415 | 8.2268e-05 | 654.627 | 0.01716 | 656.5415 | 7.0421e-05 | 868.4202 | 0.0022269 | 1121.2976 | 0.015073 | 1012.0172 | 0.012834 | 1051.3334 | 0 | 1050.683 | 0 | 407.978 | 0.0021709 | 408.6023 | 0.0067894 | 407.9776 | 0.12589 | 407.9776 | 0.22339 | 407.9776 | 0.29977 | 405.7562 | 0.005927
| 252.0952 | 0.00051135 |  |  | 252.0952 | 0.012204 | 252.0952 | 0 | 431.265 | 0.019941 | 408.1958 | 1.2757 | 402.8014 | 0.47355 | 431.265 | 0.014163 | 408.1958 | 4.3023 | 408.1958 | 8.0428 | 408.8204 | 29.054 | 408.1958 | 77.3791 | 408.1958 | 6.9876 | 408.1958 | 0.24688 | 430.6677 | 3.2081 | 402.8 | -0.093037 | 408.8204 | -0.01565 | 431.265 | 0.079093 | 402.8 | -0.0021971 | 408.1958 | 0.11311 | 402.8 | -0.0030314 | 408.1958 | -0.002815 | 430.6677 | 0.00021647 | 430.6677 | 0.00015188 | 408.1958 | -0.072882 | 408.8204 | -0.018347 | 408.8204 | -0.013271 | 408.1958 | -0.027608 | 654.7883 | 0.020663 | 408.1958 | 0 | 408.1958 | -0.013933 | 654.003 | 0.00078262 | 408.1958 | -0.07351 | 656.7028 | 0.00037185 | 654.7883 | 0.018034 | 656.7028 | 6.1445e-05 | 868.4953 | 0.0023808 | 1121.3592 | 0.015145 | 1012.0297 | 0.012818 | 1051.3874 | 0 | 1050.7371 | 0 | 408.196 | 0.0014122 | 408.8204 | 0.0074133 | 408.1958 | 0.064749 | 408.1958 | 0.20461 | 408.1958 | 0.186 | 405.974 | 0.0041137
| 252.1691 | 0.00024218 |  |  | 252.1691 | 0.0056468 | 252.1691 | 0 | 431.3778 | 0 | 408.4139 | 1.311 | 403.0199 | 0.44495 | 431.3778 | 0 | 408.4139 | 4.0398 | 408.4139 | 7.8442 | 409.0386 | 28.5573 | 408.4139 | 74.6477 | 408.4139 | 7.7285 | 408.4139 | 0.4014 | 430.7819 | 3.2785 | 403.02 | 0.052495 | 409.0386 | -0.0083512 | 431.3778 | 0.084735 | 403.02 | 0.0073161 | 408.4139 | 0.13942 | 403.02 | 0.014107 | 408.4139 | 0.0082694 | 430.7819 | 0.00053051 | 430.7819 | 0.00065789 | 408.4139 | -0.086502 | 409.0386 | -0.0082919 | 409.0386 | -0.007533 | 408.4139 | -0.014116 | 654.9496 | 0.022425 | 408.4139 | 0 | 408.4139 | -0.025719 | 654.1646 | 0 | 408.4139 | -0.068568 | 656.8641 | 0.00012395 | 654.9496 | 0.018472 | 656.8641 | 6.2034e-05 | 868.5704 | 0.0027565 | 1121.4208 | 0.015221 | 1012.0423 | 0.012802 | 1051.4416 | 0 | 1050.7911 | 0 | 408.414 | 0.0025863 | 409.0386 | 0.020919 | 408.4139 | 0.072861 | 408.4139 | 0.2264 | 408.4139 | 0.26781 | 406.1918 | 0.0043451
| 252.243 | 0.005099 |  |  | 252.243 | 0.01864 | 252.2429 | 0 | 431.4907 | 0.018558 | 408.632 | 1.3299 | 403.2383 | 0.47436 | 431.4907 | 0.026437 | 408.632 | 4.2359 | 408.632 | 7.7059 | 409.2567 | 28.508 | 408.632 | 72.9954 | 408.632 | 8.3213 | 408.632 | 0.68019 | 430.896 | 3.3724 | 403.24 | -0.027548 | 409.2567 | 0.014413 | 431.4907 | 0.090691 | 403.24 | 0.0084033 | 408.632 | 0.15958 | 403.24 | 0.01096 | 408.632 | 0.006646 | 430.896 | 0.00044628 | 430.896 | 0.00054478 | 408.632 | 0.037177 | 409.2567 | 0.0071539 | 409.2567 | 0.0026725 | 408.632 | 0.011187 | 655.1109 | 0.019542 | 408.632 | 0 | 408.632 | -0.012913 | 654.3261 | 0.0018258 | 408.632 | 0.050054 | 657.0254 | 0.00035101 | 655.1109 | 0.018253 | 657.0254 | 6.02e-05 | 868.6454 | 0.0028623 | 1121.4824 | 0.015293 | 1012.0548 | 0.012786 | 1051.4957 | 0 | 1050.8452 | 0 | 408.632 | 0.0032536 | 409.2567 | 0.029029 | 408.632 | 0.1277 | 408.632 | 0.29956 | 408.632 | 0.33641 | 406.4096 | 0.0057112
| 252.3168 | -0.0026445 |  |  | 252.3168 | 0.018215 | 252.3168 | 0 | 431.6035 | 0 | 408.8502 | 1.254 | 403.4568 | 0.43293 | 431.6035 | 0 | 408.8502 | 3.7846 | 408.8502 | 7.3922 | 409.4749 | 27.5309 | 408.8502 | 70.0756 | 408.8502 | 8.5405 | 408.8502 | 0.3804 | 431.0101 | 3.4637 | 403.46 | -0.011954 | 409.4749 | -0.014086 | 431.6035 | 0.090691 | 403.46 | -0.005187 | 408.8502 | 0.13327 | 403.46 | -0.00513 | 408.8502 | -0.015169 | 431.0101 | 0.00091238 | 431.0101 | 0.00097285 | 408.8502 | -0.041226 | 409.4749 | -0.014792 | 409.4749 | -0.0078514 | 408.8502 | -0.025859 | 655.2722 | 0.022265 | 408.8502 | 0 | 408.8502 | -0.013838 | 654.4877 | 0 | 408.8502 | -0.060366 | 657.1867 | 9.6528e-05 | 655.2722 | 0.020111 | 657.1867 | 6.6799e-05 | 868.7205 | 0.0027155 | 1121.5439 | 0.01537 | 1012.0674 | 0.01277 | 1051.5499 | 0 | 1050.8994 | 0 | 408.85 | 0.0027053 | 409.4749 | 0.014496 | 408.8502 | 0.087284 | 408.8502 | 0.24698 | 408.8502 | 0.2693 | 406.6275 | 0.0042791
| 252.3907 | 0.0044626 |  |  | 252.3907 | 0.0076747 | 252.3907 | 0 | 431.7163 | 0.018558 | 409.0684 | 1.2634 | 403.6753 | 0.46917 | 431.7163 | 0.025362 | 409.0684 | 4.0985 | 409.0684 | 7.2908 | 409.6931 | 26.9846 | 409.0684 | 68.0534 | 409.0684 | 8.9415 | 409.0684 | 0.75241 | 431.1242 | 3.5153 | 403.68 | 0.12318 | 409.6931 | 0.017438 | 431.7163 | 0.10312 | 403.68 | 0.0026954 | 409.0684 | 0.16734 | 403.68 | 0.00011659 | 409.0684 | 0.0055806 | 431.1242 | 0.00047563 | 431.1242 | 0.00043606 | 409.0684 | 0.025396 | 409.6931 | 0.0064024 | 409.6931 | 0.0037834 | 409.0684 | 0.025984 | 655.4336 | 0.025362 | 409.0684 | 0 | 409.0684 | 0.037576 | 654.6493 | 0.0018258 | 409.0684 | 0.030196 | 657.348 | 0.00033017 | 655.4336 | 0.018144 | 657.348 | 5.7475e-05 | 868.7957 | 0.0023542 | 1121.6056 | 0.015447 | 1012.0799 | 0.012754 | 1051.6041 | 0 | 1050.9535 | 0 | 409.068 | 0.0016337 | 409.6931 | 0.029396 | 409.0684 | 0.1301 | 409.0684 | 0.31999 | 409.0684 | 0.33812 | 406.8453 | 0.0056273
| 252.4646 | -0.0024462 |  |  | 252.4646 | 0.019393 | 252.4646 | 0 | 431.8291 | 0 | 409.2866 | 1.2527 | 403.8939 | 0.43253 | 431.8291 | 0 | 409.2866 | 3.4601 | 409.2865 | 7.1238 | 409.9113 | 26.2977 | 409.2866 | 66.0783 | 409.2865 | 9.2034 | 409.2865 | 0.37536 | 431.2384 | 3.6066 | 403.89 | -0.084723 | 409.9113 | -0.01632 | 431.8291 | 0.091213 | 403.89 | -0.0043715 | 409.2866 | 0.13118 | 403.89 | 0.0022152 | 409.2865 | -0.010755 | 431.2384 | 0.00096193 | 431.2384 | 0.00091089 | 409.2865 | -0.12294 | 409.9113 | -0.012909 | 409.9113 | -0.011751 | 409.2865 | -0.033355 | 655.5949 | 0.01746 | 409.2866 | 0 | 409.2866 | -0.030631 | 654.8109 | 0 | 409.2866 | -0.069494 | 657.5094 | 0.00018318 | 655.5949 | 0.019893 | 657.5094 | 6.6451e-05 | 868.8708 | 0.0017611 | 1121.6672 | 0.015524 | 1012.0925 | 0.012738 | 1051.6583 | 0 | 1051.0076 | 0 | 409.287 | 0.0015202 | 409.9113 | 0.018607 | 409.2865 | 0.084429 | 409.2865 | 0.28333 | 409.2865 | 0.29465 | 407.0632 | 0.0047634
| 252.5385 | 0.0053056 |  |  | 252.5385 | 0.010541 | 252.5385 | 0 | 431.9419 | 0.022482 | 409.5048 | 1.2653 | 404.1124 | 0.45203 | 431.9419 | 0.032455 | 409.5048 | 3.7947 | 409.5048 | 6.9433 | 410.1295 | 25.9851 | 409.5048 | 63.9521 | 409.5048 | 9.7231 | 409.5048 | 0.78096 | 431.3525 | 3.6568 | 404.11 | 0.077446 | 410.1295 | 0.010049 | 431.9419 | 0.10971 | 404.11 | -0.015787 | 409.5048 | 0.17033 | 404.11 | -0.00513 | 409.5048 | 0.013292 | 431.3525 | 0.00049621 | 431.3525 | 0.00048243 | 409.5048 | 0.044539 | 410.1295 | 0.0094811 | 410.1295 | 0.0041041 | 409.5048 | -0.0057344 | 655.7563 | 0.024401 | 409.5048 | 0 | 409.5048 | 0.029665 | 654.9725 | 0.0018258 | 409.5048 | 0.044492 | 657.6707 | 0.00029288 | 655.7563 | 0.0188 | 657.6707 | 6.0067e-05 | 868.9459 | 0.0020249 | 1121.7289 | 0.015606 | 1012.105 | 0.012722 | 1051.7125 | 0 | 1051.0617 | 0 | 409.505 | 0.0037686 | 410.1295 | 0.031525 | 409.5048 | 0.12905 | 409.5048 | 0.3299 | 409.5048 | 0.33982 | 407.2811 | 0.0042575
| 252.6124 | -0.001876 |  |  | 252.6124 | 0.0060354 | 252.6124 | 0 | 432.0547 | 0 | 409.723 | 1.2239 | 404.331 | 0.3834 | 432.0547 | 0 | 409.723 | 3.1794 | 409.723 | 6.6681 | 410.3478 | 25.1224 | 409.723 | 61.1819 | 409.723 | 9.763 | 409.723 | 0.5156 | 431.4666 | 3.7492 | 404.33 | 0.019232 | 410.3478 | -0.014419 | 432.0547 | 0.093094 | 404.33 | -0.010351 | 409.723 | 0.15406 | 404.33 | -0.023318 | 409.723 | -0.011364 | 431.4666 | 0.00095469 | 431.4666 | 0.00094967 | 409.723 | -0.084661 | 410.3478 | -0.011791 | 410.3478 | -0.0040869 | 409.723 | 0.0017679 | 655.9176 | 0.022906 | 409.723 | 0 | 409.723 | 0.016167 | 655.1341 | 0 | 409.723 | -0.10336 | 657.8321 | 0.00023474 | 655.9176 | 0.020767 | 657.8321 | 6.1137e-05 | 869.0211 | 0.0023817 | 1121.7905 | 0.015682 | 1012.1176 | 0.012706 | 1051.7667 | 0 | 1051.1158 | 0 | 409.723 | 0.0019162 | 410.3478 | 0.022203 | 409.723 | 0.090589 | 409.723 | 0.30767 | 409.723 | 0.32768 | 407.499 | 0.0042551
| 252.6863 | 0.0054213 |  |  | 252.6863 | 0.023656 | 252.6863 | 0 | 432.1676 | 0.012938 | 409.9412 | 1.1989 | 404.5495 | 0.40976 | 432.1676 | 0.014535 | 409.9412 | 3.6251 | 409.9412 | 6.5774 | 410.566 | 24.5476 | 409.9412 | 59.6995 | 409.9412 | 10.1503 | 409.9412 | 0.80363 | 431.5808 | 3.7956 | 404.55 | -0.034825 | 410.566 | 0.0053062 | 432.1676 | 0.10908 | 404.55 | 0.0016082 | 409.9412 | 0.16043 | 404.55 | -0.0054798 | 409.9412 | 0.0076099 | 431.5808 | 0.00046839 | 431.5808 | 0.00047483 | 409.9412 | 0.032556 | 410.566 | 0.0074374 | 410.566 | 0.0023769 | 409.9412 | 0.021737 | 656.079 | 0.025736 | 409.9412 | 0 | 409.9412 | 0.023219 | 655.2957 | 0.0018258 | 409.9412 | 0.035792 | 657.9934 | 0.00022048 | 656.079 | 0.019237 | 657.9934 | 5.8851e-05 | 869.0962 | 0.0020813 | 1121.852 | 0.015764 | 1012.1301 | 0.01269 | 1051.8209 | 0 | 1051.1699 | 0 | 409.941 | 0.0025143 | 410.566 | 0.025726 | 409.9412 | 0.14332 | 409.9412 | 0.36296 | 409.9412 | 0.41034 | 407.7169 | 0.0050218
| 252.7602 | -0.0009917 |  |  | 252.7602 | 0.01626 | 252.7602 | 0 | 432.2804 | 0 | 410.1595 | 1.1938 | 404.7681 | 0.35582 | 432.2804 | 0 | 410.1595 | 3.0809 | 410.1595 | 6.3784 | 410.7843 | 24.1164 | 410.1595 | 58.1105 | 410.1595 | 10.6679 | 410.1595 | 0.58362 | 431.6949 | 3.8977 | 404.77 | -0.030666 | 410.7843 | -0.011669 | 432.2804 | 0.11326 | 404.77 | -0.0046433 | 410.1595 | 0.14993 | 404.77 | -0.0040807 | 410.1595 | -0.011618 | 431.6949 | 0.00094592 | 431.6949 | 0.00080937 | 410.1595 | -0.075459 | 410.7843 | -0.009318 | 410.7843 | -0.0080928 | 410.1595 | 0.013492 | 656.2403 | 0.014149 | 410.1595 | 0 | 410.1595 | -0.044959 | 655.4573 | 0 | 410.1595 | -0.062432 | 658.1548 | 0.00020293 | 656.2403 | 0.019565 | 658.1548 | 6.689e-05 | 869.1714 | 0.0019551 | 1121.9137 | 0.015846 | 1012.1426 | 0.012674 | 1051.8751 | 0 | 1051.2241 | 0 | 410.159 | 0.0015866 | 410.7843 | 0.021689 | 410.1595 | 0.096748 | 410.1595 | 0.24788 | 410.1595 | 0.36283 | 407.9349 | 0.004918
| 252.8341 | 0.0053717 |  |  | 252.8341 | 0.022806 | 252.8341 | 0 | 432.3932 | 0.0080204 | 410.3777 | 1.255 | 404.9867 | 0.40964 | 432.3932 | 0.021244 | 410.3777 | 3.4677 | 410.3777 | 6.371 | 411.0026 | 23.8186 | 410.3777 | 56.8658 | 410.3777 | 11.3089 | 410.3777 | 0.82211 | 431.8091 | 3.9389 | 404.99 | 0.010915 | 411.0026 | 0.015309 | 432.3932 | 0.1002 | 404.99 | 0.013295 | 410.3777 | 0.17221 | 404.99 | -0.014924 | 410.3777 | 0.014459 | 431.8091 | 0.0004783 | 431.8091 | 0.00033454 | 410.3777 | 0.073619 | 411.0026 | 0.015564 | 411.0026 | 0.0065932 | 410.3777 | 0.028108 | 656.4017 | 0.020396 | 410.3777 | 0 | 410.3777 | 0.014618 | 655.6189 | 0.0013044 | 410.3777 | 0.067342 | 658.3162 | 0.00023913 | 656.4017 | 0.01869 | 658.3162 | 6.3512e-05 | 869.2466 | 0.0025994 | 1121.9753 | 0.015928 | 1012.1552 | 0.012658 | 1051.9293 | 0 | 1051.2782 | 0 | 410.378 | 0.0028604 | 411.0026 | 0.037433 | 410.3777 | 0.14647 | 410.3777 | 0.43627 | 410.3777 | 0.41929 | 408.1528 | 0.0049531
| 252.908 | -0.001876 |  |  | 252.908 | 0.012775 | 252.908 | 0 | 432.506 | 0 | 410.596 | 1.1798 | 405.2053 | 0.36544 | 432.506 | 0 | 410.596 | 2.9491 | 410.596 | 6.1763 | 411.2208 | 23.4076 | 410.596 | 55.251 | 410.596 | 11.6472 | 410.596 | 0.69447 | 431.9232 | 4.0238 | 405.21 | -0.080564 | 411.2208 | -0.0082966 | 432.506 | 0.10762 | 405.21 | -0.011167 | 410.596 | 0.16276 | 405.21 | 0.0085112 | 410.596 | -0.0099943 | 431.9232 | 0.0010008 | 431.9232 | 0.00083296 | 410.596 | -0.037545 | 411.2208 | -0.010433 | 411.2208 | -0.0046821 | 410.596 | -0.039726 | 656.5631 | 0.037376 | 410.596 | 0 | 410.596 | 0.0076038 | 655.7805 | 0 | 410.596 | -0.076317 | 658.4776 | 0.00027862 | 656.5631 | 0.020439 | 658.4776 | 7.105e-05 | 869.3218 | 0.0029408 | 1122.0371 | 0.01601 | 1012.1677 | 0.012642 | 1051.9835 | 0 | 1051.3324 | 0 | 410.596 | 0.0024312 | 411.2208 | 0.02602 | 410.596 | 0.10681 | 410.596 | 0.36536 | 410.596 | 0.39607 | 408.3708 | 0.0046816
| 252.982 | 0.0033718 |  |  | 252.982 | 0.014147 | 252.982 | 0 | 432.6189 | 0.019941 | 410.8143 | 1.1635 | 405.4239 | 0.40032 | 432.6189 | 0.048145 | 410.8143 | 3.2058 | 410.8143 | 6.0212 | 411.4391 | 22.8949 | 410.8143 | 53.6069 | 410.8143 | 12.2113 | 410.8143 | 0.96822 | 432.0374 | 4.05 | 405.42 | -0.032746 | 411.4392 | 0.005953 | 432.6189 | 0.10636 | 405.42 | -0.010623 | 410.8143 | 0.1749 | 405.42 | 0.0046636 | 410.8143 | 0.006646 | 432.0374 | 0.00053165 | 432.0374 | 0.00049801 | 410.8143 | 0.017577 | 411.4392 | 0.0026626 | 411.4392 | -0.005595 | 410.8143 | 0.031231 | 656.7245 | 0.022425 | 410.8143 | 0 | 410.8143 | 0.026161 | 655.9421 | 0.0013044 | 410.8143 | 0.043742 | 658.639 | 0.0001788 | 656.7245 | 0.019237 | 658.639 | 7.2176e-05 | 869.397 | 0.0020898 | 1122.0988 | 0.016092 | 1012.1803 | 0.012626 | 1052.0377 | 0 | 1051.3865 | 0 | 410.814 | 0.0032785 | 411.4391 | 0.023084 | 410.8143 | 0.14542 | 410.8143 | 0.43822 | 410.8143 | 0.45167 | 408.5887 | 0.004811
| 253.0559 | 0.00046638 |  |  | 253.0559 | 0.010018 | 253.0559 | 0 | 432.7317 | 0 | 411.0326 | 1.1919 | 405.6426 | 0.35259 | 432.7317 | 0 | 411.0326 | 2.5851 | 411.0326 | 5.7881 | 411.6575 | 22.3031 | 411.0326 | 51.1082 | 411.0326 | 12.582 | 411.0326 | 0.68019 | 432.1516 | 4.1462 | 405.64 | -0.00051979 | 411.6575 | -0.0063127 | 432.7317 | 0.12444 | 405.64 | 0.022265 | 411.0326 | 0.16622 | 405.64 | -0.021219 | 411.0326 | -0.0053776 | 432.1516 | 0.0010141 | 432.1516 | 0.00083296 | 411.0326 | -0.093864 | 411.6575 | -0.016431 | 411.6575 | -0.0069792 | 411.0326 | 0.0045297 | 656.8859 | 0.019329 | 411.0326 | 0 | 411.0326 | -0.045696 | 656.1037 | 0 | 411.0326 | -0.034985 | 658.8003 | 0.00031591 | 656.8859 | 0.020111 | 658.8003 | 7.1604e-05 | 869.4722 | 0.0021834 | 1122.1604 | 0.016179 | 1012.1928 | 0.012609 | 1052.0919 | 0 | 1051.4407 | 0 | 411.033 | 0.0020186 | 411.6575 | 0.027047 | 411.0326 | 0.12424 | 411.0326 | 0.37497 | 411.0326 | 0.43932 | 408.8067 | 0.0043073
| 253.1298 | 0.0051816 |  |  | 253.1298 | 0.0149 | 253.1298 | 0 | 432.8445 | 0.010831 | 411.2509 | 1.249 | 405.8612 | 0.34098 | 432.8445 | 0.029446 | 411.2509 | 3.0762 | 411.2509 | 5.7429 | 411.8758 | 22.0887 | 411.2509 | 50.2285 | 411.2509 | 13.477 | 411.2509 | 1.1194 | 432.2657 | 4.1997 | 405.86 | 0.026508 | 411.8758 | 0.02169 | 432.8445 | 0.096019 | 405.86 | 0.0037826 | 411.2509 | 0.20512 | 405.86 | 0.020404 | 411.2509 | 0.0088782 | 432.2657 | 0.00049164 | 432.2657 | 0.00033454 | 411.2509 | 0.053005 | 411.8758 | 0.013814 | 411.8758 | 0.0026418 | 411.2509 | 0.026484 | 657.0472 | 0.026216 | 411.2509 | 0 | 411.2509 | 0.025426 | 656.2654 | 0.0013044 | 411.2509 | 0.054678 | 658.9618 | 0.00012614 | 657.0472 | 0.017707 | 658.9618 | 6.7549e-05 | 869.5474 | 0.0023432 | 1122.2221 | 0.016266 | 1012.2054 | 0.012593 | 1052.1461 | 0 | 1051.4949 | 0 | 411.251 | 0.0042172 | 411.8758 | 0.04525 | 411.2509 | 0.18508 | 411.2509 | 0.46812 | 411.2509 | 0.52539 | 409.0247 | 0.0049242
| 253.2037 | -0.0011074 |  |  | 253.2037 | 0.012884 | 253.2037 | 0 | 432.9573 | 0 | 411.4693 | 1.1307 | 406.0799 | 0.32443 | 432.9573 | 0 | 411.4693 | 2.6632 | 411.4692 | 5.5615 | 412.0942 | 21.52 | 411.4693 | 48.6472 | 411.4692 | 13.8659 | 411.4692 | 0.79524 | 432.3799 | 4.3183 | 406.08 | -0.033785 | 412.0942 | -0.0059151 | 432.9573 | 0.11796 | 406.08 | -0.006546 | 411.4693 | 0.20616 | 406.08 | -0.010377 | 411.4692 | -0.0038824 | 432.3799 | 0.0009261 | 432.3799 | 0.00071625 | 411.4692 | -0.059631 | 412.0942 | -0.0044889 | 412.0942 | -0.0051576 | 411.4692 | 0.020487 | 657.2087 | 0.015751 | 411.4693 | 0 | 411.4693 | -0.0049768 | 656.427 | 0 | 411.4693 | -0.089201 | 659.1232 | 0.00028191 | 657.2087 | 0.019018 | 659.1232 | 7.0498e-05 | 869.6227 | 0.0017154 | 1122.2838 | 0.016353 | 1012.2179 | 0.012577 | 1052.2004 | 0 | 1051.549 | 0 | 411.469 | 0.0020131 | 412.0942 | 0.023451 | 411.4692 | 0.14242 | 411.4692 | 0.4549 | 411.4692 | 0.4619 | 409.2427 | 0.0042559
| 253.2777 | 0.0036114 |  |  | 253.2777 | 0.015884 | 253.2777 | 0 | 433.0701 | 0.0080204 | 411.6876 | 1.137 | 406.2986 | 0.33842 | 433.0701 | 0.04836 | 411.6876 | 2.9784 | 411.6876 | 5.3897 | 412.3125 | 21.0835 | 411.6876 | 46.9851 | 411.6876 | 14.4463 | 411.6876 | 1.0992 | 432.4941 | 4.3853 | 406.3 | 0.011954 | 412.3125 | -0.00088682 | 433.0701 | 0.11859 | 406.3 | -0.0089922 | 411.6876 | 0.20427 | 406.3 | -0.0019821 | 411.6876 | -0.010806 | 432.4941 | 0.00044476 | 432.4941 | 0.0003813 | 411.6876 | -0.0037491 | 412.3125 | -0.0021374 | 412.3125 | 0.0010855 | 411.6876 | -0.0048479 | 657.3701 | 0.028245 | 411.6876 | 0 | 411.6876 | 0.054155 | 656.5887 | 0.0013044 | 411.6876 | 0.022047 | 659.2846 | 0.00023474 | 657.3701 | 0.01716 | 659.2846 | 6.6477e-05 | 869.6979 | 0.0017274 | 1122.3455 | 0.01644 | 1012.2305 | 0.01256 | 1052.2546 | 0 | 1051.6031 | 0 | 411.688 | 0.0027856 | 412.3125 | 0.031341 | 411.6876 | 0.17667 | 411.6876 | 0.51123 | 411.6876 | 0.56246 | 409.4607 | 0.0056116
| 253.3516 | -0.00072922 |  |  | 253.3516 | 0.0072133 | 253.3516 | 0 | 433.183 | 0 | 411.906 | 1.1376 | 406.5173 | 0.3106 | 433.183 | 0 | 411.906 | 2.3827 | 411.906 | 5.1204 | 412.5309 | 20.3398 | 411.906 | 44.6788 | 411.906 | 14.7709 | 411.906 | 0.97242 | 432.6083 | 4.5054 | 406.52 | -0.025469 | 412.5309 | -0.013365 | 433.183 | 0.098423 | 406.52 | -0.016331 | 411.906 | 0.18941 | 406.52 | -0.0026815 | 411.906 | -0.0070518 | 432.6083 | 0.00091124 | 432.6083 | 0.0009029 | 411.906 | -0.080612 | 412.5309 | -0.0064123 | 412.5309 | -0.0085308 | 411.906 | -0.02486 | 657.5315 | 0.019329 | 411.906 | 0 | 411.906 | -0.014768 | 656.7503 | 0 | 411.906 | -0.037099 | 659.446 | 0.00018209 | 657.5315 | 0.018909 | 659.446 | 6.7512e-05 | 869.7732 | 0.0024003 | 1122.4071 | 0.016527 | 1012.243 | 0.012544 | 1052.3088 | 0 | 1051.6573 | 0 | 411.906 | 0.0022983 | 412.5309 | 0.032259 | 411.906 | 0.1289 | 411.906 | 0.48164 | 411.906 | 0.52113 | 409.6788 | 0.0040476
| 253.4255 | 0.004099 |  |  | 253.4255 | 0.0076747 | 253.4256 | 0 | 433.2958 | 0.045551 | 412.1244 | 1.1193 | 406.736 | 0.31179 | 433.2958 | 0.03396 | 412.1244 | 2.7942 | 412.1243 | 5.0592 | 412.7493 | 20.1704 | 412.1244 | 43.7626 | 412.1243 | 15.5608 | 412.1243 | 1.2327 | 432.7225 | 4.5604 | 406.74 | 0.031706 | 412.7493 | 0.0038095 | 433.2958 | 0.12005 | 406.74 | -0.014972 | 412.1244 | 0.22737 | 406.74 | -0.0040807 | 412.1243 | 0.00092517 | 432.7225 | 0.00046762 | 432.7225 | 0.0005216 | 412.1243 | 0.07914 | 412.7493 | 0.0075159 | 412.7493 | 0.0011791 | 412.1243 | 0.013867 | 657.6929 | 0.023547 | 412.1244 | 0 | 412.1244 | 0.016168 | 656.912 | 0.0018258 | 412.1244 | 0.058131 | 659.6075 | 0.00031262 | 657.6929 | 0.017707 | 659.6075 | 6.6546e-05 | 869.8485 | 0.0023435 | 1122.4689 | 0.01662 | 1012.2556 | 0.012527 | 1052.3632 | 0 | 1051.7115 | 0 | 412.124 | 0.002578 | 412.7493 | 0.033947 | 412.1243 | 0.17096 | 412.1243 | 0.53722 | 412.1243 | 0.58654 | 409.8968 | 0.0047987
| 253.4995 | -0.0006577 |  |  | 253.4995 | 0.011099 | 253.4995 | 0 | 433.4086 | 0 | 412.3427 | 1.1595 | 406.9547 | 0.29179 | 433.4086 | 0 | 412.3427 | 2.1558 | 412.3428 | 4.7986 | 412.9677 | 19.8139 | 412.3427 | 42.155 | 412.3428 | 16.1736 | 412.3428 | 1.0245 | 432.8367 | 4.6625 | 406.95 | -0.0025989 | 412.9677 | -0.013488 | 433.4086 | 0.090691 | 406.95 | 0.0010646 | 412.3427 | 0.21095 | 406.95 | 0.018654 | 412.3428 | -0.011161 | 432.8367 | 0.00087999 | 432.8367 | 0.0010432 | 412.3428 | -0.031478 | 412.9677 | -0.014336 | 412.9677 | -0.0066754 | 412.3428 | 0.0045911 | 657.8543 | 0.024241 | 412.3427 | 0 | 412.3427 | 0.0026401 | 657.0737 | 0 | 412.3427 | -0.016539 | 659.7689 | 0.00015686 | 657.8543 | 0.019127 | 659.7689 | 7.1744e-05 | 869.9237 | 0.0025682 | 1122.5305 | 0.016707 | 1012.2681 | 0.01251 | 1052.4174 | 0 | 1051.7658 | 0 | 412.343 | 0.002517 | 412.9677 | 0.037837 | 412.3428 | 0.15173 | 412.3428 | 0.50612 | 412.3428 | 0.53285 | 410.1149 | 0.0039035
| 253.5735 | 0.0050907 |  |  | 253.5735 | 0.024603 | 253.5735 | 0 | 433.5215 | 0.019261 | 412.5612 | 1.1209 | 407.1735 | 0.31149 | 433.5215 | 0.041053 | 412.5612 | 2.5107 | 412.5612 | 4.6684 | 413.1861 | 19.2236 | 412.5612 | 40.4953 | 412.5612 | 16.7369 | 412.5612 | 1.3302 | 432.9509 | 4.7194 | 407.17 | -0.064972 | 413.1861 | 0.0084063 | 433.5215 | 0.12151 | 407.17 | 0.017101 | 412.5612 | 0.22161 | 407.17 | 0.0011659 | 412.5612 | 0.0081679 | 432.9509 | 0.00041351 | 432.9509 | 0.00052919 | 412.5612 | 0.036559 | 413.1861 | 0.0035659 | 413.1861 | 3.5648e-05 | 412.5612 | 0.024985 | 658.0158 | 0.021945 | 412.5612 | 0 | 412.5612 | -0.066989 | 657.2353 | 0.00078262 | 412.5612 | 0.039754 | 659.9304 | 0.0002841 | 658.0158 | 0.017597 | 659.9304 | 6.3737e-05 | 869.999 | 0.0024549 | 1122.5923 | 0.016799 | 1012.2806 | 0.012493 | 1052.4717 | 0 | 1051.82 | 0 | 412.561 | 0.0024478 | 413.1861 | 0.04125 | 412.5612 | 0.18749 | 412.5612 | 0.57192 | 412.5612 | 0.65706 | 410.333 | 0.0053846
| 253.6474 | -7.0567e-06 |  |  | 253.6474 | 0.019175 | 253.6474 | 0 | 433.6343 | 0 | 412.7796 | 1.0629 | 407.3922 | 0.28842 | 433.6343 | 0 | 412.7796 | 2.0213 | 412.7796 | 4.3903 | 413.4045 | 18.5352 | 412.7796 | 38.6518 | 412.7796 | 17.3317 | 412.7796 | 1.1236 | 433.0651 | 4.8279 | 407.39 | -0.042101 | 413.4045 | -0.008495 | 433.6343 | 0.10312 | 407.39 | 0.010306 | 412.7796 | 0.22783 | 407.39 | -0.0040807 | 412.7796 | -0.0061386 | 433.0651 | 0.00092001 | 433.0651 | 0.0010276 | 412.7796 | -0.053373 | 413.4045 | -0.013828 | 413.4045 | -0.006917 | 412.7796 | -0.012742 | 658.1772 | 0.019916 | 412.7796 | 0 | 412.7796 | -0.018104 | 657.397 | 0 | 412.7796 | -0.075015 | 660.0918 | 0.00019744 | 658.1772 | 0.019127 | 660.0918 | 6.7536e-05 | 870.0743 | 0.0019007 | 1122.6541 | 0.016891 | 1012.2932 | 0.012476 | 1052.5259 | 0 | 1051.8742 | 0 | 412.78 | 0.0010688 | 413.4045 | 0.033066 | 412.7796 | 0.17742 | 412.7796 | 0.54849 | 412.7796 | 0.58164 | 410.5511 | 0.0042057
| 253.7214 | 0.0057188 |  |  | 253.7214 | 0.01756 | 253.7214 | 0 | 433.7471 | 0 | 412.998 | 1.092 | 407.611 | 0.31104 | 433.7471 | 0.054808 | 412.998 | 2.4958 | 412.998 | 4.3268 | 413.623 | 18.4094 | 412.998 | 37.9138 | 412.998 | 18.323 | 412.998 | 1.4074 | 433.1793 | 4.8751 | 407.61 | 0.054577 | 413.623 | 0.0091196 | 433.7471 | 0.10793 | 407.61 | 0.0092188 | 412.998 | 0.25026 | 407.61 | -0.0040807 | 412.998 | -0.0081679 | 433.1793 | 0.0005065 | 433.1793 | 0.00050601 | 412.998 | 0.04049 | 413.623 | -0.001605 | 413.623 | -0.00074137 | 412.998 | 0.0067212 | 658.3387 | 0.021945 | 412.998 | 0 | 412.998 | 0.0036337 | 657.5587 | 0.0018258 | 412.998 | 0.024253 | 660.2533 | 0.000249 | 658.3387 | 0.018253 | 660.2533 | 6.3758e-05 | 870.1497 | 0.0013224 | 1122.7157 | 0.016988 | 1012.3058 | 0.012459 | 1052.5802 | 0 | 1051.9283 | 0 | 412.998 | 0.0019522 | 413.623 | 0.045727 | 412.998 | 0.19244 | 412.998 | 0.60693 | 412.998 | 0.66153 | 410.7692 | 0.0050151
| 253.7953 | 0.00083468 |  |  | 253.7953 | 0.018725 | 253.7953 | 0 | 433.8599 | 0 | 413.2165 | 1.082 | 407.8298 | 0.26765 | 433.8599 | 0 | 413.2165 | 2.0571 | 413.2165 | 4.1517 | 413.8414 | 17.8839 | 413.2165 | 36.4766 | 413.2165 | 18.7153 | 413.2165 | 1.3856 | 433.2935 | 4.9746 | 407.83 | -0.10967 | 413.8414 | 0.0014978 | 433.8599 | 0.10459 | 407.83 | -0.0147 | 413.2165 | 0.24458 | 407.83 | -0.02087 | 413.2165 | -0.0027795 | 433.2935 | 0.00095012 | 433.2935 | 0.00079778 | 413.2165 | -0.040858 | 413.8414 | -0.0030231 | 413.8414 | -0.0030462 | 413.2165 | -0.032855 | 658.5001 | 0.014844 | 413.2165 | 0 | 413.2165 | -0.034821 | 657.7204 | 0 | 413.2165 | -0.019622 | 660.4148 | 0.00022706 | 658.5001 | 0.020439 | 660.4148 | 6.501e-05 | 870.225 | 0.0015004 | 1122.7775 | 0.017081 | 1012.3183 | 0.012442 | 1052.6345 | 0 | 1051.9825 | 0 | 413.216 | 0.0019466 | 413.8414 | 0.045287 | 413.2165 | 0.16991 | 413.2165 | 0.57854 | 413.2165 | 0.62403 | 410.9873 | 0.0037179
| 253.8693 | 0.0049337 |  |  | 253.8693 | 0.012411 | 253.8693 | 0 | 433.9728 | 0.0083718 | 413.435 | 1.1157 | 408.0486 | 0.28517 | 433.9728 | 0.013417 | 413.435 | 2.3608 | 413.435 | 4.0584 | 414.0599 | 17.6361 | 413.435 | 35.7043 | 413.435 | 19.6758 | 413.435 | 1.5955 | 433.4077 | 5.0348 | 408.05 | -0.0088362 | 414.0599 | 0.020862 | 433.9728 | 0.12214 | 408.05 | 0.017373 | 413.435 | 0.27319 | 408.05 | 0.0050134 | 413.435 | 0.0096899 | 433.4077 | 0.00044361 | 433.4077 | 0.00029977 | 413.435 | 0.053373 | 414.0599 | 0.0083658 | 414.0599 | 0.0030861 | 413.435 | 0.032605 | 658.6616 | 0.025149 | 413.435 | 0 | 413.435 | 0.023653 | 657.8821 | 0.0018258 | 413.435 | 0.051653 | 660.5763 | 0.00022267 | 658.6616 | 0.019127 | 660.5763 | 6.0697e-05 | 870.3004 | 0.0013535 | 1122.8392 | 0.017178 | 1012.3309 | 0.012424 | 1052.6887 | 0 | 1052.0367 | 0 | 413.435 | 0.002409 | 414.0599 | 0.060921 | 413.435 | 0.2264 | 413.435 | 0.64584 | 413.435 | 0.7067 | 411.2054 | 0.0057956
| 253.9433 | -2.9412e-05 |  |  | 253.9433 | 0.015143 | 253.9433 | 0 | 434.0856 | 0 | 413.6534 | 0.98613 | 408.2674 | 0.24617 | 434.0856 | 0 | 413.6534 | 1.7961 | 413.6534 | 3.8209 | 414.2784 | 16.9136 | 413.6534 | 34.265 | 413.6534 | 20.022 | 413.6534 | 1.3923 | 433.522 | 5.149 | 408.27 | -0.0036384 | 414.2784 | -0.011574 | 434.0856 | 0.12747 | 408.27 | -0.01171 | 413.6534 | 0.2411 | 408.27 | -0.00093273 | 413.6534 | -0.0059357 | 433.522 | 0.00092191 | 433.522 | 0.00075102 | 413.6534 | -0.051165 | 414.2784 | -0.01423 | 414.2784 | -0.0074287 | 413.6534 | -0.0097957 | 658.823 | 0.022639 | 413.6534 | 0 | 413.6534 | -0.01081 | 658.0438 | 0 | 413.6534 | -0.03254 | 660.7378 | 0.00020512 | 658.823 | 0.021095 | 660.7378 | 6.4666e-05 | 870.3758 | 0.0015931 | 1122.901 | 0.01727 | 1012.3434 | 0.012406 | 1052.743 | 0 | 1052.0909 | 0 | 413.653 | 0.0021404 | 414.2784 | 0.036002 | 413.6534 | 0.17832 | 413.6534 | 0.62916 | 413.6534 | 0.67282 | 411.4236 | 0.0038289
| 254.0172 | 0.0076609 |  |  | 254.0172 | 0.011172 | 254.0172 | 0 | 434.1984 | 0 | 413.8719 | 1.0464 | 408.4862 | 0.28946 | 434.1984 | 0.043202 | 413.8719 | 2.2698 | 413.8719 | 3.7604 | 414.4969 | 16.6415 | 413.8719 | 33.4147 | 413.8719 | 20.9407 | 413.8719 | 1.7601 | 433.6362 | 5.2156 | 408.49 | 0.064972 | 414.4969 | -0.00048352 | 434.1984 | 0.11587 | 408.49 | -0.012254 | 413.8719 | 0.26682 | 408.49 | 0.01096 | 413.8719 | 0.011161 | 433.6362 | 0.00047982 | 433.6362 | 0.00045165 | 413.8719 | 0.035486 | 414.4969 | -0.0032041 | 414.4969 | -0.0051193 | 413.8719 | -0.0075391 | 658.9845 | 0.024668 | 413.8719 | 0 | 413.8719 | -0.0001967 | 658.2055 | 0.0013044 | 413.8719 | 0.042365 | 660.8993 | 0.00023913 | 658.9845 | 0.019127 | 660.8993 | 5.7502e-05 | 870.4512 | 0.0019946 | 1122.9628 | 0.017367 | 1012.356 | 0.012389 | 1052.7974 | 0 | 1052.1453 | 0 | 413.872 | 0.0033367 | 414.4969 | 0.048076 | 413.8719 | 0.22414 | 413.8719 | 0.70698 | 413.8719 | 0.76145 | 411.6417 | 0.0055692
| 254.0912 | 0.00030585 |  |  | 254.0912 | 0.0083669 | 254.0912 | 0 | 434.3113 | 0 | 414.0904 | 1.069 | 408.7051 | 0.24743 | 434.3113 | 0 | 414.0904 | 1.917 | 414.0904 | 3.6001 | 414.7154 | 16.2501 | 414.0904 | 32.574 | 414.0904 | 21.8519 | 414.0904 | 1.5989 | 433.7504 | 5.3364 | 408.71 | -0.073286 | 414.7154 | -0.00021761 | 434.3113 | 0.12329 | 408.71 | -0.0024689 | 414.0904 | 0.26403 | 408.71 | -0.021918 | 414.0904 | 0.0057328 | 433.7504 | 0.00095126 | 433.7504 | 0.001016 | 414.0904 | -0.066257 | 414.7154 | -0.0079086 | 414.7154 | -0.0045843 | 414.0904 | 0.014991 | 659.146 | 0.023066 | 414.0904 | 0 | 414.0904 | -0.0087284 | 658.3672 | 0 | 414.0904 | -0.031611 | 661.0608 | 0.00019086 | 659.146 | 0.020548 | 661.0608 | 5.9164e-05 | 870.5266 | 0.0017661 | 1123.0245 | 0.01747 | 1012.3685 | 0.012371 | 1052.8517 | 0 | 1052.1995 | 0 | 414.09 | 0.0028604 | 414.7154 | 0.053141 | 414.0904 | 0.20837 | 414.0904 | 0.69647 | 414.0904 | 0.76124 | 411.8599 | 0.0044297
| 254.1652 | 0.0056114 |  |  | 254.1652 | 0.01966 | 254.1652 | 0 | 434.4241 | 0.011884 | 414.309 | 1.0879 | 408.9239 | 0.26319 | 434.4241 | 0.036969 | 414.309 | 2.0961 | 414.309 | 3.5467 | 414.9339 | 16.0039 | 414.309 | 32.1246 | 414.309 | 22.6829 | 414.309 | 2.0154 | 433.8647 | 5.4262 | 408.92 | 0.030666 | 414.9339 | 0.0083393 | 434.4241 | 0.12716 | 408.92 | -0.010895 | 414.309 | 0.28894 | 408.92 | -0.011426 | 414.309 | 0.0061894 | 433.8647 | 0.00047296 | 433.8647 | 0.00056436 | 414.309 | 0.035634 | 414.9339 | 0.0021215 | 414.9339 | 0.002759 | 414.309 | -0.007997 | 659.3075 | 0.022425 | 414.309 | 0 | 414.309 | 0.032536 | 658.5289 | 0.0018258 | 414.309 | 0.053805 | 661.2223 | 0.000283 | 659.3075 | 0.019018 | 661.2223 | 5.3571e-05 | 870.602 | 0.0015082 | 1123.0863 | 0.017567 | 1012.3811 | 0.012353 | 1052.906 | 0 | 1052.2537 | 0 | 414.309 | 0.0028576 | 414.9339 | 0.060517 | 414.309 | 0.2596 | 414.309 | 0.76813 | 414.309 | 0.85882 | 412.0781 | 0.0059454
| 254.2392 | 0.0015537 |  |  | 254.2392 | 0.015884 | 254.2392 | 0 | 434.5369 | 0.0038701 | 414.5275 | 1.0526 | 409.1428 | 0.22764 | 434.5369 | 0 | 414.5275 | 1.5778 | 414.5275 | 3.3733 | 415.1525 | 15.373 | 414.5275 | 30.7919 | 414.5275 | 23.3031 | 414.5275 | 1.7416 | 433.9789 | 5.5557 | 409.14 | -0.053536 | 415.1525 | -0.0034709 | 434.5369 | 0.11556 | 409.14 | -0.022039 | 414.5275 | 0.26324 | 409.14 | -0.00023318 | 414.5275 | 0.0059357 | 433.9789 | 0.00094211 | 433.9789 | 0.001086 | 414.5275 | -0.039386 | 415.1525 | -0.011351 | 415.1525 | -0.0087668 | 414.5275 | -0.019488 | 659.469 | 0.01463 | 414.5275 | 0 | 414.5275 | -0.02159 | 658.6906 | 0 | 414.5275 | -0.059009 | 661.3838 | 0.00011737 | 659.469 | 0.02022 | 661.3838 | 5.6456e-05 | 870.6774 | 0.0013157 | 1123.1481 | 0.01767 | 1012.3936 | 0.012334 | 1052.9602 | 0 | 1052.308 | 0 | 414.528 | 0.0020685 | 415.1525 | 0.053471 | 414.5275 | 0.2276 | 414.5275 | 0.75971 | 414.5275 | 0.79171 | 412.2963 | 0.004973
| 254.3132 | 0.0083055 |  |  | 254.3132 | 0.019272 | 254.3132 | 0 | 434.6498 | 0 | 414.7461 | 1.0358 | 409.3617 | 0.2771 | 434.6498 | 0.026437 | 414.7461 | 1.818 | 414.7461 | 3.3299 | 415.371 | 15.2662 | 414.7461 | 30.3396 | 414.7461 | 23.9257 | 414.7461 | 2.0095 | 434.0932 | 5.623 | 409.36 | 0.049377 | 415.371 | 0.0070915 | 434.6498 | 0.11681 | 409.36 | 0.0094906 | 414.7461 | 0.28742 | 409.36 | -0.008278 | 414.7461 | -0.00098027 | 434.0932 | 0.00047029 | 434.0932 | 0.0005216 | 414.7461 | 0.043067 | 415.371 | 0.0054721 | 415.371 | 0.0030807 | 414.7461 | 0.033979 | 659.6305 | 0.019916 | 414.7461 | 0 | 414.7461 | 0.015651 | 658.8524 | 0.0013044 | 414.7461 | 0.062349 | 661.5453 | 0.00033346 | 659.6305 | 0.018362 | 661.5453 | 5.7793e-05 | 870.7529 | 0.0015365 | 1123.2098 | 0.017767 | 1012.4062 | 0.012316 | 1053.0145 | 0 | 1052.3622 | 0 | 414.746 | 0.0026416 | 415.371 | 0.063307 | 414.7461 | 0.25764 | 414.7461 | 0.81334 | 414.7461 | 0.88353 | 412.5145 | 0.0053671
| 254.3872 | 0.00027358 |  |  | 254.3872 | 0.018762 | 254.3872 | 0 | 434.7626 | 0 | 414.9647 | 0.98909 | 409.5806 | 0.22588 | 434.7626 | 0 | 414.9647 | 1.482 | 414.9647 | 3.1541 | 415.5896 | 14.8115 | 414.9647 | 29.7075 | 414.9647 | 25.059 | 414.9647 | 1.8945 | 434.2074 | 5.7327 | 409.58 | -0.079523 | 415.5896 | -0.021789 | 434.7626 | 0.10845 | 409.58 | -0.013613 | 414.9647 | 0.29159 | 409.58 | 0.013058 | 414.9647 | -0.0039477 | 434.2074 | 0.00094478 | 434.2074 | 0.00092648 | 414.9647 | -0.043067 | 415.5896 | -0.025194 | 415.5896 | -0.013709 | 414.9647 | -0.017614 | 659.792 | 0.017193 | 414.9647 | 0 | 414.9647 | -0.030576 | 659.0141 | 0 | 414.9647 | -0.069262 | 661.7069 | 0.00010311 | 659.792 | 0.019455 | 661.7069 | 6.7732e-05 | 870.8284 | 0.0017926 | 1123.2716 | 0.017869 | 1012.4188 | 0.012298 | 1053.0689 | 0 | 1052.4164 | 0 | 414.965 | 0.0017196 | 415.5896 | 0.050168 | 414.9647 | 0.24247 | 414.9647 | 0.82626 | 414.9647 | 0.85562 | 412.7327 | 0.003877
| 254.4612 | 0.0070163 |  |  | 254.4612 | 0.0082091 | 254.4612 | 0 | 434.8754 | 0.029716 | 415.1832 | 1.0654 | 409.7995 | 0.25123 | 434.8754 | 0.023428 | 415.1832 | 1.8329 | 415.1832 | 3.196 | 415.8082 | 14.6948 | 415.1832 | 29.6666 | 415.1832 | 26.3367 | 415.1832 | 2.2942 | 434.3217 | 5.7903 | 409.8 | 0.037943 | 415.8082 | 0.019326 | 434.8754 | 0.11681 | 409.8 | 0.0043263 | 415.1832 | 0.3263 | 409.8 | 0.017955 | 415.1832 | 0.011364 | 434.3217 | 0.00047448 | 434.3217 | 0.00040489 | 415.1832 | 0.035342 | 415.8082 | 0.0135 | 415.8082 | 0.0074537 | 415.1832 | 0.036353 | 659.9535 | 0.024508 | 415.1832 | 0 | 415.1832 | 0.014 | 659.1758 | 0.0018258 | 415.1832 | 0.035037 | 661.8684 | 0.00031372 | 659.9535 | 0.017707 | 661.8684 | 6.5106e-05 | 870.9038 | 0.0012532 | 1123.3334 | 0.017972 | 1012.4313 | 0.012279 | 1053.1233 | 0 | 1052.4707 | 0 | 415.183 | 0.0021626 | 415.8082 | 0.067784 | 415.1832 | 0.29595 | 415.1832 | 0.91941 | 415.1832 | 1.0101 | 412.9509 | 0.0054752
| 254.5352 | 0.0019338 |  |  | 254.5352 | 0.0086462 | 254.5352 | 0 | 434.9883 | 0 | 415.4018 | 1.0172 | 410.0184 | 0.22071 | 434.9883 | 0 | 415.4018 | 1.5802 | 415.4018 | 3.0249 | 416.0268 | 14.0307 | 415.4018 | 28.4114 | 415.4018 | 26.7896 | 415.4018 | 2.1691 | 434.4359 | 5.922 | 410.02 | 0.015073 | 416.0268 | -0.0060909 | 434.9883 | 0.12068 | 410.02 | -0.0032843 | 415.4018 | 0.28989 | 410.02 | 0.0053631 | 415.4018 | -0.0030531 | 434.4359 | 0.00092191 | 434.4359 | 0.00087972 | 415.4018 | -0.061103 | 416.0268 | -0.010275 | 416.0268 | -0.0077074 | 415.4018 | -0.052093 | 660.115 | 0.021945 | 415.4018 | 0 | 415.4018 | -0.028595 | 659.3376 | 0 | 415.4018 | 0.0019108 | 662.03 | 0.00016454 | 660.115 | 0.019565 | 662.03 | 7.427e-05 | 870.9793 | 0.0022423 | 1123.3953 | 0.018074 | 1012.4438 | 0.012261 | 1053.1776 | 0 | 1052.525 | 0 | 415.402 | 0.0025364 | 416.0268 | 0.057178 | 415.4018 | 0.26035 | 415.4018 | 0.86607 | 415.4018 | 0.94276 | 413.1692 | 0.0047565
| 254.6092 | 0.0062808 |  |  | 254.6092 | 0.01711 | 254.6092 | 0 | 435.1011 | 0.0052105 | 415.6205 | 1.0405 | 410.2374 | 0.24676 | 435.1011 | 0.017517 | 415.6205 | 1.8342 | 415.6205 | 2.941 | 416.2454 | 13.7749 | 415.6205 | 28.1079 | 415.6205 | 27.5272 | 415.6205 | 2.5007 | 434.5502 | 6.0069 | 410.24 | -0.019232 | 416.2454 | 0.0062239 | 435.1011 | 0.11556 | 410.24 | 0.010034 | 415.6205 | 0.32984 | 410.24 | 0.012009 | 415.6205 | 0.003523 | 434.5502 | 0.00045238 | 434.5502 | 0.00047483 | 415.6205 | 0.036011 | 416.2454 | -0.00017173 | 416.2454 | -0.00021865 | 415.6205 | 0.015241 | 660.2766 | 0.022799 | 415.6205 | 0 | 415.6205 | 0.0039216 | 659.4993 | 0.0018258 | 415.6205 | 0.040337 | 662.1915 | 0.00023254 | 660.2766 | 0.017597 | 662.1915 | 6.9703e-05 | 871.0548 | 0.0023676 | 1123.457 | 0.018182 | 1012.4564 | 0.012242 | 1053.2319 | 0 | 1052.5792 | 0 | 415.62 | 0.0020657 | 416.2454 | 0.070573 | 415.6205 | 0.30797 | 415.6205 | 0.98521 | 415.6205 | 1.0599 | 413.3875 | 0.0061299
| 254.6832 | 0.0022065 |  |  | 254.6832 | 0.016102 | 254.6832 | 0 | 435.214 | 0 | 415.8391 | 0.99787 | 410.4563 | 0.19256 | 435.214 | 0 | 415.8391 | 1.2977 | 415.8391 | 2.8906 | 416.464 | 13.4665 | 415.8391 | 27.6118 | 415.8391 | 28.7693 | 415.8391 | 2.5612 | 434.6645 | 6.1641 | 410.46 | -0.051458 | 416.464 | -0.018112 | 435.214 | 0.11295 | 410.46 | -0.0021971 | 415.8391 | 0.31908 | 410.46 | -0.0040807 | 415.8391 | -0.0090304 | 434.6645 | 0.00091391 | 434.6645 | 0.00094967 | 415.8391 | -0.042331 | 416.464 | -0.011641 | 416.464 | -0.0072525 | 415.8391 | -0.0072644 | 660.4381 | 0.021197 | 415.8391 | 0 | 415.8391 | -0.0071653 | 659.6611 | 0 | 415.8391 | -0.066623 | 662.3531 | 0.00023364 | 660.4381 | 0.02022 | 662.3531 | 7.6118e-05 | 871.1303 | 0.0021944 | 1123.5189 | 0.018284 | 1012.4689 | 0.012223 | 1053.2863 | 0 | 1052.6335 | 0 | 415.839 | 0.0020075 | 416.464 | 0.060848 | 415.8391 | 0.27928 | 415.8391 | 0.99557 | 415.8391 | 1.0516 | 413.6057 | 0.0036948
| 254.7572 | 0.0071568 |  |  | 254.7572 | 0.014961 | 254.7572 | 0 | 435.3268 | 0.0087231 | 416.0577 | 1.0849 | 410.6753 | 0.22719 | 435.3268 | 0.025792 | 416.0577 | 1.7748 | 416.0577 | 2.9058 | 416.6827 | 13.2801 | 416.0577 | 27.3739 | 416.0577 | 29.8299 | 416.0577 | 2.9173 | 434.7788 | 6.2734 | 410.68 | 0.051458 | 416.6827 | 0.013448 | 435.3268 | 0.12632 | 410.68 | 0.017373 | 416.0577 | 0.33519 | 410.68 | -0.0023318 | 416.0577 | 0.0061386 | 434.7788 | 0.00046648 | 434.7788 | 0.00047483 | 416.0577 | 0.072514 | 416.6827 | 0.010721 | 416.6827 | 0.0036772 | 416.0577 | -0.017739 | 660.5996 | 0.036895 | 416.0577 | 0 | 416.0577 | 0.0094814 | 659.8229 | 0.0018258 | 416.0577 | 0.065398 | 662.5147 | 0.00023364 | 660.5996 | 0.0188 | 662.5147 | 6.7725e-05 | 871.2058 | 0.0021841 | 1123.5807 | 0.018392 | 1012.4815 | 0.012204 | 1053.3406 | 0 | 1052.6879 | 0 | 416.058 | 0.0023204 | 416.6827 | 0.085069 | 416.0577 | 0.34763 | 416.0577 | 1.0675 | 416.0577 | 1.1437 | 413.824 | 0.0062365
| 254.8313 | 0.002909 |  |  | 254.8313 | 0.0032666 | 254.8312 | 0 | 435.4396 | 0 | 416.2764 | 0.9765 | 410.8943 | 0.18398 | 435.4396 | 0 | 416.2764 | 1.5301 | 416.2764 | 2.6889 | 416.9013 | 12.819 | 416.2764 | 26.3246 | 416.2764 | 30.4712 | 416.2764 | 2.6922 | 434.893 | 6.4264 | 410.89 | -0.029627 | 416.9013 | -0.013774 | 435.4396 | 0.1491 | 410.89 | -0.012254 | 416.2764 | 0.33324 | 410.89 | -0.00093273 | 416.2764 | -0.005124 | 434.893 | 0.00098403 | 434.893 | 0.00097285 | 416.2764 | -0.074355 | 416.9013 | -0.018908 | 416.9013 | -0.0061101 | 416.2764 | -0.0062178 | 660.7612 | 0.020663 | 416.2764 | 0 | 416.2764 | -0.0049131 | 659.9846 | 0 | 416.2764 | -0.024974 | 662.6763 | 0.00026326 | 660.7612 | 0.02022 | 662.6763 | 7.3753e-05 | 871.2814 | 0.0024523 | 1123.6426 | 0.018499 | 1012.4941 | 0.012186 | 1053.395 | 0 | 1052.7421 | 0 | 416.276 | 0.0020768 | 416.9013 | 0.065141 | 416.2764 | 0.2916 | 416.2764 | 0.97935 | 416.2764 | 1.1166 | 414.0423 | 0.0054788
| 254.9053 | 0.0087021 |  |  | 254.9053 | 0.0065575 | 254.9053 | 0 | 435.5525 | 0.0097769 | 416.4951 | 1.0438 | 411.1133 | 0.23466 | 435.5525 | 0.03396 | 416.4951 | 1.7539 | 416.4951 | 2.6991 | 417.12 | 12.744 | 416.4951 | 26.2882 | 416.4951 | 31.4704 | 416.4951 | 3.2397 | 435.0073 | 6.5072 | 411.11 | -0.037943 | 417.12 | 0.0047533 | 435.5525 | 0.14199 | 411.11 | -0.0011099 | 416.4951 | 0.36266 | 411.11 | 0.0011659 | 416.4951 | 0.00062034 | 435.0073 | 0.00052251 | 435.0073 | 0.00049801 | 416.4951 | 0.033122 | 417.12 | 0.0017096 | 417.12 | 0.001729 | 416.4951 | 0.023486 | 660.9227 | 0.021037 | 416.4951 | 0 | 416.4951 | -0.020654 | 660.1464 | 0.0018258 | 416.4951 | 0.050408 | 662.8379 | 0.00020183 | 660.9227 | 0.018472 | 662.8379 | 6.4175e-05 | 871.3569 | 0.0028497 | 1123.7043 | 0.018602 | 1012.5066 | 0.012167 | 1053.4493 | 0 | 1052.7964 | 0 | 416.495 | 0.0019688 | 417.12 | 0.079638 | 416.4951 | 0.36055 | 416.4951 | 1.2278 | 416.4951 | 1.2553 | 414.2606 | 0.0061435
| 254.9793 | 0.0022396 |  |  | 254.9793 | 0.01654 | 254.9793 | 0 | 435.6653 | 0 | 416.7138 | 1.0066 | 411.3323 | 0.17045 | 435.6653 | 0 | 416.7138 | 1.3526 | 416.7138 | 2.5798 | 417.3387 | 12.2427 | 416.7138 | 25.4185 | 416.7138 | 32.5821 | 416.7138 | 3.0583 | 435.1216 | 6.621 | 411.33 | -0.057695 | 417.3387 | -0.021421 | 435.6653 | 0.11409 | 411.33 | -0.013613 | 416.7138 | 0.32824 | 411.33 | -0.010377 | 416.7138 | -0.014002 | 435.1216 | 0.0010248 | 435.1216 | 0.00092648 | 416.7138 | -0.059263 | 417.3387 | -0.02424 | 417.3387 | -0.012744 | 416.7138 | 0.033854 | 661.0843 | 0.025416 | 416.7138 | 0 | 416.7138 | -0.03322 | 660.3082 | 0 | 416.7138 | -0.049684 | 662.9995 | 0.00020841 | 661.0843 | 0.019893 | 662.9995 | 6.467e-05 | 871.4325 | 0.0030172 | 1123.7662 | 0.018714 | 1012.5192 | 0.012148 | 1053.5037 | 0 | 1052.8507 | 0 | 416.714 | 0.0019771 | 417.3387 | 0.070169 | 416.7138 | 0.32029 | 416.7138 | 1.1611 | 416.7138 | 1.2474 | 414.479 | 0.0050275
| 255.0533 | 0.0087021 |  |  | 255.0533 | 0.021822 | 255.0533 | 0 | 435.7782 | 0.0090743 | 416.9325 | 1.0539 | 411.5513 | 0.21132 | 435.7782 | 0.03396 | 416.9325 | 1.7878 | 416.9325 | 2.6113 | 417.5574 | 12.2863 | 416.9325 | 25.249 | 416.9325 | 33.9735 | 416.9325 | 3.5118 | 435.2359 | 6.6842 | 411.55 | -0.018192 | 417.5574 | 0.011327 | 435.7782 | 0.12298 | 411.55 | 0.0062289 | 416.9325 | 0.37537 | 411.55 | 0.0067623 | 416.9325 | -0.0016195 | 435.2359 | 0.00050574 | 435.2359 | 0.00042807 | 416.9325 | 0.075827 | 417.5574 | 0.00018471 | 417.5574 | 0.00084816 | 416.9325 | -0.013742 | 661.2458 | 0.020663 | 416.9325 | 0 | 416.9325 | 0.033799 | 660.47 | 0.0013044 | 416.9325 | 0.044653 | 663.1611 | 0.00022267 | 661.2458 | 0.019127 | 663.1611 | 5.2083e-05 | 871.5081 | 0.0026294 | 1123.8281 | 0.018822 | 1012.5317 | 0.012129 | 1053.5581 | 0 | 1052.905 | 0 | 416.932 | 0.0035914 | 417.5574 | 0.091602 | 416.9325 | 0.38804 | 416.9325 | 1.2579 | 416.9325 | 1.3983 | 414.6973 | 0.0057369
| 255.1274 | 0.0041817 |  |  | 255.1274 | 0.0004034 | 255.1274 | 0 | 435.891 | 0 | 417.1512 | 0.91539 | 411.7704 | 0.1693 | 435.891 | 0 | 417.1512 | 1.1958 | 417.1512 | 2.4034 | 417.7761 | 11.8074 | 417.1512 | 24.1366 | 417.1512 | 34.3903 | 417.1512 | 3.2649 | 435.3502 | 6.8271 | 411.77 | -0.021311 | 417.7761 | -0.017001 | 435.891 | 0.12747 | 411.77 | -0.0021971 | 417.1512 | 0.36362 | 411.77 | 0.0095605 | 417.1512 | -0.019177 | 435.3502 | 0.00099204 | 435.3502 | 0.00087972 | 417.1512 | -0.074355 | 417.7761 | -0.017419 | 417.7761 | -0.014853 | 417.1512 | 0.0032091 | 661.4074 | 0.023066 | 417.1512 | 0 | 417.1512 | -0.0010636 | 660.6318 | 0 | 417.1512 | -0.081257 | 663.3227 | 0.0002479 | 661.4074 | 0.020658 | 663.3227 | 6.2048e-05 | 871.5836 | 0.0023139 | 1123.8899 | 0.01893 | 1012.5443 | 0.012111 | 1053.6124 | 0 | 1052.9594 | 0 | 417.151 | 0.0026749 | 417.7761 | 0.062316 | 417.1512 | 0.34012 | 417.1512 | 1.2486 | 417.1512 | 1.3278 | 414.9157 | 0.004718
| 255.2014 | 0.0090575 |  |  | 255.2014 | 0.010832 | 255.2014 | 0 | 436.0038 | 0.011533 | 417.3699 | 1.0218 | 411.9894 | 0.2038 | 436.0038 | 0.048145 | 417.3699 | 1.3608 | 417.3699 | 2.4389 | 417.9948 | 11.6926 | 417.3699 | 23.6589 | 417.3699 | 35.2072 | 417.3699 | 3.7738 | 435.4645 | 6.9278 | 411.99 | 0.038983 | 417.9948 | 0.0087605 | 436.0038 | 0.13426 | 411.99 | 0.0024236 | 417.3699 | 0.3667 | 411.99 | 0.0078116 | 417.3699 | 0.0081172 | 435.4645 | 0.0004924 | 435.4645 | 0.00045165 | 417.3699 | 0.044907 | 417.9948 | -0.0047793 | 417.9948 | -0.003266 | 417.3699 | 0.004769 | 661.569 | 0.023493 | 417.3699 | 0 | 417.3699 | 0.014391 | 660.7935 | 0.0018258 | 417.3699 | 0.013631 | 663.4843 | 0.00024571 | 661.569 | 0.019127 | 663.4843 | 5.4054e-05 | 871.6592 | 0.0018358 | 1123.9518 | 0.019042 | 1012.5568 | 0.012092 | 1053.6669 | 0 | 1053.0137 | 0 | 417.37 | 0.0029213 | 417.9948 | 0.091822 | 417.3699 | 0.40787 | 417.3699 | 1.3136 | 417.3699 | 1.4517 | 415.1341 | 0.0065632
| 255.2755 | 0.0021817 |  |  | 255.2755 | 0.011889 | 255.2755 | 0 | 436.1167 | 0 | 417.5887 | 0.98872 | 412.2085 | 0.15784 | 436.1167 | 0 | 417.5887 | 1.2776 | 417.5887 | 2.2796 | 418.2135 | 11.2474 | 417.5887 | 22.8481 | 417.5887 | 36.2956 | 417.5887 | 3.7385 | 435.5788 | 7.098 | 412.21 | -0.040022 | 418.2135 | -0.019566 | 436.1167 | 0.11827 | 412.21 | -0.013885 | 417.5887 | 0.35488 | 412.21 | -0.016322 | 417.5887 | 0.0088274 | 435.5788 | 0.00093944 | 435.5788 | 0.00087972 | 417.5887 | -0.065889 | 418.2135 | -0.016548 | 418.2135 | -0.010719 | 417.5887 | -0.018988 | 661.7306 | 0.02328 | 417.5887 | 0 | 417.5887 | 0.0032168 | 660.9554 | 0 | 417.5887 | -0.023701 | 663.646 | 0.00022487 | 661.7306 | 0.019893 | 663.646 | 5.884e-05 | 871.7349 | 0.0016344 | 1124.0137 | 0.01915 | 1012.5694 | 0.012074 | 1053.7212 | 0 | 1053.068 | 0 | 417.589 | 0.0020712 | 418.2135 | 0.091492 | 417.5887 | 0.36581 | 417.5887 | 1.3298 | 417.5887 | 1.4726 | 415.3524 | 0.0047764
| 255.3495 | 0.010124 |  |  | 255.3495 | 0.017717 | 255.3495 | 0 | 436.2295 | 0.02737 | 417.8074 | 1.1378 | 412.4276 | 0.2065 | 436.2295 | 0.01938 | 417.8074 | 1.4612 | 417.8074 | 2.3277 | 418.4323 | 11.2379 | 417.8074 | 22.7587 | 417.8074 | 37.3936 | 417.8074 | 4.1786 | 435.6931 | 7.2009 | 412.43 | -0.019232 | 418.4323 | 0.034052 | 436.2295 | 0.12862 | 412.43 | -0.0084487 | 417.8074 | 0.39977 | 412.43 | 0.01096 | 417.8074 | 0.029577 | 435.6931 | 0.00045276 | 435.6931 | 0.00042807 | 417.8074 | 0.10675 | 418.4323 | 0.029172 | 418.4323 | 0.016399 | 417.8074 | 0.019988 | 661.8922 | 0.023654 | 417.8074 | 0 | 417.8074 | 0.018471 | 661.1172 | 0.00078262 | 417.8074 | 0.046626 | 663.8076 | 0.00020183 | 661.8922 | 0.018253 | 663.8076 | 5.7427e-05 | 871.8105 | 0.0020719 | 1124.0756 | 0.019262 | 1012.582 | 0.012056 | 1053.7756 | 0 | 1053.1223 | 0 | 417.807 | 0.0017749 | 418.4323 | 0.12118 | 417.8074 | 0.44753 | 417.8074 | 1.4333 | 417.8074 | 1.5994 | 415.5708 | 0.0059928
| 255.4236 | 0.0054626 |  |  | 255.4236 | 0.013601 | 255.4236 | 0 | 436.3424 | 0 | 418.0262 | 0.97838 | 412.6467 | 0.14398 | 436.3424 | 0 | 418.0262 | 1.2037 | 418.0262 | 2.1667 | 418.6511 | 10.6674 | 418.0262 | 21.6363 | 418.0262 | 37.5846 | 418.0262 | 3.914 | 435.8075 | 7.3682 | 412.65 | -0.088882 | 418.6511 | -0.014238 | 436.3424 | 0.12621 | 412.65 | -0.01606 | 418.0262 | 0.36586 | 412.65 | -0.022969 | 418.0262 | -0.02009 | 435.8075 | 0.00089256 | 435.8075 | 0.0010196 | 418.0262 | -0.062208 | 418.6511 | -0.015244 | 418.6511 | -0.0089007 | 418.0262 | -0.038352 | 662.0537 | 0.026483 | 418.0262 | 0 | 418.0262 | 0.0099091 | 661.279 | 0 | 418.0262 | -0.07539 | 663.9692 | 0.00024132 | 662.0537 | 0.019565 | 663.9692 | 6.8014e-05 | 871.8861 | 0.0020131 | 1124.1374 | 0.019375 | 1012.5945 | 0.012038 | 1053.8301 | 0 | 1053.1766 | 0 | 418.026 | 0.0023149 | 418.6511 | 0.092042 | 418.0262 | 0.41178 | 418.0262 | 1.4063 | 418.0262 | 1.5772 | 415.7892 | 0.0053554
| 255.4976 | 0.010793 |  |  | 255.4976 | 0.0074319 | 255.4976 | 0 | 436.4552 | 0.011182 | 418.245 | 0.99549 | 412.8658 | 0.20505 | 436.4552 | 0.021708 | 418.245 | 1.384 | 418.245 | 2.1717 | 418.8698 | 10.5503 | 418.245 | 21.4862 | 418.245 | 38.4306 | 418.245 | 4.4145 | 435.9218 | 7.4711 | 412.87 | -0.059772 | 418.8698 | 0.016547 | 436.4552 | 0.13813 | 412.87 | 0.0067725 | 418.245 | 0.39048 | 412.87 | 0.0053631 | 418.245 | -0.00080076 | 435.9218 | 0.00044285 | 435.9218 | 0.00059154 | 418.245 | 0.027024 | 418.8698 | -0.0084493 | 418.8698 | -0.0024627 | 418.245 | 0.017614 | 662.2153 | 0.02312 | 418.245 | 0 | 418.245 | -0.0031628 | 661.4408 | 0.0018258 | 418.245 | 0.013871 | 664.1309 | 0.00021609 | 662.2153 | 0.018362 | 664.1309 | 5.8008e-05 | 871.9618 | 0.0024169 | 1124.1993 | 0.019483 | 1012.6071 | 0.01202 | 1053.8844 | 0 | 1053.231 | 0 | 418.245 | 0.0030265 | 418.8698 | 0.10386 | 418.245 | 0.45354 | 418.245 | 1.5247 | 418.245 | 1.7066 | 416.0077 | 0.0059758
| 255.5717 | 0.0052973 |  |  | 255.5717 | 0.0071161 | 255.5717 | 0 | 436.5681 | 0 | 418.4638 | 0.93877 | 413.085 | 0.13892 | 436.5681 | 0 | 418.4638 | 0.95479 | 418.4638 | 2.0666 | 419.0886 | 10.2108 | 418.4638 | 20.4708 | 418.4638 | 38.7535 | 418.4638 | 4.2743 | 436.0361 | 7.6249 | 413.08 | -0.055613 | 419.0886 | -0.02492 | 436.5681 | 0.1352 | 413.08 | -0.035085 | 418.4638 | 0.36991 | 413.08 | -0.017023 | 418.4638 | -0.0070011 | 436.0361 | 0.00090514 | 436.0361 | 0.0010196 | 418.4638 | -0.0946 | 419.0886 | -0.015477 | 419.0886 | -0.011945 | 418.4638 | -0.03248 | 662.3769 | 0.020343 | 418.4638 | 0 | 418.4638 | -0.060969 | 661.6026 | 0 | 418.4638 | -0.071292 | 664.2926 | 0.00020732 | 662.3769 | 0.019783 | 664.2926 | 6.6288e-05 | 872.0375 | 0.0019055 | 1124.2612 | 0.019595 | 1012.6196 | 0.012002 | 1053.9388 | 0 | 1053.2853 | 0 | 418.464 | 0.0023592 | 419.0886 | 0.098098 | 418.4638 | 0.42185 | 418.4638 | 1.5624 | 418.4638 | 1.6603 | 416.2261 | 0.0050371
| 255.6457 | 0.010628 |  |  | 255.6457 | 0.0072619 | 255.6457 | 0 | 436.6809 | 0.014343 | 418.6826 | 0.97662 | 413.3041 | 0.21026 | 436.6809 | 0.0096901 | 418.6826 | 1.4636 | 418.6826 | 2.1209 | 419.3074 | 10.0426 | 418.6826 | 20.2203 | 418.6826 | 39.2247 | 418.6826 | 4.9486 | 436.1504 | 7.7225 | 413.3 | 0.017152 | 419.3074 | 0.026267 | 436.6809 | 0.15087 | 413.3 | 0.0013364 | 418.6826 | 0.39579 | 413.3 | 0.0015157 | 418.6826 | 0.010045 | 436.1504 | 0.00047296 | 436.1504 | 0.00042807 | 418.6826 | 0.051533 | 419.3074 | 0.0062645 | 419.3074 | 0.010691 | 418.6826 | 0.029857 | 662.5386 | 0.017193 | 418.6826 | 0 | 418.6826 | 0.029692 | 661.7645 | 0.0013044 | 418.6826 | 0.061707 | 664.4542 | 0.000249 | 662.5386 | 0.019018 | 664.4542 | 6.669e-05 | 872.113 | 0.0021058 | 1124.3231 | 0.019713 | 1012.6322 | 0.011985 | 1053.9933 | 0 | 1053.3397 | 0 | 418.683 | 0.0034059 | 419.3074 | 0.11127 | 418.6826 | 0.49125 | 418.6826 | 1.6591 | 418.6826 | 1.8101 | 416.4446 | 0.0060162
| 255.7198 | 0.0068014 |  |  | 255.7198 | 0.009812 | 255.7198 | 0 | 436.7938 | 0 | 418.9015 | 0.93078 | 413.5233 | 0.14326 | 436.7938 | 0 | 418.9015 | 0.91689 | 418.9015 | 1.9276 | 419.5263 | 9.6861 | 418.9015 | 19.1927 | 418.9015 | 39.4534 | 418.9015 | 4.7731 | 436.2648 | 7.8924 | 413.52 | -0.014034 | 419.5263 | -0.031184 | 436.7938 | 0.11378 | 413.52 | -0.0081769 | 418.9015 | 0.37948 | 413.52 | -0.0047802 | 418.9015 | -0.0094362 | 436.2648 | 0.00094402 | 436.2648 | 0.00076301 | 418.9015 | -0.067361 | 419.5263 | -0.016238 | 419.5263 | -0.0147 | 418.9015 | -0.012153 | 662.7002 | 0.026377 | 418.9015 | 0 | 418.9015 | -0.0262 | 661.9263 | 0 | 418.9015 | -0.068673 | 664.6159 | 0.00023693 | 662.7002 | 0.020002 | 664.6159 | 7.0746e-05 | 872.1887 | 0.0026255 | 1124.385 | 0.019826 | 1012.6448 | 0.011968 | 1054.0477 | 0 | 1053.394 | 0 | 418.901 | 0.0021072 | 419.5263 | 0.1079 | 418.9015 | 0.4561 | 418.9015 | 1.6512 | 418.9015 | 1.7992 | 416.663 | 0.0048936
| 255.7939 | 0.011958 |  |  | 255.7939 | 0.012617 | 255.7939 | 0 | 436.9066 | 0.013289 | 419.1203 | 0.97238 | 413.7424 | 0.17884 | 436.9066 | 0.038688 | 419.1203 | 1.2633 | 419.1203 | 1.9401 | 419.7451 | 9.5133 | 419.1203 | 18.7338 | 419.1203 | 40.1047 | 419.1203 | 5.2744 | 436.3791 | 8.0121 | 413.74 | 0.033785 | 419.7451 | 0.0093549 | 436.9066 | 0.14136 | 413.74 | -0.0011099 | 419.1203 | 0.3917 | 413.74 | -0.0033811 | 419.1203 | 0.0053776 | 436.3791 | 0.00048249 | 436.3791 | 0.00033454 | 419.1203 | 0.049693 | 419.7451 | -0.0017599 | 419.7451 | 0.0018885 | 419.1203 | 0.022361 | 662.8618 | 0.015965 | 419.1203 | 0 | 419.1203 | 0.010422 | 662.0881 | 0.0013044 | 419.1203 | 0.034358 | 664.7776 | 0.00024571 | 662.8618 | 0.018144 | 664.7776 | 6.5183e-05 | 872.2645 | 0.0026963 | 1124.447 | 0.019938 | 1012.6573 | 0.011952 | 1054.1022 | 0 | 1053.4484 | 0 | 419.12 | 0.0024561 | 419.7451 | 0.12984 | 419.1203 | 0.52626 | 419.1203 | 1.7315 | 419.1203 | 1.932 | 416.8815 | 0.006001
| 255.868 | 0.0078757 |  |  | 255.868 | 0.010601 | 255.868 | 0 | 437.0195 | 0 | 419.3392 | 0.92454 | 413.9616 | 0.14431 | 437.0195 | 0 | 419.3392 | 0.99404 | 419.3392 | 1.8308 | 419.9639 | 9.1897 | 419.3392 | 18.0282 | 419.3392 | 40.5377 | 419.3392 | 5.2727 | 436.4935 | 8.1779 | 413.96 | -0.045222 | 419.9639 | -0.022182 | 437.0195 | 0.10521 | 413.96 | -0.015244 | 419.3392 | 0.37773 | 413.96 | -0.00058295 | 419.3392 | -0.021561 | 436.4935 | 0.00091467 | 436.4935 | 0.00083296 | 419.3392 | -0.046748 | 419.9639 | -0.01502 | 419.9639 | -0.0064427 | 419.3392 | -0.0022985 | 663.0234 | 0.028352 | 419.3392 | 0 | 419.3392 | -0.013393 | 662.25 | 0 | 419.3392 | -0.059122 | 664.9393 | 0.00018428 | 663.0234 | 0.0188 | 664.9393 | 7.3331e-05 | 872.3401 | 0.0015101 | 1124.5089 | 0.020051 | 1012.6699 | 0.011935 | 1054.1566 | 0 | 1053.5028 | 0 | 419.339 | 0.0023786 | 419.9639 | 0.11369 | 419.3392 | 0.48494 | 419.3392 | 1.7584 | 419.3392 | 1.9211 | 417.1 | 0.0045296
| 255.942 | 0.014033 |  |  | 255.942 | 0.013382 | 255.942 | 0 | 437.1323 | 0.019261 | 419.5581 | 0.99579 | 414.1808 | 0.1844 | 437.1323 | 0.01379 | 419.5581 | 1.1893 | 419.5581 | 1.8869 | 420.1828 | 9.1412 | 419.5581 | 17.8609 | 419.5581 | 41.4812 | 419.5581 | 5.7875 | 436.6078 | 8.3051 | 414.18 | 0.021311 | 420.1828 | 0.021993 | 437.1323 | 0.1328 | 414.18 | -0.0035561 | 419.5581 | 0.41715 | 414.18 | -0.010027 | 419.5581 | 0.0029833 | 436.6078 | 0.00044285 | 436.6078 | 0.00049801 | 419.5581 | 0.079508 | 420.1828 | 0.01037 | 420.1828 | 0.0072646 | 419.5581 | 0.040225 | 663.1851 | 0.028726 | 419.5581 | 0 | 419.5581 | 0.0076387 | 662.4118 | 0.0023475 | 419.5581 | 0.09842 | 665.101 | 0.00019415 | 663.1851 | 0.018253 | 665.101 | 7.2045e-05 | 872.4159 | 0.0014147 | 1124.5708 | 0.020169 | 1012.6824 | 0.01192 | 1054.2111 | 0 | 1053.5571 | 0 | 419.558 | 0.002506 | 420.1828 | 0.14379 | 419.5581 | 0.55855 | 419.5581 | 1.8792 | 419.5581 | 2.0342 | 417.3185 | 0.0063686
| 256.0161 | 0.008041 |  |  | 256.0161 | 0.015131 | 256.0161 | 0 | 437.2452 | 0 | 419.777 | 0.93478 | 414.4001 | 0.14383 | 437.2452 | 0 | 419.777 | 0.98599 | 419.777 | 1.7079 | 420.4017 | 8.6369 | 419.777 | 16.7692 | 419.777 | 41.5111 | 419.777 | 5.6825 | 436.7222 | 8.4956 | 414.4 | -0.020271 | 420.4017 | -0.022253 | 437.2452 | 0.1236 | 414.4 | -0.012254 | 419.777 | 0.38952 | 414.4 | 0.0032645 | 419.777 | -0.00027634 | 436.7222 | 0.00089638 | 436.7222 | 0.00094967 | 419.777 | -0.087606 | 420.4017 | -0.01515 | 420.4017 | -0.011658 | 419.777 | -0.0040486 | 663.3467 | 0.017834 | 419.777 | 0 | 419.777 | -0.038177 | 662.5737 | 0 | 419.777 | -0.060701 | 665.2627 | 0.00023584 | 663.3467 | 0.019893 | 665.2627 | 7.1654e-05 | 872.4916 | 0.0019327 | 1124.6328 | 0.020282 | 1012.695 | 0.011905 | 1054.2655 | 0 | 1053.6115 | 0 | 419.777 | 0.0029961 | 420.4017 | 0.12683 | 419.777 | 0.50808 | 419.777 | 1.8785 | 419.777 | 2.0344 | 417.537 | 0.0056908
| 256.0902 | 0.014008 |  |  | 256.0902 | 0.012569 | 256.0902 | 0 | 437.358 | 0.0069668 | 419.9959 | 0.95989 | 414.6193 | 0.1668 | 437.358 | 0.014908 | 419.9959 | 1.0788 | 419.9959 | 1.7493 | 420.6206 | 8.4733 | 419.9959 | 16.3806 | 419.9959 | 41.2595 | 419.9959 | 6.1755 | 436.8365 | 8.6415 | 414.62 | 0.049377 | 420.6206 | 0.014487 | 437.358 | 0.12005 | 414.62 | -0.012254 | 419.9959 | 0.4056 | 414.62 | -0.026466 | 419.9959 | 0.015676 | 436.8365 | 0.00045771 | 436.8365 | 0.00049042 | 419.9959 | 0.019912 | 420.6206 | 0.005669 | 420.6206 | 0.00078399 | 419.9959 | -0.0032715 | 663.5084 | 0.018795 | 419.9959 | 0 | 419.9959 | 0.022861 | 662.7356 | 0.0018258 | 419.9959 | 0.061105 | 665.4244 | 0.00025229 | 663.5084 | 0.01869 | 665.4244 | 7.0244e-05 | 872.5674 | 0.0024345 | 1124.6947 | 0.020399 | 1012.7075 | 0.01189 | 1054.32 | 0 | 1053.6659 | 0 | 419.996 | 0.0029767 | 420.6206 | 0.14412 | 419.9959 | 0.57418 | 419.9959 | 1.9772 | 419.9959 | 2.1655 | 417.7555 | 0.0063692
| 256.1643 | 0.010198 |  |  | 256.1643 | 0.0089377 | 256.1643 | 0 | 437.4709 | 0 | 420.2148 | 0.92713 | 414.8385 | 0.11895 | 437.4709 | 0 | 420.2148 | 0.71658 | 420.2148 | 1.6368 | 420.8395 | 8.0671 | 420.2148 | 15.5254 | 420.2148 | 41.1051 | 420.2148 | 6.1058 | 436.9509 | 8.8278 | 414.84 | -0.034825 | 420.8395 | -0.016613 | 437.4709 | 0.11326 | 414.84 | -0.02068 | 420.2148 | 0.37661 | 414.84 | -0.031363 | 420.2148 | 0.0028502 | 436.9509 | 0.00096803 | 436.9509 | 0.00084854 | 420.2148 | -0.061472 | 420.8395 | -0.017163 | 420.8395 | -0.0084968 | 420.2148 | -0.036103 | 663.67 | 0.022692 | 420.2148 | 0 | 420.2148 | -0.02174 | 662.8975 | 0 | 420.2148 | -0.072227 | 665.5862 | 0.00026655 | 663.67 | 0.020002 | 665.5862 | 7.1838e-05 | 872.6432 | 0.0027752 | 1124.7567 | 0.020512 | 1012.7201 | 0.011876 | 1054.3744 | 0 | 1053.7203 | 0 | 420.215 | 0.0024284 | 420.8395 | 0.13634 | 420.2148 | 0.54864 | 420.2148 | 2.0123 | 420.2148 | 2.1457 | 417.9741 | 0.0051567
| 256.2384 | 0.014578 |  |  | 256.2384 | 0.0072497 | 256.2384 | 0 | 437.5838 | 0.029129 | 420.4338 | 0.85478 | 415.0578 | 0.17131 | 437.5838 | 0.029446 | 420.4338 | 1.136 | 420.4337 | 1.671 | 421.0584 | 7.9527 | 420.4338 | 15.3116 | 420.4337 | 41.2218 | 420.4337 | 6.7322 | 437.0653 | 8.9524 | 415.06 | -0.081605 | 421.0584 | 0.0065287 | 437.5838 | 0.14053 | 415.06 | 0.0056853 | 420.4338 | 0.39685 | 415.06 | -0.011076 | 420.4337 | -0.0088274 | 437.0653 | 0.00051565 | 437.0653 | 0.00039689 | 420.4337 | 0.029401 | 421.0584 | 0.0017166 | 421.0584 | -0.0012878 | 420.4337 | 0.028857 | 663.8317 | 0.02328 | 420.4338 | 0 | 420.4338 | -0.00025589 | 663.0593 | 0.0013044 | 420.4338 | 0.012217 | 665.7479 | 0.00017989 | 663.8317 | 0.018144 | 665.7479 | 6.4749e-05 | 872.7191 | 0.0027016 | 1124.8186 | 0.02063 | 1012.7327 | 0.011862 | 1054.4288 | 0 | 1053.7747 | 0 | 420.434 | 0.003392 | 421.0584 | 0.13414 | 420.4337 | 0.57793 | 420.4337 | 2.1118 | 420.4337 | 2.3078 | 418.1926 | 0.0067079
| 256.3125 | 0.010669 |  |  | 256.3125 | 0.0072983 | 256.3125 | 0 | 437.6966 | 0 | 420.6527 | 0.91065 | 415.2771 | 0.13214 | 437.6966 | 0 | 420.6527 | 0.81842 | 420.6527 | 1.5311 | 421.2773 | 7.6382 | 420.6527 | 14.4637 | 420.6527 | 41.0499 | 420.6527 | 6.7431 | 437.1796 | 9.1313 | 415.28 | 0.025469 | 421.2773 | -0.016073 | 437.6966 | 0.12956 | 415.28 | -0.0084487 | 420.6527 | 0.37042 | 415.28 | -0.013874 | 420.6527 | -0.00027216 | 437.1796 | 0.0010107 | 437.1796 | 0.00080937 | 420.6527 | -0.064784 | 421.2773 | -0.018771 | 421.2773 | -0.0091315 | 420.6527 | -0.029982 | 663.9934 | 0.021411 | 420.6527 | 0 | 420.6527 | -0.012862 | 663.2212 | 0 | 420.6527 | -0.070886 | 665.9096 | 0.0002139 | 663.9934 | 0.019674 | 665.9096 | 6.6034e-05 | 872.7947 | 0.0021767 | 1124.8806 | 0.020748 | 1012.7452 | 0.01185 | 1054.4833 | 0 | 1053.8291 | 0 | 420.653 | 0.0037077 | 421.2773 | 0.14434 | 420.6527 | 0.57899 | 420.6527 | 2.1029 | 420.6527 | 2.3263 | 418.4112 | 0.0054598
| 256.3866 | 0.015206 |  |  | 256.3866 | 0.010662 | 256.3866 | 0 | 437.8095 | 0.0097769 | 420.8717 | 0.89695 | 415.4964 | 0.16064 | 437.8095 | 0.042127 | 420.8717 | 0.94522 | 420.8717 | 1.5664 | 421.4963 | 7.4363 | 420.8717 | 14.1703 | 420.8717 | 40.7909 | 420.8717 | 7.3561 | 437.294 | 9.2334 | 415.5 | 0.092001 | 421.4963 | 0.011941 | 437.8095 | 0.14471 | 415.5 | -0.0087205 | 420.8717 | 0.40687 | 415.5 | 0.0011659 | 420.8717 | 0.019532 | 437.294 | 0.00050764 | 437.294 | 0.00045165 | 420.8717 | 0.046012 | 421.4963 | 0.004217 | 421.4963 | 0.0032946 | 420.8717 | -0.013742 | 664.155 | 0.031449 | 420.8717 | 0 | 420.8717 | -0.0093371 | 663.3831 | 0.0018258 | 420.8717 | 0.065163 | 666.0714 | 0.00022267 | 664.155 | 0.017925 | 666.0714 | 6.6501e-05 | 872.8707 | 0.0013643 | 1124.9426 | 0.020866 | 1012.7578 | 0.011838 | 1054.5377 | 0 | 1053.8835 | 0 | 420.872 | 0.0031345 | 421.4963 | 0.15039 | 420.8717 | 0.63968 | 420.8717 | 2.2324 | 420.8717 | 2.4546 | 418.6298 | 0.0069765
| 256.4607 | 0.012438 |  |  | 256.4607 | 0.0061568 | 256.4607 | 0 | 437.9223 | 0 | 421.0907 | 0.84392 | 415.7157 | 0.14161 | 437.9223 | 0 | 421.0907 | 0.75285 | 421.0907 | 1.4537 | 421.7152 | 7.0767 | 421.0907 | 13.3887 | 421.0907 | 40.1587 | 421.0907 | 7.2201 | 437.4084 | 9.4078 | 415.72 | 0.06705 | 421.7152 | -0.015199 | 437.9223 | 0.13813 | 415.72 | 0.0054135 | 421.0907 | 0.36584 | 415.72 | -0.008278 | 421.0907 | -0.006443 | 437.4084 | 0.00099356 | 437.4084 | 0.00083296 | 421.0907 | -0.055582 | 421.7152 | -0.021119 | 421.7152 | -0.008367 | 421.0907 | 0.017489 | 664.3167 | 0.023387 | 421.0907 | 0 | 421.0907 | -0.016275 | 663.545 | 0 | 421.0907 | -0.063452 | 666.2331 | 0.0002501 | 664.3167 | 0.020002 | 666.2331 | 7.2197e-05 | 872.9464 | 0.001628 | 1125.0046 | 0.020983 | 1012.7704 | 0.011826 | 1054.5923 | 0 | 1053.9379 | 0 | 421.091 | 0.0021848 | 421.7152 | 0.1403 | 421.0907 | 0.60753 | 421.0907 | 2.2679 | 421.0907 | 2.4116 | 418.8484 | 0.0062902
| 256.5348 | 0.017859 |  |  | 256.5348 | 0.0083791 | 256.5348 | 0 | 438.0352 | 0.018558 | 421.3097 | 0.9361 | 415.935 | 0.16617 | 438.0352 | 0.024503 | 421.3097 | 1.1296 | 421.3097 | 1.5021 | 421.9342 | 7.1245 | 421.3097 | 13.2613 | 421.3097 | 40.5443 | 421.3097 | 7.7886 | 437.5228 | 9.5256 | 415.93 | -0.042101 | 421.9342 | 0.012132 | 438.0352 | 0.13039 | 415.93 | -0.0089922 | 421.3097 | 0.40715 | 415.93 | -0.0072287 | 421.3097 | 0.020192 | 437.5228 | 0.00049888 | 437.5228 | 0.0003893 | 421.3097 | 0.041595 | 421.9342 | 0.011846 | 421.9342 | 0.0051869 | 421.3097 | 0.027858 | 664.4784 | 0.028245 | 421.3097 | 0 | 421.3097 | -0.014106 | 663.7069 | 0.0013044 | 421.3097 | 0.048238 | 666.3949 | 0.00027203 | 664.4784 | 0.018472 | 666.3949 | 7.7166e-05 | 873.0222 | 0.0017072 | 1125.0665 | 0.021096 | 1012.7829 | 0.011815 | 1054.6467 | 0 | 1053.9923 | 0 | 421.31 | 0.0034973 | 421.9342 | 0.17003 | 421.3097 | 0.67724 | 421.3097 | 2.3795 | 421.3097 | 2.631 | 419.067 | 0.0067779
| 256.6089 | 0.013553 |  |  | 256.6089 | 0.0058653 | 256.609 | 0 | 438.1481 | 0 | 421.5287 | 0.88094 | 416.1543 | 0.10909 | 438.1481 | 0 | 421.5287 | 0.61261 | 421.5287 | 1.3832 | 422.1532 | 6.7615 | 421.5287 | 12.4976 | 421.5287 | 40.6775 | 421.5287 | 7.823 | 437.6372 | 9.7341 | 416.15 | 0.016113 | 422.1532 | -0.0077194 | 438.1481 | 0.13363 | 416.15 | 0.00079277 | 421.5287 | 0.36277 | 416.15 | -0.014574 | 421.5287 | -0.010248 | 437.6372 | 0.0009646 | 437.6372 | 0.00084055 | 421.5287 | -0.024422 | 422.1532 | -0.01301 | 422.1532 | -0.0086377 | 421.5287 | -0.039601 | 664.6401 | 0.019435 | 421.5287 | 0 | 421.5287 | -0.026495 | 663.8688 | 0 | 421.5287 | -0.074544 | 666.5567 | 0.00018428 | 664.6401 | 0.019783 | 666.5567 | 8.397e-05 | 873.0981 | 0.0015872 | 1125.1285 | 0.021214 | 1012.7955 | 0.011806 | 1054.7013 | 0 | 1054.0467 | 0 | 421.529 | 0.0030265 | 422.1532 | 0.15873 | 421.5287 | 0.65185 | 421.5287 | 2.4364 | 421.5287 | 2.6502 | 419.2856 | 0.0056385
| 256.6831 | 0.018561 |  |  | 256.6831 | 0.012435 | 256.6831 | 0 | 438.2609 | 0.00099528 | 421.7477 | 0.94537 | 416.3737 | 0.15679 | 438.2609 | 0.01789 | 421.7477 | 0.95779 | 421.7477 | 1.4194 | 422.3722 | 6.7414 | 421.7477 | 12.4122 | 421.7477 | 40.1865 | 421.7477 | 8.5225 | 437.7516 | 9.8916 | 416.37 | -0.017152 | 422.3722 | 0.010555 | 438.2609 | 0.12716 | 416.37 | -0.016875 | 421.7477 | 0.40773 | 416.37 | -0.014574 | 421.7477 | 0.0085738 | 437.7516 | 0.00048096 | 437.7516 | 0.00046724 | 421.7477 | 0.097177 | 422.3722 | 0.0084411 | 422.3722 | 0.0072767 | 421.7477 | 0.044848 | 664.8018 | 0.016979 | 421.7477 | 0 | 421.7477 | 0.023896 | 664.0307 | 0.0013044 | 421.7477 | 0.058247 | 666.7185 | 0.00030055 | 664.8018 | 0.018144 | 666.7185 | 7.6991e-05 | 873.174 | 0.0017301 | 1125.1906 | 0.021332 | 1012.808 | 0.011797 | 1054.7557 | 0 | 1054.1012 | 0 | 421.748 | 0.0028604 | 422.3722 | 0.18096 | 421.7477 | 0.70954 | 421.7477 | 2.5553 | 421.7477 | 2.7946 | 419.5043 | 0.0069468
| 256.7572 | 0.014727 |  |  | 256.7572 | 0.016503 | 256.7572 | 0 | 438.3738 | 0 | 421.9667 | 0.89236 | 416.593 | 0.12234 | 438.3738 | 0 | 421.9667 | 0.68505 | 421.9667 | 1.333 | 422.5912 | 6.4156 | 421.9667 | 11.7873 | 421.9667 | 39.8369 | 421.9667 | 8.693 | 437.866 | 10.1232 | 416.59 | -0.081605 | 422.5912 | -0.0039754 | 438.3738 | 0.12747 | 416.59 | -0.017691 | 421.9667 | 0.39207 | 416.59 | -0.021219 | 421.9667 | 0.0019937 | 437.866 | 0.0010035 | 437.866 | 0.001004 | 421.9667 | -0.050429 | 422.5912 | -0.012927 | 422.5912 | -0.0080445 | 421.9667 | -0.02511 | 664.9635 | 0.022319 | 421.9667 | 0 | 421.9667 | -0.01907 | 664.1926 | 0 | 421.9667 | -0.041492 | 666.8803 | 0.00018099 | 664.9635 | 0.019346 | 666.8803 | 7.4799e-05 | 873.2498 | 0.0025006 | 1125.2526 | 0.021449 | 1012.8206 | 0.011789 | 1054.8102 | 0 | 1054.1556 | 0 | 421.967 | 0.0032702 | 422.5912 | 0.17597 | 421.9667 | 0.70353 | 421.9667 | 2.6185 | 421.9667 | 2.7904 | 419.7229 | 0.0057959
| 256.8313 | 0.019917 |  |  | 256.8313 | 0.012641 | 256.8313 | 0 | 438.4866 | 0.024437 | 422.1858 | 0.90689 | 416.8124 | 0.16435 | 438.4866 | 0.026437 | 422.1858 | 1.027 | 422.1858 | 1.333 | 422.8102 | 6.3811 | 422.1858 | 11.6469 | 422.1858 | 39.7606 | 422.1858 | 9.2649 | 437.9804 | 10.2934 | 416.81 | 0.017152 | 422.8102 | 0.01648 | 438.4866 | 0.15035 | 416.81 | 0.0056853 | 422.1858 | 0.38204 | 416.81 | 0.015856 | 422.1858 | 0.019583 | 437.9804 | 0.00053127 | 437.9804 | 0.00055277 | 422.1858 | 0.068833 | 422.8102 | 0.0020867 | 422.8102 | -0.0032767 | 422.1858 | 0.026359 | 665.1252 | 0.022052 | 422.1858 | 0 | 422.1858 | 0.042041 | 664.3546 | 0.0013044 | 422.1858 | 0.072071 | 667.042 | 0.00026765 | 665.1252 | 0.018581 | 667.042 | 6.2719e-05 | 873.3257 | 0.0021342 | 1125.3146 | 0.021567 | 1012.8332 | 0.011781 | 1054.8647 | 0 | 1054.2101 | 0 | 422.186 | 0.0039486 | 422.8102 | 0.18045 | 422.1858 | 0.75776 | 422.1858 | 2.7677 | 422.1858 | 2.9798 | 419.9416 | 0.0072716
| 256.9055 | 0.016313 |  |  | 256.9055 | 0.0084762 | 256.9055 | 0 | 438.5995 | 0 | 422.4049 | 0.9319 | 417.0318 | 0.11285 | 438.5995 | 0 | 422.4049 | 0.69355 | 422.4049 | 1.258 | 423.0293 | 6.0606 | 422.4049 | 10.958 | 422.4049 | 38.7751 | 422.4049 | 9.4118 | 438.0948 | 10.5015 | 417.03 | -0.025469 | 423.0293 | 0.0064146 | 438.5995 | 0.12392 | 417.03 | -0.0089922 | 422.4049 | 0.38313 | 417.03 | -0.022969 | 422.4049 | 0.0034966 | 438.0948 | 0.0010195 | 438.0948 | 0.0009029 | 422.4049 | -0.061472 | 423.0293 | -0.0037605 | 423.0293 | -0.0044354 | 422.4049 | 0.025609 | 665.287 | 0.024775 | 422.4049 | 0 | 422.4049 | -0.023403 | 664.5165 | 0 | 422.4049 | -0.025122 | 667.2038 | 0.00023254 | 665.287 | 0.020439 | 667.2038 | 6.0576e-05 | 873.4016 | 0.0019428 | 1125.3766 | 0.021685 | 1012.8458 | 0.011775 | 1054.9193 | 0 | 1054.2645 | 0 | 422.405 | 0.0032397 | 423.0293 | 0.19054 | 422.4049 | 0.75521 | 422.4049 | 2.7001 | 422.4049 | 3.0369 | 420.1603 | 0.0054756
| 256.9796 | 0.022189 |  |  | 256.9796 | 0.009132 | 256.9796 | 0 | 438.7124 | 0.012938 | 422.624 | 0.92443 | 417.2512 | 0.16221 | 438.7124 | 0.019753 | 422.624 | 0.86155 | 422.6239 | 1.2913 | 423.2483 | 6.0613 | 422.624 | 10.8969 | 422.6239 | 38.4912 | 422.6239 | 10.0954 | 438.2092 | 10.6377 | 417.25 | 0.02339 | 423.2483 | 0.011332 | 438.7124 | 0.12684 | 417.25 | -0.0062742 | 422.624 | 0.39629 | 417.25 | 0.011659 | 422.6239 | 0.0086245 | 438.2092 | 0.00049697 | 438.2092 | 0.00035812 | 422.6239 | 0.042331 | 423.2483 | 0.0056269 | 423.2483 | 0.00047467 | 422.6239 | -0.0065399 | 665.4487 | 0.026483 | 422.624 | 0 | 422.624 | 0.0025111 | 664.6784 | 0.0018258 | 422.624 | 0.048419 | 667.3656 | 0.00025339 | 665.4487 | 0.019127 | 667.3656 | 5.525e-05 | 873.4775 | 0.001868 | 1125.4387 | 0.021803 | 1012.8583 | 0.01177 | 1054.9738 | 0 | 1054.319 | 0 | 422.624 | 0.0034696 | 423.2483 | 0.1984 | 422.6239 | 0.81575 | 422.6239 | 3.0264 | 422.6239 | 3.1506 | 420.379 | 0.0062007
| 257.0537 | 0.019222 |  |  | 257.0537 | 0.006849 | 257.0537 | 0 | 438.8252 | 0 | 422.8431 | 0.85201 | 417.4706 | 0.09866 | 438.8252 | 0 | 422.8431 | 0.59014 | 422.8431 | 1.1611 | 423.4674 | 5.74 | 422.8431 | 10.3066 | 422.8431 | 37.8083 | 422.8431 | 10.3498 | 438.3236 | 10.8278 | 417.47 | 0.019232 | 423.4674 | -0.0056647 | 438.8252 | 0.13039 | 417.47 | -0.022039 | 422.8431 | 0.35287 | 417.47 | 0.012708 | 422.8431 | -0.0067474 | 438.3236 | 0.00092725 | 438.3236 | 0.00075901 | 422.8431 | -0.058159 | 423.4674 | -0.011409 | 423.4674 | -0.0080752 | 422.8431 | -0.0072582 | 665.6104 | 0.020824 | 422.8431 | 0 | 422.8431 | -0.0031695 | 664.8404 | 0 | 422.8431 | -0.074857 | 667.5275 | 0.00024132 | 665.6104 | 0.019783 | 667.5275 | 5.7708e-05 | 873.5535 | 0.0017055 | 1125.5007 | 0.021921 | 1012.8709 | 0.011766 | 1055.0283 | 0 | 1054.3734 | 0 | 422.843 | 0.0034253 | 423.4674 | 0.19528 | 422.8431 | 0.78465 | 422.8431 | 2.9441 | 422.8431 | 3.1901 | 420.5977 | 0.0051321
| 257.1279 | 0.023131 |  |  | 257.1279 | 0.012945 | 257.1279 | 0 | 438.9381 | 0.030498 | 423.0622 | 0.85018 | 417.69 | 0.14431 | 438.9381 | 0.035464 | 423.0622 | 0.83201 | 423.0622 | 1.2019 | 423.6865 | 5.6764 | 423.0622 | 10.2804 | 423.0622 | 37.5509 | 423.0622 | 10.9108 | 438.4381 | 10.9834 | 417.69 | -0.0025989 | 423.6865 | -0.00014083 | 438.9381 | 0.12507 | 417.69 | -0.014429 | 423.0622 | 0.38656 | 417.69 | 0.0078116 | 423.0622 | -0.00027363 | 438.4381 | 0.00043828 | 438.4381 | 0.00040089 | 423.0622 | 0.055214 | 423.6865 | -0.0062361 | 423.6865 | -0.004813 | 423.0622 | 0.030481 | 665.7722 | 0.027872 | 423.0622 | 0 | 423.0622 | -0.0010011 | 665.0023 | 0.0018258 | 423.0622 | 0.0063132 | 667.6893 | 0.00026436 | 665.7722 | 0.017707 | 667.6893 | 6.0501e-05 | 873.6294 | 0.0025991 | 1125.5627 | 0.022038 | 1012.8834 | 0.011762 | 1055.0829 | 0 | 1054.4279 | 0 | 423.062 | 0.004112 | 423.6865 | 0.20056 | 423.0622 | 0.86007 | 423.0622 | 3.0803 | 423.0622 | 3.3997 | 420.8164 | 0.0067972
| 257.202 | 0.020131 |  |  | 257.202 | 0.014694 | 257.202 | 0 | 439.051 | 0 | 423.2813 | 0.90294 | 417.9095 | 0.11634 | 439.051 | 0.0074712 | 423.2813 | 0.57045 | 423.2813 | 1.1547 | 423.9056 | 5.5453 | 423.2813 | 9.6772 | 423.2813 | 37.0134 | 423.2813 | 11.1585 | 438.5525 | 11.2266 | 417.91 | -0.0046779 | 423.9056 | -0.003019 | 439.051 | 0.13342 | 417.91 | -0.0019253 | 423.2813 | 0.37359 | 417.91 | 0.0036143 | 423.2813 | 0.00083354 | 438.5525 | 0.00095659 | 438.5525 | 0.00092249 | 423.2813 | -0.019181 | 423.9056 | -0.011683 | 423.9056 | -0.0054854 | 423.2813 | -0.014741 | 665.9339 | 0.019596 | 423.2813 | 0 | 423.2813 | -0.034882 | 665.1643 | 0 | 423.2813 | -0.054204 | 667.8511 | 0.0001777 | 665.9339 | 0.019018 | 667.8511 | 7.1153e-05 | 873.7054 | 0.0025758 | 1125.6248 | 0.022156 | 1012.896 | 0.01176 | 1055.1373 | 0 | 1054.4823 | 0 | 423.281 | 0.0031345 | 423.9056 | 0.21216 | 423.2813 | 0.83212 | 423.2813 | 3.1732 | 423.2813 | 3.4683 | 421.0351 | 0.0054947
| 257.2762 | 0.025297 |  |  | 257.2762 | 0.0039588 | 257.2762 | 0 | 439.1639 | 0.022091 | 423.5004 | 0.90535 | 418.1289 | 0.15416 | 439.1639 | 0.035464 | 423.5004 | 0.78572 | 423.5004 | 1.1873 | 424.1247 | 5.526 | 423.5004 | 9.5797 | 423.5004 | 36.4513 | 423.5004 | 11.8991 | 438.6669 | 11.4088 | 418.13 | -0.0088362 | 424.1247 | 0.015951 | 439.1639 | 0.13572 | 418.13 | 0.0037826 | 423.5004 | 0.39684 | 418.13 | 0.0088609 | 423.5004 | 0.022069 | 438.6669 | 0.00052632 | 438.6669 | 0.0005216 | 423.5004 | 0.033408 | 424.1247 | -0.0004759 | 424.1247 | 0.0019584 | 423.5004 | -0.00025566 | 666.0957 | 0.019329 | 423.5004 | 0 | 423.5004 | 0.052071 | 665.3262 | 0.0018258 | 423.5004 | 0.026123 | 668.013 | 0.00032798 | 666.0957 | 0.017597 | 668.013 | 6.191e-05 | 873.7814 | 0.0018445 | 1125.6869 | 0.022274 | 1012.9086 | 0.011759 | 1055.1919 | 0 | 1054.5369 | 0 | 423.5 | 0.0038489 | 424.1247 | 0.22247 | 423.5004 | 0.90303 | 423.5004 | 3.363 | 423.5004 | 3.6162 | 421.2538 | 0.0064718
| 257.3503 | 0.02076 |  |  | 257.3503 | 0.012496 | 257.3503 | 0 | 439.2767 | 0 | 423.7196 | 0.88016 | 418.3484 | 0.098587 | 439.2767 | 0 | 423.7196 | 0.54234 | 423.7196 | 1.0608 | 424.3438 | 5.2638 | 423.7196 | 9.1045 | 423.7196 | 35.832 | 423.7196 | 12.2989 | 438.7814 | 11.6285 | 418.35 | -0.094078 | 424.3438 | -0.0054694 | 439.2767 | 0.12214 | 418.35 | -0.0054588 | 423.7196 | 0.36458 | 418.35 | -0.02087 | 423.7196 | -0.0045912 | 438.7814 | 0.0010416 | 438.7814 | 0.00097285 | 423.7196 | -0.060735 | 424.3438 | -0.013703 | 424.3438 | -0.010882 | 423.7196 | -0.032355 | 666.2574 | 0.02376 | 423.7196 | 0 | 423.7196 | -0.0052621 | 665.4882 | 0 | 423.7196 | -0.052296 | 668.1748 | 0.00014918 | 666.2574 | 0.019346 | 668.1748 | 7.3093e-05 | 873.8573 | 0.0017183 | 1125.7489 | 0.022392 | 1012.9211 | 0.011759 | 1055.2465 | 0 | 1054.5913 | 0 | 423.72 | 0.0035471 | 424.3438 | 0.21979 | 423.7196 | 0.89447 | 423.7196 | 3.4451 | 423.7196 | 3.6677 | 421.4726 | 0.0054035
| 257.4245 | 0.026495 |  |  | 257.4245 | 0.0090955 | 257.4245 | 0 | 439.3896 | 0.051612 | 423.9388 | 0.90674 | 418.5679 | 0.14418 | 439.3896 | 0.035464 | 423.9388 | 0.85761 | 423.9388 | 1.1214 | 424.563 | 5.2937 | 423.9388 | 9.1391 | 423.9388 | 35.0416 | 423.9388 | 13.0445 | 438.8958 | 11.7636 | 418.57 | -0.011954 | 424.563 | 0.017079 | 439.3896 | 0.15474 | 418.57 | -0.0043715 | 423.9388 | 0.36417 | 418.57 | 0.0067623 | 423.9388 | 0.020699 | 438.8958 | 0.00052251 | 438.8958 | 0.00049042 | 423.9388 | 0.0055524 | 424.563 | 0.0024063 | 424.563 | 0.00099613 | 423.9388 | 0.014366 | 666.4192 | 0.024615 | 423.9388 | 0 | 423.9388 | 0.054652 | 665.6502 | 0.0013044 | 423.9388 | 0.053312 | 668.3367 | 0.00032688 | 666.4192 | 0.018472 | 668.3367 | 6.9878e-05 | 873.9333 | 0.0022753 | 1125.811 | 0.02251 | 1012.9337 | 0.011761 | 1055.301 | 0 | 1054.6457 | 0 | 423.939 | 0.0041646 | 424.563 | 0.24097 | 423.9388 | 0.98566 | 423.9388 | 3.6031 | 423.9388 | 3.8578 | 421.6914 | 0.0063247
| 257.4987 | 0.024602 |  |  | 257.4987 | 0.010188 | 257.4987 | 0 | 439.5025 | 0 | 424.158 | 0.82958 | 418.7874 | 0.087675 | 439.5025 | 0 | 424.158 | 0.45154 | 424.158 | 1.06 | 424.7821 | 5.0486 | 424.158 | 8.7972 | 424.158 | 34.9893 | 424.158 | 13.629 | 439.0103 | 11.9477 | 418.79 | -0.042101 | 424.7821 | -0.016993 | 439.5025 | 0.14314 | 418.79 | 0.010306 | 424.158 | 0.35293 | 418.79 | -0.040456 | 424.158 | -0.00082043 | 439.0103 | 0.00097794 | 439.0103 | 0.00096525 | 424.158 | -0.07914 | 424.7821 | -0.017026 | 424.7821 | -0.011711 | 424.158 | -0.017739 | 666.581 | 0.029473 | 424.158 | 0 | 424.158 | -0.015103 | 665.8121 | 0 | 424.158 | -0.061149 | 668.4985 | 0.00016454 | 666.581 | 0.020658 | 668.4985 | 7.1735e-05 | 874.0093 | 0.0023662 | 1125.873 | 0.022627 | 1012.9462 | 0.011763 | 1055.3556 | 0 | 1054.7003 | 0 | 424.158 | 0.0038905 | 424.7821 | 0.22343 | 424.158 | 0.97003 | 424.158 | 3.752 | 424.158 | 3.9871 | 421.9102 | 0.0054976
| 257.5728 | 0.029528 |  |  | 257.5728 | 0.0070554 | 257.5728 | 0 | 439.6153 | 0.018207 | 424.3772 | 0.88459 | 419.0069 | 0.13366 | 439.6153 | 0.031595 | 424.3772 | 0.87087 | 424.3772 | 1.0875 | 425.0013 | 5.1062 | 424.3772 | 8.872 | 424.3772 | 34.6896 | 424.3772 | 14.6014 | 439.1247 | 12.0633 | 419.01 | -0.00051979 | 425.0013 | 0.0060296 | 439.6153 | 0.13551 | 419.01 | -2.2651e-05 | 424.3772 | 0.36233 | 419.01 | -0.010726 | 424.3772 | 0.0034861 | 439.1247 | 0.00046229 | 439.1247 | 0.0005136 | 424.3772 | 0.044907 | 425.0013 | 0.0058294 | 425.0013 | 0.002097 | 424.3772 | -0.010737 | 666.7427 | 0.019435 | 424.3772 | 0 | 424.3772 | 0.0094705 | 665.9741 | 0.0018258 | 424.3772 | 0.040999 | 668.6604 | 0.00030275 | 666.7427 | 0.019455 | 668.6604 | 6.4546e-05 | 874.0854 | 0.0022478 | 1125.9352 | 0.022745 | 1012.9588 | 0.011767 | 1055.4102 | 0 | 1054.7548 | 0 | 424.377 | 0.004771 | 425.0013 | 0.25135 | 424.3772 | 1.0561 | 424.3772 | 3.9919 | 424.3772 | 4.2589 | 422.129 | 0.0068214
| 257.647 | 0.02642 |  |  | 257.647 | 0.012046 | 257.647 | 0 | 439.7282 | 0 | 424.5964 | 0.90783 | 419.2265 | 0.096349 | 439.7282 | 0 | 424.5964 | 0.50594 | 424.5964 | 1.0255 | 425.2205 | 4.8929 | 424.5964 | 8.3429 | 424.5964 | 33.9635 | 424.5964 | 14.9793 | 439.2392 | 12.238 | 419.23 | 0.0025989 | 425.2205 | -0.0065182 | 439.7282 | 0.13395 | 419.23 | -0.0060024 | 424.5964 | 0.34869 | 419.23 | -0.013175 | 424.5964 | 0.010146 | 439.2392 | 0.00096917 | 439.2392 | 0.00097285 | 424.5964 | -0.052269 | 425.2205 | -0.011136 | 425.2205 | -0.0073504 | 424.5964 | 0.025859 | 666.9045 | 0.015377 | 424.5964 | 0 | 424.5964 | -0.021952 | 666.1361 | 0 | 424.5964 | -0.048744 | 668.8223 | 0.00017221 | 666.9045 | 0.02022 | 668.8223 | 7.4932e-05 | 874.1614 | 0.0025007 | 1125.9973 | 0.022863 | 1012.9714 | 0.011771 | 1055.4647 | 0 | 1054.8093 | 0 | 424.596 | 0.0041286 | 425.2205 | 0.25873 | 424.5964 | 1.0545 | 424.5964 | 4.0795 | 424.5964 | 4.3177 | 422.3478 | 0.0058288
| 257.7212 | 0.031833 |  |  | 257.7212 | 0.010079 | 257.7212 | 0 | 439.8411 | 0.045551 | 424.8156 | 0.83557 | 419.446 | 0.1418 | 439.8411 | 0.026867 | 424.8156 | 0.84174 | 424.8156 | 1.0402 | 425.4397 | 4.9171 | 424.8156 | 8.2865 | 424.8156 | 32.4467 | 424.8156 | 15.6469 | 439.3536 | 12.3334 | 419.45 | 0.028587 | 425.4397 | 0.019423 | 439.8411 | 0.14136 | 419.45 | -0.0095359 | 424.8156 | 0.34964 | 419.45 | -0.010726 | 424.8156 | 0.00019902 | 439.3536 | 0.00051565 | 439.3536 | 0.00049801 | 424.8156 | 0.025997 | 425.4397 | 0.0069263 | 425.4397 | -0.00020686 | 424.8156 | -0.030731 | 667.0663 | 0.019916 | 424.8156 | 0 | 424.8156 | 0.036387 | 666.2981 | 0.0023475 | 424.8156 | 0.039045 | 668.9842 | 0.00025558 | 667.0663 | 0.018253 | 668.9842 | 6.9218e-05 | 874.2374 | 0.002852 | 1126.0593 | 0.022981 | 1012.9839 | 0.011777 | 1055.5193 | 0 | 1054.8638 | 0 | 424.816 | 0.0038462 | 425.4397 | 0.2388 | 424.8156 | 1.11 | 424.8156 | 4.2087 | 424.8156 | 4.4437 | 422.5666 | 0.0076985
| 257.7954 | 0.028387 |  |  | 257.7954 | 0.0051732 | 257.7954 | 0 | 439.954 | 0 | 425.0349 | 0.86636 | 419.6656 | 0.08202 | 439.954 | 0 | 425.0349 | 0.46055 | 425.0349 | 0.91706 | 425.6589 | 4.6159 | 425.0349 | 7.7362 | 425.0349 | 32.147 | 425.0349 | 15.9055 | 439.4681 | 12.5149 | 419.67 | 0.033785 | 425.6589 | -0.017628 | 439.954 | 0.14199 | 419.67 | -0.026388 | 425.0349 | 0.33342 | 419.67 | -0.017722 | 425.0349 | 0.0057835 | 439.4681 | 0.00099547 | 439.4681 | 0.00094967 | 425.0349 | -0.068465 | 425.6589 | -0.020791 | 425.6589 | -0.015096 | 425.0349 | -0.033604 | 667.2281 | 0.023066 | 425.0349 | 0 | 425.0349 | -0.026758 | 666.4601 | 0 | 425.0349 | -0.063827 | 669.1461 | 0.00022706 | 667.2281 | 0.019455 | 669.1461 | 7.6524e-05 | 874.3135 | 0.002905 | 1126.1215 | 0.023099 | 1012.9965 | 0.011785 | 1055.5738 | 0 | 1054.9183 | 0 | 425.035 | 0.0047932 | 425.6589 | 0.26387 | 425.0349 | 1.0821 | 425.0349 | 4.3298 | 425.0349 | 4.4884 | 422.7854 | 0.0059733
| 257.8696 | 0.034552 |  |  | 257.8696 | 0.0080269 | 257.8696 | 0 | 440.0668 | 0.017153 | 425.2541 | 0.93291 | 419.8852 | 0.17103 | 440.0668 | 0.022353 | 425.2541 | 0.88505 | 425.2541 | 0.98312 | 425.8781 | 4.6739 | 425.2541 | 7.8274 | 425.2541 | 31.5858 | 425.2541 | 16.8973 | 439.5826 | 12.6578 | 419.89 | 0.040022 | 425.8781 | 0.01114 | 440.0668 | 0.14523 | 419.89 | 0.0018799 | 425.2541 | 0.37016 | 419.89 | 0.030897 | 425.2541 | 0.0091826 | 439.5826 | 0.00048782 | 439.5826 | 0.00045165 | 425.2541 | 0.049324 | 425.8781 | 0.0014797 | 425.8781 | 0.0057594 | 425.2541 | -0.020737 | 667.3899 | 0.025469 | 425.2541 | 0 | 425.2541 | 0.017692 | 666.6221 | 0.0018258 | 425.2541 | 0.043804 | 669.308 | 0.00023474 | 667.3899 | 0.018472 | 669.308 | 6.9948e-05 | 874.3895 | 0.0031683 | 1126.1836 | 0.023216 | 1013.0091 | 0.011793 | 1055.6284 | 0 | 1054.9728 | 0 | 425.254 | 0.005023 | 425.8781 | 0.28824 | 425.2541 | 1.1556 | 425.2541 | 4.4213 | 425.2541 | 4.6669 | 423.0043 | 0.0069984
| 257.9438 | 0.031635 |  |  | 257.9438 | 0.012059 | 257.9438 | 0 | 440.1797 | 0 | 425.4734 | 0.83798 | 420.1047 | 0.10057 | 440.1797 | 0 | 425.4734 | 0.3969 | 425.4734 | 0.84371 | 426.0973 | 4.3685 | 425.4734 | 7.2857 | 425.4734 | 30.4671 | 425.4734 | 17.3079 | 439.697 | 12.8872 | 420.1 | -0.038983 | 426.0973 | -0.012309 | 440.1797 | 0.14053 | 420.1 | -0.014156 | 425.4734 | 0.30793 | 420.1 | -0.0054798 | 425.4734 | -0.014154 | 439.697 | 0.0010233 | 439.697 | 0.00092648 | 425.4734 | -0.072882 | 426.0973 | -0.016731 | 426.0973 | -0.011578 | 425.4734 | 0.022361 | 667.5517 | 0.020824 | 425.4734 | 0 | 425.4734 | -0.014674 | 666.7841 | 0 | 425.4734 | -0.071226 | 669.4699 | 0.00022377 | 667.5517 | 0.019237 | 669.4699 | 8.1423e-05 | 874.4656 | 0.0025558 | 1126.2457 | 0.023334 | 1013.0217 | 0.011803 | 1055.6831 | 0 | 1055.0273 | 0 | 425.473 | 0.0057651 | 426.0973 | 0.27403 | 425.4734 | 1.1638 | 425.4734 | 4.4938 | 425.4734 | 4.747 | 423.2231 | 0.0065057
| 258.0179 | 0.037594 |  |  | 258.0179 | 0.009642 | 258.0179 | 0 | 440.2926 | 0.017505 | 425.6927 | 0.73509 | 420.3243 | 0.14072 | 440.2926 | 0.029446 | 425.6927 | 0.82832 | 425.6927 | 0.89584 | 426.3166 | 4.3086 | 425.6927 | 7.2996 | 425.6927 | 29.4579 | 425.6927 | 17.9335 | 439.8115 | 13.035 | 420.32 | -0.014034 | 426.3166 | 0.0049031 | 440.2926 | 0.16717 | 420.32 | -0.010351 | 425.6927 | 0.33711 | 420.32 | 0.0036143 | 425.6927 | -0.0052762 | 439.8115 | 0.00054118 | 439.8115 | 0.00047483 | 425.6927 | 0.012016 | 426.3166 | -0.0020363 | 426.3166 | -0.0020513 | 425.6927 | -0.0056833 | 667.7135 | 0.031823 | 425.6927 | 0 | 425.6927 | 0.0087582 | 666.9461 | 0.0013044 | 425.6927 | 0.026855 | 669.6318 | 0.00023584 | 667.7135 | 0.018034 | 669.6318 | 7.5739e-05 | 874.5417 | 0.0023299 | 1126.3079 | 0.023452 | 1013.0342 | 0.011814 | 1055.7377 | 0 | 1055.0819 | 0 | 425.693 | 0.0067619 | 426.3166 | 0.26005 | 425.6927 | 1.2107 | 425.6927 | 4.6313 | 425.6927 | 4.9094 | 423.442 | 0.0071552
| 258.0921 | 0.034899 |  |  | 258.0921 | 0.012095 | 258.0921 | 0 | 440.4055 | 0 | 425.912 | 0.82416 | 420.544 | 0.11509 | 440.4055 | 0 | 425.912 | 0.34629 | 425.912 | 0.79934 | 426.5358 | 4.0957 | 425.912 | 6.8173 | 425.912 | 28.367 | 425.912 | 18.303 | 439.926 | 13.2748 | 420.54 | -0.024429 | 426.5358 | -0.021808 | 440.4055 | 0.14053 | 420.54 | 0.0018799 | 425.912 | 0.313 | 420.54 | -0.012475 | 425.912 | -0.010755 | 439.926 | 0.0010168 | 439.926 | 0.00088731 | 425.912 | -0.050429 | 426.5358 | -0.024645 | 426.5358 | -0.016689 | 425.912 | -0.0416 | 667.8753 | 0.021678 | 425.912 | 0 | 425.912 | -0.019801 | 667.1081 | 0.00017392 | 425.912 | -0.059409 | 669.7937 | 0.00020512 | 667.8753 | 0.020439 | 669.7937 | 7.8025e-05 | 874.6178 | 0.0026222 | 1126.37 | 0.02357 | 1013.0468 | 0.011826 | 1055.7922 | 0 | 1055.1365 | 0 | 425.912 | 0.0061611 | 426.5358 | 0.29224 | 425.912 | 1.1945 | 425.912 | 4.7441 | 425.912 | 4.936 | 423.6609 | 0.0057531
| 258.1664 | 0.040023 |  |  | 258.1664 | 0.011257 | 258.1663 | 0 | 440.5184 | 0.02346 | 426.1313 | 0.91228 | 420.7636 | 0.14841 | 440.5184 | 0.036109 | 426.1313 | 0.68366 | 426.1313 | 0.86243 | 426.7551 | 4.2166 | 426.1313 | 6.9085 | 426.1313 | 27.861 | 426.1313 | 19.5181 | 440.0405 | 13.4492 | 420.76 | 0.00051979 | 426.7551 | 0.013273 | 440.5184 | 0.15234 | 420.76 | 0.0032391 | 426.1313 | 0.33565 | 420.76 | 0.016905 | 426.1313 | 0.017503 | 440.0405 | 0.0004783 | 440.0405 | 0.00041248 | 426.1313 | 0.027634 | 426.7551 | 0.00083712 | 426.7551 | 0.00183 | 426.1313 | 0.0058818 | 668.0372 | 0.022372 | 426.1313 | 0 | 426.1313 | 0.015993 | 667.2702 | 0.0018258 | 426.1313 | 0.042732 | 669.9557 | 0.00029068 | 668.0372 | 0.019565 | 669.9557 | 7.7025e-05 | 874.694 | 0.0023873 | 1126.4321 | 0.023688 | 1013.0594 | 0.011839 | 1055.8469 | 0 | 1055.1909 | 0 | 426.131 | 0.0052888 | 426.7551 | 0.31701 | 426.1313 | 1.2887 | 426.1313 | 4.999 | 426.1313 | 5.2173 | 423.8798 | 0.0070636
| 258.2405 | 0.038974 |  |  | 258.2405 | 0.0061689 | 258.2406 | 0 | 440.6313 | 0 | 426.3506 | 0.85517 | 420.9832 | 0.097323 | 440.6313 | 0 | 426.3506 | 0.60615 | 426.3506 | 0.74905 | 426.9744 | 3.9839 | 426.3506 | 6.5235 | 426.3506 | 26.9922 | 426.3506 | 19.8574 | 440.155 | 13.7313 | 420.98 | 0.006757 | 426.9744 | -0.0090262 | 440.6313 | 0.14617 | 420.98 | 0.01248 | 426.3506 | 0.28319 | 420.98 | -0.0023318 | 426.3506 | 0.0032012 | 440.155 | 0.00088532 | 440.155 | 0.00072384 | 426.3506 | -0.051533 | 426.9744 | -0.018167 | 426.9744 | -0.012238 | 426.3506 | -0.013742 | 668.199 | 0.020663 | 426.3506 | 0 | 426.3506 | -0.0048587 | 667.4322 | 0 | 426.3506 | -0.073315 | 670.1176 | 0.00022925 | 668.199 | 0.020986 | 670.1176 | 8.2887e-05 | 874.7701 | 0.0020379 | 1126.4943 | 0.0238 | 1013.072 | 0.011854 | 1055.9015 | 0 | 1055.2455 | 0 | 426.351 | 0.0059229 | 426.9744 | 0.3151 | 426.3506 | 1.2526 | 426.3506 | 5.0947 | 426.3506 | 5.2842 | 424.0987 | 0.0062026
| 258.3148 | 0.043172 |  |  | 258.3148 | 0.011051 | 258.3148 | 0 | 440.7441 | 0.011533 | 426.57 | 0.87985 | 421.2029 | 0.12067 | 440.7441 | 0.043632 | 426.57 | 0.78445 | 426.57 | 0.78646 | 427.1937 | 4.073 | 426.57 | 6.659 | 426.57 | 26.5015 | 426.57 | 21.1145 | 440.2695 | 13.9824 | 421.2 | -0.006757 | 427.1937 | -0.0065547 | 440.7441 | 0.16487 | 421.2 | -0.01171 | 426.57 | 0.31328 | 421.2 | 0.0011659 | 426.57 | 0.0085738 | 440.2695 | 0.00040703 | 440.2695 | 0.00031136 | 426.57 | 0.070674 | 427.1937 | -0.0030568 | 427.1937 | -0.0018408 | 426.57 | 0.0031405 | 668.3608 | 0.016926 | 426.57 | 0 | 426.57 | -0.013305 | 667.5942 | 0.0018258 | 426.57 | 0.055191 | 670.2795 | 0.00020183 | 668.3608 | 0.018362 | 670.2795 | 7.3859e-05 | 874.8463 | 0.0027781 | 1126.5564 | 0.023918 | 1013.0845 | 0.01187 | 1055.9561 | 0 | 1055.3001 | 0 | 426.57 | 0.006413 | 427.1937 | 0.33587 | 426.57 | 1.331 | 426.57 | 5.3091 | 426.57 | 5.5341 | 424.3176 | 0.0075537
| 258.389 | 0.042742 |  |  | 258.389 | 0.0053917 | 258.389 | 0 | 440.857 | 0 | 426.7894 | 0.80118 | 421.4226 | 0.095662 | 440.857 | 0 | 426.7894 | 0.43025 | 426.7894 | 0.7091 | 427.413 | 3.7236 | 426.7894 | 6.115 | 426.7894 | 25.6223 | 426.7894 | 21.2278 | 440.384 | 14.3573 | 421.42 | -0.0057175 | 427.413 | -0.018743 | 440.857 | 0.15359 | 421.42 | -0.007905 | 426.7894 | 0.3021 | 421.42 | -0.01912 | 426.7894 | 0.0072547 | 440.384 | 0.00091315 | 440.384 | 0.00071625 | 426.7894 | -0.11889 | 427.413 | -0.01998 | 427.413 | -0.010533 | 426.7894 | -0.0077553 | 668.5227 | 0.019916 | 426.7894 | 0 | 426.7894 | -0.0098214 | 667.7563 | 0 | 426.7894 | -0.099182 | 670.4415 | 0.00027971 | 668.5227 | 0.020002 | 670.4415 | 7.7686e-05 | 874.9224 | 0.0027355 | 1126.6185 | 0.024036 | 1013.0971 | 0.011887 | 1056.0107 | 0 | 1055.3546 | 0 | 426.789 | 0.0056377 | 427.413 | 0.32472 | 426.7894 | 1.3124 | 426.7894 | 5.3695 | 426.7894 | 5.5598 | 424.5366 | 0.0060309
| 258.4632 | 0.046552 |  |  | 258.4632 | 0.0087434 | 258.4632 | 0 | 440.9699 | 0.028347 | 427.0087 | 0.85721 | 421.6423 | 0.15321 | 440.9699 | 0.036969 | 427.0087 | 0.61048 | 427.0087 | 0.75873 | 427.6324 | 3.7831 | 427.0087 | 6.1799 | 427.0087 | 24.9158 | 427.0087 | 22.0147 | 440.4985 | 14.6813 | 421.64 | 0.0057175 | 427.6324 | 0.017225 | 440.9699 | 0.1399 | 421.64 | -0.0019253 | 427.0087 | 0.29387 | 421.64 | 0.023202 | 427.0087 | 0.0084723 | 440.4985 | 0.0005065 | 440.4985 | 0.00041248 | 427.0087 | 0.079876 | 427.6324 | 0.003573 | 427.6324 | 0.0024509 | 427.0087 | 0.013742 | 668.6845 | 0.023013 | 427.0087 | 0 | 427.0087 | -0.022381 | 667.9183 | 0.0018258 | 427.0087 | 0.02929 | 670.6035 | 0.00016454 | 668.6845 | 0.018581 | 670.6035 | 6.9902e-05 | 874.9986 | 0.0023622 | 1126.6808 | 0.024148 | 1013.1096 | 0.011906 | 1056.0654 | 0 | 1055.4092 | 0 | 427.009 | 0.0056183 | 427.6324 | 0.3525 | 427.0087 | 1.4074 | 427.0087 | 5.5169 | 427.0087 | 5.7686 | 424.7555 | 0.0069397
| 258.5374 | 0.044494 |  |  | 258.5374 | 0.0065454 | 258.5374 | 0 | 441.0828 | 0 | 427.2281 | 0.89451 | 421.862 | 0.1166 | 441.0828 | 0 | 427.2281 | 0.34106 | 427.2281 | 0.68483 | 427.8517 | 3.6448 | 427.2281 | 5.7863 | 427.2281 | 24.191 | 427.2281 | 22.6344 | 440.613 | 15.0245 | 421.86 | -0.017152 | 427.8517 | -0.0086742 | 441.0828 | 0.14084 | 421.86 | -0.011438 | 427.2281 | 0.29239 | 421.86 | -0.0079281 | 427.2281 | 0.0173 | 440.613 | 0.0010206 | 440.613 | 0.00089531 | 427.2281 | -0.047852 | 427.8517 | -0.0028183 | 427.8517 | 0.0020253 | 427.2281 | 0.025984 | 668.8464 | 0.022639 | 427.2281 | 0 | 427.2281 | 0.014402 | 668.0804 | 0 | 427.2281 | -0.034032 | 670.7654 | 0.00033127 | 668.8464 | 0.019783 | 670.7654 | 7.1045e-05 | 875.0748 | 0.0015084 | 1126.7429 | 0.024266 | 1013.1222 | 0.011925 | 1056.12 | 0 | 1055.4637 | 0 | 427.228 | 0.0054522 | 427.8517 | 0.36854 | 427.2281 | 1.3958 | 427.2281 | 5.623 | 427.2281 | 5.7729 | 424.9745 | 0.006297
| 258.6116 | 0.050486 |  |  | 258.6116 | 0.012544 | 258.6116 | 0 | 441.1957 | 0.0052105 | 427.4475 | 0.8374 | 422.0817 | 0.14567 | 441.1957 | 0.022353 | 427.4475 | 0.6807 | 427.4475 | 0.6844 | 428.0711 | 3.5546 | 427.4475 | 5.7621 | 427.4475 | 22.8822 | 427.4475 | 23.2718 | 440.7275 | 15.2823 | 422.08 | 0.02235 | 428.0711 | 0.010725 | 441.1957 | 0.15296 | 422.08 | 0.0075879 | 427.4475 | 0.27858 | 422.08 | 0.0043138 | 427.4475 | 0.018264 | 440.7275 | 0.00052784 | 440.7275 | 0.00049042 | 427.4475 | 0.040858 | 428.0711 | -0.00098581 | 428.0711 | -0.0022801 | 427.4475 | 0.03323 | 669.0083 | 0.03775 | 427.4475 | 0 | 427.4475 | 0.063669 | 668.2424 | 0.0013044 | 427.4475 | 0.062104 | 670.9274 | 0.00019854 | 669.0083 | 0.017925 | 670.9274 | 6.6665e-05 | 875.151 | 0.0012199 | 1126.805 | 0.024384 | 1013.1348 | 0.011946 | 1056.1747 | 0 | 1055.5183 | 0 | 427.448 | 0.0069447 | 428.0711 | 0.36835 | 427.4475 | 1.4095 | 427.4475 | 5.7084 | 427.4475 | 5.8387 | 425.1935 | 0.0072704
| 258.6859 | 0.049601 |  |  | 258.6859 | 0.0062418 | 258.6859 | 0 | 441.3086 | 0 | 427.6669 | 0.77618 | 422.3014 | 0.11481 | 441.3086 | 0 | 427.6669 | 0.37207 | 427.6669 | 0.58465 | 428.2905 | 3.3773 | 427.6669 | 5.2263 | 427.6669 | 21.8523 | 427.6669 | 23.1794 | 440.8421 | 15.5775 | 422.3 | -0.026508 | 428.2905 | -0.018819 | 441.3086 | 0.15411 | 422.3 | 0.0051416 | 427.6669 | 0.24277 | 422.3 | 0.016555 | 427.6669 | 0.0028018 | 440.8421 | 0.0010099 | 440.8421 | 0.00095726 | 427.6669 | -0.069201 | 428.2905 | -0.018017 | 428.2905 | -0.0077076 | 427.6669 | -0.031606 | 669.1701 | 0.02093 | 427.6669 | 0 | 427.6669 | 0.0058427 | 668.4045 | 0 | 427.6669 | -0.065181 | 671.0894 | 0.00019854 | 669.1701 | 0.018034 | 671.0894 | 7.1264e-05 | 875.2272 | 0.0022117 | 1126.8673 | 0.024497 | 1013.1473 | 0.011968 | 1056.2294 | 0 | 1055.5729 | 0 | 427.667 | 0.006186 | 428.2905 | 0.35264 | 427.6669 | 1.3938 | 427.6669 | 5.6958 | 427.6669 | 5.8338 | 425.4125 | 0.0061195
| 258.7601 | 0.054171 |  |  | 258.7601 | 0.012921 | 258.7601 | 0 | 441.4214 | 0.011884 | 427.8864 | 0.8258 | 422.5212 | 0.1246 | 441.4214 | 0.027942 | 427.8864 | 0.64291 | 427.8864 | 0.63532 | 428.5098 | 3.3266 | 427.8864 | 5.373 | 427.8864 | 21.4131 | 427.8864 | 24.3735 | 440.9566 | 15.7881 | 422.52 | -0.026508 | 428.5098 | 0.012925 | 441.4214 | 0.14523 | 422.52 | -0.013885 | 427.8864 | 0.28755 | 422.52 | 0.0043138 | 427.8864 | 0.016843 | 440.9566 | 0.00049697 | 440.9566 | 0.00047483 | 427.8864 | 0.02305 | 428.5098 | 0.005399 | 428.5098 | 0.0018082 | 427.8864 | -0.00045517 | 669.332 | 0.024508 | 427.8864 | 0 | 427.8864 | 0.016614 | 668.5666 | 0.0028693 | 427.8864 | 0.05578 | 671.2514 | 0.00025887 | 669.332 | 0.016614 | 671.2514 | 6.7515e-05 | 875.3035 | 0.0027212 | 1126.9294 | 0.024615 | 1013.1599 | 0.011992 | 1056.2839 | 0 | 1055.6276 | 0 | 427.886 | 0.007133 | 428.5098 | 0.38461 | 427.8864 | 1.4843 | 427.8864 | 5.9076 | 427.8864 | 6.1016 | 425.6315 | 0.0076283
| 258.8343 | 0.052221 |  |  | 258.8343 | 0.010334 | 258.8343 | 0 | 441.5343 | 0 | 428.1058 | 0.77226 | 422.7409 | 0.10058 | 441.5343 | 0 | 428.1058 | 0.34952 | 428.1058 | 0.55684 | 428.7292 | 3.1367 | 428.1058 | 4.9363 | 428.1058 | 20.6098 | 428.1058 | 24.7757 | 441.0711 | 16.0834 | 422.74 | -0.07225 | 428.7292 | -0.010506 | 441.5343 | 0.14972 | 422.74 | -0.0057306 | 428.1058 | 0.23952 | 422.74 | 0.01026 | 428.1058 | 0.0055806 | 441.0711 | 0.00099813 | 441.0711 | 0.00087972 | 428.1058 | -0.059999 | 428.7292 | -0.01884 | 428.7292 | -0.011526 | 428.1058 | 0.0078132 | 669.4939 | 0.020717 | 428.1058 | 0 | 428.1058 | -0.03155 | 668.7287 | 0 | 428.1058 | -0.050593 | 671.4134 | 0.00016892 | 669.4939 | 0.019127 | 671.4134 | 7.4585e-05 | 875.3797 | 0.003107 | 1126.9917 | 0.024727 | 1013.1725 | 0.012016 | 1056.3386 | 0 | 1055.6821 | 0 | 428.106 | 0.0068422 | 428.7292 | 0.3751 | 428.1058 | 1.4583 | 428.1058 | 5.9719 | 428.1058 | 6.1481 | 425.8505 | 0.0064914
| 258.9086 | 0.057783 |  |  | 258.9086 | 0.0059625 | 258.9086 | 0 | 441.6472 | 0.020332 | 428.3253 | 0.83362 | 422.9607 | 0.12406 | 441.6472 | 0.013417 | 428.3253 | 0.66409 | 428.3253 | 0.61877 | 428.9486 | 3.1784 | 428.3253 | 5.112 | 428.3253 | 20.0461 | 428.3253 | 25.922 | 441.1857 | 16.3329 | 422.96 | 0.0046779 | 428.9487 | 0.021358 | 441.6472 | 0.17428 | 422.96 | 0.0059571 | 428.3253 | 0.27169 | 422.96 | 0.0053631 | 428.3253 | 0.015423 | 441.1857 | 0.00051565 | 441.1857 | 0.00040489 | 428.3253 | 0.049693 | 428.9487 | 0.0067114 | 428.9487 | 0.0088059 | 428.3253 | -0.017864 | 669.6558 | 0.025736 | 428.3253 | 0 | 428.3253 | 0.018665 | 668.8907 | 0.0023475 | 428.3253 | 0.07407 | 671.5754 | 0.00033236 | 669.6558 | 0.0188 | 671.5754 | 6.4669e-05 | 875.4559 | 0.0036429 | 1127.054 | 0.02484 | 1013.1851 | 0.012042 | 1056.3933 | 0 | 1055.7367 | 0 | 428.325 | 0.0080495 | 428.9486 | 0.39654 | 428.3253 | 1.5278 | 428.3253 | 6.1911 | 428.3253 | 6.3349 | 426.0695 | 0.0075424
| 258.9828 | 0.058436 |  |  | 258.9828 | 0.0093505 | 258.9828 | 0 | 441.7601 | 0 | 428.5448 | 0.81647 | 423.1805 | 0.10375 | 441.7601 | 0 | 428.5448 | 0.24974 | 428.5448 | 0.5451 | 429.1681 | 2.9939 | 428.5448 | 4.6581 | 428.5448 | 19.3408 | 428.5448 | 26.2663 | 441.3002 | 16.6689 | 423.18 | -0.019232 | 429.1681 | -0.0028564 | 441.7601 | 0.15746 | 423.18 | 0.016014 | 428.5448 | 0.24274 | 423.18 | 0.0060627 | 428.5448 | 0.012176 | 441.3002 | 0.00098861 | 441.3002 | 0.00085614 | 428.5448 | -0.060367 | 429.1681 | -0.00886 | 429.1681 | -0.0061416 | 428.5448 | -0.026109 | 669.8177 | 0.025896 | 428.5448 | 0 | 428.5448 | 0.0028798 | 669.0528 | 0 | 428.5448 | -0.022468 | 671.7374 | 6.033e-05 | 669.8177 | 0.020658 | 671.7374 | 7.1906e-05 | 875.5322 | 0.0027416 | 1127.1161 | 0.024958 | 1013.1976 | 0.012068 | 1056.448 | 0 | 1055.7913 | 0 | 428.545 | 0.0074736 | 429.1681 | 0.41313 | 428.5448 | 1.5242 | 428.5448 | 6.1141 | 428.5448 | 6.3496 | 426.2886 | 0.0060531
| 259.0571 | 0.063113 |  |  | 259.0571 | 0.010152 | 259.0571 | 0 | 441.873 | 0.0094255 | 428.7643 | 0.82557 | 423.4003 | 0.12974 | 441.873 | 0.020871 | 428.7643 | 0.59497 | 428.7643 | 0.56586 | 429.3875 | 2.9662 | 428.7643 | 4.8282 | 428.7643 | 18.8406 | 428.7643 | 27.5192 | 441.4147 | 16.8901 | 423.4 | -0.0046779 | 429.3875 | 0.011335 | 441.873 | 0.15777 | 423.4 | 0.0065008 | 428.7643 | 0.22653 | 423.4 | 0.039291 | 428.7643 | 0.024707 | 441.4147 | 0.00047448 | 441.4147 | 0.00046324 | 428.7643 | 0.012143 | 429.3875 | 0.0022139 | 429.3875 | -0.0014225 | 428.7643 | 0.019613 | 669.9796 | 0.014737 | 428.7643 | 0 | 428.7643 | 0.026129 | 669.2149 | 0.0023475 | 428.7643 | 0.083146 | 671.8995 | 0.0003565 | 669.9796 | 0.0188 | 671.8995 | 7.0049e-05 | 875.6085 | 0.0023239 | 1127.1783 | 0.02507 | 1013.2102 | 0.012096 | 1056.5027 | 0 | 1055.8459 | 0 | 428.764 | 0.0078391 | 429.3875 | 0.42021 | 428.7643 | 1.5905 | 428.7643 | 6.5389 | 428.7643 | 6.5966 | 426.5077 | 0.0074572
| 259.1313 | 0.063055 |  |  | 259.1313 | 0.0033638 | 259.1313 | 0 | 441.9859 | 0 | 428.9838 | 0.79964 | 423.6201 | 0.094131 | 441.9859 | 0 | 428.9838 | 0.33185 | 428.9838 | 0.52427 | 429.607 | 2.9204 | 428.9838 | 4.5529 | 428.9838 | 18.2715 | 428.9838 | 28.4823 | 441.5293 | 17.1561 | 423.62 | -0.052495 | 429.607 | 0.0016365 | 441.9859 | 0.1678 | 423.62 | -0.020137 | 428.9838 | 0.21233 | 423.62 | -0.0044305 | 428.9838 | 0.016995 | 441.5293 | 0.0009726 | 441.5293 | 0.00082136 | 428.9838 | -0.059999 | 429.607 | -0.015771 | 429.607 | -0.007013 | 428.9838 | -0.060463 | 670.1415 | 0.020183 | 428.9838 | 0 | 428.9838 | 0.019387 | 669.377 | 0 | 428.9838 | -0.049327 | 672.0615 | 0.00015576 | 670.1415 | 0.02033 | 672.0615 | 7.4798e-05 | 875.6848 | 0.0029148 | 1127.2406 | 0.025183 | 1013.2228 | 0.012125 | 1056.5574 | 0 | 1055.9005 | 0 | 428.984 | 0.007457 | 429.607 | 0.42509 | 428.9838 | 1.6088 | 428.9838 | 6.7438 | 428.9838 | 6.8092 | 426.7267 | 0.0057813
| 259.2056 | 0.069105 |  |  | 259.2056 | 0.0071161 | 259.2056 | 0 | 442.0988 | 0.016802 | 429.2033 | 0.83664 | 423.8399 | 0.13181 | 442.0988 | 0.028801 | 429.2033 | 0.74313 | 429.2033 | 0.52845 | 429.8265 | 2.8867 | 429.2033 | 4.6807 | 429.2033 | 17.9502 | 429.2033 | 29.7546 | 441.6438 | 17.3829 | 423.84 | -0.018192 | 429.8265 | 0.010106 | 442.0988 | 0.14941 | 423.84 | 0.0097623 | 429.2033 | 0.2322 | 423.84 | 0.0060627 | 429.2033 | 0.021003 | 441.6438 | 0.00050231 | 441.6438 | 0.00036971 | 429.2033 | 0.017593 | 429.8265 | -0.00069979 | 429.8265 | -0.0044555 | 429.2033 | 0.034854 | 670.3034 | 0.022532 | 429.2033 | 0 | 429.2033 | 0.012249 | 669.5391 | 0.0013044 | 429.2033 | 0.068564 | 672.2235 | 0.00030933 | 670.3034 | 0.018581 | 672.2235 | 6.9987e-05 | 875.7611 | 0.0031951 | 1127.3029 | 0.025301 | 1013.2354 | 0.012154 | 1056.6121 | 0 | 1055.9552 | 0 | 429.203 | 0.0082046 | 429.8265 | 0.44061 | 429.2033 | 1.6943 | 429.2033 | 6.9798 | 429.2033 | 7.0804 | 426.9458 | 0.0072168
| 259.2799 | 0.067774 |  |  | 259.2799 | 0.00044237 | 259.2799 | 0 | 442.2117 | 0 | 429.4228 | 0.79947 | 424.0598 | 0.096311 | 442.2117 | 0 | 429.4228 | 0.43493 | 429.4228 | 0.4519 | 430.0459 | 2.6211 | 429.4228 | 4.2794 | 429.4228 | 17.2105 | 429.4228 | 30.3709 | 441.7584 | 17.7537 | 424.06 | -0.034825 | 430.0459 | -0.012154 | 442.2117 | 0.14345 | 424.06 | -0.006546 | 429.4228 | 0.19757 | 424.06 | 0.0018654 | 429.4228 | 0.0059357 | 441.7584 | 0.0010206 | 441.7584 | 0.00085614 | 429.4228 | -0.032398 | 430.0459 | -0.019321 | 430.0459 | -0.012544 | 429.4228 | -0.02511 | 670.4653 | 0.019168 | 429.4228 | 0 | 429.4228 | -0.018577 | 669.7012 | 0 | 429.4228 | -0.040644 | 672.3856 | 0.00022048 | 670.4653 | 0.020767 | 672.3856 | 8.1331e-05 | 875.8375 | 0.0032842 | 1127.365 | 0.025414 | 1013.2479 | 0.012185 | 1056.6668 | 0 | 1056.0098 | 0 | 429.423 | 0.0083015 | 430.0459 | 0.44021 | 429.4228 | 1.6983 | 429.4228 | 7.1188 | 429.4228 | 7.1735 | 427.1649 | 0.0057605
| 259.3541 | 0.072592 |  |  | 259.3541 | 0.0063268 | 259.3541 | 0 | 442.3246 | 0.010479 | 429.6424 | 0.77499 | 424.2796 | 0.12753 | 442.3246 | 0.023428 | 429.6424 | 0.60979 | 429.6424 | 0.52495 | 430.2654 | 2.6817 | 429.6424 | 4.4369 | 429.6424 | 16.9291 | 429.6424 | 32.0697 | 441.873 | 18.0972 | 424.28 | 0.069127 | 430.2654 | 0.012232 | 442.3246 | 0.15004 | 424.28 | 0.0010646 | 429.6424 | 0.24347 | 424.28 | -0.014223 | 429.6424 | 0.018822 | 441.873 | 0.00052365 | 441.873 | 0.00049801 | 429.6424 | 0.05411 | 430.2654 | 0.0091488 | 430.2654 | 0.0039318 | 429.6424 | 0.0076525 | 670.6272 | 0.022372 | 429.6424 | 0 | 429.6424 | -0.0041262 | 669.8634 | 0.0013044 | 429.6424 | 0.040053 | 672.5476 | 0.00024132 | 670.6272 | 0.019455 | 672.5476 | 7.3633e-05 | 875.9138 | 0.0030615 | 1127.4272 | 0.025526 | 1013.2605 | 0.012217 | 1056.7214 | 0 | 1056.0645 | 0 | 429.642 | 0.009614 | 430.2654 | 0.44689 | 429.6424 | 1.7951 | 429.6424 | 7.3814 | 429.6424 | 7.4134 | 427.384 | 0.0073662
| 259.4284 | 0.074113 |  |  | 259.4284 | 0.0073711 | 259.4284 | 0 | 442.4375 | 0 | 429.8619 | 0.77601 | 424.4995 | 0.10356 | 442.4375 | 0 | 429.8619 | 0.14476 | 429.8619 | 0.4259 | 430.485 | 2.5393 | 429.8619 | 4.1183 | 429.8619 | 16.1013 | 429.8619 | 32.4711 | 441.9875 | 18.505 | 424.5 | 0.010915 | 430.4849 | -0.0050399 | 442.4375 | 0.17605 | 424.5 | 0.00052096 | 429.8619 | 0.18313 | 424.5 | -0.00023318 | 429.8619 | 0.010552 | 441.9875 | 0.00099013 | 441.9875 | 0.0009029 | 429.8619 | -0.043435 | 430.4849 | -0.01727 | 430.4849 | -0.013864 | 429.8619 | -0.032855 | 670.7892 | 0.023173 | 429.8619 | 0 | 429.8619 | -0.045003 | 670.0255 | 0 | 429.8619 | -0.060219 | 672.7097 | 0.00024242 | 670.7892 | 0.021204 | 672.7097 | 7.449e-05 | 875.9902 | 0.0031198 | 1127.4895 | 0.025639 | 1013.2731 | 0.01225 | 1056.7761 | 0 | 1056.119 | 0 | 429.862 | 0.0090768 | 430.485 | 0.44601 | 429.8619 | 1.7681 | 429.8619 | 7.4899 | 429.8619 | 7.531 | 427.6032 | 0.0063474
| 259.5027 | 0.077609 |  |  | 259.5027 | 0.0059989 | 259.5027 | 0 | 442.5504 | 0.0069668 | 430.0815 | 0.733 | 424.7194 | 0.13135 | 442.5504 | 0.0093174 | 430.0815 | 0.64213 | 430.0815 | 0.50531 | 430.7045 | 2.5427 | 430.0815 | 4.2907 | 430.0815 | 15.8033 | 430.0815 | 34.1447 | 442.1021 | 18.8114 | 424.72 | 0.09096 | 430.7045 | 0.021527 | 442.5504 | 0.1586 | 424.72 | 0.008947 | 430.0815 | 0.19956 | 424.72 | -0.0068788 | 430.0815 | 0.010197 | 442.1021 | 0.00047487 | 442.1021 | 0.00040489 | 430.0815 | 0.062208 | 430.7045 | 0.01043 | 430.7045 | 0.007823 | 430.0815 | 0.023486 | 670.9511 | 0.02029 | 430.0815 | 0 | 430.0815 | -0.0034684 | 670.1876 | 0.0018258 | 430.0815 | 0.058783 | 672.8718 | 0.00024461 | 670.9511 | 0.019127 | 672.8718 | 7.1526e-05 | 876.0665 | 0.0032333 | 1127.5519 | 0.025752 | 1013.2856 | 0.012283 | 1056.8308 | 0 | 1056.1737 | 0 | 430.082 | 0.0085756 | 430.7045 | 0.4441 | 430.0815 | 1.8779 | 430.0815 | 7.84 | 430.0815 | 7.8099 | 427.8223 | 0.0070018
| 259.5769 | 0.077559 |  |  | 259.5769 | 0.0044688 | 259.5769 | 0 | 442.6633 | 0 | 430.3011 | 0.78529 | 424.9393 | 0.11444 | 442.6633 | 0 | 430.3011 | 0.17361 | 430.3011 | 0.41018 | 430.924 | 2.3468 | 430.3011 | 3.973 | 430.3011 | 15.3662 | 430.3011 | 35.0961 | 442.2167 | 19.1359 | 424.94 | 0.032746 | 430.924 | -0.005848 | 442.6633 | 0.17459 | 424.94 | 0.0092188 | 430.3011 | 0.17858 | 424.94 | 0.0060627 | 430.3011 | 0.0093348 | 442.2167 | 0.00088113 | 442.2167 | 0.00083296 | 430.3011 | -0.059631 | 430.924 | -0.016437 | 430.924 | -0.010809 | 430.3011 | -0.031356 | 671.1131 | 0.021037 | 430.3011 | 0 | 430.3011 | -0.034744 | 670.3497 | 0 | 430.3011 | -0.051477 | 673.0338 | 0.00027313 | 671.1131 | 0.020767 | 673.0338 | 7.748e-05 | 876.1429 | 0.0030455 | 1127.6141 | 0.025864 | 1013.2982 | 0.012318 | 1056.8855 | 0 | 1056.2284 | 0 | 430.301 | 0.0086061 | 430.924 | 0.46729 | 430.3011 | 1.9019 | 430.3011 | 8.0278 | 430.3011 | 7.9403 | 428.0414 | 0.006385
| 259.6512 | 0.083947 |  |  | 259.6512 | 0.014196 | 259.6512 | 0 | 442.7762 | 0.0059129 | 430.5207 | 0.79987 | 425.1592 | 0.1284 | 442.7762 | 0.025362 | 430.5207 | 0.64599 | 430.5207 | 0.49656 | 431.1436 | 2.4578 | 430.5207 | 4.1302 | 430.5207 | 15.0806 | 430.5207 | 36.2625 | 442.3313 | 19.3214 | 425.16 | 0.025469 | 431.1436 | 0.015422 | 442.7762 | 0.15777 | 425.16 | -0.0024689 | 430.5207 | 0.20053 | 425.16 | -0.0030314 | 430.5207 | 0.026026 | 442.3313 | 0.00041084 | 442.3313 | 0.00042807 | 430.5207 | 0.027244 | 431.1436 | 0.0045923 | 431.1436 | 0.0064159 | 430.5207 | -0.011427 | 671.275 | 0.016979 | 430.5207 | 0 | 430.5207 | 0.0015691 | 670.5119 | 0.0018258 | 430.5207 | 0.055791 | 673.1959 | 0.00025777 | 671.275 | 0.0188 | 673.1959 | 6.9855e-05 | 876.2193 | 0.0031884 | 1127.6764 | 0.025977 | 1013.3108 | 0.012353 | 1056.9403 | 0 | 1056.283 | 0 | 430.521 | 0.0093593 | 431.1436 | 0.48128 | 430.5207 | 1.9859 | 430.5207 | 8.2853 | 430.5207 | 8.1738 | 428.2606 | 0.007178
| 259.7255 | 0.084823 |  |  | 259.7255 | 0.0038009 | 259.7255 | 0 | 442.8891 | 0 | 430.7404 | 0.77317 | 425.3792 | 0.098022 | 442.8891 | 0 | 430.7404 | 0.35437 | 430.7403 | 0.40526 | 431.3631 | 2.2365 | 430.7404 | 3.802 | 430.7403 | 14.8257 | 430.7403 | 37.6179 | 442.4458 | 19.5478 | 425.38 | -0.036903 | 431.3631 | -0.0010803 | 442.8891 | 0.17605 | 425.38 | -0.0070897 | 430.7404 | 0.17951 | 425.38 | 0.007112 | 430.7403 | 0.0074069 | 442.4458 | 0.0008979 | 442.4458 | 0.00080937 | 430.7403 | -0.075827 | 431.3631 | -0.016113 | 431.3631 | -0.010859 | 430.7403 | -0.039226 | 671.437 | 0.023013 | 430.7404 | 0 | 430.7404 | 0.00039874 | 670.674 | 0 | 430.7404 | -0.086876 | 673.358 | 0.00022158 | 671.437 | 0.019893 | 673.358 | 8.0553e-05 | 876.2957 | 0.0031943 | 1127.7387 | 0.02609 | 1013.3234 | 0.012389 | 1056.995 | 0 | 1056.3376 | 0 | 430.74 | 0.010874 | 431.3631 | 0.49364 | 430.7403 | 1.9719 | 430.7403 | 8.4752 | 430.7403 | 8.4041 | 428.4798 | 0.0064256
| 259.7998 | 0.093591 |  |  | 259.7998 | 0.011585 | 259.7998 | 0 | 443.002 | 0.0059129 | 430.96 | 0.85636 | 425.5991 | 0.12793 | 443.002 | 0.029876 | 430.96 | 0.55755 | 430.96 | 0.48067 | 431.5827 | 2.3335 | 430.96 | 4 | 430.96 | 14.4118 | 430.96 | 39.3906 | 442.5604 | 19.7499 | 425.6 | 0.0098758 | 431.5827 | 0.014884 | 443.002 | 0.16811 | 425.6 | 0.011665 | 430.96 | 0.19698 | 425.6 | -0.0030314 | 430.96 | 0.034194 | 442.5604 | 0.00049164 | 442.5604 | 0.0003813 | 430.96 | 0.040122 | 431.5827 | 0.0061822 | 431.5827 | 0.0047656 | 430.96 | 0.033604 | 671.5989 | 0.019809 | 430.96 | 0 | 430.96 | 0.010976 | 670.8362 | 0.0013044 | 430.96 | -0.011422 | 673.5201 | 0.00027203 | 671.5989 | 0.018472 | 673.5201 | 7.7608e-05 | 876.3721 | 0.0028437 | 1127.8009 | 0.026202 | 1013.336 | 0.012426 | 1057.0498 | 0 | 1056.3923 | 0 | 430.96 | 0.011342 | 431.5827 | 0.5211 | 430.96 | 2.102 | 430.96 | 8.8816 | 430.96 | 8.7465 | 428.699 | 0.0075698
| 259.8741 | 0.091451 |  |  | 259.8741 | 0.0082819 | 259.8741 | 0 | 443.1149 | 0 | 431.1796 | 0.81573 | 425.8191 | 0.081857 | 443.1149 | 0 | 431.1796 | 0.28645 | 431.1796 | 0.39373 | 431.8023 | 2.2642 | 431.1796 | 3.6977 | 431.1796 | 14.1291 | 431.1796 | 40.8081 | 442.675 | 20.1109 | 425.82 | -0.032746 | 431.8023 | -0.011125 | 443.1149 | 0.18086 | 425.82 | -0.0068178 | 431.1796 | 0.17481 | 425.82 | 0.00081613 | 431.1796 | 0.0099436 | 442.675 | 0.0010019 | 442.675 | 0.00097285 | 431.1796 | -0.044171 | 431.8023 | -0.019275 | 431.8023 | -0.0088575 | 431.1796 | -0.027858 | 671.7609 | 0.015698 | 431.1796 | 0 | 431.1796 | -0.0034177 | 670.9983 | 0 | 431.1796 | -0.056632 | 673.6822 | 0.00018757 | 671.7609 | 0.021204 | 673.6822 | 7.8139e-05 | 876.4485 | 0.0029312 | 1127.8633 | 0.026315 | 1013.3486 | 0.012463 | 1057.1045 | 0 | 1056.447 | 0 | 431.18 | 0.0097968 | 431.8023 | 0.53809 | 431.1796 | 2.1149 | 431.1796 | 9.1968 | 431.1796 | 8.948 | 428.9182 | 0.006554
| 259.9484 | 0.098715 |  |  | 259.9484 | 0.012046 | 259.9484 | 0 | 443.2278 | 0.026588 | 431.3993 | 0.88005 | 426.039 | 0.13369 | 443.2278 | 0.010063 | 431.3993 | 0.46946 | 431.3993 | 0.44166 | 432.0219 | 2.2596 | 431.3993 | 3.8688 | 431.3993 | 14.1204 | 431.3993 | 42.6807 | 442.7896 | 20.4735 | 426.04 | -0.024429 | 432.0219 | 0.02564 | 443.2278 | 0.15954 | 426.04 | 0.014111 | 431.3993 | 0.19068 | 426.04 | 0.0099102 | 431.3993 | 0.03602 | 442.7896 | 0.00051184 | 442.7896 | 0.00059154 | 431.3993 | 0.048956 | 432.0219 | 0.0070178 | 432.0219 | 0.0069025 | 431.3993 | -0.026734 | 671.9229 | 0.030435 | 431.3993 | 0 | 431.3993 | 0.014578 | 671.1605 | 0.0018258 | 431.3993 | 0.05532 | 673.8443 | 0.00035101 | 671.9229 | 0.019783 | 673.8443 | 7.4711e-05 | 876.525 | 0.0027184 | 1127.9255 | 0.026428 | 1013.3611 | 0.012501 | 1057.1592 | 0 | 1056.5017 | 0 | 431.399 | 0.011323 | 432.0219 | 0.5615 | 431.3993 | 2.2347 | 431.3993 | 9.5306 | 431.3993 | 9.3194 | 429.1374 | 0.0075091
| 260.0227 | 0.095575 |  |  | 260.0227 | 0.0062054 | 260.0227 | 0 | 443.3407 | 0 | 431.619 | 0.81353 | 426.259 | 0.086747 | 443.3407 | 0 | 431.619 | 0.2086 | 431.619 | 0.38654 | 432.2415 | 2.1558 | 431.619 | 3.5412 | 431.619 | 13.7385 | 431.619 | 43.2895 | 442.9042 | 20.9431 | 426.26 | -0.012994 | 432.2415 | 0.0025789 | 443.3407 | 0.18765 | 426.26 | -0.0054588 | 431.619 | 0.15626 | 426.26 | -0.0040807 | 431.619 | 0.021155 | 442.9042 | 0.0010248 | 442.9042 | 0.00094967 | 431.619 | -0.040122 | 432.2415 | -0.015199 | 432.2415 | -0.010142 | 431.619 | 0.02486 | 672.0848 | 0.020663 | 431.619 | 0 | 431.619 | 0.00068978 | 671.3227 | 0 | 431.619 | -0.024121 | 674.0065 | 0.00016234 | 672.0848 | 0.020986 | 674.0065 | 8.0906e-05 | 876.6015 | 0.0024575 | 1127.9879 | 0.02654 | 1013.3737 | 0.01254 | 1057.214 | 0 | 1056.5564 | 0 | 431.619 | 0.011242 | 432.2415 | 0.55673 | 431.619 | 2.2266 | 431.619 | 9.6807 | 431.619 | 9.3952 | 429.3566 | 0.0062679
| 260.097 | 0.10178 |  |  | 260.097 | 0.010565 | 260.097 | 0 | 443.4536 | 0.02346 | 431.8387 | 0.86651 | 426.479 | 0.13112 | 443.4536 | 0.011554 | 431.8387 | 0.52409 | 431.8387 | 0.44351 | 432.4612 | 2.1248 | 431.8387 | 3.5839 | 431.8387 | 13.4637 | 431.8387 | 44.5584 | 443.0188 | 21.3176 | 426.48 | -0.07225 | 432.4612 | 0.020563 | 443.4536 | 0.17072 | 426.48 | -0.01606 | 431.8387 | 0.18385 | 426.48 | 0.0036143 | 431.8387 | 0.049566 | 443.0188 | 0.00051641 | 443.0188 | 0.00035812 | 431.8387 | 0.025671 | 432.4612 | 0.0021318 | 432.4612 | 0.00079846 | 431.8387 | 0.0086948 | 672.2468 | 0.02328 | 431.8387 | 0 | 431.8387 | 0.03106 | 671.4848 | 0.0013044 | 431.8387 | 0.021907 | 674.1686 | 0.00031152 | 672.2468 | 0.019237 | 674.1686 | 7.1332e-05 | 876.6779 | 0.0020477 | 1128.0502 | 0.026653 | 1013.3863 | 0.012579 | 1057.2688 | 0 | 1056.6111 | 0 | 431.839 | 0.012195 | 432.4612 | 0.57739 | 431.8387 | 2.2909 | 431.8387 | 9.7737 | 431.8387 | 9.6047 | 429.5759 | 0.0078515
| 260.1713 | 0.10024 |  |  | 260.1713 | 0.008039 | 260.1713 | 0 | 443.5666 | 0 | 432.0584 | 0.79282 | 426.699 | 0.075212 | 443.5666 | 0 | 432.0584 | 0.19301 | 432.0584 | 0.3528 | 432.6808 | 1.9599 | 432.0584 | 3.223 | 432.0584 | 12.7095 | 432.0584 | 44.9161 | 443.1334 | 21.6765 | 426.7 | -0.051458 | 432.6808 | -0.0026525 | 443.5666 | 0.17522 | 426.7 | -0.012525 | 432.0584 | 0.13417 | 426.7 | -0.010027 | 432.0584 | 0.02491 | 443.1334 | 0.0010347 | 443.1334 | 0.00078619 | 432.0584 | -0.020816 | 432.6808 | -0.013994 | 432.6808 | -0.0077551 | 432.0584 | 0.0021583 | 672.4088 | 0.019596 | 432.0584 | 0 | 432.0584 | 0.013149 | 671.647 | 0 | 432.0584 | -0.021585 | 674.3307 | 0.00014589 | 672.4088 | 0.020767 | 674.3307 | 7.8563e-05 | 876.7545 | 0.0026287 | 1128.1126 | 0.026766 | 1013.3989 | 0.012619 | 1057.3235 | 0 | 1056.6658 | 0 | 432.058 | 0.011511 | 432.6808 | 0.57115 | 432.0584 | 2.2668 | 432.0584 | 9.783 | 432.0584 | 9.5486 | 429.7951 | 0.0065712
| 260.2456 | 0.10992 |  |  | 260.2456 | 0.0065454 | 260.2456 | 0 | 443.6795 | 0.024242 | 432.2781 | 0.74337 | 426.9191 | 0.10837 | 443.6795 | 0.014163 | 432.2781 | 0.60351 | 432.2781 | 0.3878 | 432.9005 | 1.985 | 432.2781 | 3.3295 | 432.2781 | 12.4114 | 432.2781 | 46.0279 | 443.2481 | 21.8789 | 426.92 | 0.0036384 | 432.9005 | 0.0098951 | 443.6795 | 0.18504 | 426.92 | -0.010351 | 432.2781 | 0.16234 | 426.92 | -0.015274 | 432.2781 | 0.021561 | 443.2481 | 0.0005206 | 443.2481 | 0.00042807 | 432.2781 | 0.015619 | 432.9005 | -0.0013602 | 432.9005 | -0.0031055 | 432.2781 | 0.020363 | 672.5708 | 0.02029 | 432.2781 | 0 | 432.2781 | -0.013405 | 671.8092 | 0.0018258 | 432.2781 | 0.039321 | 674.4929 | 0.0003565 | 672.5708 | 0.019127 | 674.4929 | 7.6729e-05 | 876.8309 | 0.0024439 | 1128.1748 | 0.026878 | 1013.4114 | 0.012659 | 1057.3783 | 0 | 1056.7205 | 0 | 432.278 | 0.012718 | 432.9005 | 0.5709 | 432.2781 | 2.3425 | 432.2781 | 9.9436 | 432.2781 | 9.718 | 430.0144 | 0.0074888
| 260.3199 | 0.11267 |  |  | 260.3199 | 0.007784 | 260.3199 | 0 | 443.7924 | 0 | 432.4979 | 0.73065 | 427.1391 | 0.080181 | 443.7924 | 0 | 432.4979 | 0.33097 | 432.4979 | 0.35831 | 433.1202 | 1.8523 | 432.4979 | 3.0292 | 432.4979 | 11.7314 | 432.4979 | 46.6468 | 443.3627 | 22.1277 | 427.14 | 0.018192 | 433.1202 | 5.1428e-05 | 443.7924 | 0.16456 | 427.14 | -0.020951 | 432.4979 | 0.13397 | 427.14 | -0.011076 | 432.4979 | 0.015017 | 443.3627 | 0.0009848 | 443.3627 | 0.00083296 | 432.4979 | -0.082821 | 433.1202 | -0.012039 | 433.1202 | -0.01079 | 432.4979 | -0.0088131 | 672.7328 | 0.021037 | 432.4979 | 0 | 432.4979 | -0.033643 | 671.9714 | 0 | 432.4979 | -0.048097 | 674.655 | 0.0001788 | 672.7328 | 0.020767 | 674.655 | 8.1728e-05 | 876.9075 | 0.0021863 | 1128.2372 | 0.026991 | 1013.424 | 0.0127 | 1057.4331 | 0 | 1056.7751 | 0 | 432.498 | 0.012976 | 433.1202 | 0.5746 | 432.4979 | 2.3365 | 432.4979 | 10.0606 | 432.4979 | 9.8111 | 430.2337 | 0.007166
| 260.3942 | 0.12075 |  |  | 260.3942 | 0.006934 | 260.3943 | 0 | 443.9053 | 0.011533 | 432.7176 | 0.79386 | 427.3592 | 0.12263 | 443.9053 | 0.036969 | 432.7176 | 0.62673 | 432.7176 | 0.35489 | 433.3398 | 1.9285 | 432.7176 | 3.1811 | 432.7176 | 11.7999 | 432.7176 | 48.4808 | 443.4773 | 22.3968 | 427.36 | 0.042101 | 433.3398 | 0.02394 | 443.9053 | 0.18201 | 427.36 | 0.0035108 | 432.7176 | 0.16016 | 427.36 | 0.011659 | 432.7176 | 0.035563 | 443.4773 | 0.00046953 | 443.4773 | 0.00040489 | 432.7176 | 0.086134 | 433.3398 | -0.0021524 | 433.3398 | -0.00015039 | 432.7176 | 0.021112 | 672.8948 | 0.023387 | 432.7176 | 0 | 432.7176 | 0.0024175 | 672.1336 | 0.0018258 | 432.7176 | 0.071307 | 674.8172 | 0.0003565 | 672.8948 | 0.020002 | 674.8172 | 7.9317e-05 | 876.9839 | 0.0019937 | 1128.2996 | 0.027099 | 1013.4366 | 0.012741 | 1057.4878 | 0 | 1056.8298 | 0 | 432.718 | 0.013709 | 433.3398 | 0.60547 | 432.7176 | 2.4247 | 432.7176 | 10.3013 | 432.7176 | 10.0664 | 430.453 | 0.0074567
| 260.4686 | 0.122 |  |  | 260.4686 | 0.0024651 | 260.4686 | 0 | 444.0182 | 0 | 432.9374 | 0.80521 | 427.5792 | 0.087592 | 444.0182 | 0 | 432.9374 | 0.2896 | 432.9374 | 0.32682 | 433.5595 | 1.7447 | 432.9374 | 2.8696 | 432.9374 | 11.4961 | 432.9374 | 49.5976 | 443.5919 | 22.79 | 427.58 | -0.00051979 | 433.5595 | -0.0051705 | 444.0182 | 0.16216 | 427.58 | -0.016875 | 432.9374 | 0.13737 | 427.58 | -0.016322 | 432.9374 | 0.026939 | 443.5919 | 0.00097603 | 443.5919 | 0.00079379 | 432.9374 | -0.050797 | 433.5595 | -0.012448 | 433.5595 | -0.013972 | 432.9374 | -0.01699 | 673.0569 | 0.024882 | 432.9374 | 0 | 432.9374 | -0.0065941 | 672.2958 | 0 | 432.9374 | -0.018415 | 674.9793 | 0.00015028 | 673.0569 | 0.021095 | 674.9793 | 8.5749e-05 | 877.0604 | 0.0018692 | 1128.3619 | 0.027211 | 1013.4492 | 0.012782 | 1057.5426 | 0 | 1056.8846 | 0 | 432.937 | 0.013673 | 433.5595 | 0.61196 | 432.9374 | 2.4264 | 432.9374 | 10.5795 | 432.9374 | 10.244 | 430.6723 | 0.0066248
| 260.5429 | 0.13052 |  |  | 260.5429 | 0.0066061 | 260.5429 | 0 | 444.1311 | 0.017856 | 433.1572 | 0.7872 | 427.7993 | 0.11272 | 444.1311 | 0.053949 | 433.1572 | 0.5089 | 433.1572 | 0.34159 | 433.7793 | 1.8353 | 433.1572 | 3.0203 | 433.1572 | 11.4359 | 433.1572 | 51.2813 | 443.7066 | 23.1529 | 427.8 | 0.055613 | 433.7793 | 0.021821 | 444.1311 | 0.17428 | 427.8 | 0.017917 | 433.1572 | 0.154 | 427.8 | -0.0054798 | 433.1572 | 0.027294 | 443.7066 | 0.0005145 | 443.7066 | 0.0003893 | 433.1572 | 0.011079 | 433.7793 | -0.0051425 | 433.7793 | -0.0043812 | 433.1572 | 0.023486 | 673.2189 | 0.027124 | 433.1572 | 0 | 433.1572 | 0.013236 | 672.458 | 0.0013044 | 433.1572 | 0.0063766 | 675.1415 | 0.00034224 | 673.2189 | 0.0188 | 675.1415 | 8.4606e-05 | 877.137 | 0.0015901 | 1128.4242 | 0.027324 | 1013.4617 | 0.012824 | 1057.5974 | 0 | 1056.9393 | 0 | 433.157 | 0.014762 | 433.7793 | 0.63097 | 433.1572 | 2.5341 | 433.1572 | 10.8739 | 433.1572 | 10.5506 | 430.8916 | 0.0079359
| 260.6172 | 0.12895 |  |  | 260.6172 | 0.0046388 | 260.6172 | 0 | 444.244 | 0 | 433.377 | 0.75893 | 428.0194 | 0.080265 | 444.244 | 0 | 433.377 | 0.13688 | 433.377 | 0.29396 | 433.999 | 1.7106 | 433.377 | 2.7504 | 433.377 | 10.9564 | 433.377 | 52.4083 | 443.8212 | 23.5174 | 428.02 | -0.069127 | 433.999 | -0.0062842 | 444.244 | 0.16456 | 428.02 | -0.017147 | 433.377 | 0.13852 | 428.02 | -0.0040807 | 433.377 | 0.031099 | 443.8212 | 0.00099356 | 443.8212 | 0.00084055 | 433.377 | -0.08871 | 433.999 | -0.013106 | 433.999 | -0.0093526 | 433.377 | -0.045722 | 673.3809 | 0.01746 | 433.377 | 0 | 433.377 | 0.013403 | 672.6202 | 0 | 433.377 | -0.081356 | 675.3037 | 0.00012834 | 673.3809 | 0.02022 | 675.3037 | 9.6159e-05 | 877.2136 | 0.0015008 | 1128.4866 | 0.027437 | 1013.4743 | 0.012866 | 1057.6522 | 0 | 1056.994 | 0 | 433.377 | 0.014443 | 433.999 | 0.63086 | 433.377 | 2.5455 | 433.377 | 11.0622 | 433.377 | 10.716 | 431.111 | 0.0076551
| 260.6916 | 0.13454 |  |  | 260.6916 | 0.0099456 | 260.6916 | 0 | 444.3569 | 0.022482 | 433.5968 | 0.8038 | 428.2395 | 0.098886 | 444.3569 | 0.01379 | 433.5968 | 0.53583 | 433.5968 | 0.34833 | 434.2187 | 1.7542 | 433.5968 | 2.8873 | 433.5968 | 10.7285 | 433.5968 | 54.207 | 443.9359 | 23.7512 | 428.24 | -0.037943 | 434.2187 | 0.017594 | 444.3569 | 0.16634 | 428.24 | -0.021495 | 433.5968 | 0.15028 | 428.24 | 0.0011659 | 433.5968 | 0.036477 | 443.9359 | 0.00048706 | 443.9359 | 0.00045165 | 433.5968 | 0.042699 | 434.2187 | -0.0049226 | 434.2187 | 0.0019163 | 433.5968 | 0.043973 | 673.543 | 0.025896 | 433.5968 | 0 | 433.5968 | 0.032203 | 672.7824 | 0.0018258 | 433.5968 | 0.014245 | 675.4659 | 0.00034224 | 673.543 | 0.019237 | 675.4659 | 8.5591e-05 | 877.2902 | 0.00194 | 1128.549 | 0.027549 | 1013.4869 | 0.012908 | 1057.707 | 0 | 1057.0488 | 0 | 433.597 | 0.015626 | 434.2187 | 0.66653 | 433.5968 | 2.6667 | 433.5968 | 11.3422 | 433.5968 | 10.9882 | 431.3303 | 0.0083365
| 260.7659 | 0.13256 |  |  | 260.7659 | 0.00065555 | 260.7659 | 0 | 444.4699 | 0 | 433.8166 | 0.78251 | 428.4597 | 0.090809 | 444.4699 | 0 | 433.8166 | 0.2252 | 433.8166 | 0.29849 | 434.4385 | 1.6818 | 433.8166 | 2.5848 | 433.8166 | 10.5235 | 433.8166 | 55.3986 | 444.0505 | 24.0117 | 428.46 | 0.04314 | 434.4385 | 0.0054661 | 444.4699 | 0.16456 | 428.46 | -0.0019253 | 433.8166 | 0.12907 | 428.46 | -0.0023318 | 433.8166 | 0.034447 | 444.0505 | 0.00094059 | 444.0505 | 0.00094967 | 433.8166 | -0.050797 | 434.4385 | -0.015185 | 434.4385 | -0.0071613 | 433.8166 | 0.011053 | 673.705 | 0.018688 | 433.8166 | 0 | 433.8166 | -0.023319 | 672.9447 | 0 | 433.8166 | -0.078857 | 675.6281 | 0.00019525 | 673.705 | 0.020658 | 675.6281 | 8.8431e-05 | 877.3668 | 0.0022145 | 1128.6113 | 0.027657 | 1013.4995 | 0.01295 | 1057.7618 | 0 | 1057.1035 | 0 | 433.817 | 0.015739 | 434.4385 | 0.66965 | 433.8166 | 2.6696 | 433.8166 | 11.5058 | 433.8166 | 11.1465 | 431.5497 | 0.00679
| 260.8403 | 0.13908 |  |  | 260.8403 | 0.010395 | 260.8403 | 0 | 444.5828 | 0.010479 | 434.0364 | 0.80044 | 428.6798 | 0.11817 | 444.5828 | 0.016771 | 434.0364 | 0.55059 | 434.0364 | 0.33632 | 434.6583 | 1.6936 | 434.0364 | 2.6908 | 434.0364 | 10.2092 | 434.0364 | 57.1612 | 444.1652 | 24.2062 | 428.68 | 0.042101 | 434.6583 | 0.027825 | 444.5828 | 0.19476 | 428.68 | -0.006546 | 434.0364 | 0.14597 | 428.68 | 0.002565 | 434.0364 | 0.042869 | 444.1652 | 0.00046572 | 444.1652 | 0.00049801 | 434.0364 | 0.068833 | 434.6583 | -0.0054577 | 434.6583 | -0.0016945 | 434.0364 | 0.044848 | 673.867 | 0.02376 | 434.0364 | 0 | 434.0364 | 0.0025418 | 673.1069 | 0.0018258 | 434.0364 | 0.040557 | 675.7903 | 0.00027971 | 673.867 | 0.0188 | 675.7903 | 8.6003e-05 | 877.4434 | 0.0023146 | 1128.6737 | 0.027769 | 1013.5121 | 0.012993 | 1057.8166 | 0 | 1057.1583 | 0 | 434.036 | 0.015994 | 434.6583 | 0.67997 | 434.0364 | 2.7467 | 434.0364 | 11.7896 | 434.0364 | 11.4088 | 431.769 | 0.0076592
| 260.9146 | 0.14313 |  |  | 260.9146 | 0.0072497 | 260.9146 | 0 | 444.6957 | 0 | 434.2563 | 0.73676 | 428.9 | 0.085483 | 444.6957 | 0 | 434.2563 | 0.17129 | 434.2563 | 0.28939 | 434.878 | 1.4905 | 434.2563 | 2.384 | 434.2563 | 9.8319 | 434.2563 | 57.4862 | 444.2798 | 24.5194 | 428.9 | 0.064972 | 434.8781 | -0.0011204 | 444.6957 | 0.16362 | 428.9 | -0.0057306 | 434.2563 | 0.10566 | 428.9 | -0.0033811 | 434.2563 | 0.022272 | 444.2798 | 0.00095736 | 444.2798 | 0.00078619 | 434.2563 | -0.050061 | 434.8781 | -0.005999 | 434.8781 | -0.0060187 | 434.2563 | 0.011487 | 674.0291 | 0.035881 | 434.2563 | 0 | 434.2563 | -0.032405 | 673.2691 | 0 | 434.2563 | -0.054411 | 675.9525 | 0.00026874 | 674.0291 | 0.020111 | 675.9525 | 8.6288e-05 | 877.52 | 0.0024533 | 1128.7362 | 0.027882 | 1013.5247 | 0.013035 | 1057.8715 | 0 | 1057.213 | 0 | 434.256 | 0.015991 | 434.878 | 0.66499 | 434.2563 | 2.7575 | 434.2563 | 11.844 | 434.2563 | 11.4316 | 431.9884 | 0.007284
| 260.989 | 0.15226 |  |  | 260.989 | 0.011621 | 260.989 | 0 | 444.8086 | 0.017505 | 434.4761 | 0.80484 | 429.1201 | 0.11317 | 444.8086 | 0.025362 | 434.4761 | 0.61972 | 434.4762 | 0.30044 | 435.0978 | 1.5591 | 434.4761 | 2.5056 | 434.4762 | 9.5015 | 434.4762 | 58.3184 | 444.3945 | 24.8266 | 429.12 | 0.02339 | 435.0978 | 0.02555 | 444.8086 | 0.16247 | 429.12 | -0.017147 | 434.4761 | 0.13455 | 429.12 | -0.010726 | 434.4762 | 0.043427 | 444.3945 | 0.0005004 | 444.3945 | 0.00028818 | 434.4762 | 0.075827 | 435.0978 | 0.0011466 | 435.0978 | 0.0040936 | 434.4762 | 0.030481 | 674.1912 | 0.028566 | 434.4761 | 0 | 434.4761 | 0.011852 | 673.4314 | 0.0013044 | 434.4761 | 0.034338 | 676.1147 | 0.00022158 | 674.1912 | 0.01869 | 676.1147 | 7.7574e-05 | 877.5966 | 0.0023082 | 1128.7986 | 0.027995 | 1013.5372 | 0.013078 | 1057.9263 | 0 | 1057.2678 | 0 | 434.476 | 0.015382 | 435.0978 | 0.67424 | 434.4762 | 2.8088 | 434.4762 | 11.9765 | 434.4762 | 11.5731 | 432.2078 | 0.0086401
| 261.0633 | 0.15359 |  |  | 261.0633 | 0.0047846 | 261.0633 | 0 | 444.9216 | 0 | 434.696 | 0.75303 | 429.3403 | 0.084115 | 444.9216 | 0 | 434.696 | 0.089317 | 434.696 | 0.26522 | 435.3177 | 1.4337 | 434.696 | 2.1965 | 434.696 | 9.0507 | 434.696 | 58.9927 | 444.5091 | 25.236 | 429.34 | -0.045222 | 435.3177 | 0.012477 | 444.9216 | 0.18556 | 429.34 | -0.011982 | 434.696 | 0.11336 | 429.34 | -0.0044305 | 434.696 | 0.035107 | 444.5091 | 0.00097946 | 444.5091 | 0.00080937 | 434.696 | -0.044171 | 435.3177 | -0.0045825 | 435.3177 | -0.0067849 | 434.696 | -0.020487 | 674.3532 | 0.025736 | 434.696 | 0 | 434.696 | -0.0099128 | 673.5936 | 0 | 434.696 | -0.029319 | 676.277 | 0.00020951 | 674.3532 | 0.020002 | 676.277 | 9.1856e-05 | 877.6733 | 0.0021435 | 1128.861 | 0.028107 | 1013.5498 | 0.01312 | 1057.9811 | 0 | 1057.3225 | 0 | 434.696 | 0.017113 | 435.3177 | 0.67299 | 434.696 | 2.7836 | 434.696 | 11.9352 | 434.696 | 11.5822 | 432.4273 | 0.0072733
| 261.1377 | 0.16514 |  |  | 261.1377 | 0.0079176 | 261.1377 | 0 | 445.0345 | 0.0038054 | 434.9159 | 0.79965 | 429.5605 | 0.12373 | 445.0345 | 0.020126 | 434.9159 | 0.5093 | 434.9159 | 0.29279 | 435.5375 | 1.4602 | 434.9159 | 2.3402 | 434.9159 | 8.8821 | 434.9159 | 60.6058 | 444.6238 | 25.597 | 429.56 | 0.028587 | 435.5375 | 0.037458 | 445.0345 | 0.18619 | 429.56 | 0.00024916 | 434.9159 | 0.12907 | 429.56 | 0.00046636 | 434.9159 | 0.049008 | 444.6238 | 0.00049049 | 444.6238 | 0.0005216 | 434.9159 | 0.034293 | 435.5375 | 0.0026279 | 435.5375 | 0.0054685 | 434.9159 | 0.014116 | 674.5153 | 0.021411 | 434.9159 | 0 | 434.9159 | 0.013977 | 673.7559 | 0.0018258 | 434.9159 | 0.023332 | 676.4392 | 0.00032907 | 674.5153 | 0.019127 | 676.4392 | 9.2427e-05 | 877.7499 | 0.0022673 | 1128.9233 | 0.028215 | 1013.5624 | 0.013163 | 1058.036 | 0 | 1057.3773 | 0 | 434.916 | 0.018475 | 435.5375 | 0.69645 | 434.9159 | 2.8712 | 434.9159 | 12.3928 | 434.9159 | 11.927 | 432.6467 | 0.0077813
| 261.212 | 0.16657 |  |  | 261.212 | 0.0096541 | 261.212 | 0 | 445.1474 | 0 | 435.1358 | 0.73997 | 429.7807 | 0.082645 | 445.1474 | 0 | 435.1358 | 0.20139 | 435.1358 | 0.24775 | 435.7573 | 1.3503 | 435.1358 | 2.1255 | 435.1358 | 8.6497 | 435.1358 | 62.6397 | 444.7385 | 25.9899 | 429.78 | -0.020271 | 435.7573 | 0.007898 | 445.1474 | 0.18859 | 429.78 | -0.024757 | 435.1358 | 0.099632 | 429.78 | -0.032412 | 435.1358 | 0.026381 | 444.7385 | 0.00098746 | 444.7385 | 0.0010196 | 435.1358 | -0.021787 | 435.7573 | -0.0083284 | 435.7573 | -0.0073516 | 435.1358 | -0.0059301 | 674.6774 | 0.016445 | 435.1358 | 0 | 435.1358 | -0.027774 | 673.9181 | 0 | 435.1358 | -0.059049 | 676.6014 | 0.00018099 | 674.6774 | 0.020986 | 676.6014 | 9.657e-05 | 877.8266 | 0.0022413 | 1128.9858 | 0.028328 | 1013.575 | 0.013205 | 1058.0908 | 0 | 1057.4321 | 0 | 435.136 | 0.017882 | 435.7573 | 0.69538 | 435.1358 | 2.9483 | 435.1358 | 12.6315 | 435.1358 | 12.2335 | 432.8661 | 0.008025
| 261.2864 | 0.1749 |  |  | 261.2864 | 0.014208 | 261.2864 | 0 | 445.2603 | 0.019261 | 435.3558 | 0.77692 | 430.001 | 0.13631 | 445.2603 | 0.036969 | 435.3558 | 0.42471 | 435.3558 | 0.28396 | 435.9772 | 1.4216 | 435.3558 | 2.2769 | 435.3558 | 8.4699 | 435.3558 | 65.043 | 444.8532 | 26.2777 | 430 | -0.041062 | 435.9772 | 0.019177 | 445.2603 | 0.1957 | 430 | -0.0147 | 435.3558 | 0.11569 | 430 | 0.0095605 | 435.3558 | 0.04155 | 444.8532 | 0.00050764 | 444.8532 | 0.00049801 | 435.3558 | 0.027725 | 435.9772 | 0.00083057 | 435.9772 | -0.0028572 | 435.3558 | -0.0066553 | 674.8395 | 0.02328 | 435.3558 | 0 | 435.3558 | 0.017541 | 674.0804 | 0.0018258 | 435.3558 | 0.064885 | 676.7637 | 0.00034662 | 674.8395 | 0.019565 | 676.7637 | 9.4999e-05 | 877.9033 | 0.0028653 | 1129.0482 | 0.02844 | 1013.5875 | 0.013247 | 1058.1456 | 0 | 1057.4869 | 0 | 435.356 | 0.019073 | 435.9772 | 0.71024 | 435.3558 | 3.074 | 435.3558 | 13.0405 | 435.3558 | 12.6381 | 433.0856 | 0.0087136
| 261.3608 | 0.17784 |  |  | 261.3608 | 0.0052217 | 261.3608 | 0 | 445.3733 | 0 | 435.5757 | 0.73908 | 430.2212 | 0.084868 | 445.3733 | 0 | 435.5757 | 0.17498 | 435.5757 | 0.25777 | 436.197 | 1.2602 | 435.5757 | 1.9902 | 435.5757 | 8.2823 | 435.5757 | 66.2858 | 444.9679 | 26.5983 | 430.22 | 0.012994 | 436.197 | 0.00905 | 445.3733 | 0.18232 | 430.22 | -0.0089922 | 435.5757 | 0.10317 | 430.22 | -0.017373 | 435.5757 | 0.030642 | 444.9679 | 0.0010477 | 444.9679 | 0.00099643 | 435.5757 | -0.072514 | 436.197 | -0.017348 | 436.197 | -0.007113 | 435.5757 | -0.012992 | 675.0015 | 0.018421 | 435.5757 | 0 | 435.5757 | -0.0082668 | 674.2427 | 0 | 435.5757 | -0.087685 | 676.926 | 0.00020622 | 675.0015 | 0.020439 | 676.926 | 9.9856e-05 | 877.98 | 0.002601 | 1129.1107 | 0.028553 | 1013.6002 | 0.013289 | 1058.2006 | 0 | 1057.5416 | 0 | 435.576 | 0.019422 | 436.197 | 0.72048 | 435.5757 | 3.0465 | 435.5757 | 13.1703 | 435.5757 | 12.7536 | 433.305 | 0.0077306
| 261.4352 | 0.18314 |  |  | 261.4352 | 0.0096784 | 261.4352 | 0 | 445.4862 | 0.017153 | 435.7957 | 0.80964 | 430.4415 | 0.11984 | 445.4862 | 0.03396 | 435.7957 | 0.41481 | 435.7957 | 0.26574 | 436.4169 | 1.3606 | 435.7957 | 2.1473 | 435.7957 | 8.0689 | 435.7957 | 67.878 | 445.0826 | 26.8501 | 430.44 | 0.026508 | 436.4169 | 0.037761 | 445.4862 | 0.17553 | 430.44 | -0.016331 | 435.7957 | 0.11377 | 430.44 | 0.0099102 | 435.7957 | 0.049312 | 445.0826 | 0.00055185 | 445.0826 | 0.00049801 | 435.7957 | 0.032165 | 436.4169 | 0.0066398 | 436.4169 | 0.0050364 | 435.7957 | 0.0075478 | 675.1636 | 0.025149 | 435.7957 | 0 | 435.7957 | 0.042514 | 674.4049 | 0.0013044 | 435.7957 | 0.037272 | 677.0882 | 0.00028849 | 675.1636 | 0.01869 | 677.0882 | 8.5451e-05 | 878.0567 | 0.0025622 | 1129.1731 | 0.028666 | 1013.6127 | 0.013331 | 1058.2554 | 0 | 1057.5964 | 0 | 435.796 | 0.019663 | 436.4169 | 0.74151 | 435.7957 | 3.1792 | 435.7957 | 13.375 | 435.7957 | 13.0348 | 433.5245 | 0.0092602
| 261.5095 | 0.18241 |  |  | 261.5095 | 0.0090834 | 261.5095 | 0 | 445.5991 | 0 | 436.0156 | 0.74052 | 430.6617 | 0.086496 | 445.5991 | 0 | 436.0156 | 0.062556 | 436.0156 | 0.24183 | 436.6368 | 1.2166 | 436.0156 | 1.8768 | 436.0156 | 7.7493 | 436.0156 | 68.795 | 445.1972 | 27.2228 | 430.66 | 0.0077966 | 436.6368 | 0.019145 | 445.5991 | 0.17877 | 430.66 | -0.026659 | 436.0156 | 0.091733 | 430.66 | -0.014223 | 436.0156 | 0.03876 | 445.1972 | 0.0010797 | 445.1972 | 0.0010196 | 436.0156 | -0.061472 | 436.6368 | -0.013071 | 436.6368 | -0.0054393 | 436.0156 | -0.016865 | 675.3257 | 0.021304 | 436.0156 | 0 | 436.0156 | -0.0028034 | 674.5672 | 0 | 436.0156 | -0.033816 | 677.2505 | 0.00029397 | 675.3257 | 0.019455 | 677.2505 | 8.5165e-05 | 878.1334 | 0.0022419 | 1129.2356 | 0.028778 | 1013.6253 | 0.013373 | 1058.3102 | 0 | 1057.6512 | 0 | 436.016 | 0.019402 | 436.6368 | 0.73762 | 436.0156 | 3.2049 | 436.0156 | 13.5464 | 436.0156 | 13.1816 | 433.744 | 0.0082993
| 261.5839 | 0.19254 |  |  | 261.5839 | 0.0070554 | 261.5839 | 0 | 445.712 | 0.0161 | 436.2356 | 0.76127 | 430.882 | 0.10958 | 445.712 | 0.021923 | 436.2356 | 0.49485 | 436.2356 | 0.2807 | 436.8567 | 1.3534 | 436.2356 | 1.9989 | 436.2356 | 7.6605 | 436.2356 | 70.1285 | 445.312 | 27.5682 | 430.88 | -0.031706 | 436.8567 | 0.027691 | 445.712 | 0.17313 | 430.88 | -0.0019253 | 436.2356 | 0.11366 | 430.88 | 0.0095605 | 436.2356 | 0.046725 | 445.312 | 0.00053699 | 445.312 | 0.0005216 | 436.2356 | 0.03602 | 436.8567 | 0.0034682 | 436.8567 | 0.0031588 | 436.2356 | 0.019988 | 675.4879 | 0.024294 | 436.2356 | 0 | 436.2356 | 0.005148 | 674.7295 | 0.0018258 | 436.2356 | 0.042195 | 677.4128 | 0.0002117 | 675.4879 | 0.017707 | 677.4128 | 8.3451e-05 | 878.2101 | 0.0027667 | 1129.298 | 0.028891 | 1013.6379 | 0.013414 | 1058.3651 | 0 | 1057.7061 | 0 | 436.236 | 0.021258 | 436.8567 | 0.75601 | 436.2356 | 3.2758 | 436.2356 | 13.7303 | 436.2356 | 13.4256 | 433.9635 | 0.0092293
| 261.6583 | 0.19344 |  |  | 261.6583 | 0.011852 | 261.6583 | 0 | 445.825 | 0 | 436.4556 | 0.73747 | 431.1023 | 0.087521 | 445.825 | 0 | 436.4556 | 0.1286 | 436.4556 | 0.20948 | 437.0766 | 1.1992 | 436.4556 | 1.7301 | 436.4556 | 7.3371 | 436.4556 | 70.4635 | 445.4266 | 27.9648 | 431.1 | 0.0046779 | 437.0767 | 0.016492 | 445.825 | 0.18086 | 431.1 | -0.0040998 | 436.4556 | 0.09672 | 431.1 | 0.00081613 | 436.4556 | 0.032925 | 445.4266 | 0.0010168 | 445.4266 | 0.00087972 | 436.4556 | -0.020766 | 437.0767 | -0.013485 | 437.0767 | -0.0081973 | 436.4556 | 0.01005 | 675.65 | 0.022906 | 436.4556 | 0 | 436.4556 | -0.03838 | 674.8918 | 0 | 436.4556 | -0.018749 | 677.5751 | 0.00029507 | 675.65 | 0.019346 | 677.5751 | 8.7879e-05 | 878.2869 | 0.0031064 | 1129.3605 | 0.029004 | 1013.6505 | 0.013455 | 1058.4199 | 0 | 1057.7609 | 0 | 436.456 | 0.02185 | 437.0766 | 0.76394 | 436.4556 | 3.2463 | 436.4556 | 13.6206 | 436.4556 | 13.4179 | 434.183 | 0.0088203
| 261.7327 | 0.20319 |  |  | 261.7327 | 0.012775 | 261.7327 | 0 | 445.9379 | 0.017505 | 436.6756 | 0.76221 | 431.3226 | 0.11049 | 445.9379 | 0.029446 | 436.6756 | 0.42089 | 436.6756 | 0.25427 | 437.2966 | 1.1844 | 436.6756 | 1.8613 | 436.6756 | 7.1881 | 436.6756 | 71.2554 | 445.5414 | 28.2368 | 431.32 | 0.051458 | 437.2966 | 0.035579 | 445.9379 | 0.16843 | 431.32 | -0.0073615 | 436.6756 | 0.095104 | 431.32 | 0.015157 | 436.6756 | 0.039013 | 445.5414 | 0.00048516 | 445.5414 | 0.00035812 | 436.6756 | 0.050061 | 437.2966 | 0.0036837 | 437.2966 | 0.0019329 | 436.6756 | 0.0024769 | 675.8121 | 0.018688 | 436.6756 | 0 | 436.6756 | 0.010657 | 675.0541 | 0.0013044 | 436.6756 | 0.068652 | 677.7374 | 0.00024461 | 675.8121 | 0.017597 | 677.7374 | 8.3165e-05 | 878.3637 | 0.0027238 | 1129.423 | 0.029116 | 1013.663 | 0.013496 | 1058.4749 | 0 | 1057.8157 | 0 | 436.676 | 0.023132 | 437.2966 | 0.77348 | 436.6756 | 3.3258 | 436.6756 | 13.7526 | 436.6756 | 13.6175 | 434.4026 | 0.0095688
| 261.8071 | 0.20592 |  |  | 261.8071 | 0.0067518 | 261.8071 | 0 | 446.0509 | 0 | 436.8956 | 0.75184 | 431.5429 | 0.081552 | 446.0509 | 0 | 436.8956 | 0.17338 | 436.8956 | 0.20834 | 437.5165 | 1.1476 | 436.8956 | 1.6311 | 436.8956 | 6.7937 | 436.8956 | 72.3857 | 445.6561 | 28.5425 | 431.54 | -0.051458 | 437.5165 | 0.017027 | 446.0509 | 0.17522 | 431.54 | -0.0095359 | 436.8956 | 0.086644 | 431.54 | -0.021569 | 436.8956 | 0.034752 | 445.6561 | 0.00097527 | 445.6561 | 0.00085614 | 436.8956 | -0.03023 | 437.5165 | -0.010708 | 437.5165 | -0.0051287 | 436.8956 | 0.0033147 | 675.9742 | 0.020717 | 436.8956 | 0 | 436.8956 | -0.0084034 | 675.2164 | 0 | 436.8956 | -0.061842 | 677.8997 | 0.00031372 | 675.9742 | 0.019127 | 677.8997 | 9.4284e-05 | 878.4405 | 0.0022547 | 1129.4855 | 0.029229 | 1013.6757 | 0.013536 | 1058.5298 | 0 | 1057.8705 | 0 | 436.896 | 0.02355 | 437.5165 | 0.77458 | 436.8956 | 3.3411 | 436.8956 | 13.9081 | 436.8956 | 13.8417 | 434.6221 | 0.0090728
| 261.8815 | 0.21726 |  |  | 261.8815 | 0.012119 | 261.8815 | 0 | 446.1638 | 0.034408 | 437.1157 | 0.75878 | 431.7633 | 0.10158 | 446.1638 | 0.013044 | 437.1157 | 0.41802 | 437.1157 | 0.2318 | 437.7365 | 1.1908 | 437.1157 | 1.7825 | 437.1157 | 6.6621 | 437.1157 | 73.4765 | 445.7708 | 28.8003 | 431.76 | 0.028587 | 437.7365 | 0.039783 | 446.1638 | 0.22652 | 431.76 | 0.010578 | 437.1157 | 0.10685 | 431.76 | 0.0064125 | 437.1157 | 0.050783 | 445.7708 | 0.00049964 | 445.7708 | 0.00049801 | 437.1157 | 0.029028 | 437.7365 | -0.00096915 | 437.7365 | 0.00087693 | 437.1157 | 0.017239 | 676.1364 | 0.023867 | 437.1157 | 0 | 437.1157 | 0.0060439 | 675.3787 | 0.0013044 | 437.1157 | 0.014374 | 678.062 | 0.00021719 | 676.1364 | 0.018034 | 678.062 | 8.5833e-05 | 878.5173 | 0.0024775 | 1129.548 | 0.029347 | 1013.6882 | 0.013575 | 1058.5846 | 0 | 1057.9253 | 0 | 437.116 | 0.023556 | 437.7365 | 0.77924 | 437.1157 | 3.4264 | 437.1157 | 14.0468 | 437.1157 | 14.0132 | 434.8417 | 0.0094028
| 261.9559 | 0.21843 |  |  | 261.9559 | 0.01133 | 261.9559 | 0 | 446.2767 | 0 | 437.3357 | 0.72236 | 431.9836 | 0.081366 | 446.2767 | 0 | 437.3357 | 0.20074 | 437.3357 | 0.19693 | 437.9565 | 1.0556 | 437.3357 | 1.4973 | 437.3357 | 6.413 | 437.3357 | 73.7368 | 445.8855 | 29.1318 | 431.98 | 0.099278 | 437.9565 | 0.018415 | 446.2767 | 0.18264 | 431.98 | -0.012798 | 437.3357 | 0.078627 | 431.98 | -0.0072287 | 437.3357 | 0.038658 | 445.8855 | 0.00096727 | 445.8855 | 0.00109 | 437.3357 | -0.03865 | 437.9565 | -0.014529 | 437.9565 | -0.0057399 | 437.3357 | -0.0079962 | 676.2985 | 0.020824 | 437.3357 | 0 | 437.3357 | -0.018715 | 675.541 | 0 | 437.3357 | -0.053576 | 678.2243 | 0.00032249 | 676.2985 | 0.020111 | 678.2243 | 8.2548e-05 | 878.5941 | 0.0026856 | 1129.6105 | 0.02946 | 1013.7008 | 0.013615 | 1058.6395 | 0 | 1057.9802 | 0 | 437.336 | 0.023825 | 437.9565 | 0.7752 | 437.3357 | 3.4224 | 437.3357 | 14.0346 | 437.3357 | 14.053 | 435.0613 | 0.0085096
| 262.0303 | 0.22778 |  |  | 262.0303 | 0.01303 | 262.0303 | 0 | 446.3897 | 0.0094255 | 437.5558 | 0.7632 | 432.204 | 0.12153 | 446.3897 | 0.032885 | 437.5558 | 0.56218 | 437.5558 | 0.22565 | 438.1765 | 1.0953 | 437.5558 | 1.6715 | 437.5558 | 6.325 | 437.5558 | 75.947 | 446.0002 | 29.4267 | 432.2 | 0.010915 | 438.1765 | 0.035611 | 446.3897 | 0.19716 | 432.2 | -0.0013816 | 437.5558 | 0.088942 | 432.2 | 0.0092106 | 437.5558 | 0.047993 | 446.0002 | 0.00047715 | 446.0002 | 0.00059154 | 437.5558 | 0.02033 | 438.1765 | 0.003146 | 438.1765 | -0.0022071 | 437.5558 | 0.017489 | 676.4606 | 0.021518 | 437.5558 | 0 | 437.5558 | 0.021476 | 675.7033 | 0.0018258 | 437.5558 | 0.050133 | 678.3866 | 0.00022158 | 676.4606 | 0.018909 | 678.3866 | 7.7833e-05 | 878.6709 | 0.0026728 | 1129.673 | 0.029572 | 1013.7134 | 0.013653 | 1058.6945 | 0 | 1058.035 | 0 | 437.556 | 0.025497 | 438.1765 | 0.80313 | 437.5558 | 3.5502 | 437.5558 | 14.2768 | 437.5558 | 14.5109 | 435.2808 | 0.0090732
| 262.1047 | 0.2277 |  |  | 262.1047 | 0.0070918 | 262.1047 | 0 | 446.5026 | 0 | 437.7759 | 0.70157 | 432.4244 | 0.070431 | 446.5026 | 0 | 437.7759 | 0.15996 | 437.7759 | 0.16885 | 438.3965 | 0.9957 | 437.7759 | 1.4372 | 437.7759 | 6.0033 | 437.7759 | 77.0412 | 446.115 | 29.8087 | 432.42 | 0.035864 | 438.3965 | 0.019462 | 446.5026 | 0.17992 | 432.42 | -0.0035561 | 437.7759 | 0.092338 | 432.42 | -0.0026815 | 437.7759 | 0.027801 | 446.115 | 0.00091238 | 446.115 | 0.00099643 | 437.7759 | -0.03865 | 438.3965 | -0.012135 | 438.3965 | -0.0092509 | 437.7759 | -0.034979 | 676.6228 | 0.027605 | 437.7759 | 0 | 437.7759 | -0.011768 | 675.8656 | 0 | 437.7759 | -0.053316 | 678.5489 | 0.00031591 | 676.6228 | 0.019565 | 678.5489 | 8.5833e-05 | 878.7477 | 0.002542 | 1129.7355 | 0.029685 | 1013.726 | 0.013691 | 1058.7494 | 0 | 1058.0898 | 0 | 437.776 | 0.02501 | 438.3965 | 0.78882 | 437.7759 | 3.5997 | 437.7759 | 14.4255 | 437.7759 | 14.7011 | 435.5004 | 0.0093518
| 262.1791 | 0.23811 |  |  | 262.1791 | 0.0073347 | 262.1791 | 0 | 446.6155 | 0.010831 | 437.996 | 0.76085 | 432.6448 | 0.10295 | 446.6155 | 0.0085722 | 437.996 | 0.49454 | 437.996 | 0.2502 | 438.6165 | 1.1048 | 437.996 | 1.6409 | 437.996 | 6.0096 | 437.996 | 79.0532 | 446.2297 | 30.1657 | 432.64 | 0.045222 | 438.6165 | 0.057031 | 446.6155 | 0.1981 | 432.64 | 0.011393 | 437.996 | 0.11134 | 432.64 | -0.0023318 | 437.996 | 0.050783 | 446.2297 | 0.00044209 | 446.2297 | 0.00040489 | 437.996 | 0.051165 | 438.6165 | 0.0178 | 438.6165 | 0.0080559 | 437.996 | -0.0047779 | 676.785 | 0.016339 | 437.996 | 0 | 437.996 | 0.043089 | 676.028 | 0.0013044 | 437.996 | 0.045346 | 678.7113 | 0.00026436 | 676.785 | 0.018581 | 678.7113 | 8.7691e-05 | 878.8246 | 0.0021784 | 1129.798 | 0.029803 | 1013.7386 | 0.013729 | 1058.8043 | 0 | 1058.1446 | 0 | 437.996 | 0.027566 | 438.6165 | 0.82031 | 437.996 | 3.7352 | 437.996 | 14.7078 | 437.996 | 15.1453 | 435.7201 | 0.010324
| 262.2536 | 0.23899 |  |  | 262.2536 | 0.010456 | 262.2536 | 0 | 446.7285 | 0 | 438.2161 | 0.73112 | 432.8652 | 0.086385 | 446.7285 | 0 | 438.2161 | 0.038767 | 438.2161 | 0.17898 | 438.8365 | 0.95478 | 438.2161 | 1.4016 | 438.2161 | 5.7431 | 438.2161 | 80.3389 | 446.3444 | 30.5462 | 432.87 | 0.10136 | 438.8365 | 0.020274 | 446.7285 | 0.18911 | 432.87 | 0.0037826 | 438.2161 | 0.077105 | 432.87 | -0.0079281 | 438.2161 | 0.033027 | 446.3444 | 0.00096879 | 446.3444 | 0.00084055 | 438.2161 | -0.047116 | 438.8365 | -0.010636 | 438.8365 | -0.011706 | 438.2161 | -0.027858 | 676.9471 | 0.025789 | 438.2161 | 0 | 438.2161 | -0.012601 | 676.1903 | 0 | 438.2161 | -0.055603 | 678.8736 | 0.00029178 | 676.9471 | 0.019783 | 678.8736 | 9.9713e-05 | 878.9014 | 0.0019553 | 1129.8605 | 0.029915 | 1013.7512 | 0.013766 | 1058.8592 | 0 | 1058.1996 | 0 | 438.216 | 0.027255 | 438.8365 | 0.82221 | 438.2161 | 3.7678 | 438.2161 | 14.8725 | 438.2161 | 15.3537 | 435.9397 | 0.0098647
| 262.328 | 0.24785 |  |  | 262.328 | 0.013224 | 262.328 | 0 | 446.8414 | 0.0076692 | 438.4362 | 0.75264 | 433.0856 | 0.10532 | 446.8414 | 0.0022362 | 438.4362 | 0.32748 | 438.4362 | 0.21111 | 439.0566 | 1.0571 | 438.4362 | 1.5181 | 438.4362 | 5.6688 | 438.4362 | 81.7396 | 446.4592 | 30.8014 | 433.09 | 0.044181 | 439.0566 | 0.047548 | 446.8414 | 0.20541 | 433.09 | 0.00052096 | 438.4362 | 0.085144 | 433.09 | -0.018072 | 438.4362 | 0.038912 | 446.4592 | 0.00053242 | 446.4592 | 0.00043606 | 438.4362 | 0.013827 | 439.0566 | 0.0024981 | 439.0566 | -0.0019558 | 438.4362 | 0.016365 | 677.1093 | 0.028619 | 438.4362 | 0 | 438.4362 | 0.027266 | 676.3527 | 0.0013044 | 438.4362 | 0.027915 | 679.036 | 0.00028958 | 677.1093 | 0.019237 | 679.036 | 0.00010128 | 878.9783 | 0.0025838 | 1129.923 | 0.030033 | 1013.7637 | 0.013802 | 1058.9142 | 0 | 1058.2544 | 0 | 438.436 | 0.028945 | 439.0566 | 0.8402 | 438.4362 | 3.8901 | 438.4362 | 15.0221 | 438.4362 | 15.8022 | 436.1593 | 0.010758
| 262.4024 | 0.2536 |  |  | 262.4024 | 0.00061094 | 262.4024 | 0 | 446.9544 | 0 | 438.6564 | 0.69766 | 433.306 | 0.087671 | 446.9544 | 0 | 438.6564 | 0.27009 | 438.6564 | 0.1615 | 439.2766 | 0.91954 | 438.6564 | 1.2685 | 438.6564 | 5.4101 | 438.6564 | 81.3113 | 446.5739 | 31.0517 | 433.31 | 0.018192 | 439.2766 | 0.026211 | 446.9544 | 0.19089 | 433.31 | -0.016875 | 438.6564 | 0.061129 | 433.31 | -0.008278 | 438.6564 | 0.036223 | 446.5739 | 0.0010561 | 446.5739 | 0.001004 | 438.6564 | -0.036347 | 439.2766 | -0.018595 | 439.2766 | -0.0093904 | 438.6564 | -0.0083302 | 677.2715 | 0.021571 | 438.6564 | 0 | 438.6564 | 0.0076916 | 676.515 | 0 | 438.6564 | -0.051068 | 679.1984 | 0.00026216 | 677.2715 | 0.020658 | 679.1984 | 0.00010228 | 879.0552 | 0.0025687 | 1129.9855 | 0.030146 | 1013.7763 | 0.013837 | 1058.9691 | 0 | 1058.3093 | 0 | 438.656 | 0.028945 | 439.2766 | 0.84225 | 438.6564 | 3.8788 | 438.6564 | 14.8487 | 438.6564 | 15.7854 | 436.379 | 0.0099457
| 262.4769 | 0.26309 |  |  | 262.4769 | 0.0094234 | 262.4769 | 0 | 447.0673 | 0.031866 | 438.8765 | 0.76301 | 433.5265 | 0.1298 | 447.0673 | 0.045781 | 438.8765 | 0.46418 | 438.8765 | 0.22371 | 439.4967 | 1.0063 | 438.8765 | 1.4532 | 438.8765 | 5.3757 | 438.8765 | 82.8455 | 446.6887 | 31.2306 | 433.53 | 0.086801 | 439.4967 | 0.053733 | 447.0673 | 0.19893 | 433.53 | 0.0043263 | 438.8765 | 0.10028 | 433.53 | 0.016555 | 438.8765 | 0.054081 | 446.6887 | 0.00053051 | 446.6887 | 0.00056836 | 438.8765 | 0.057054 | 439.4967 | 0.010415 | 439.4967 | 0.0047632 | 438.8765 | 0.01674 | 677.4336 | 0.022372 | 438.8765 | 0 | 438.8765 | 0.026032 | 676.6774 | 0.0013044 | 438.8765 | 0.03441 | 679.3607 | 0.00033127 | 677.4336 | 0.019455 | 679.3607 | 9.6285e-05 | 879.132 | 0.0016743 | 1130.0481 | 0.030264 | 1013.7889 | 0.013872 | 1059.024 | 0 | 1058.3641 | 0 | 438.877 | 0.030002 | 439.4967 | 0.85811 | 438.8765 | 3.9882 | 438.8765 | 15.023 | 438.8765 | 16.1184 | 436.5986 | 0.01045
| 262.5513 | 0.26536 |  |  | 262.5513 | 0.013042 | 262.5513 | 0 | 447.1803 | 0 | 439.0967 | 0.69177 | 433.747 | 0.087632 | 447.1803 | 0 | 439.0967 | 0.30163 | 439.0967 | 0.1426 | 439.7168 | 0.8377 | 439.0967 | 1.182 | 439.0967 | 5.1798 | 439.0967 | 82.3887 | 446.8034 | 31.4827 | 433.75 | 0.13566 | 439.7168 | 0.025925 | 447.1803 | 0.1817 | 433.75 | -0.0040998 | 439.0967 | 0.075113 | 433.75 | -0.0026815 | 439.0967 | 0.039926 | 446.8034 | 0.001045 | 446.8034 | 0.0010432 | 439.0967 | -0.049324 | 439.7168 | -0.018076 | 439.7168 | -0.010805 | 439.0967 | -0.031481 | 677.5958 | 0.016339 | 439.0967 | 0 | 439.0967 | -0.010024 | 676.8397 | 0 | 439.0967 | -0.061402 | 679.5231 | 0.00024351 | 677.5958 | 0.020658 | 679.5231 | 9.6142e-05 | 879.209 | 0.0016446 | 1130.1106 | 0.030381 | 1013.8015 | 0.013906 | 1059.079 | 0 | 1058.4191 | 0 | 439.097 | 0.030888 | 439.7168 | 0.84633 | 439.0967 | 3.9973 | 439.0967 | 14.9312 | 439.0967 | 16.0713 | 436.8183 | 0.010307
| 262.6257 | 0.27899 |  |  | 262.6257 | 0.0011941 | 262.6257 | 0 | 447.2932 | 0 | 439.3169 | 0.73496 | 433.9674 | 0.1281 | 447.2932 | 0.044706 | 439.3169 | 0.34956 | 439.3169 | 0.20214 | 439.9369 | 0.94834 | 439.3169 | 1.3508 | 439.3169 | 5.061 | 439.3169 | 82.6238 | 446.9182 | 31.7147 | 433.97 | 0.13878 | 439.9369 | 0.057345 | 447.2932 | 0.19862 | 433.97 | 0.0056853 | 439.3169 | 0.083081 | 433.97 | 0.0029147 | 439.3169 | 0.046826 | 446.9182 | 0.00052098 | 446.9182 | 0.00048243 | 439.3169 | 0.040858 | 439.9369 | 0.0063502 | 439.9369 | 0.0032448 | 439.3169 | 0.027483 | 677.758 | 0.02328 | 439.3169 | 0 | 439.3169 | 0.023181 | 677.0021 | 0.0013044 | 439.3169 | 0.033122 | 679.6855 | 0.00034662 | 677.758 | 0.019127 | 679.6855 | 9.7285e-05 | 879.2859 | 0.0025433 | 1130.1732 | 0.030499 | 1013.8141 | 0.013939 | 1059.1339 | 0 | 1058.4739 | 0 | 439.317 | 0.033358 | 439.9369 | 0.86185 | 439.3169 | 4.0753 | 439.3169 | 14.8421 | 439.3169 | 16.3078 | 437.038 | 0.011751
| 262.7002 | 0.28309 |  |  | 262.7002 | 0.010966 | 262.7002 | 0 | 447.4062 | 0 | 439.5371 | 0.69087 | 434.1879 | 0.06332 | 447.4062 | 0 | 439.5371 | 0.23947 | 439.5371 | 0.13952 | 440.157 | 0.82899 | 439.5371 | 1.1082 | 439.5371 | 4.7426 | 439.5371 | 82.1704 | 447.033 | 31.9931 | 434.19 | 0.16061 | 440.157 | 0.037455 | 447.4062 | 0.16926 | 434.19 | -0.0011099 | 439.5371 | 0.058016 | 434.19 | -0.033112 | 439.5371 | 0.036578 | 447.033 | 0.0010336 | 447.033 | 0.00088731 | 439.5371 | -0.037177 | 440.157 | -0.010714 | 440.157 | -0.0089724 | 439.5371 | -0.0042162 | 677.9202 | 0.018581 | 439.5371 | 0 | 439.5371 | -0.01159 | 677.1644 | 0 | 439.5371 | -0.034832 | 679.8479 | 0.00016015 | 677.9202 | 0.020548 | 679.8479 | 0.00010586 | 879.3629 | 0.0031579 | 1130.2357 | 0.030612 | 1013.8267 | 0.013972 | 1059.1888 | 0 | 1058.5288 | 0 | 439.537 | 0.032968 | 440.157 | 0.85168 | 439.5371 | 4.0389 | 439.5371 | 14.6204 | 439.5371 | 16.2581 | 437.2577 | 0.010363
| 262.7746 | 0.29353 |  |  | 262.7746 | 0.011621 | 262.7746 | 0 | 447.5191 | 0.0031028 | 439.7573 | 0.68842 | 434.4084 | 0.1106 | 447.5191 | 0.03396 | 439.7573 | 0.29742 | 439.7573 | 0.20462 | 440.3771 | 0.84073 | 439.7573 | 1.2845 | 439.7573 | 4.5978 | 439.7573 | 82.995 | 447.1477 | 32.1761 | 434.41 | 0.12007 | 440.3771 | 0.054717 | 447.5191 | 0.212 | 434.41 | -0.010895 | 439.7573 | 0.090193 | 434.41 | -0.0044305 | 439.7573 | 0.035056 | 447.1477 | 0.0005145 | 447.1477 | 0.00041248 | 439.7573 | 0.039386 | 440.3771 | 0.0042003 | 440.3771 | -0.00090274 | 439.7573 | -0.015491 | 678.0824 | 0.018688 | 439.7573 | 0 | 439.7573 | 0.0054846 | 677.3268 | 0.0023475 | 439.7573 | 0.031072 | 680.0103 | 0.00037953 | 678.0824 | 0.01869 | 680.0103 | 0.00010171 | 879.4398 | 0.0031225 | 1130.2983 | 0.03073 | 1013.8393 | 0.014003 | 1059.2438 | 0 | 1058.5837 | 0 | 439.757 | 0.034577 | 440.3771 | 0.85825 | 439.7573 | 4.1681 | 439.7573 | 14.6641 | 439.7573 | 16.5498 | 437.4774 | 0.0115
| 262.8491 | 0.29642 |  |  | 262.8491 | 0.0086219 | 262.8491 | 0 | 447.6321 | 0 | 439.9775 | 0.69119 | 434.629 | 0.076305 | 447.6321 | 0 | 439.9775 | 0.18014 | 439.9775 | 0.14078 | 440.5972 | 0.76117 | 439.9775 | 1.0633 | 439.9775 | 4.4375 | 439.9775 | 83.2058 | 447.2625 | 32.3284 | 434.63 | 0.22402 | 440.5973 | 0.038977 | 447.6321 | 0.22589 | 434.63 | -0.021495 | 439.9775 | 0.055351 | 434.63 | -0.016672 | 439.9775 | 0.032925 | 447.2625 | 0.001045 | 447.2625 | 0.00085614 | 439.9775 | -0.022242 | 440.5973 | -0.011518 | 440.5973 | -0.0088782 | 439.9775 | -0.0082156 | 678.2446 | 0.01746 | 439.9775 | 0 | 439.9775 | -0.014101 | 677.4892 | 0 | 439.9775 | -0.06933 | 680.1727 | 0.00019964 | 678.2446 | 0.020002 | 680.1727 | 0.00010457 | 879.5168 | 0.0032121 | 1130.3608 | 0.030848 | 1013.8519 | 0.014034 | 1059.2988 | 0 | 1058.6385 | 0 | 439.978 | 0.03561 | 440.5972 | 0.86871 | 439.9775 | 4.1928 | 439.9775 | 14.5884 | 439.9775 | 16.7528 | 437.6971 | 0.010773
| 262.9235 | 0.30949 |  |  | 262.9235 | 0.010431 | 262.9235 | 0 | 447.745 | 0.0059129 | 440.1977 | 0.73395 | 434.8495 | 0.11025 | 447.745 | 0.051369 | 440.1977 | 0.44318 | 440.1977 | 0.20636 | 440.8174 | 0.84149 | 440.1977 | 1.2136 | 440.1977 | 4.3844 | 440.1977 | 83.6634 | 447.3773 | 32.4167 | 434.85 | 0.18348 | 440.8174 | 0.067363 | 447.745 | 0.19747 | 434.85 | -0.0011099 | 440.1977 | 0.079201 | 434.85 | 0.017256 | 440.1977 | 0.050225 | 447.3773 | 0.00053165 | 447.3773 | 0.00045165 | 440.1977 | 0.083557 | 440.8174 | 0.0091263 | 440.8174 | 0.0057537 | 440.1977 | -0.0088985 | 678.4069 | 0.024241 | 440.1977 | 0 | 440.1977 | 6.014e-05 | 677.6516 | 0.0018258 | 440.1977 | 0.041257 | 680.3351 | 0.00038282 | 678.4069 | 0.018581 | 680.3351 | 0.00010514 | 879.5938 | 0.0027815 | 1130.4235 | 0.030965 | 1013.8644 | 0.014064 | 1059.3538 | 0 | 1058.6935 | 0 | 440.198 | 0.036191 | 440.8174 | 0.87969 | 440.1977 | 4.2679 | 440.1977 | 14.6172 | 440.1977 | 17.0211 | 437.9169 | 0.012063
| 262.998 | 0.3086 |  |  | 262.998 | 0.0093748 | 262.998 | 0 | 447.858 | 0 | 440.418 | 0.67525 | 435.0701 | 0.081888 | 447.858 | 0 | 440.418 | 0.056557 | 440.418 | 0.13195 | 441.0376 | 0.71229 | 440.418 | 1.011 | 440.418 | 4.0851 | 440.418 | 83.2478 | 447.4921 | 32.6142 | 435.07 | 0.29263 | 441.0376 | 0.039289 | 447.858 | 0.19152 | 435.07 | 0.00052096 | 440.418 | 0.052379 | 435.07 | -0.020171 | 440.418 | 0.0312 | 447.4921 | 0.0010702 | 447.4921 | 0.00092648 | 440.418 | -0.028376 | 441.0376 | -0.013379 | 441.0376 | -0.0067073 | 440.418 | -0.0096162 | 678.5691 | 0.021037 | 440.418 | 0 | 440.418 | 0.020937 | 677.814 | 0 | 440.418 | -0.025935 | 680.4975 | 0.00019964 | 678.5691 | 0.020658 | 680.4975 | 9.9856e-05 | 879.6708 | 0.0031497 | 1130.4861 | 0.031088 | 1013.877 | 0.014093 | 1059.4087 | 0 | 1058.7484 | 0 | 440.418 | 0.038041 | 441.0376 | 0.86853 | 440.418 | 4.3154 | 440.418 | 14.4524 | 440.418 | 17.1037 | 438.1366 | 0.011128
| 263.0725 | 0.32475 |  |  | 263.0725 | 0.010201 | 263.0725 | 0 | 447.971 | 0.011533 | 440.6383 | 0.72284 | 435.2906 | 0.10624 | 447.971 | 0.061041 | 440.6383 | 0.46329 | 440.6383 | 0.18291 | 441.2577 | 0.75435 | 440.6383 | 1.1455 | 440.6383 | 4.0959 | 440.6383 | 83.9741 | 447.6069 | 32.8574 | 435.29 | 0.37787 | 441.2578 | 0.061303 | 447.971 | 0.19507 | 435.29 | 0.0062289 | 440.6383 | 0.075259 | 435.29 | -0.0037309 | 440.6383 | 0.043731 | 447.6069 | 0.00053966 | 447.6069 | 0.00047483 | 440.6383 | 0.047852 | 441.2578 | 0.0035679 | 441.2578 | -0.0016071 | 440.6383 | 0.017614 | 678.7313 | 0.019649 | 440.6383 | 0 | 440.6383 | 0.00013038 | 677.9764 | 0.0018258 | 440.6383 | 0.024047 | 680.66 | 0.00033785 | 678.7313 | 0.019674 | 680.66 | 8.9428e-05 | 879.7477 | 0.0026938 | 1130.5486 | 0.031206 | 1013.8896 | 0.014121 | 1059.4637 | 0 | 1058.8033 | 0 | 440.638 | 0.039137 | 441.2577 | 0.88956 | 440.6383 | 4.4289 | 440.6383 | 14.3898 | 440.6383 | 17.3948 | 438.3564 | 0.012255
| 263.1469 | 0.32632 |  |  | 263.1469 | 0.0089498 | 263.1469 | 0 | 448.0839 | 0 | 440.8585 | 0.69027 | 435.5112 | 0.084152 | 448.0839 | 0 | 440.8585 | 0.093097 | 440.8585 | 0.12014 | 441.478 | 0.68956 | 440.8585 | 1.0038 | 440.8585 | 3.7617 | 440.8585 | 83.3645 | 447.7217 | 33.2043 | 435.51 | 0.36852 | 441.4779 | 0.048483 | 448.0839 | 0.21105 | 435.51 | -0.0027408 | 440.8585 | 0.057845 | 435.51 | 0.022503 | 440.8585 | 0.032367 | 447.7217 | 0.0010313 | 447.7217 | 0.00099643 | 440.8585 | -0.049324 | 441.4779 | -0.011074 | 441.4779 | -0.0022461 | 440.8585 | 0.023111 | 678.8936 | 0.016499 | 440.8585 | 0 | 440.8585 | -0.0091448 | 678.1388 | 0 | 440.8585 | -0.043549 | 680.8224 | 0.00020732 | 678.8936 | 0.020439 | 680.8224 | 0.00010057 | 879.8248 | 0.0022362 | 1130.6112 | 0.031324 | 1013.9022 | 0.014147 | 1059.5187 | 0 | 1058.8583 | 0 | 440.859 | 0.039683 | 441.478 | 0.88413 | 440.8585 | 4.4452 | 440.8585 | 14.1072 | 440.8585 | 17.4964 | 438.5762 | 0.012042
| 263.2214 | 0.33885 |  |  | 263.2214 | 0.021166 | 263.2214 | 0 | 448.1969 | 0.016451 | 441.0788 | 0.72047 | 435.7318 | 0.098226 | 448.1969 | 0.010063 | 441.0788 | 0.35057 | 441.0788 | 0.17982 | 441.6982 | 0.76079 | 441.0788 | 1.0953 | 441.0788 | 3.8846 | 441.0788 | 83.8734 | 447.8365 | 33.5212 | 435.73 | 0.30822 | 441.6982 | 0.076228 | 448.1969 | 0.2052 | 435.73 | -0.017147 | 441.0788 | 0.076165 | 435.73 | -0.018771 | 441.0788 | 0.044442 | 447.8365 | 0.00049164 | 447.8365 | 0.0005216 | 441.0788 | 0.027 | 441.6982 | 0.0090134 | 441.6982 | 0.0043585 | 441.0788 | 0.020363 | 679.0558 | 0.022906 | 441.0788 | 0 | 441.0788 | 0.022636 | 678.3012 | 0.0023475 | 441.0788 | 0.034418 | 680.9849 | 0.0003203 | 679.0558 | 0.019127 | 680.9849 | 9.3925e-05 | 879.9018 | 0.001603 | 1130.6738 | 0.031447 | 1013.9148 | 0.014173 | 1059.5737 | 0 | 1058.9132 | 0 | 441.079 | 0.043296 | 441.6982 | 0.90479 | 441.0788 | 4.5668 | 441.0788 | 14.2349 | 441.0788 | 17.7593 | 438.796 | 0.012482
| 263.2959 | 0.34364 |  |  | 263.2959 | 0.0089984 | 263.2959 | 0 | 448.3098 | 0 | 441.2992 | 0.6703 | 435.9524 | 0.080404 | 448.3098 | 0 | 441.2992 | 0.10147 | 441.2991 | 0.10952 | 441.9184 | 0.64788 | 441.2992 | 0.90247 | 441.2991 | 3.6414 | 441.2991 | 83.4459 | 447.9513 | 33.8314 | 435.95 | 0.4735 | 441.9184 | 0.056978 | 448.3098 | 0.20311 | 435.95 | -0.013613 | 441.2992 | 0.059183 | 435.95 | -0.011426 | 441.2991 | 0.025468 | 447.9513 | 0.0008979 | 447.9513 | 0.00092648 | 441.2991 | -0.014188 | 441.9184 | -0.014391 | 441.9184 | -0.0060291 | 441.2991 | -0.0020938 | 679.218 | 0.028352 | 441.2992 | 0 | 441.2992 | -0.0096294 | 678.4636 | 0 | 441.2992 | -0.037514 | 681.1473 | 0.00025558 | 679.218 | 0.019346 | 681.1473 | 9.3211e-05 | 879.9789 | 0.0024517 | 1130.7365 | 0.031565 | 1013.9274 | 0.014198 | 1059.6287 | 0 | 1058.9681 | 0 | 441.299 | 0.043706 | 441.9184 | 0.8958 | 441.2991 | 4.6175 | 441.2991 | 14.1175 | 441.2991 | 17.9809 | 439.0158 | 0.012346
| 263.3703 | 0.35498 |  |  | 263.3703 | 0.015277 | 263.3703 | 0 | 448.4228 | 0.016451 | 441.5195 | 0.66499 | 436.173 | 0.10835 | 448.4228 | 0.011926 | 441.5195 | 0.36343 | 441.5195 | 0.14756 | 442.1386 | 0.70888 | 441.5195 | 1.0595 | 441.5195 | 3.6081 | 441.5195 | 83.2461 | 448.0661 | 34.0653 | 436.17 | 0.4413 | 442.1386 | 0.063086 | 448.4228 | 0.2075 | 436.17 | 0.0062289 | 441.5195 | 0.067911 | 436.17 | 0.0074619 | 441.5195 | 0.035665 | 448.0661 | 0.00040627 | 448.0661 | 0.00040489 | 441.5195 | 0.01962 | 442.1386 | 0.0003409 | 442.1386 | -0.0033931 | 441.5195 | -0.0016503 | 679.3803 | 0.016125 | 441.5195 | 0 | 441.5195 | 0.0055472 | 678.626 | 0.0018258 | 441.5195 | 0.047913 | 681.3098 | 0.00034991 | 679.3803 | 0.01869 | 681.3098 | 9.3639e-05 | 880.0559 | 0.0027766 | 1130.7991 | 0.031688 | 1013.94 | 0.014222 | 1059.6837 | 0 | 1059.0231 | 0 | 441.519 | 0.045016 | 442.1386 | 0.90141 | 441.5195 | 4.7034 | 441.5195 | 13.9448 | 441.5195 | 18.1115 | 439.2356 | 0.013347
| 263.4448 | 0.36046 |  |  | 263.4448 | 0.0086219 | 263.4448 | 0 | 448.5358 | 0 | 441.7398 | 0.68982 | 436.3936 | 0.064627 | 448.5358 | 0 | 441.7398 | 0.1422 | 441.7398 | 0.11815 | 442.3589 | 0.63879 | 441.7398 | 0.85787 | 441.7398 | 3.4172 | 441.7398 | 82.7523 | 448.1809 | 34.319 | 436.39 | 0.66166 | 442.3589 | 0.055249 | 448.5358 | 0.20364 | 436.39 | -0.0016535 | 441.7398 | 0.043867 | 436.39 | -0.043256 | 441.7398 | 0.027852 | 448.1809 | 0.000904 | 448.1809 | 0.00085614 | 441.7398 | -0.056318 | 442.3589 | -0.0079187 | 442.3589 | -0.00023705 | 441.7398 | 0.00080742 | 679.5426 | 0.02376 | 441.7398 | 0 | 441.7398 | -0.00083697 | 678.7885 | 0 | 441.7398 | -0.043887 | 681.4722 | 0.00027532 | 679.5426 | 0.018909 | 681.4722 | 9.9497e-05 | 880.133 | 0.0021606 | 1130.8617 | 0.031805 | 1013.9526 | 0.014245 | 1059.7388 | 0 | 1059.078 | 0 | 441.74 | 0.046669 | 442.3589 | 0.90809 | 441.7398 | 4.751 | 441.7398 | 13.6901 | 441.7398 | 18.2293 | 439.4554 | 0.012675
| 263.5193 | 0.37099 |  |  | 263.5193 | 0.014172 | 263.5193 | 0 | 448.6487 | 0.018558 | 441.9602 | 0.72157 | 436.6143 | 0.10378 | 448.6487 | 0.028801 | 441.9602 | 0.40639 | 441.9602 | 0.16751 | 442.5791 | 0.67062 | 441.9602 | 1.0357 | 441.9602 | 3.4159 | 441.9602 | 83.0739 | 448.2957 | 34.5693 | 436.61 | 0.64088 | 442.5791 | 0.078339 | 448.6487 | 0.2028 | 436.61 | 0.0084033 | 441.9602 | 0.078157 | 436.61 | -0.008278 | 441.9602 | 0.052965 | 448.2957 | 0.00050688 | 448.2957 | 0.00045165 | 441.9602 | 0.036557 | 442.5791 | 0.0081691 | 442.5791 | 0.0022804 | 441.9602 | 0.010821 | 679.7048 | 0.016339 | 441.9602 | 0 | 441.9602 | 0.026509 | 678.9509 | 0.0018258 | 441.9602 | 0.033073 | 681.6347 | 0.00029397 | 679.7048 | 0.019127 | 681.6347 | 9.0354e-05 | 880.2101 | 0.0021353 | 1130.9243 | 0.031928 | 1013.9651 | 0.014267 | 1059.7938 | 0 | 1059.1329 | 0 | 441.96 | 0.048602 | 442.5791 | 0.92262 | 441.9602 | 4.9319 | 441.9602 | 13.6721 | 441.9602 | 18.6433 | 439.6753 | 0.013185
| 263.5938 | 0.37555 |  |  | 263.5938 | 0.012386 | 263.5938 | 0 | 448.7617 | 0 | 442.1805 | 0.65133 | 436.8349 | 0.095604 | 448.7617 | 0 | 442.1805 | 0.043973 | 442.1805 | 0.10733 | 442.7994 | 0.58082 | 442.1805 | 0.85718 | 442.1805 | 3.2507 | 442.1805 | 83.3897 | 448.4105 | 34.8922 | 436.83 | 0.73549 | 442.7994 | 0.070295 | 448.7617 | 0.19831 | 436.83 | 0.02444 | 442.1805 | 0.059378 | 436.83 | -0.010027 | 442.1805 | 0.020293 | 448.4105 | 0.0010096 | 448.4105 | 0.00094967 | 442.1805 | -0.070306 | 442.7994 | -0.0061513 | 442.7994 | -0.0029064 | 442.1805 | 0.012282 | 679.8671 | 0.021037 | 442.1805 | 0 | 442.1805 | 0.0018789 | 679.1133 | 0 | 442.1805 | -0.031345 | 681.7972 | 0.00027642 | 679.8671 | 0.02033 | 681.7972 | 0.00010057 | 880.2872 | 0.0019661 | 1130.9871 | 0.032051 | 1013.9778 | 0.014287 | 1059.8488 | 0 | 1059.1879 | 0 | 442.181 | 0.048458 | 442.7994 | 0.9129 | 442.1805 | 5.0058 | 442.1805 | 13.5386 | 442.1805 | 18.9969 | 439.8951 | 0.013258
| 263.6683 | 0.38752 |  |  | 263.6683 | 0.010747 | 263.6683 | 0 | 448.8746 | 0.025219 | 442.4009 | 0.70623 | 437.0556 | 0.1139 | 448.8746 | 0.021244 | 442.4009 | 0.39202 | 442.4009 | 0.16444 | 443.0197 | 0.65357 | 442.4009 | 0.98948 | 442.4009 | 3.2088 | 442.4009 | 83.7398 | 448.5253 | 35.1635 | 437.06 | 0.64401 | 443.0197 | 0.083101 | 448.8746 | 0.21555 | 437.06 | -0.011167 | 442.4009 | 0.077822 | 437.06 | -0.013874 | 442.4009 | 0.034092 | 448.5253 | 0.00051374 | 448.5253 | 0.00049801 | 442.4009 | 0.029271 | 443.0197 | 0.0030274 | 443.0197 | 0.0045008 | 442.4009 | 0.014366 | 680.0294 | 0.021678 | 442.4009 | 0 | 442.4009 | -0.0057636 | 679.2758 | 0.0018258 | 442.4009 | 0.028846 | 681.9597 | 0.00031481 | 680.0294 | 0.020002 | 681.9597 | 9.2303e-05 | 880.3643 | 0.0021217 | 1131.0497 | 0.032174 | 1013.9904 | 0.014306 | 1059.9038 | 0 | 1059.2429 | 0 | 442.401 | 0.050158 | 443.0197 | 0.94615 | 442.4009 | 5.1885 | 442.4009 | 13.5485 | 442.4009 | 19.3683 | 440.115 | 0.014481
| 263.7428 | 0.39158 |  |  | 263.7428 | 0.0020037 | 263.7428 | 0 | 448.9876 | 0 | 442.6213 | 0.6999 | 437.2763 | 0.084815 | 448.9876 | 0 | 442.6213 | 0.1139 | 442.6213 | 0.11726 | 443.24 | 0.54559 | 442.6213 | 0.7963 | 442.6213 | 2.983 | 442.6213 | 83.6735 | 448.6402 | 35.4871 | 437.28 | 0.92673 | 443.24 | 0.077367 | 448.9876 | 0.19152 | 437.28 | 0.0024236 | 442.6213 | 0.049877 | 437.28 | -0.0058295 | 442.6213 | 0.028968 | 448.6402 | 0.0010229 | 448.6402 | 0.00097285 | 442.6213 | -0.034119 | 443.24 | -0.0069192 | 443.24 | -0.0056329 | 442.6213 | -0.046222 | 680.1917 | 0.024882 | 442.6213 | 0 | 442.6213 | 0.0046096 | 679.4382 | 0 | 442.6213 | -0.035528 | 682.1222 | 0.00032578 | 680.1917 | 0.021313 | 682.1222 | 9.6588e-05 | 880.4415 | 0.0023847 | 1131.1123 | 0.032297 | 1014.0029 | 0.014325 | 1059.9589 | 0 | 1059.2978 | 0 | 442.621 | 0.051576 | 443.24 | 0.95136 | 442.6213 | 5.2828 | 442.6213 | 13.3886 | 442.6213 | 19.7051 | 440.3349 | 0.013212
| 263.8173 | 0.40624 |  |  | 263.8173 | 0.013613 | 263.8173 | 0 | 449.1006 | 0.026979 | 442.8417 | 0.70035 | 437.497 | 0.11803 | 449.1006 | 0.016771 | 442.8417 | 0.37052 | 442.8417 | 0.13073 | 443.4603 | 0.60242 | 442.8417 | 0.9389 | 442.8417 | 2.9846 | 442.8417 | 83.4107 | 448.755 | 35.7165 | 437.5 | 0.91738 | 443.4603 | 0.082332 | 449.1006 | 0.21764 | 437.5 | 0.0024236 | 442.8417 | 0.057208 | 437.5 | 0.019353 | 442.8417 | 0.037796 | 448.755 | 0.00052174 | 448.755 | 0.00048243 | 442.8417 | 0.029097 | 443.4603 | 0.0011665 | 443.4603 | 0.00067706 | 442.8417 | 0.014616 | 680.354 | 0.024294 | 442.8417 | 0 | 442.8417 | 0.0002708 | 679.6006 | 0.0023475 | 442.8417 | 0.019699 | 682.2847 | 0.00032359 | 680.354 | 0.020111 | 682.2847 | 9.116e-05 | 880.5186 | 0.0025219 | 1131.1749 | 0.03242 | 1014.0156 | 0.014342 | 1060.0139 | 0 | 1059.3528 | 0 | 442.842 | 0.053237 | 443.4603 | 0.95885 | 442.8417 | 5.403 | 442.8417 | 13.199 | 442.8417 | 19.9131 | 440.5548 | 0.01412
| 263.8918 | 0.40979 |  |  | 263.8918 | 0.007359 | 263.8918 | 0 | 449.2136 | 0 | 443.0622 | 0.67672 | 437.7177 | 0.068375 | 449.2136 | 0 | 443.0622 | 0.094148 | 443.0622 | 0.097752 | 443.6806 | 0.49747 | 443.0622 | 0.75447 | 443.0622 | 2.8647 | 443.0622 | 81.4264 | 448.8698 | 35.9672 | 437.72 | 1.1482 | 443.6806 | 0.068698 | 449.2136 | 0.20813 | 437.72 | 0.0035108 | 443.0622 | 0.040912 | 437.72 | -0.0030314 | 443.0622 | 0.030186 | 448.8698 | 0.00098213 | 448.8698 | 0.00095726 | 443.0622 | -0.035023 | 443.6806 | -0.010227 | 443.6806 | -0.0088127 | 443.0622 | 0.0073846 | 680.5163 | 0.019168 | 443.0622 | 0 | 443.0622 | -0.027867 | 679.7631 | 0 | 443.0622 | -0.025324 | 682.4472 | 0.00023254 | 680.5163 | 0.021423 | 682.4472 | 9.6302e-05 | 880.5958 | 0.0025578 | 1131.2377 | 0.032543 | 1014.0281 | 0.014358 | 1060.069 | 0 | 1059.4078 | 0 | 443.062 | 0.055336 | 443.6806 | 0.94875 | 443.0622 | 5.3993 | 443.0622 | 12.6097 | 443.0622 | 19.8677 | 440.7747 | 0.014663
| 263.9663 | 0.42297 |  |  | 263.9663 | 0.013103 | 263.9663 | 0 | 449.3265 | 0.019261 | 443.2826 | 0.66481 | 437.9385 | 0.10291 | 449.3265 | 0.025362 | 443.2826 | 0.44312 | 443.2826 | 0.14094 | 443.901 | 0.57211 | 443.2826 | 0.91728 | 443.2826 | 2.7887 | 443.2826 | 79.3371 | 448.9847 | 36.1322 | 437.94 | 1.171 | 443.901 | 0.091471 | 449.3265 | 0.21137 | 437.94 | -0.0040998 | 443.2826 | 0.058626 | 437.94 | -0.0079281 | 443.2826 | 0.026939 | 448.9847 | 0.00046381 | 448.9847 | 0.00048243 | 443.2826 | 0.017061 | 443.901 | 0.0021286 | 443.901 | -0.00053116 | 443.2826 | -0.00033687 | 680.6786 | 0.028352 | 443.2826 | 0 | 443.2826 | 0.015958 | 679.9256 | 0.00078262 | 443.2826 | 0.025953 | 682.6097 | 0.00038282 | 680.6786 | 0.020002 | 682.6097 | 8.3611e-05 | 880.673 | 0.0017946 | 1131.3003 | 0.032666 | 1014.0407 | 0.014372 | 1060.124 | 0 | 1059.4628 | 0 | 443.283 | 0.057917 | 443.901 | 0.94255 | 443.2826 | 5.4275 | 443.2826 | 12.0888 | 443.2826 | 19.6676 | 440.9946 | 0.01559
| 264.0408 | 0.42632 |  |  | 264.0408 | 0.0057803 | 264.0408 | 0 | 449.4395 | 0 | 443.5031 | 0.65696 | 438.1592 | 0.077483 | 449.4395 | 0 | 443.5031 | 0.078278 | 443.503 | 0.094808 | 444.1213 | 0.47474 | 443.5031 | 0.69324 | 443.503 | 2.577 | 443.503 | 77.0496 | 449.0995 | 36.2792 | 438.16 | 1.3311 | 444.1213 | 0.077432 | 449.4395 | 0.19925 | 438.16 | 0.0037826 | 443.5031 | 0.043051 | 438.16 | -0.0037309 | 443.503 | 0.021358 | 449.0995 | 0.0009646 | 449.0995 | 0.0009029 | 443.503 | -0.069201 | 444.1213 | -0.014691 | 444.1213 | -0.0072633 | 443.503 | 0.005431 | 680.8409 | 0.012868 | 443.5031 | 0 | 443.5031 | -0.013926 | 680.088 | 0 | 443.5031 | -0.031961 | 682.7722 | 0.0002852 | 680.8409 | 0.020876 | 682.7722 | 9.3164e-05 | 880.7501 | 0.0023438 | 1131.363 | 0.032794 | 1014.0533 | 0.014386 | 1060.1791 | 0 | 1059.5178 | 0 | 443.503 | 0.058277 | 444.1213 | 0.94464 | 443.503 | 5.4114 | 443.503 | 11.6177 | 443.503 | 19.6022 | 441.2146 | 0.014307
| 264.1153 | 0.43856 |  |  | 264.1153 | 0.012824 | 264.1153 | 0 | 449.5525 | 0.01955 | 443.7235 | 0.67297 | 438.38 | 0.11416 | 449.5525 | 0.044277 | 443.7235 | 0.23138 | 443.7235 | 0.1426 | 444.3417 | 0.52664 | 443.7235 | 0.85077 | 443.7235 | 2.4712 | 443.7235 | 75.0494 | 449.2144 | 36.369 | 438.38 | 1.2719 | 444.3417 | 0.10169 | 449.5525 | 0.2052 | 438.38 | -0.010623 | 443.7235 | 0.057568 | 438.38 | 0.0074619 | 443.7235 | 0.028004 | 449.2144 | 0.00051374 | 449.2144 | 0.00042807 | 443.7235 | 0.054478 | 444.3417 | 0.002962 | 444.3417 | 0.0024524 | 443.7235 | 0.052843 | 681.0032 | 0.02312 | 443.7235 | 0 | 443.7235 | -0.0052487 | 680.2505 | 0.00078262 | 443.7235 | 0.013018 | 682.9348 | 0.00038282 | 681.0032 | 0.019346 | 682.9348 | 8.6735e-05 | 880.8273 | 0.0026382 | 1131.4257 | 0.032917 | 1014.0659 | 0.014398 | 1060.2341 | 0 | 1059.5728 | 0 | 443.724 | 0.0624 | 444.3417 | 0.94457 | 443.7235 | 5.4117 | 443.7235 | 11.2181 | 443.7235 | 19.3872 | 441.4345 | 0.016016
| 264.1899 | 0.43743 |  |  | 264.1899 | 0.011354 | 264.1899 | 0 | 449.6655 | 0 | 443.944 | 0.62689 | 438.6007 | 0.085602 | 449.6655 | 0 | 443.944 | -0.029039 | 443.944 | 0.089438 | 444.5621 | 0.47057 | 443.944 | 0.6386 | 443.944 | 2.3856 | 443.944 | 72.9609 | 449.3292 | 36.5071 | 438.6 | 1.6045 | 444.5621 | 0.07969 | 449.6655 | 0.19507 | 438.6 | -0.015787 | 443.944 | 0.050753 | 438.6 | -0.009677 | 443.944 | 0.024859 | 449.3292 | 0.001016 | 449.3292 | 0.00073943 | 443.944 | -0.06184 | 444.5621 | -0.013609 | 444.5621 | -0.0070288 | 443.944 | -0.011111 | 681.1655 | 0.016499 | 443.944 | 0 | 443.944 | -0.021405 | 680.413 | 0 | 443.944 | -0.03578 | 683.0973 | 0.00023584 | 681.1655 | 0.020439 | 683.0973 | 9.9593e-05 | 880.9045 | 0.0021162 | 1131.4884 | 0.033045 | 1014.0785 | 0.014409 | 1060.2892 | 0 | 1059.6278 | 0 | 443.944 | 0.062774 | 444.5621 | 0.93477 | 443.944 | 5.391 | 443.944 | 10.8633 | 443.944 | 19.1708 | 441.6545 | 0.015496
| 264.2644 | 0.44821 |  |  | 264.2644 | 0.0043838 | 264.2644 | 0 | 449.7784 | 0.031866 | 444.1645 | 0.65247 | 438.8215 | 0.098602 | 449.7784 | 0.01379 | 444.1645 | 0.28587 | 444.1645 | 0.11792 | 444.7825 | 0.51225 | 444.1645 | 0.81137 | 444.1645 | 2.379 | 444.1645 | 71.5115 | 449.4441 | 36.6624 | 438.82 | 1.6388 | 444.7825 | 0.10208 | 449.7784 | 0.20907 | 438.82 | 0.0045981 | 444.1645 | 0.058518 | 438.82 | 0.0081613 | 444.1645 | 0.034955 | 449.4441 | 0.0005145 | 449.4441 | 0.00031136 | 444.1645 | 0.041226 | 444.7825 | 0.0021636 | 444.7825 | 0.00060652 | 444.1645 | 0.0093792 | 681.3278 | 0.020824 | 444.1645 | 0 | 444.1645 | 0.00018961 | 680.5755 | 0.0013044 | 444.1645 | 0.018818 | 683.2599 | 0.00030933 | 681.3278 | 0.018909 | 683.2599 | 8.927e-05 | 880.9818 | 0.0021707 | 1131.5512 | 0.033173 | 1014.0911 | 0.014419 | 1060.3442 | 0 | 1059.6827 | 0 | 444.164 | 0.063934 | 444.7825 | 0.94039 | 444.1645 | 5.4588 | 444.1645 | 10.7838 | 444.1645 | 19.2017 | 441.8745 | 0.016916
| 264.3389 | 0.45603 |  |  | 264.3389 | 0.0080633 | 264.3389 | 0 | 449.8914 | 0 | 444.385 | 0.65396 | 439.0423 | 0.061547 | 449.8914 | 0 | 444.385 | 0.0057223 | 444.385 | 0.095171 | 445.0029 | 0.39555 | 444.385 | 0.63882 | 444.385 | 2.3321 | 444.385 | 71.1807 | 449.559 | 36.8764 | 439.04 | 1.8395 | 445.0029 | 0.087603 | 449.8914 | 0.22025 | 439.04 | -0.0062742 | 444.385 | 0.033236 | 439.04 | -0.014924 | 444.385 | 0.031809 | 449.559 | 0.00095736 | 449.559 | 0.00078219 | 444.385 | -0.034163 | 445.0029 | -0.0087557 | 445.0029 | -0.0070225 | 444.385 | -0.034229 | 681.4902 | 0.018047 | 444.385 | 0 | 444.385 | -0.0019268 | 680.738 | 0 | 444.385 | -0.053477 | 683.4224 | 0.0002841 | 681.4902 | 0.020767 | 683.4224 | 0.0001061 | 881.059 | 0.0025381 | 1131.6139 | 0.033296 | 1014.1037 | 0.014427 | 1060.3994 | 0 | 1059.7378 | 0 | 444.385 | 0.066246 | 445.0029 | 0.95888 | 444.385 | 5.5747 | 444.385 | 10.8706 | 444.385 | 19.3855 | 442.0944 | 0.015988
| 264.4135 | 0.47124 |  |  | 264.4135 | 0.014293 | 264.4135 | 0 | 450.0044 | 0.014343 | 444.6055 | 0.6206 | 439.2631 | 0.10463 | 450.0044 | 0.016399 | 444.6055 | 0.26617 | 444.6055 | 0.14061 | 445.2233 | 0.5274 | 444.6055 | 0.77314 | 444.6055 | 2.2408 | 444.6055 | 69.7607 | 449.6738 | 37.0111 | 439.26 | 1.695 | 445.2233 | 0.11691 | 450.0044 | 0.21408 | 439.26 | -0.0084487 | 444.6055 | 0.042761 | 439.26 | -0.016322 | 444.6055 | 0.022576 | 449.6738 | 0.00045505 | 449.6738 | 0.00047083 | 444.6055 | 0.01948 | 445.2233 | 0.0013838 | 445.2233 | 0.00033004 | 444.6055 | 0.038352 | 681.6525 | 0.024027 | 444.6055 | 0 | 444.6055 | 0.013789 | 680.9005 | 0.0013044 | 444.6055 | 0.055503 | 683.585 | 0.00041573 | 681.6525 | 0.019346 | 683.585 | 9.9676e-05 | 881.1363 | 0.0020047 | 1131.6765 | 0.033424 | 1014.1163 | 0.014434 | 1060.4545 | 0 | 1059.7929 | 0 | 444.606 | 0.068118 | 445.2233 | 0.96105 | 444.6055 | 5.6419 | 444.6055 | 10.7934 | 444.6055 | 19.4277 | 442.3144 | 0.017322
| 264.488 | 0.47979 |  |  | 264.488 | 0.0046024 | 264.488 | 0 | 450.1174 | 0 | 444.8261 | 0.62942 | 439.484 | 0.081923 | 450.1174 | 0 | 444.8261 | 0.15503 | 444.8261 | 0.088503 | 445.4438 | 0.39138 | 444.8261 | 0.61242 | 444.8261 | 2.1677 | 444.8261 | 68.4826 | 449.7887 | 37.1473 | 439.48 | 2.037 | 445.4438 | 0.095344 | 450.1174 | 0.18232 | 439.48 | -0.00083807 | 444.8261 | 0.025996 | 439.48 | -0.0012825 | 444.8261 | 0.030947 | 449.7887 | 0.00092877 | 449.7887 | 0.001016 | 444.8261 | -0.055582 | 445.4438 | -0.0045053 | 445.4438 | -0.0062927 | 444.8261 | -0.025984 | 681.8148 | 0.021892 | 444.8261 | 0 | 444.8261 | 0.0025686 | 681.063 | 0 | 444.8261 | -0.026095 | 683.7476 | 0.00027094 | 681.8148 | 0.020439 | 683.7476 | 0.00010596 | 881.2134 | 0.002161 | 1131.7393 | 0.033552 | 1014.1289 | 0.01444 | 1060.5095 | 0 | 1059.8478 | 0 | 444.826 | 0.070294 | 445.4438 | 0.97327 | 444.8261 | 5.7017 | 444.8261 | 10.6822 | 444.8261 | 19.4431 | 442.5345 | 0.016704
| 264.5625 | 0.49577 |  |  | 264.5625 | 0.007444 | 264.5625 | 0 | 450.2304 | 0.0038054 | 445.0466 | 0.64826 | 439.7048 | 0.10638 | 450.2304 | 0.036109 | 445.0466 | 0.34119 | 445.0466 | 0.14071 | 445.6642 | 0.51187 | 445.0466 | 0.77691 | 445.0466 | 2.1553 | 445.0466 | 68.1055 | 449.9036 | 37.1593 | 439.7 | 2.1004 | 445.6642 | 0.12502 | 450.2304 | 0.21973 | 439.7 | 0.017101 | 445.0466 | 0.04537 | 439.7 | 0.0088609 | 445.0466 | 0.035919 | 449.9036 | 0.00047715 | 449.9036 | 0.00054478 | 445.0466 | 0.026411 | 445.6642 | 0.0027583 | 445.6642 | 0.0013333 | 445.0466 | -0.026859 | 681.9772 | 0.01794 | 445.0466 | 0 | 445.0466 | 0.021325 | 681.2255 | 0.0018258 | 445.0466 | 0.0052094 | 683.9101 | 0.00040257 | 681.9772 | 0.018144 | 683.9101 | 9.2104e-05 | 881.2907 | 0.0020668 | 1131.802 | 0.03368 | 1014.1415 | 0.014444 | 1060.5647 | 0 | 1059.9028 | 0 | 445.047 | 0.07388 | 445.6642 | 0.9947 | 445.0466 | 5.8768 | 445.0466 | 10.7263 | 445.0466 | 19.7867 | 442.7545 | 0.017704
| 264.6371 | 0.50206 |  |  | 264.6371 | 0.0062054 | 264.6371 | 0 | 450.3433 | 0 | 445.2672 | 0.5719 | 439.9257 | 0.072607 | 450.3433 | 0 | 445.2672 | 0.041165 | 445.2672 | 0.072571 | 445.8847 | 0.39441 | 445.2672 | 0.57404 | 445.2672 | 2.0751 | 445.2672 | 67.6143 | 450.0185 | 37.1649 | 439.93 | 2.3343 | 445.8847 | 0.11069 | 450.3433 | 0.21879 | 439.93 | 0.0013364 | 445.2672 | 0.02865 | 439.93 | -0.02087 | 445.2672 | 0.0047843 | 450.0185 | 0.00094059 | 450.0185 | 0.0009029 | 445.2672 | -0.041963 | 445.8847 | -0.014043 | 445.8847 | -0.0085021 | 445.2672 | 0.0097837 | 682.1396 | 0.024668 | 445.2672 | 0 | 445.2672 | -0.022324 | 681.388 | 0 | 445.2672 | -0.080528 | 684.0727 | 0.00018647 | 682.1396 | 0.019455 | 684.0727 | 0.00010986 | 881.368 | 0.0027777 | 1131.8647 | 0.033808 | 1014.1541 | 0.014447 | 1060.6198 | 0 | 1059.9579 | 0 | 445.267 | 0.076051 | 445.8847 | 0.99129 | 445.2672 | 6.0284 | 445.2672 | 10.5998 | 445.2672 | 19.9778 | 442.9745 | 0.017677
| 264.7116 | 0.51201 |  |  | 264.7116 | 0.0063875 | 264.7116 | 0 | 450.4563 | 0.0083718 | 445.4878 | 0.65653 | 440.1465 | 0.097785 | 450.4563 | 0.029446 | 445.4878 | 0.28618 | 445.4878 | 0.11397 | 446.1051 | 0.48307 | 445.4878 | 0.75382 | 445.4878 | 2.1573 | 445.4878 | 67.3607 | 450.1334 | 37.1151 | 440.15 | 2.3894 | 446.1051 | 0.12348 | 450.4563 | 0.21408 | 440.15 | -0.011438 | 445.4878 | 0.039918 | 440.15 | -0.017722 | 445.4878 | 0.030135 | 450.1334 | 0.00046648 | 450.1334 | 0.00035812 | 445.4878 | 0.05595 | 446.1051 | 0.0020794 | 446.1051 | 4.9805e-05 | 445.4878 | 0.029232 | 682.3019 | 0.024775 | 445.4878 | 0 | 445.4878 | 0.012659 | 681.5505 | 0.0013044 | 445.4878 | 0.053037 | 684.2353 | 0.00037843 | 682.3019 | 0.018472 | 684.2353 | 9.6428e-05 | 881.4454 | 0.002706 | 1131.9275 | 0.033941 | 1014.1667 | 0.014449 | 1060.6748 | 0 | 1060.0129 | 0 | 445.488 | 0.077751 | 446.1051 | 1.037 | 445.4878 | 6.1995 | 445.4878 | 10.3564 | 445.4878 | 20.3803 | 443.1946 | 0.018683
| 264.7862 | 0.5051 |  |  | 264.7862 | 0.0092655 | 264.7862 | 0 | 450.5693 | 0 | 445.7084 | 0.6531 | 440.3674 | 0.06988 | 450.5693 | 0 | 445.7084 | 0.10348 | 445.7084 | 0.066279 | 446.3256 | 0.39934 | 445.7084 | 0.58031 | 445.7084 | 2.0303 | 445.7084 | 67.3103 | 450.2482 | 37.1817 | 440.37 | 2.6129 | 446.3256 | 0.12155 | 450.5693 | 0.19747 | 440.37 | -0.003828 | 445.7084 | 0.021861 | 440.37 | 0.0246 | 445.7084 | 0.020293 | 450.2482 | 0.0009261 | 450.2482 | 0.00072384 | 445.7084 | -0.018574 | 446.3256 | -0.012534 | 446.3256 | -0.0068698 | 445.7084 | -0.03323 | 682.4643 | 0.022265 | 445.7084 | 0 | 445.7084 | -0.001821 | 681.713 | 0 | 445.7084 | -0.048624 | 684.3979 | 0.00033346 | 682.4643 | 0.02022 | 684.3979 | 0.00011157 | 881.5226 | 0.0026397 | 1131.9902 | 0.034069 | 1014.1793 | 0.01445 | 1060.73 | 0 | 1060.068 | 0 | 445.708 | 0.080584 | 446.3256 | 1.05 | 445.7084 | 6.4123 | 445.7084 | 10.1662 | 445.7084 | 20.761 | 443.4146 | 0.019115
| 264.8607 | 0.51166 |  |  | 264.8607 | 0.0068125 | 264.8607 | 0 | 450.6823 | 0 | 445.929 | 0.67332 | 440.5883 | 0.091153 | 450.6823 | 0.032025 | 445.929 | 0.42487 | 445.929 | 0.10661 | 446.5462 | 0.47322 | 445.929 | 0.7577 | 445.929 | 2.0822 | 445.929 | 66.6956 | 450.3631 | 37.2308 | 440.59 | 2.6763 | 446.5461 | 0.13865 | 450.6823 | 0.22683 | 440.59 | -0.005187 | 445.929 | 0.051515 | 440.59 | 0.0099102 | 445.929 | 0.027548 | 450.3631 | 0.00047182 | 450.3631 | 0.00036572 | 445.929 | 0.013926 | 446.5461 | -0.0023918 | 446.5461 | -0.00095672 | 445.929 | 0.0084452 | 682.6267 | 0.023387 | 445.929 | 0 | 445.929 | 0.022842 | 681.8756 | 0.00078262 | 445.929 | 0.024252 | 684.5605 | 0.00033565 | 682.6267 | 0.018581 | 684.5605 | 0.00010397 | 881.6 | 0.002293 | 1132.053 | 0.034197 | 1014.1919 | 0.014449 | 1060.7852 | 0 | 1060.123 | 0 | 445.929 | 0.08361 | 446.5462 | 1.0675 | 445.929 | 6.568 | 445.929 | 9.936 | 445.929 | 20.9939 | 443.6347 | 0.020529
| 264.9353 | 0.51318 |  |  | 264.9353 | 0.0081605 | 264.9353 | 0 | 450.7953 | 0 | 446.1496 | 0.67364 | 440.8092 | 0.075451 | 450.7953 | 0 | 446.1496 | 0.074877 | 446.1496 | 0.066592 | 446.7667 | 0.40502 | 446.1496 | 0.56354 | 446.1496 | 1.9689 | 446.1496 | 65.7828 | 450.478 | 37.3527 | 440.81 | 2.9434 | 446.7667 | 0.13083 | 450.7953 | 0.23185 | 440.81 | -0.015787 | 446.1496 | 0.024476 | 440.81 | -0.0023318 | 446.1496 | 0.024707 | 450.478 | 0.00094592 | 450.478 | 0.00093408 | 446.1496 | -0.048956 | 446.7667 | -0.01567 | 446.7667 | -0.005783 | 446.1496 | -0.013117 | 682.789 | 0.019809 | 446.1496 | 0 | 446.1496 | -0.030263 | 682.0381 | 0 | 446.1496 | -0.053281 | 684.7231 | 0.00039708 | 682.789 | 0.020658 | 684.7231 | 0.00011097 | 881.6774 | 0.0018799 | 1132.1158 | 0.03433 | 1014.2045 | 0.014447 | 1060.8402 | 0 | 1060.1781 | 0 | 446.15 | 0.08595 | 446.7667 | 1.0765 | 446.1496 | 6.719 | 446.1496 | 9.5759 | 446.1496 | 21.1616 | 443.8548 | 0.01989
| 265.0099 | 0.52119 |  |  | 265.0099 | 0.011196 | 265.0099 | 0 | 450.9083 | 0.012938 | 446.3702 | 0.72691 | 441.0302 | 0.10455 | 450.9083 | 0.041267 | 446.3702 | 0.51342 | 446.3702 | 0.1143 | 446.9872 | 0.46564 | 446.3702 | 0.75565 | 446.3702 | 2.083 | 446.3702 | 65.2597 | 450.5929 | 37.3864 | 441.03 | 2.9445 | 446.9872 | 0.15879 | 450.9083 | 0.22976 | 441.03 | -0.009264 | 446.3702 | 0.046059 | 441.03 | -0.0037309 | 446.3702 | 0.041398 | 450.5929 | 0.00048554 | 450.5929 | 0.00057595 | 446.3702 | 0.057054 | 446.9872 | 0.0050706 | 446.9872 | 0.0035449 | 446.3702 | 0.030731 | 682.9514 | 0.018047 | 446.3702 | 0 | 446.3702 | 0.018348 | 682.2006 | 0.0018258 | 446.3702 | 0.048006 | 684.8858 | 0.00017002 | 682.9514 | 0.019346 | 684.8858 | 0.00010797 | 881.7547 | 0.0020074 | 1132.1786 | 0.034458 | 1014.217 | 0.014443 | 1060.8954 | 0 | 1060.2332 | 0 | 446.37 | 0.088955 | 446.9872 | 1.1168 | 446.3702 | 6.8825 | 446.3702 | 9.3518 | 446.3702 | 21.3054 | 444.0749 | 0.020842
| 265.0844 | 0.5221 |  |  | 265.0844 | 0.0048939 | 265.0844 | 0 | 451.0213 | 0 | 446.5909 | 0.64867 | 441.2511 | 0.066358 | 451.0213 | 0 | 446.5909 | 0.15441 | 446.5909 | 0.061565 | 447.2077 | 0.35312 | 446.5909 | 0.52799 | 446.5909 | 1.9257 | 446.5909 | 63.7868 | 450.7079 | 37.4171 | 441.25 | 3.2179 | 447.2077 | 0.14017 | 451.0213 | 0.22203 | 441.25 | -0.022311 | 446.5909 | 0.029833 | 441.25 | 0.002565 | 446.5909 | 0.019481 | 450.7079 | 0.00095469 | 450.7079 | 0.0011207 | 446.5909 | -0.050429 | 447.2077 | -0.0076053 | 447.2077 | -0.0074017 | 446.5909 | 0.00082246 | 683.1138 | 0.01447 | 446.5909 | 0 | 446.5909 | -0.0063013 | 682.3632 | 0 | 446.5909 | -0.034281 | 685.0484 | 0.0003905 | 683.1138 | 0.020986 | 685.0484 | 0.0001274 | 881.8321 | 0.0019913 | 1132.2413 | 0.034591 | 1014.2297 | 0.014438 | 1060.9506 | 0 | 1060.2882 | 0 | 446.591 | 0.091167 | 447.2077 | 1.1119 | 446.5909 | 6.9522 | 446.5909 | 9.0037 | 446.5909 | 21.2924 | 444.295 | 0.020612
| 265.159 | 0.53766 |  |  | 265.159 | 0.013127 | 265.159 | 0 | 451.1343 | 0.030498 | 446.8116 | 0.67462 | 441.472 | 0.11037 | 451.1343 | 0.029876 | 446.8116 | 0.30705 | 446.8116 | 0.12294 | 447.4283 | 0.43533 | 446.8116 | 0.706 | 446.8116 | 1.9577 | 446.8116 | 61.5959 | 450.8228 | 37.3419 | 441.47 | 3.4009 | 447.4283 | 0.16588 | 451.1343 | 0.22412 | 441.47 | 0.010578 | 446.8116 | 0.056824 | 441.47 | 0.012359 | 446.8116 | 0.034701 | 450.8228 | 0.0004802 | 450.8228 | 0.00056836 | 446.8116 | 0.042699 | 447.4283 | -0.00079323 | 447.4283 | 0.00241 | 446.8116 | 0.0029095 | 683.2762 | 0.016712 | 446.8116 | 0 | 446.8116 | 0.031583 | 682.5257 | 0.0023475 | 446.8116 | 0.064368 | 685.211 | 0.00027203 | 683.2762 | 0.018909 | 685.211 | 0.00011183 | 881.9095 | 0.0021877 | 1132.3042 | 0.034725 | 1014.2422 | 0.014432 | 1061.0056 | 0 | 1060.3433 | 0 | 446.812 | 0.093612 | 447.4283 | 1.1151 | 446.8116 | 7.0216 | 446.8116 | 8.783 | 446.8116 | 21.0054 | 444.5152 | 0.021969
| 265.2336 | 0.55876 |  |  | 265.2336 | 0.0011978 | 265.2336 | 0 | 451.2473 | 0 | 447.0322 | 0.65785 | 441.693 | 0.068679 | 451.2473 | 0 | 447.0322 | 0.11965 | 447.0322 | 0.066814 | 447.6489 | 0.36259 | 447.0322 | 0.48501 | 447.0322 | 1.7788 | 447.0322 | 58.645 | 450.9377 | 37.2962 | 441.69 | 3.6878 | 447.6489 | 0.15827 | 451.2473 | 0.22234 | 441.69 | 0.0094906 | 447.0322 | 0.028641 | 441.69 | -0.010726 | 447.0322 | 0.025011 | 450.9377 | 0.00099661 | 450.9377 | 0.00097285 | 447.0322 | -0.02365 | 447.6489 | -0.0064029 | 447.6489 | -0.0053841 | 447.0322 | -0.011545 | 683.4386 | 0.019062 | 447.0322 | 0 | 447.0322 | -0.0025663 | 682.6883 | 0 | 447.0322 | -0.018373 | 685.3737 | 0.00040037 | 683.4386 | 0.020111 | 685.3737 | 0.00012543 | 881.9869 | 0.0022561 | 1132.3669 | 0.034858 | 1014.2549 | 0.014424 | 1061.0608 | 0 | 1060.3984 | 0 | 447.032 | 0.095719 | 447.6489 | 1.1041 | 447.0322 | 6.9065 | 447.0322 | 8.2044 | 447.0322 | 20.4397 | 444.7353 | 0.021081
| 265.3082 | 0.58623 |  |  | 265.3082 | 0.0075412 | 265.3082 | 0 | 451.3603 | 0.0038054 | 447.2529 | 0.58503 | 441.914 | 0.11032 | 451.3603 | 0.01789 | 447.2529 | 0.25797 | 447.2529 | 0.11165 | 447.8695 | 0.42207 | 447.2529 | 0.64383 | 447.2529 | 1.7771 | 447.2529 | 57.0369 | 451.0526 | 37.3056 | 441.91 | 3.7356 | 447.8695 | 0.16937 | 451.3603 | 0.22798 | 441.91 | -0.012254 | 447.2529 | 0.040197 | 441.91 | 0.024951 | 447.2529 | 0.023489 | 451.0526 | 0.00052098 | 451.0526 | 0.00042807 | 447.2529 | 0.061103 | 447.8695 | 0.0047124 | 447.8695 | 0.0021045 | 447.2529 | 0.010726 | 683.601 | 0.026003 | 447.2529 | 0 | 447.2529 | 0.0096117 | 682.8509 | 0.0023475 | 447.2529 | 0.045805 | 685.5363 | 0.00024242 | 683.601 | 0.01869 | 685.5363 | 0.000126 | 882.0643 | 0.0029911 | 1132.4297 | 0.034991 | 1014.2675 | 0.014416 | 1061.116 | 0 | 1060.4535 | 0 | 447.253 | 0.099588 | 447.8695 | 1.0806 | 447.2529 | 6.9022 | 447.2529 | 8.0154 | 447.2529 | 20.1346 | 444.9555 | 0.022329
| 265.3827 | 0.60343 |  |  | 265.3827 | 0.0037645 | 265.3828 | 0 | 451.4733 | 0 | 447.4736 | 0.62764 | 442.135 | 0.077785 | 451.4733 | 0 | 447.4736 | 0.032777 | 447.4736 | 0.047114 | 448.0901 | 0.30424 | 447.4736 | 0.44847 | 447.4736 | 1.599 | 447.4736 | 54.3598 | 451.1675 | 37.3793 | 442.13 | 3.8801 | 448.0901 | 0.1455 | 451.4733 | 0.22568 | 442.13 | -0.0057306 | 447.4736 | 0.014036 | 442.13 | -0.013175 | 447.4736 | 0.01664 | 451.1675 | 0.0010153 | 451.1675 | 0.00081737 | 447.4736 | -0.029029 | 448.0901 | -0.018674 | 448.0901 | -0.0095592 | 447.4736 | -0.028982 | 683.7635 | 0.024615 | 447.4736 | 0 | 447.4736 | -0.034223 | 683.0134 | 0 | 447.4736 | -0.070828 | 685.699 | 0.0003203 | 683.7635 | 0.020439 | 685.699 | 0.00011871 | 882.1417 | 0.0027048 | 1132.4925 | 0.035124 | 1014.2801 | 0.014405 | 1061.1711 | 0 | 1060.5085 | 0 | 447.474 | 0.10148 | 448.0901 | 1.0904 | 447.4736 | 6.8143 | 447.4736 | 7.5971 | 447.4736 | 19.5803 | 445.1756 | 0.022869
| 265.4573 | 0.61804 |  |  | 265.4573 | 0.0077962 | 265.4573 | 0 | 451.5863 | 0 | 447.6944 | 0.66077 | 442.356 | 0.10945 | 451.5863 | 0.032025 | 447.6944 | 0.31533 | 447.6944 | 0.11535 | 448.3107 | 0.38532 | 447.6944 | 0.62992 | 447.6944 | 1.6293 | 447.6944 | 53.1002 | 451.2825 | 37.404 | 442.36 | 3.8271 | 448.3107 | 0.17726 | 451.5863 | 0.24073 | 442.36 | 0.0086751 | 447.6944 | 0.047239 | 442.36 | 0.013058 | 447.6944 | 0.030338 | 451.2825 | 0.00050383 | 451.2825 | 0.00041248 | 447.6944 | 0.030732 | 448.3107 | 0.0036966 | 448.3107 | 0.00024546 | 447.6944 | 0.014491 | 683.9259 | 0.025149 | 447.6944 | 0 | 447.6944 | 0.0062868 | 683.176 | 0.0018258 | 447.6944 | 0.020474 | 685.8617 | 0.00025777 | 683.9259 | 0.019346 | 685.8617 | 0.00010243 | 882.2192 | 0.0020387 | 1132.5554 | 0.035257 | 1014.2927 | 0.014394 | 1061.2263 | 0 | 1060.5637 | 0 | 447.694 | 0.10439 | 448.3107 | 1.107 | 447.6944 | 6.8888 | 447.6944 | 7.3814 | 447.6944 | 19.4963 | 445.3958 | 0.023487
| 265.5319 | 0.61899 |  |  | 265.5319 | 0.0061689 | 265.5319 | 0 | 451.6993 | 0 | 447.9151 | 0.60331 | 442.577 | 0.075149 | 451.6993 | 0 | 447.9151 | 0.14142 | 447.9151 | 0.069043 | 448.5313 | 0.29325 | 447.9151 | 0.48469 | 447.9151 | 1.5629 | 447.9151 | 51.7709 | 451.3974 | 37.4033 | 442.58 | 4.1244 | 448.5313 | 0.16778 | 451.6993 | 0.24909 | 442.58 | -0.0032843 | 447.9151 | 0.023936 | 442.58 | -0.023318 | 447.9151 | 0.023134 | 451.3974 | 0.0010435 | 451.3974 | 0.00074742 | 447.9151 | -0.044171 | 448.5313 | -0.012281 | 448.5313 | -0.0074341 | 447.9151 | 0.00053779 | 684.0883 | 0.018688 | 447.9151 | 0 | 447.9151 | 0.0038273 | 683.3386 | 0 | 447.9151 | -0.0096512 | 686.0243 | 0.00034882 | 684.0883 | 0.020876 | 686.0243 | 0.00011157 | 882.2966 | 0.0020569 | 1132.6182 | 0.035396 | 1014.3052 | 0.014381 | 1061.2815 | 0 | 1060.6188 | 0 | 447.915 | 0.10446 | 448.5313 | 1.1087 | 447.9151 | 6.942 | 447.9151 | 7.1323 | 447.9151 | 19.3289 | 445.616 | 0.023413
| 265.6065 | 0.61484 |  |  | 265.6065 | 0.0082819 | 265.6065 | 0 | 451.8123 | 0.00099528 | 448.1359 | 0.64099 | 442.7981 | 0.10641 | 451.8123 | 0.037614 | 448.1359 | 0.24616 | 448.1359 | 0.099938 | 448.7519 | 0.35842 | 448.1359 | 0.61708 | 448.1359 | 1.6048 | 448.1359 | 51.2125 | 451.5124 | 37.3344 | 442.8 | 4.3335 | 448.7519 | 0.18743 | 451.8123 | 0.24668 | 442.8 | 0.014111 | 448.1359 | 0.045572 | 442.8 | 0.0095605 | 448.1359 | 0.032621 | 451.5124 | 0.00055033 | 451.5124 | 0.00034254 | 448.1359 | 0.059263 | 448.7519 | -0.0028274 | 448.7519 | 0.00025838 | 448.1359 | 0.0014044 | 684.2507 | 0.021892 | 448.1359 | 0 | 448.1359 | 0.0016108 | 683.5012 | 0.00078262 | 448.1359 | 0.018054 | 686.187 | 0.0003203 | 684.2507 | 0.019237 | 686.187 | 0.000101 | 882.3741 | 0.002053 | 1132.681 | 0.035529 | 1014.3179 | 0.014367 | 1061.3367 | 0 | 1060.674 | 0 | 448.136 | 0.10849 | 448.7519 | 1.1364 | 448.1359 | 7.0957 | 448.1359 | 7.0881 | 448.1359 | 19.3742 | 445.8362 | 0.025284
| 265.6811 | 0.59781 |  |  | 265.6811 | 0.0069826 | 265.6811 | 0 | 451.9253 | 0 | 448.3566 | 0.63823 | 443.0191 | 0.047827 | 451.9253 | 0.0018678 | 448.3566 | 0.0011403 | 448.3566 | 0.077903 | 448.9726 | 0.29098 | 448.3566 | 0.42514 | 448.3566 | 1.477 | 448.3566 | 49.9092 | 451.6273 | 37.2962 | 443.02 | 4.6047 | 448.9726 | 0.1884 | 451.9253 | 0.24846 | 443.02 | -0.015244 | 448.3566 | 0.02348 | 443.02 | 0.0053631 | 448.3566 | 0.026127 | 451.6273 | 0.0010382 | 451.6273 | 0.00080937 | 448.3566 | -0.031428 | 448.9726 | -0.013745 | 448.9726 | -0.0074184 | 448.3566 | -0.015366 | 684.4132 | 0.020343 | 448.3566 | 0 | 448.3566 | -0.028459 | 683.6638 | 0 | 448.3566 | -0.048549 | 686.3497 | 0.00036966 | 684.4132 | 0.021313 | 686.3497 | 0.00010143 | 882.4516 | 0.0021268 | 1132.7439 | 0.035667 | 1014.3304 | 0.014351 | 1061.3918 | 0 | 1060.729 | 0 | 448.357 | 0.11136 | 448.9726 | 1.1599 | 448.3566 | 7.1898 | 448.3566 | 6.8416 | 448.3566 | 19.2419 | 446.0565 | 0.024771
| 265.7557 | 0.60287 |  |  | 265.7557 | 0.0088284 | 265.7557 | 0 | 452.0383 | 0.025219 | 448.5774 | 0.69115 | 443.2402 | 0.1197 | 452.0383 | 0.025362 | 448.5774 | 0.374 | 448.5774 | 0.11946 | 449.1933 | 0.39328 | 448.5774 | 0.6278 | 448.5774 | 1.4861 | 448.5774 | 48.9788 | 451.7422 | 37.2008 | 443.24 | 4.7388 | 449.1933 | 0.21559 | 452.0383 | 0.25734 | 443.24 | -0.009264 | 448.5774 | 0.052447 | 443.24 | 0.016206 | 448.5774 | 0.039368 | 451.7422 | 0.00049583 | 451.7422 | 0.00047483 | 448.5774 | 0.037177 | 449.1933 | 0.0062278 | 449.1933 | 0.00432 | 448.5774 | -0.03248 | 684.5756 | 0.023547 | 448.5774 | 0 | 448.5774 | 0.023388 | 683.8264 | 0.0018258 | 448.5774 | 0.044283 | 686.5124 | 0.00022706 | 684.5756 | 0.019893 | 686.5124 | 0.00010757 | 882.5291 | 0.0019029 | 1132.8068 | 0.0358 | 1014.3431 | 0.014335 | 1061.447 | 0 | 1060.7842 | 0 | 448.577 | 0.11632 | 449.1933 | 1.1748 | 448.5774 | 7.3218 | 448.5774 | 6.7327 | 448.5774 | 19.1635 | 446.2767 | 0.026387
| 265.8303 | 0.60903 |  |  | 265.8303 | 0.0067518 | 265.8303 | 0 | 452.1513 | 0 | 448.7982 | 0.63272 | 443.4612 | 0.072737 | 452.1513 | 0 | 448.7982 | 0.13232 | 448.7982 | 0.058585 | 449.4139 | 0.2493 | 448.7982 | 0.42263 | 448.7982 | 1.4886 | 448.7982 | 47.4891 | 451.8572 | 37.1428 | 443.46 | 5.0528 | 449.4139 | 0.19854 | 452.1513 | 0.24553 | 443.46 | 0.00052096 | 448.7982 | 0.028324 | 443.46 | 0.021103 | 448.7982 | 0.023083 | 451.8572 | 0.00092458 | 451.8572 | 0.0010196 | 448.7982 | -0.013577 | 449.4139 | -0.011474 | 449.4139 | -0.0055791 | 448.7982 | 0.021737 | 684.7381 | 0.0099313 | 448.7982 | 0 | 448.7982 | -0.008947 | 683.989 | 0 | 448.7982 | -0.024966 | 686.6751 | 0.00037953 | 684.7381 | 0.021969 | 686.6751 | 0.00011014 | 882.6067 | 0.002484 | 1132.8696 | 0.035938 | 1014.3557 | 0.014317 | 1061.5022 | 0 | 1060.8392 | 0 | 448.798 | 0.11627 | 449.4139 | 1.1726 | 448.7982 | 7.3201 | 448.7982 | 6.5254 | 448.7982 | 18.9245 | 446.4969 | 0.025498
| 265.9049 | 0.62808 |  |  | 265.9049 | 0.017377 | 265.905 | 0 | 452.2643 | 0.011533 | 449.019 | 0.6873 | 443.6823 | 0.095124 | 452.2643 | 0.040623 | 449.019 | 0.4544 | 449.019 | 0.11353 | 449.6346 | 0.33834 | 449.019 | 0.6231 | 449.019 | 1.5521 | 449.019 | 46.515 | 451.9721 | 37.0751 | 443.68 | 4.9216 | 449.6346 | 0.23626 | 452.2643 | 0.26392 | 443.68 | 0.0010646 | 449.019 | 0.048121 | 443.68 | 0.018305 | 449.019 | 0.034092 | 451.9721 | 0.00043028 | 451.9721 | 0.00054478 | 449.019 | 0.026823 | 449.6346 | 0.010609 | 449.6346 | 0.0059808 | 449.019 | 0.018739 | 684.9005 | 0.029687 | 449.019 | 0 | 449.019 | 0.007521 | 684.1516 | 0.0013044 | 449.019 | 0.060367 | 686.8378 | 0.00023803 | 684.9005 | 0.020111 | 686.8378 | 0.00010771 | 882.6841 | 0.0022478 | 1132.9325 | 0.036077 | 1014.3683 | 0.014297 | 1061.5574 | 0 | 1060.8944 | 0 | 449.019 | 0.11993 | 449.6346 | 1.1981 | 449.019 | 7.3859 | 449.019 | 6.3541 | 449.019 | 18.6733 | 446.7172 | 0.02641
| 265.9796 | 0.63528 |  |  | 265.9796 | 0.0042017 | 265.9796 | 0 | 452.3773 | 0 | 449.2398 | 0.59399 | 443.9034 | 0.059706 | 452.3773 | 0 | 449.2398 | 0.052501 | 449.2398 | 0.068323 | 449.8553 | 0.25499 | 449.2398 | 0.40088 | 449.2398 | 1.4047 | 449.2398 | 45.4644 | 452.0871 | 37.0732 | 443.9 | 5.3333 | 449.8553 | 0.22083 | 452.3773 | 0.26748 | 443.9 | -0.0084487 | 449.2398 | 0.019688 | 443.9 | -0.0072287 | 449.2398 | 0.011212 | 452.0871 | 0.00086856 | 452.0871 | 0.00097285 | 449.2398 | -0.03033 | 449.8553 | -0.0085283 | 449.8553 | -0.0024569 | 449.2398 | -0.010321 | 685.063 | 0.020717 | 449.2398 | 0 | 449.2398 | -0.032388 | 684.3142 | 0 | 449.2398 | 0.016528 | 687.0005 | 0.00040037 | 685.063 | 0.021969 | 687.0005 | 0.00012271 | 882.7617 | 0.0018083 | 1132.9954 | 0.036215 | 1014.3809 | 0.014277 | 1061.6127 | 0 | 1060.9496 | 0 | 449.24 | 0.12174 | 449.8553 | 1.1765 | 449.2398 | 7.3796 | 449.2398 | 6.191 | 449.2398 | 18.45 | 446.9375 | 0.027315
| 266.0542 | 0.65404 |  |  | 266.0542 | 0.0063754 | 266.0542 | 0 | 452.4903 | 0.036754 | 449.4607 | 0.63616 | 444.1246 | 0.10357 | 452.4903 | 0.018635 | 449.4607 | 0.3357 | 449.4606 | 0.11444 | 450.0761 | 0.31599 | 449.4607 | 0.56414 | 449.4606 | 1.3919 | 449.4606 | 44.2812 | 452.2021 | 37.0482 | 444.12 | 5.4873 | 450.0761 | 0.23661 | 452.4903 | 0.26392 | 444.12 | -0.0147 | 449.4607 | 0.033178 | 444.12 | 0.0095605 | 449.4606 | 0.028664 | 452.2021 | 0.00043828 | 452.2021 | 0.00042807 | 449.4606 | 0.0018508 | 450.0761 | 0.0020342 | 450.0761 | 0.0011916 | 449.4606 | 0.020737 | 685.2255 | 0.026483 | 449.4607 | 0 | 449.4607 | 0.0047673 | 684.4768 | 0.0018258 | 449.4607 | 0.049092 | 687.1632 | 0.00037405 | 685.2255 | 0.019893 | 687.1632 | 0.00012357 | 882.8392 | 0.0019462 | 1133.0582 | 0.036353 | 1014.3935 | 0.014255 | 1061.6679 | 0 | 1061.0046 | 0 | 449.461 | 0.12474 | 450.0761 | 1.2103 | 449.4606 | 7.44 | 449.4606 | 6.1019 | 449.4606 | 18.1809 | 447.1578 | 0.027941
| 266.1288 | 0.66569 |  |  | 266.1288 | 0.0059139 | 266.1288 | 0 | 452.6033 | 0 | 449.6815 | 0.62363 | 444.3457 | 0.072365 | 452.6033 | 0 | 449.6815 | 0.072821 | 449.6815 | 0.056137 | 450.2968 | 0.2368 | 449.6815 | 0.36193 | 449.6815 | 1.2993 | 449.6815 | 42.9427 | 452.3171 | 37.0257 | 444.35 | 5.8512 | 450.2968 | 0.23535 | 452.6033 | 0.25118 | 444.35 | -0.0089922 | 449.6815 | 0.017496 | 444.35 | 0.011659 | 449.6815 | 0.015321 | 452.3171 | 0.00096079 | 452.3171 | 0.00085614 | 449.6815 | -0.071042 | 450.2968 | -0.0087932 | 450.2968 | -0.0096048 | 449.6815 | 0.0086839 | 685.3879 | 0.024775 | 449.6815 | 0 | 449.6815 | -0.016513 | 684.6394 | 0 | 449.6815 | -0.041523 | 687.326 | 0.00029507 | 685.3879 | 0.02033 | 687.326 | 0.00012457 | 882.9168 | 0.0017771 | 1133.1211 | 0.036492 | 1014.4061 | 0.014232 | 1061.723 | 0 | 1061.0598 | 0 | 449.682 | 0.1242 | 450.2968 | 1.2077 | 449.6815 | 7.4514 | 449.6815 | 5.9103 | 449.6815 | 17.9406 | 447.3781 | 0.02744
| 266.2034 | 0.6745 |  |  | 266.2034 | 0.011257 | 266.2034 | 0 | 452.7163 | 0.0059129 | 449.9024 | 0.63761 | 444.5668 | 0.10109 | 452.7163 | 0.019008 | 449.9024 | 0.34428 | 449.9024 | 0.078161 | 450.5175 | 0.29931 | 449.9024 | 0.54784 | 449.9024 | 1.3072 | 449.9024 | 42.2709 | 452.432 | 36.9202 | 444.57 | 5.9904 | 450.5175 | 0.2556 | 452.7163 | 0.2425 | 444.57 | -2.2651e-05 | 449.9024 | 0.031964 | 444.57 | 0.01096 | 449.9024 | 0.013698 | 452.432 | 0.00052251 | 452.432 | 0.00042807 | 449.9024 | 0.062576 | 450.5175 | -0.0013803 | 450.5175 | -0.0026062 | 449.9024 | 0.0018317 | 685.5504 | 0.019809 | 449.9024 | 0 | 449.9024 | 0.030938 | 684.8021 | 0.0018258 | 449.9024 | 0.0089174 | 687.4887 | 0.00033017 | 685.5504 | 0.018034 | 687.4887 | 0.00011971 | 882.9944 | 0.0024132 | 1133.184 | 0.03663 | 1014.4187 | 0.014208 | 1061.7783 | 0 | 1061.115 | 0 | 449.902 | 0.12821 | 450.5175 | 1.2225 | 449.9024 | 7.5474 | 449.9024 | 5.8064 | 449.9024 | 17.7812 | 447.5984 | 0.029073
| 266.2781 | 0.67095 |  |  | 266.2781 | 0.0097756 | 266.2781 | 0 | 452.8294 | 0 | 450.1232 | 0.64363 | 444.788 | 0.082519 | 452.8294 | 0 | 450.1232 | 0.21461 | 450.1232 | 0.053284 | 450.7383 | 0.23339 | 450.1232 | 0.3675 | 450.1232 | 1.2138 | 450.1232 | 41.343 | 452.547 | 36.8513 | 444.79 | 6.2523 | 450.7383 | 0.24762 | 452.8294 | 0.25504 | 444.79 | 0.0026954 | 450.1232 | 0.021864 | 444.79 | 0.021103 | 450.1232 | 0.024047 | 452.547 | 0.0010088 | 452.547 | 0.00092648 | 450.1232 | -0.087974 | 450.7383 | -0.01242 | 450.7383 | -0.0063009 | 450.1232 | 0.021237 | 685.7129 | 0.020717 | 450.1232 | 0 | 450.1232 | -0.033775 | 684.9647 | 0 | 450.1232 | -0.033239 | 687.6515 | 0.00031591 | 685.7129 | 0.019565 | 687.6515 | 0.00013243 | 883.072 | 0.002525 | 1133.2468 | 0.036773 | 1014.4313 | 0.014183 | 1061.8335 | 0 | 1061.1702 | 0 | 450.123 | 0.12964 | 450.7383 | 1.2343 | 450.1232 | 7.5563 | 450.1232 | 5.6757 | 450.1232 | 17.5058 | 447.8187 | 0.028938
| 266.3527 | 0.68497 |  |  | 266.3527 | 0.01116 | 266.3527 | 0 | 452.9424 | 0 | 450.3441 | 0.64276 | 445.0092 | 0.10552 | 452.9424 | 0.014535 | 450.3441 | 0.40673 | 450.3441 | 0.096098 | 450.9591 | 0.28946 | 450.3441 | 0.56128 | 450.3441 | 1.2561 | 450.3441 | 40.7174 | 452.662 | 36.7226 | 445.01 | 6.4778 | 450.9591 | 0.27335 | 452.9424 | 0.233 | 445.01 | -0.0032843 | 450.3441 | 0.028651 | 445.01 | -0.0044305 | 450.3441 | 0.025924 | 452.662 | 0.00048782 | 452.662 | 0.00050601 | 450.3441 | 0.053373 | 450.9591 | -0.0008357 | 450.9591 | -0.00072556 | 450.3441 | 0.034104 | 685.8754 | 0.024988 | 450.3441 | 0 | 450.3441 | 0.0079876 | 685.1273 | 0.0023475 | 450.3441 | 0.039876 | 687.8142 | 0.00030275 | 685.8754 | 0.019127 | 687.8142 | 0.00012143 | 883.1495 | 0.0024526 | 1133.3097 | 0.036912 | 1014.4439 | 0.014156 | 1061.8888 | 0 | 1061.2253 | 0 | 450.344 | 0.13448 | 450.9591 | 1.2419 | 450.3441 | 7.6264 | 450.3441 | 5.6276 | 450.3441 | 17.31 | 448.039 | 0.030054
| 266.4273 | 0.69608 |  |  | 266.4273 | 0.0048453 | 266.4273 | 0 | 453.0554 | 0 | 450.565 | 0.61046 | 445.2304 | 0.066967 | 453.0554 | 0 | 450.565 | 0.039704 | 450.565 | 0.048373 | 451.1799 | 0.21104 | 450.565 | 0.31891 | 450.565 | 1.1872 | 450.565 | 39.3553 | 452.777 | 36.6654 | 445.23 | 6.8031 | 451.1799 | 0.25905 | 453.0554 | 0.25682 | 445.23 | -0.020408 | 450.565 | 0.023029 | 445.23 | -0.0086277 | 450.565 | 0.01522 | 452.777 | 0.00095012 | 452.777 | 0.00098084 | 450.565 | -0.057791 | 451.1799 | -0.011703 | 451.1799 | -0.0099675 | 450.565 | -0.039476 | 686.0379 | 0.024615 | 450.565 | 0 | 450.565 | -0.0059624 | 685.29 | 0 | 450.565 | -0.029358 | 687.977 | 0.00037405 | 686.0379 | 0.021095 | 687.977 | 0.00012586 | 883.2272 | 0.0020801 | 1133.3727 | 0.037055 | 1014.4565 | 0.014129 | 1061.944 | 0 | 1061.2805 | 0 | 450.565 | 0.13429 | 451.1799 | 1.2479 | 450.565 | 7.5771 | 450.565 | 5.4775 | 450.565 | 17.0326 | 448.2594 | 0.03063
| 266.502 | 0.71443 |  |  | 266.502 | 0.0097756 | 266.502 | 0 | 453.1684 | 0.0094255 | 450.786 | 0.50352 | 445.4516 | 0.099013 | 453.1684 | 0.030951 | 450.786 | 0.38671 | 450.786 | 0.10249 | 451.4007 | 0.30765 | 450.786 | 0.55546 | 450.786 | 1.2067 | 450.786 | 39.0925 | 452.892 | 36.555 | 445.45 | 6.8408 | 451.4007 | 0.28904 | 453.1684 | 0.25055 | 445.45 | 0.0013364 | 450.786 | 0.034475 | 445.45 | -0.0072287 | 450.786 | -0.00078352 | 452.892 | 0.00046648 | 452.892 | 0.00049042 | 450.786 | 0.050061 | 451.4007 | 0.0020847 | 451.4007 | -0.0016027 | 450.786 | -0.019113 | 686.2004 | 0.026483 | 450.786 | 0 | 450.786 | 0.018656 | 685.4526 | 0.0018258 | 450.786 | -0.010618 | 688.1398 | 0.00033456 | 686.2004 | 0.020111 | 688.1398 | 0.00011223 | 883.3048 | 0.0021743 | 1133.4355 | 0.037198 | 1014.4691 | 0.0141 | 1061.9993 | 0 | 1061.3357 | 0 | 450.786 | 0.13658 | 451.4007 | 1.2178 | 450.786 | 7.7202 | 450.786 | 5.481 | 450.786 | 16.9329 | 448.4797 | 0.031873
| 266.5766 | 0.721 |  |  | 266.5766 | 0.0029752 | 266.5766 | 0 | 453.2815 | 0 | 451.0069 | 0.47408 | 445.6728 | 0.061701 | 453.2815 | 0 | 451.0069 | 0.10851 | 451.0069 | 0.054844 | 451.6215 | 0.20838 | 451.0069 | 0.33263 | 451.0069 | 1.0635 | 451.0069 | 38.0772 | 453.007 | 36.503 | 445.67 | 7.3739 | 451.6215 | 0.28626 | 453.2815 | 0.22892 | 445.67 | -0.016331 | 451.0069 | 0.014462 | 445.67 | -0.027866 | 451.0069 | -0.001975 | 453.007 | 0.00092344 | 453.007 | 0.00098084 | 451.0069 | -0.072146 | 451.6215 | -0.015611 | 451.6215 | -0.0084466 | 451.0069 | -0.014616 | 686.3629 | 0.020076 | 451.0069 | 0 | 451.0069 | -0.023969 | 685.6153 | 0 | 451.0069 | -0.020427 | 688.3025 | 0.00029836 | 686.3629 | 0.020658 | 688.3025 | 0.0001228 | 883.3824 | 0.002562 | 1133.4985 | 0.037337 | 1014.4817 | 0.01407 | 1062.0546 | 0 | 1061.3909 | 0 | 451.007 | 0.13876 | 451.6215 | 1.2254 | 451.0069 | 7.6877 | 451.0069 | 5.3097 | 451.0069 | 16.6152 | 448.7001 | 0.031937
| 266.6513 | 0.72672 |  |  | 266.6513 | 0.0073469 | 266.6513 | 0 | 453.3945 | 0.0052105 | 451.2278 | 0.63516 | 445.894 | 0.077542 | 453.3945 | 0.01379 | 451.2278 | 0.42 | 451.2278 | 0.098577 | 451.8423 | 0.26749 | 451.2278 | 0.53354 | 451.2278 | 1.2009 | 451.2278 | 37.3324 | 453.122 | 36.3762 | 445.89 | 7.4416 | 451.8423 | 0.31414 | 453.3945 | 0.24041 | 445.89 | -0.025844 | 451.2278 | 0.033272 | 445.89 | 0.0011659 | 451.2278 | 0.028309 | 453.122 | 0.00046229 | 453.122 | 0.00050601 | 451.2278 | 0.044171 | 451.8423 | -0.0061973 | 451.8423 | -0.0018733 | 451.2278 | -0.038477 | 686.5254 | 0.026644 | 451.2278 | 0 | 451.2278 | -0.0080559 | 685.7779 | 0.0018258 | 451.2278 | 0.033576 | 688.4653 | 0.00037295 | 686.5254 | 0.01869 | 688.4653 | 0.00010694 | 883.4601 | 0.0029689 | 1133.5614 | 0.03748 | 1014.4943 | 0.01404 | 1062.1097 | 0 | 1061.446 | 0 | 451.228 | 0.14291 | 451.8423 | 1.2746 | 451.2278 | 7.6661 | 451.2278 | 5.2549 | 451.2278 | 16.4226 | 448.9205 | 0.032591
| 266.7259 | 0.72108 |  |  | 266.7259 | 0.0078205 | 266.7259 | 0 | 453.5075 | 0.0031665 | 451.4488 | 0.627 | 446.1153 | 0.048842 | 453.5075 | 0 | 451.4488 | 0.083056 | 451.4488 | 0.043084 | 452.0632 | 0.2099 | 451.4488 | 0.33295 | 451.4488 | 1.0888 | 451.4488 | 36.1332 | 453.237 | 36.2609 | 446.12 | 7.8042 | 452.0632 | 0.31113 | 453.5075 | 0.23362 | 446.12 | -0.0089922 | 451.4488 | 0.0095724 | 446.12 | -0.014924 | 451.4488 | 0.020547 | 453.237 | 0.00096612 | 453.237 | 0.00099643 | 451.4488 | -0.024653 | 452.0632 | -0.013495 | 452.0632 | -0.011128 | 451.4488 | 0.038102 | 686.688 | 0.01463 | 451.4488 | 0 | 451.4488 | -0.015975 | 685.9406 | 0 | 451.4488 | -0.02133 | 688.6281 | 0.00027862 | 686.688 | 0.019455 | 688.6281 | 0.00011866 | 883.5377 | 0.0027792 | 1133.6244 | 0.037623 | 1014.5069 | 0.014008 | 1062.165 | 0 | 1061.5012 | 0 | 451.449 | 0.14396 | 452.0632 | 1.2766 | 451.4488 | 7.6697 | 451.4488 | 5.1059 | 451.4488 | 15.9846 | 449.1409 | 0.031674
| 266.8006 | 0.71549 |  |  | 266.8006 | 0.0089498 | 266.8006 | 0 | 453.6205 | 0.021309 | 451.6698 | 0.68271 | 446.3365 | 0.089276 | 453.6205 | 0.027942 | 451.6698 | 0.20102 | 451.6698 | 0.12825 | 452.284 | 0.29439 | 451.6698 | 0.52559 | 451.6698 | 1.1117 | 451.6698 | 35.6831 | 453.352 | 36.0798 | 446.34 | 7.8326 | 452.284 | 0.33913 | 453.6205 | 0.24041 | 446.34 | 0.029604 | 451.6698 | 0.03038 | 446.34 | -0.0054798 | 451.6698 | 0.034346 | 453.352 | 0.00050917 | 453.352 | 0.00049801 | 451.6698 | 0.050061 | 452.284 | 0.0064709 | 452.284 | 0.00237 | 451.6698 | 0.018114 | 686.8505 | 0.02376 | 451.6698 | 0 | 451.6698 | 0.011241 | 686.1033 | 0.0013044 | 451.6698 | 0.034965 | 688.7909 | 0.00036856 | 686.8505 | 0.019018 | 688.7909 | 0.00011351 | 883.6154 | 0.0026275 | 1133.6873 | 0.037767 | 1014.5195 | 0.013975 | 1062.2203 | 0 | 1061.5565 | 0 | 451.67 | 0.14625 | 452.284 | 1.2965 | 451.6698 | 7.7383 | 451.6698 | 5.1002 | 451.6698 | 15.8644 | 449.3613 | 0.033574
| 266.8753 | 0.70482 |  |  | 266.8753 | 0.0064482 | 266.8753 | 0 | 453.7335 | 0 | 451.8908 | 0.65232 | 446.5578 | 0.07937 | 453.7335 | 0 | 451.8908 | 0.0042356 | 451.8908 | 0.053281 | 452.5049 | 0.20687 | 451.8908 | 0.33767 | 451.8908 | 1.0253 | 451.8908 | 34.5537 | 453.467 | 35.9242 | 446.56 | 8.3708 | 452.5049 | 0.33329 | 453.7335 | 0.25024 | 446.56 | -0.013341 | 451.8908 | 0.017126 | 446.56 | -0.0030314 | 451.8908 | 0.016336 | 453.467 | 0.00093411 | 453.467 | 0.00095726 | 451.8908 | -0.043067 | 452.5049 | -0.0095257 | 452.5049 | -0.0059538 | 451.8908 | -0.019613 | 687.013 | 0.016606 | 451.8908 | 0 | 451.8908 | -0.014568 | 686.2659 | 0 | 451.8908 | -0.066785 | 688.9537 | 0.00037185 | 687.013 | 0.021204 | 688.9537 | 0.000132 | 883.6931 | 0.002411 | 1133.7502 | 0.037915 | 1014.5321 | 0.013942 | 1062.2756 | 0 | 1061.6117 | 0 | 451.891 | 0.14612 | 452.5049 | 1.2867 | 451.8908 | 7.647 | 451.8908 | 4.9074 | 451.8908 | 15.3083 | 449.5818 | 0.032714
| 266.9499 | 0.71053 |  |  | 266.9499 | 0.006764 | 266.9499 | 0 | 453.8466 | 0.01891 | 452.1118 | 0.65315 | 446.7791 | 0.092337 | 453.8466 | 0.038688 | 452.1118 | 0.3733 | 452.1118 | 0.090503 | 452.7258 | 0.29325 | 452.1118 | 0.47748 | 452.1118 | 1.0839 | 452.1118 | 33.6123 | 453.582 | 35.7606 | 446.78 | 8.3585 | 452.7258 | 0.34718 | 453.8466 | 0.25912 | 446.78 | -0.010895 | 452.1118 | 0.039874 | 446.78 | -0.00058295 | 452.1118 | 0.032672 | 453.582 | 0.00043561 | 453.582 | 0.00045924 | 452.1118 | 0.012301 | 452.7258 | 0.00025854 | 452.7258 | 0.0035871 | 452.1118 | -0.011011 | 687.1756 | 0.018848 | 452.1118 | 0 | 452.1118 | 0.0083601 | 686.4286 | 0.0023475 | 452.1118 | 0.044042 | 689.1165 | 0.00034004 | 687.1756 | 0.020658 | 689.1165 | 0.00012271 | 883.7708 | 0.0024964 | 1133.8132 | 0.038059 | 1014.5447 | 0.013907 | 1062.3308 | 0 | 1061.6669 | 0 | 452.112 | 0.14782 | 452.7258 | 1.2973 | 452.1118 | 7.5988 | 452.1118 | 4.8369 | 452.1118 | 15.0522 | 449.8022 | 0.034238
| 267.0246 | 0.725 |  |  | 267.0246 | 0.0013236 | 267.0246 | 0 | 453.9596 | 0 | 452.3328 | 0.60545 | 447.0004 | 0.069847 | 453.9596 | 0 | 452.3328 | 0.036591 | 452.3328 | 0.044049 | 452.9467 | 0.19209 | 452.3328 | 0.28615 | 452.3328 | 0.88128 | 452.3328 | 32.5534 | 453.6971 | 35.6817 | 447 | 8.826 | 452.9467 | 0.35321 | 453.9596 | 0.25379 | 447 | -0.0021971 | 452.3328 | 0.010346 | 447 | -0.0054798 | 452.3328 | 0.0090304 | 453.6971 | 0.00090057 | 453.6971 | 0.00084055 | 452.3328 | -0.035853 | 452.9467 | -0.015663 | 452.9467 | -0.010249 | 452.3328 | -0.041974 | 687.3381 | 0.024508 | 452.3328 | 0 | 452.3328 | -0.025517 | 686.5913 | 0 | 452.3328 | -0.075309 | 689.2794 | 0.00030823 | 687.3381 | 0.02186 | 689.2794 | 0.00013757 | 883.8486 | 0.002929 | 1133.8762 | 0.038207 | 1014.5573 | 0.013872 | 1062.3861 | 0 | 1061.7222 | 0 | 452.333 | 0.14823 | 452.9467 | 1.2847 | 452.3328 | 7.4334 | 452.3328 | 4.6292 | 452.3328 | 14.448 | 450.0226 | 0.034158
| 267.0993 | 0.74799 |  |  | 267.0993 | 0.0070797 | 267.0993 | 0 | 454.0727 | 0.007318 | 452.5538 | 0.64803 | 447.2217 | 0.11456 | 454.0727 | 0.03353 | 452.5538 | 0.35156 | 452.5538 | 0.10121 | 453.1676 | 0.27128 | 452.5538 | 0.49781 | 452.5538 | 1.0328 | 452.5538 | 31.7439 | 453.8121 | 35.5578 | 447.22 | 8.8125 | 453.1676 | 0.37814 | 454.0727 | 0.2494 | 447.22 | 0.011393 | 452.5538 | 0.016328 | 447.22 | 0.014807 | 452.5538 | 0.026229 | 453.8121 | 0.00047487 | 453.8121 | 0.0003813 | 452.5538 | 0.062208 | 453.1676 | -0.00046601 | 453.1676 | 0.0024686 | 452.5538 | 0.0054044 | 687.5006 | 0.02659 | 452.5538 | 0 | 452.5538 | 0.018174 | 686.754 | 0.0018258 | 452.5538 | 0.027929 | 689.4422 | 0.00037076 | 687.5006 | 0.019783 | 689.4422 | 0.000121 | 883.9263 | 0.0032018 | 1133.9392 | 0.038351 | 1014.5699 | 0.013836 | 1062.4414 | 0 | 1061.7773 | 0 | 452.554 | 0.14929 | 453.1676 | 1.2975 | 452.5538 | 7.3712 | 452.5538 | 4.5695 | 452.5538 | 14.1587 | 450.2431 | 0.035048
| 267.1739 | 0.75552 |  |  | 267.1739 | 0.0066304 | 267.1739 | 0 | 454.1857 | 0 | 452.7749 | 0.64195 | 447.443 | 0.086036 | 454.1857 | 0 | 452.7749 | 0.031215 | 452.7749 | 0.04892 | 453.3885 | 0.1436 | 452.7749 | 0.29736 | 452.7749 | 0.85845 | 452.7749 | 30.4465 | 453.9271 | 35.4306 | 447.44 | 9.3947 | 453.3885 | 0.37633 | 454.1857 | 0.25912 | 447.44 | 0.020091 | 452.7749 | 0.02603 | 447.44 | 0.022152 | 452.7749 | 0.024605 | 453.9271 | 0.00096117 | 453.9271 | 0.00078619 | 452.7749 | -0.0059307 | 453.3885 | -0.0022845 | 453.3885 | -0.0045883 | 452.7749 | -0.025609 | 687.6632 | 0.02611 | 452.7749 | 0 | 452.7749 | 0.00013956 | 686.9167 | 0 | 452.7749 | -0.010104 | 689.605 | 0.00035869 | 687.6632 | 0.021641 | 689.605 | 0.00013057 | 884.0041 | 0.0025965 | 1134.0021 | 0.038499 | 1014.5825 | 0.013799 | 1062.4967 | 0 | 1061.8325 | 0 | 452.775 | 0.15165 | 453.3885 | 1.2887 | 452.7749 | 7.2076 | 452.7749 | 4.3842 | 452.7749 | 13.6048 | 450.4636 | 0.03538
| 267.2486 | 0.76828 |  |  | 267.2486 | 0.0057318 | 267.2486 | 0 | 454.2987 | 0.015748 | 452.9959 | 0.60482 | 447.6643 | 0.10873 | 454.2987 | 0.022783 | 452.9959 | 0.30996 | 452.9959 | 0.078877 | 453.6094 | 0.25688 | 452.9959 | 0.45738 | 452.9959 | 0.90038 | 452.9959 | 29.6051 | 454.0422 | 35.1616 | 447.66 | 9.6942 | 453.6094 | 0.39076 | 454.2987 | 0.26392 | 447.66 | 0.015742 | 452.9959 | 0.019575 | 447.66 | 0.0043138 | 452.9959 | 0.019481 | 454.0422 | 0.0005004 | 454.0422 | 0.00040489 | 452.9959 | 0.055214 | 453.6094 | -0.0038984 | 453.6094 | -0.0017557 | 452.9959 | 0.020113 | 687.8258 | 0.02029 | 452.9959 | 0 | 452.9959 | -0.013044 | 687.0794 | 0.00078262 | 452.9959 | 0.016989 | 689.7678 | 0.00040147 | 687.8258 | 0.02022 | 689.7678 | 0.000115 | 884.0818 | 0.0018271 | 1134.0651 | 0.038648 | 1014.5952 | 0.013761 | 1062.552 | 0 | 1061.8878 | 0 | 452.996 | 0.1544 | 453.6094 | 1.2724 | 452.9959 | 7.102 | 452.9959 | 4.2661 | 452.9959 | 13.1835 | 450.6841 | 0.036121
| 267.3233 | 0.76605 |  |  | 267.3233 | 0.010541 | 267.3233 | 0 | 454.4118 | 0 | 453.217 | 0.47993 | 447.8857 | 0.054872 | 454.4118 | 0 | 453.217 | 0.087217 | 453.217 | 0.039377 | 453.8304 | 0.14776 | 453.217 | 0.27023 | 453.217 | 0.77626 | 453.217 | 28.2951 | 454.1572 | 34.9401 | 447.89 | 10.0568 | 453.8304 | 0.38512 | 454.4118 | 0.2331 | 447.89 | -0.0087205 | 453.217 | 0.01948 | 447.89 | 0.0043138 | 453.217 | 0.0050262 | 454.1572 | 0.00098213 | 454.1572 | 0.00099643 | 453.217 | -0.042699 | 453.8304 | -0.012627 | 453.8304 | -0.0099021 | 453.217 | -0.04035 | 687.9883 | 0.025362 | 453.217 | 0 | 453.217 | -0.010547 | 687.2421 | 0 | 453.217 | -0.039483 | 689.9307 | 0.0003181 | 687.9883 | 0.021313 | 689.9307 | 0.00013743 | 884.1596 | 0.0024714 | 1134.1281 | 0.038796 | 1014.6078 | 0.013722 | 1062.6074 | 0 | 1061.943 | 0 | 453.217 | 0.15506 | 453.8304 | 1.2423 | 453.217 | 6.913 | 453.217 | 4.0473 | 453.217 | 12.6547 | 450.9046 | 0.036199
| 267.398 | 0.77 |  |  | 267.398 | 0.0070797 | 267.398 | 0 | 454.5248 | 0.031475 | 453.4381 | 0.63733 | 448.1071 | 0.10446 | 454.5248 | 0.023858 | 453.4381 | 0.33742 | 453.4381 | 0.092432 | 454.0513 | 0.24438 | 453.4381 | 0.46949 | 453.4381 | 0.85471 | 453.4381 | 27.9012 | 454.2722 | 34.6624 | 448.11 | 10.3877 | 454.0513 | 0.42281 | 454.5248 | 0.24041 | 448.11 | -0.013069 | 453.4381 | 0.035432 | 448.11 | 0.014107 | 453.4381 | 0.030439 | 454.2722 | 0.00048821 | 454.2722 | 0.00062672 | 453.4381 | 0.040858 | 454.0513 | 0.009389 | 454.0513 | 0.0039199 | 453.4381 | 0.010977 | 688.1509 | 0.025896 | 453.4381 | 0 | 453.4381 | -0.027505 | 687.4049 | 0.0023475 | 453.4381 | 0.05837 | 690.0936 | 0.0003192 | 688.1509 | 0.019018 | 690.0936 | 0.000121 | 884.2374 | 0.0025468 | 1134.1912 | 0.038945 | 1014.6204 | 0.013683 | 1062.6627 | 0 | 1061.9983 | 0 | 453.438 | 0.15617 | 454.0513 | 1.2816 | 453.4381 | 6.9319 | 453.4381 | 4.1453 | 453.4381 | 12.4272 | 451.1251 | 0.037564
| 267.4727 | 0.76842 |  |  | 267.4727 | 0.0062661 | 267.4727 | 0 | 454.6378 | 0 | 453.6592 | 0.56696 | 448.3284 | 0.065321 | 454.6378 | 0 | 453.6592 | 0.12626 | 453.6592 | 0.039587 | 454.2723 | 0.15572 | 453.6592 | 0.25585 | 453.6592 | 0.80199 | 453.6592 | 27.0733 | 454.3873 | 34.5075 | 448.33 | 10.5206 | 454.2723 | 0.42477 | 454.6378 | 0.22715 | 448.33 | 0.0048699 | 453.6592 | 0.0090929 | 448.33 | -0.0037309 | 453.6592 | 0.01111 | 454.3873 | 0.00097756 | 454.3873 | 0.0011483 | 453.6592 | -0.03123 | 454.2723 | -0.010548 | 454.2723 | -0.0039651 | 453.6592 | -0.0027525 | 688.3135 | 0.024134 | 453.6592 | 0 | 453.6592 | -0.012438 | 687.5676 | 0 | 453.6592 | -0.032864 | 690.2564 | 0.0003905 | 688.3135 | 0.020111 | 690.2564 | 0.00013786 | 884.3152 | 0.0021704 | 1134.2541 | 0.039093 | 1014.633 | 0.013643 | 1062.718 | 0 | 1062.0536 | 0 | 453.659 | 0.1559 | 454.2723 | 1.2586 | 453.6592 | 6.7372 | 453.6592 | 3.9528 | 453.6592 | 11.999 | 451.3456 | 0.037564
| 267.5474 | 0.77557 |  |  | 267.5474 | 0.0056832 | 267.5474 | 0 | 454.7509 | 0.00099528 | 453.8803 | 0.65682 | 448.5498 | 0.10398 | 454.7509 | 0.021244 | 453.8803 | 0.33578 | 453.8803 | 0.11177 | 454.4933 | 0.25536 | 453.8803 | 0.47307 | 453.8803 | 0.89083 | 453.8803 | 26.3578 | 454.5023 | 34.2834 | 448.55 | 10.7266 | 454.4933 | 0.45773 | 454.7509 | 0.23958 | 448.55 | -0.009264 | 453.8803 | 0.035457 | 448.55 | 0.01026 | 453.8803 | 0.031251 | 454.5023 | 0.00049507 | 454.5023 | 0.00055637 | 453.8803 | 0.055582 | 454.4933 | 0.013823 | 454.4933 | 0.0072731 | 453.8803 | 0.028483 | 688.4761 | 0.025042 | 453.8803 | 0 | 453.8803 | 0.0044252 | 687.7303 | 0.0013044 | 453.8803 | 0.019675 | 690.4193 | 0.00028629 | 688.4761 | 0.019674 | 690.4193 | 0.00013071 | 884.3931 | 0.0019185 | 1134.3171 | 0.039247 | 1014.6456 | 0.013603 | 1062.7733 | 0 | 1062.1088 | 0 | 453.88 | 0.15584 | 454.4933 | 1.2841 | 453.8803 | 6.6863 | 453.8803 | 3.8746 | 453.8803 | 11.7194 | 451.5662 | 0.037732
| 267.6221 | 0.77471 |  |  | 267.6221 | 0.005161 | 267.6221 | 0 | 454.8639 | 0 | 454.1015 | 0.56654 | 448.7712 | 0.077978 | 454.8639 | 0 | 454.1015 | 0.03838 | 454.1015 | 0.034979 | 454.7143 | 0.1561 | 454.1015 | 0.23215 | 454.1015 | 0.6949 | 454.1015 | 25.3854 | 454.6174 | 34.1495 | 448.77 | 11.3545 | 454.7143 | 0.43462 | 454.8639 | 0.24021 | 448.77 | -0.0016535 | 454.1015 | 0.0028845 | 448.77 | 0.0018654 | 454.1015 | 0.020496 | 454.6174 | 0.0010206 | 454.6174 | 0.0010432 | 454.1015 | -0.051533 | 454.7143 | -0.01665 | 454.7143 | -0.0074465 | 454.1015 | -0.03198 | 688.6387 | 0.024882 | 454.1015 | 0 | 454.1015 | -0.017739 | 687.893 | 0 | 454.1015 | -0.0035005 | 690.5822 | 0.00045193 | 688.6387 | 0.022079 | 690.5822 | 0.00014486 | 884.4709 | 0.0018187 | 1134.3801 | 0.039396 | 1014.6582 | 0.013562 | 1062.8287 | 0 | 1062.1641 | 0 | 454.101 | 0.15479 | 454.7143 | 1.2673 | 454.1015 | 6.4955 | 454.1015 | 3.7353 | 454.1015 | 11.2739 | 451.7867 | 0.037971
| 267.6968 | 0.77864 |  |  | 267.6968 | 0.013977 | 267.6968 | 0 | 454.977 | 0.011884 | 454.3226 | 0.65188 | 448.9927 | 0.10182 | 454.977 | 0.03138 | 454.3226 | 0.30754 | 454.3226 | 0.10576 | 454.9353 | 0.24173 | 454.3226 | 0.44484 | 454.3226 | 0.78539 | 454.3226 | 24.8899 | 454.7325 | 33.9964 | 448.99 | 11.5551 | 454.9353 | 0.48921 | 454.977 | 0.26121 | 448.99 | 0.0081316 | 454.3226 | 0.037129 | 448.99 | 0.014107 | 454.3226 | 0.04155 | 454.7325 | 0.00052632 | 454.7325 | 0.0005216 | 454.3226 | 0.05411 | 454.9353 | 0.011952 | 454.9353 | 0.0063514 | 454.3226 | 0.028732 | 688.8013 | 0.025629 | 454.3226 | 0 | 454.3226 | 0.026701 | 688.0558 | 0.00078262 | 454.3226 | 0.047008 | 690.7451 | 0.00024022 | 688.8013 | 0.021313 | 690.7451 | 0.000129 | 884.5488 | 0.0023549 | 1134.4432 | 0.039549 | 1014.6708 | 0.013521 | 1062.884 | 0 | 1062.2194 | 0 | 454.323 | 0.15262 | 454.9353 | 1.2868 | 454.3226 | 6.4884 | 454.3226 | 3.6709 | 454.3226 | 11.0438 | 452.0073 | 0.039001
| 267.7715 | 0.78418 |  |  | 267.7715 | 0.0041167 | 267.7715 | 0 | 455.09 | 0 | 454.5438 | 0.63815 | 449.2141 | 0.074352 | 455.09 | 0 | 454.5438 | 0.027323 | 454.5438 | 0.064241 | 455.1563 | 0.19209 | 454.5438 | 0.25741 | 454.5438 | 0.75426 | 454.5438 | 24.1845 | 454.8475 | 33.9081 | 449.21 | 12.0167 | 455.1563 | 0.4876 | 455.09 | 0.23749 | 449.21 | -0.0049152 | 454.5438 | 0.0091428 | 449.21 | -0.00058295 | 454.5438 | 0.020192 | 454.8475 | 0.0010328 | 454.8475 | 0.00097285 | 454.5438 | -0.01309 | 455.1563 | 0.00036703 | 455.1563 | 0.0010399 | 454.5438 | 0.006502 | 688.9639 | 0.019222 | 454.5438 | 0 | 454.5438 | -0.0032078 | 688.2185 | 0 | 454.5438 | -0.023766 | 690.908 | 0.00036527 | 688.9639 | 0.022953 | 690.908 | 0.00013971 | 884.6266 | 0.0028043 | 1134.5062 | 0.039698 | 1014.6834 | 0.013479 | 1062.9393 | 0 | 1062.2747 | 0 | 454.544 | 0.15421 | 455.1563 | 1.2726 | 454.5438 | 6.3893 | 454.5438 | 3.6063 | 454.5438 | 10.7905 | 452.2279 | 0.039513
| 267.8462 | 0.79371 |  |  | 267.8462 | 0.011172 | 267.8462 | 0 | 455.2031 | 0.0016977 | 454.7649 | 0.57092 | 449.4355 | 0.11092 | 455.2031 | 0.035464 | 454.7649 | 0.38925 | 454.7649 | 0.082236 | 455.3774 | 0.23453 | 454.7649 | 0.41868 | 454.7649 | 0.78041 | 454.7649 | 23.7042 | 454.9626 | 33.7158 | 449.44 | 12.0552 | 455.3774 | 0.50423 | 455.2031 | 0.2517 | 449.44 | -0.0070897 | 454.7649 | 0.0213 | 449.44 | 0.01096 | 454.7649 | 0.025518 | 454.9626 | 0.0005065 | 454.9626 | 0.00045165 | 454.7649 | 0.037545 | 455.3774 | 0.0074638 | 455.3774 | 0.0026314 | 454.7649 | 0.047846 | 689.1265 | 0.024241 | 454.7649 | 0 | 454.7649 | 0.033965 | 688.3813 | 0.0018258 | 454.7649 | 0.02205 | 691.0708 | 0.00041134 | 689.1265 | 0.020767 | 691.0708 | 0.00013257 | 884.7045 | 0.0033686 | 1134.5692 | 0.039851 | 1014.696 | 0.013436 | 1062.9948 | 0 | 1062.33 | 0 | 454.765 | 0.15437 | 455.3774 | 1.2447 | 454.7649 | 6.3015 | 454.7649 | 3.5759 | 454.7649 | 10.5025 | 452.4485 | 0.040576
| 267.9209 | 0.7945 |  |  | 267.9209 | 0.0077112 | 267.9209 | 0 | 455.3161 | 0 | 454.9861 | 0.55501 | 449.657 | 0.065838 | 455.3161 | 0 | 454.9861 | 0.064532 | 454.9861 | 0.029938 | 455.5985 | 0.15572 | 454.9861 | 0.22621 | 454.9861 | 0.68327 | 454.9861 | 22.7444 | 455.0777 | 33.4359 | 449.66 | 12.7461 | 455.5984 | 0.50229 | 455.3161 | 0.25149 | 449.66 | -0.012525 | 454.9861 | 0.018144 | 449.66 | -0.024367 | 454.9861 | 0.0095377 | 455.0777 | 0.0010008 | 455.0777 | 0.00087972 | 454.9861 | -0.030268 | 455.5984 | -0.013709 | 455.5984 | -0.0062651 | 454.9861 | -0.014366 | 689.2891 | 0.021197 | 454.9861 | 0 | 454.9861 | -0.029751 | 688.544 | 0 | 454.9861 | -0.044832 | 691.2338 | 0.00028629 | 689.2891 | 0.022079 | 691.2338 | 0.00013471 | 884.7824 | 0.0031053 | 1134.6323 | 0.040005 | 1014.7086 | 0.013393 | 1063.0501 | 0 | 1062.3853 | 0 | 454.986 | 0.15293 | 455.5985 | 1.2388 | 454.9861 | 6.0685 | 454.9861 | 3.3892 | 454.9861 | 10.064 | 452.6691 | 0.039229
| 267.9957 | 0.80113 |  |  | 267.9957 | 0.0059139 | 267.9957 | 0 | 455.4292 | 0.0059129 | 455.2073 | 0.5968 | 449.8785 | 0.087928 | 455.4292 | 0.024288 | 455.2073 | 0.41134 | 455.2073 | 0.099103 | 455.8195 | 0.21748 | 455.2073 | 0.40761 | 455.2073 | 0.6538 | 455.2073 | 22.4992 | 455.1928 | 33.11 | 449.88 | 12.8959 | 455.8195 | 0.54303 | 455.4292 | 0.27636 | 449.88 | -0.022311 | 455.2073 | 0.02941 | 449.88 | -0.013874 | 455.2073 | 0.023743 | 455.1928 | 0.0004943 | 455.1928 | 0.00042807 | 455.2073 | 0.047852 | 455.8195 | 0.0019753 | 455.8195 | 0.0013697 | 455.2073 | -0.0041492 | 689.4517 | 0.023173 | 455.2073 | 0 | 455.2073 | 0.037569 | 688.7068 | 0.0018258 | 455.2073 | 0.033818 | 691.3967 | 0.0003905 | 689.4517 | 0.019565 | 691.3967 | 0.000131 | 884.8603 | 0.0028317 | 1134.6953 | 0.040159 | 1014.7213 | 0.01335 | 1063.1055 | 0 | 1062.4406 | 0 | 455.207 | 0.15196 | 455.8195 | 1.2486 | 455.2073 | 6.086 | 455.2073 | 3.4191 | 455.2073 | 9.9737 | 452.8897 | 0.040964
| 268.0704 | 0.80268 |  |  | 268.0704 | 0.0057196 | 268.0704 | 0 | 455.5422 | 0 | 455.4285 | 0.52776 | 450.1 | 0.051061 | 455.5422 | 0 | 455.4285 | 0.065873 | 455.4285 | 0.050322 | 456.0406 | 0.16216 | 455.4285 | 0.23293 | 455.4285 | 0.66169 | 455.4285 | 21.8475 | 455.3079 | 32.8922 | 450.1 | 13.3097 | 456.0406 | 0.53442 | 455.5422 | 0.26089 | 450.1 | -0.0019253 | 455.4285 | 0.012031 | 450.1 | -0.014574 | 455.4285 | 0.004621 | 455.3079 | 0.0010046 | 455.3079 | 0.00083296 | 455.4285 | -0.053373 | 456.0406 | -0.0049768 | 456.0406 | -0.0097804 | 455.4285 | -0.010144 | 689.6144 | 0.015698 | 455.4285 | 0 | 455.4285 | 0.032935 | 688.8696 | 0 | 455.4285 | -0.054181 | 691.5596 | 0.00030713 | 689.6144 | 0.021095 | 691.5596 | 0.00013971 | 884.9382 | 0.0029186 | 1134.7584 | 0.040312 | 1014.7338 | 0.013307 | 1063.1608 | 0 | 1062.4959 | 0 | 455.429 | 0.14961 | 456.0406 | 1.2213 | 455.4285 | 5.9722 | 455.4285 | 3.2993 | 455.4285 | 9.6924 | 453.1103 | 0.039651
| 268.1451 | 0.80875 |  |  | 268.1451 | 0.0071283 | 268.1451 | 0 | 455.6553 | 0.024242 | 455.6498 | 0.6014 | 450.3215 | 0.10558 | 455.6553 | 0.032455 | 455.6498 | 0.3049 | 455.6498 | 0.083273 | 456.2617 | 0.20422 | 455.6498 | 0.3573 | 455.6498 | 0.74305 | 455.6498 | 21.7014 | 455.423 | 32.7306 | 450.32 | 13.6207 | 456.2617 | 0.57287 | 455.6553 | 0.25525 | 450.32 | 0.0086751 | 455.6498 | 0.024624 | 450.32 | -0.0023318 | 455.6498 | 0.024352 | 455.423 | 0.00051488 | 455.423 | 0.00040489 | 455.6498 | 0.017951 | 456.2617 | 0.0029772 | 456.2617 | 0.00086638 | 455.6498 | 0.018239 | 689.777 | 0.023493 | 455.6498 | 0 | 455.6498 | 0.0093035 | 689.0323 | 0.0013044 | 455.6498 | 0.048149 | 691.7225 | 0.00029726 | 689.777 | 0.019783 | 691.7225 | 0.00012843 | 885.0162 | 0.0026446 | 1134.8215 | 0.040471 | 1014.7465 | 0.013263 | 1063.2162 | 0 | 1062.5512 | 0 | 455.65 | 0.14921 | 456.2617 | 1.2457 | 455.6498 | 5.9455 | 455.6498 | 3.3025 | 455.6498 | 9.5646 | 453.331 | 0.041522
| 268.2198 | 0.8107 |  |  | 268.2198 | 0.0055253 | 268.2198 | 0 | 455.7683 | 0 | 455.871 | 0.55509 | 450.543 | 0.048772 | 455.7683 | 0 | 455.871 | 0.01329 | 455.871 | 0.043868 | 456.4828 | 0.13147 | 455.871 | 0.19452 | 455.871 | 0.57493 | 455.871 | 20.7668 | 455.538 | 32.6333 | 450.54 | 14.3099 | 456.4828 | 0.57777 | 455.7683 | 0.24376 | 450.54 | -0.010895 | 455.871 | 0.011468 | 450.54 | -0.025417 | 455.871 | 0.01872 | 455.538 | 0.00097336 | 455.538 | 0.0009029 | 455.871 | -0.04638 | 456.4828 | -0.0076234 | 456.4828 | -7.222e-05 | 455.871 | -0.027733 | 689.9396 | 0.018581 | 455.871 | 0 | 455.871 | -0.022306 | 689.1951 | 0 | 455.871 | -0.022606 | 691.8855 | 0.00048045 | 689.9396 | 0.021532 | 691.8855 | 0.00013743 | 885.0941 | 0.0029687 | 1134.8845 | 0.040625 | 1014.7591 | 0.013219 | 1063.2716 | 0 | 1062.6064 | 0 | 455.871 | 0.14691 | 456.4828 | 1.2226 | 455.871 | 5.7902 | 455.871 | 3.1449 | 455.871 | 9.2082 | 453.5517 | 0.041563
| 268.2946 | 0.81742 |  |  | 268.2946 | 0.0075897 | 268.2946 | 0 | 455.8814 | 0.02561 | 456.0923 | 0.60201 | 450.7645 | 0.1018 | 455.8814 | 0.018262 | 456.0923 | 0.18561 | 456.0923 | 0.102 | 456.7039 | 0.20838 | 456.0923 | 0.39538 | 456.0923 | 0.68161 | 456.0923 | 20.5669 | 455.6531 | 32.4451 | 450.76 | 14.4855 | 456.7039 | 0.61652 | 455.8814 | 0.26089 | 450.76 | -0.011982 | 456.0923 | 0.038042 | 450.76 | 0.0011659 | 456.0923 | 0.032114 | 455.6531 | 0.00046572 | 455.6531 | 0.00049801 | 456.0923 | 0.050797 | 456.7039 | 0.0071205 | 456.7039 | 0.0032516 | 456.0923 | 0.02436 | 690.1023 | 0.024401 | 456.0923 | 0 | 456.0923 | 0.035725 | 689.3579 | 0.00078262 | 456.0923 | 0.044632 | 692.0484 | 0.00019196 | 690.1023 | 0.019783 | 692.0484 | 0.000134 | 885.1721 | 0.0024304 | 1134.9476 | 0.040784 | 1014.7717 | 0.013175 | 1063.3269 | 0 | 1062.6617 | 0 | 456.092 | 0.1465 | 456.7039 | 1.2343 | 456.0923 | 5.7549 | 456.0923 | 3.1209 | 456.0923 | 9.1002 | 453.7723 | 0.042291
| 268.3693 | 0.81822 |  |  | 268.3693 | 0.002623 | 268.3693 | 0 | 455.9944 | 0 | 456.3135 | 0.58504 | 450.9861 | 0.063173 | 455.9944 | 0 | 456.3135 | -0.0073605 | 456.3135 | 0.058329 | 456.9251 | 0.12617 | 456.3135 | 0.21489 | 456.3135 | 0.60067 | 456.3135 | 20.1378 | 455.7683 | 32.2505 | 450.99 | 15.0757 | 456.9251 | 0.62189 | 455.9944 | 0.22715 | 450.99 | -0.010895 | 456.3135 | 0.0062843 | 450.99 | -0.0033811 | 456.3135 | 0.013444 | 455.7683 | 0.00095545 | 455.7683 | 0.0010196 | 456.3135 | -0.030019 | 456.9251 | -0.0014477 | 456.9251 | -0.0022798 | 456.3135 | 0.034979 | 690.2649 | 0.020343 | 456.3135 | 0 | 456.3135 | -0.0093913 | 689.5207 | 0 | 456.3135 | -0.022361 | 692.2114 | 0.00040915 | 690.2649 | 0.02022 | 692.2114 | 0.00014043 | 885.2501 | 0.0019097 | 1135.0107 | 0.040942 | 1014.7843 | 0.013131 | 1063.3823 | 0 | 1062.717 | 0 | 456.314 | 0.14322 | 456.9251 | 1.2202 | 456.3135 | 5.6775 | 456.3135 | 3.0731 | 456.3135 | 9.0083 | 453.993 | 0.042066
| 268.4441 | 0.82484 |  |  | 268.4441 | 0.0036309 | 268.4441 | 0 | 456.1075 | 0.026979 | 456.5348 | 0.58944 | 451.2076 | 0.11371 | 456.1075 | 0.03138 | 456.5348 | 0.37065 | 456.5348 | 0.077108 | 457.1462 | 0.20763 | 456.5348 | 0.38904 | 456.5348 | 0.6455 | 456.5348 | 20.0203 | 455.8834 | 31.9355 | 451.21 | 15.5052 | 457.1462 | 0.64568 | 456.1075 | 0.28524 | 451.21 | 0.0016082 | 456.5348 | 0.029867 | 451.21 | 0.024951 | 456.5348 | 0.020699 | 455.8834 | 0.00049697 | 455.8834 | 0.0005216 | 456.5348 | 0.028173 | 457.1462 | 0.00096486 | 457.1462 | 0.0010814 | 456.5348 | 0.013867 | 690.4276 | 0.023547 | 456.5348 | 0 | 456.5348 | 0.016002 | 689.6834 | 0.0023475 | 456.5348 | 0.034205 | 692.3743 | 0.00028191 | 690.4276 | 0.019237 | 692.3743 | 0.00013143 | 885.3281 | 0.0014262 | 1135.0738 | 0.041096 | 1014.7969 | 0.013087 | 1063.4377 | 0 | 1062.7723 | 0 | 456.535 | 0.14332 | 457.1462 | 1.2096 | 456.5348 | 5.642 | 456.5348 | 3.063 | 456.5348 | 8.8807 | 454.2137 | 0.042764
| 268.5188 | 0.81868 |  |  | 268.5188 | 0.005331 | 268.5188 | 0 | 456.2206 | 0 | 456.7561 | 0.56787 | 451.4292 | 0.064406 | 456.2206 | 0 | 456.7561 | 0.025688 | 456.7561 | 0.029829 | 457.3674 | 0.075397 | 456.7561 | 0.2017 | 456.7561 | 0.54213 | 456.7561 | 19.3502 | 455.9985 | 31.6848 | 451.43 | 15.9575 | 457.3674 | 0.65895 | 456.2206 | 0.25912 | 451.43 | -0.015516 | 456.7561 | -0.0041023 | 451.43 | 0.0088609 | 456.7561 | 0.014256 | 455.9985 | 0.0010046 | 455.9985 | 0.00094967 | 456.7561 | -0.061472 | 457.3674 | -0.0078598 | 457.3674 | -0.0057896 | 456.7561 | 0.012056 | 690.5902 | 0.022265 | 456.7561 | 0 | 456.7561 | 0.022595 | 689.8463 | 0 | 456.7561 | -0.046928 | 692.5373 | 0.00043328 | 690.5902 | 0.021313 | 692.5373 | 0.00013728 | 885.4061 | 0.0019252 | 1135.137 | 0.041255 | 1014.8095 | 0.013042 | 1063.4932 | 0 | 1062.8278 | 0 | 456.756 | 0.14024 | 457.3674 | 1.2014 | 456.7561 | 5.5761 | 456.7561 | 2.9891 | 456.7561 | 8.6246 | 454.4344 | 0.041276
| 268.5935 | 0.82141 |  |  | 268.5935 | 0.009557 | 268.5936 | 0 | 456.3336 | 0.019261 | 456.9774 | 0.60368 | 451.6508 | 0.10643 | 456.3336 | 0.03396 | 456.9774 | 0.21172 | 456.9774 | 0.067898 | 457.5885 | 0.21861 | 456.9774 | 0.35484 | 456.9774 | 0.66874 | 456.9774 | 19.105 | 456.1136 | 31.36 | 451.65 | 16.1602 | 457.5886 | 0.6897 | 456.3336 | 0.27103 | 451.65 | -0.006546 | 456.9774 | 0.021504 | 451.65 | 0.0036143 | 456.9774 | 0.025874 | 456.1136 | 0.00051031 | 456.1136 | 0.00042807 | 456.9774 | 0.043435 | 457.5886 | 0.0026894 | 457.5886 | 0.00082014 | 456.9774 | 0.031231 | 690.7529 | 0.028085 | 456.9774 | 0 | 456.9774 | 0.023161 | 690.0091 | 0.00078262 | 456.9774 | 0.041519 | 692.7002 | 0.00036417 | 690.7529 | 0.020548 | 692.7002 | 0.000121 | 885.4841 | 0.0020086 | 1135.2001 | 0.041419 | 1014.8221 | 0.012998 | 1063.5486 | 0 | 1062.8831 | 0 | 456.977 | 0.13974 | 457.5885 | 1.1996 | 456.9774 | 5.5124 | 456.9774 | 2.9875 | 456.9774 | 8.5204 | 454.6551 | 0.042309
| 268.6683 | 0.82039 |  |  | 268.6683 | 0.0035216 | 268.6683 | 0 | 456.4467 | 0 | 457.1988 | 0.53794 | 451.8724 | 0.053621 | 456.4467 | 0 | 457.1988 | 0.12782 | 457.1988 | 0.029951 | 457.8097 | 0.095099 | 457.1988 | 0.17565 | 457.1988 | 0.52096 | 457.1988 | 18.7506 | 456.2287 | 31.1602 | 451.87 | 16.7225 | 457.8097 | 0.68954 | 456.4467 | 0.23153 | 451.87 | -0.019593 | 457.1988 | 0.0089058 | 451.87 | -0.029264 | 457.1988 | 0.014814 | 456.2287 | 0.0010408 | 456.2287 | 0.00075102 | 457.1988 | -0.041963 | 457.8097 | -0.01098 | 457.8097 | -0.004997 | 457.1988 | -0.007833 | 690.9156 | 0.027711 | 457.1988 | 0 | 457.1988 | -0.022437 | 690.1719 | 0 | 457.1988 | -0.040597 | 692.8632 | 0.00022158 | 690.9156 | 0.022079 | 692.8632 | 0.00012214 | 885.5621 | 0.0021129 | 1135.2632 | 0.041577 | 1014.8348 | 0.012953 | 1063.604 | 0 | 1062.9383 | 0 | 457.199 | 0.13549 | 457.8097 | 1.1701 | 457.1988 | 5.4409 | 457.1988 | 2.9116 | 457.1988 | 8.3472 | 454.8759 | 0.042042
| 268.7431 | 0.82641 |  |  | 268.7431 | 0.0034852 | 268.7431 | 0 | 456.5598 | 0.0052105 | 457.4201 | 0.55727 | 452.094 | 0.094075 | 456.5598 | 0.022783 | 457.4201 | 0.39281 | 457.4201 | 0.07176 | 458.0309 | 0.18224 | 457.4201 | 0.38111 | 457.4201 | 0.58323 | 457.4201 | 18.4306 | 456.3438 | 30.9312 | 452.09 | 16.7694 | 458.0309 | 0.72519 | 456.5598 | 0.27845 | 452.09 | -0.018777 | 457.4201 | 0.031108 | 452.09 | 0.022152 | 457.4201 | 0.014307 | 456.3438 | 0.00053318 | 456.3438 | 0.00032295 | 457.4201 | 0.026834 | 458.0309 | -0.0020867 | 458.0309 | -0.0030986 | 457.4201 | 0.013117 | 691.0783 | 0.02958 | 457.4201 | 0 | 457.4201 | -0.018882 | 690.3347 | 0.0018258 | 457.4201 | 0.029828 | 693.0262 | 0.00044754 | 691.0783 | 0.019237 | 693.0262 | 0.00011271 | 885.6401 | 0.0022978 | 1135.3263 | 0.041736 | 1014.8474 | 0.012909 | 1063.6594 | 0 | 1062.9938 | 0 | 457.42 | 0.13631 | 458.0309 | 1.1572 | 457.4201 | 5.412 | 457.4201 | 2.873 | 457.4201 | 8.3268 | 455.0966 | 0.042894
| 268.8178 | 0.82407 |  |  | 268.8178 | 0.0042624 | 268.8178 | 0 | 456.6728 | 0 | 457.6415 | 0.54747 | 452.3156 | 0.066257 | 456.6728 | 0 | 457.6415 | 0.20099 | 457.6415 | 0.027649 | 458.2522 | 0.13109 | 457.6415 | 0.18857 | 457.6415 | 0.47987 | 457.6415 | 17.6841 | 456.459 | 30.7961 | 452.32 | 17.5103 | 458.2522 | 0.73585 | 456.6728 | 0.25974 | 452.32 | -0.00083807 | 457.6415 | 0.014388 | 452.32 | -0.017722 | 457.6415 | 0.013292 | 456.459 | 0.0010355 | 456.459 | 0.00079778 | 457.6415 | -0.027667 | 458.2522 | -0.010278 | 458.2522 | -0.010939 | 457.6415 | -0.010665 | 691.241 | 0.022052 | 457.6415 | 0 | 457.6415 | -0.008945 | 690.4975 | 0 | 457.6415 | -0.029159 | 693.1892 | 0.0002468 | 691.241 | 0.021204 | 693.1892 | 0.00011971 | 885.7182 | 0.0020419 | 1135.3894 | 0.0419 | 1014.86 | 0.012865 | 1063.7148 | 0 | 1063.0491 | 0 | 457.641 | 0.13257 | 458.2522 | 1.1482 | 457.6415 | 5.2508 | 457.6415 | 2.7497 | 457.6415 | 8.0441 | 455.3174 | 0.041569
| 268.8926 | 0.82381 |  |  | 268.8926 | 0.0058532 | 268.8926 | 0 | 456.7859 | 0.0045078 | 457.8628 | 0.51767 | 452.5373 | 0.094382 | 456.7859 | 0.007454 | 457.8628 | 0.26785 | 457.8628 | 0.084002 | 458.4734 | 0.16064 | 457.8628 | 0.34921 | 457.8628 | 0.54629 | 457.8628 | 17.3432 | 456.5741 | 30.5728 | 452.54 | 17.7993 | 458.4734 | 0.76938 | 456.7859 | 0.26716 | 452.54 | 0.0070443 | 457.8628 | 0.035858 | 452.54 | -0.0086277 | 457.8628 | 0.010552 | 456.5741 | 0.00050497 | 456.5741 | 0.00048243 | 457.8628 | 0.0071128 | 458.4734 | 0.0028184 | 458.4734 | -0.00052506 | 457.8628 | 0.0406 | 691.4036 | 0.024027 | 457.8628 | 0 | 457.8628 | -0.010946 | 690.6603 | 0.0023475 | 457.8628 | 0.020175 | 693.3522 | 0.00050019 | 691.4036 | 0.019674 | 693.3522 | 0.00011714 | 885.7963 | 0.0017624 | 1135.4526 | 0.042059 | 1014.8726 | 0.012821 | 1063.7703 | 0 | 1063.1045 | 0 | 457.863 | 0.1313 | 458.4734 | 1.1206 | 457.8628 | 5.1373 | 457.8628 | 2.6639 | 457.8628 | 7.7995 | 455.5382 | 0.042702
| 268.9674 | 0.8241 |  |  | 268.9674 | 0.0038859 | 268.9674 | 0 | 456.899 | 0 | 458.0842 | 0.5334 | 452.7589 | 0.047014 | 456.899 | 0 | 458.0842 | -0.037324 | 458.0842 | 0.037522 | 458.6946 | 0.122 | 458.0842 | 0.21393 | 458.0842 | 0.47447 | 458.0842 | 16.7554 | 456.6892 | 30.3737 | 452.76 | 18.2516 | 458.6946 | 0.77563 | 456.899 | 0.28263 | 452.76 | -0.02829 | 458.0842 | 0.011885 | 452.76 | -0.014574 | 458.0842 | 0.013444 | 456.6892 | 0.00095812 | 456.6892 | 0.00093408 | 458.0842 | -0.026799 | 458.6946 | -0.014234 | 458.6946 | -0.0052717 | 458.0842 | -0.024735 | 691.5663 | 0.022319 | 458.0842 | 0 | 458.0842 | -0.010825 | 690.8232 | 0 | 458.0842 | -0.028152 | 693.5152 | 0.00029946 | 691.5663 | 0.022406 | 693.5152 | 0.000127 | 885.8743 | 0.0022466 | 1135.5158 | 0.042223 | 1014.8852 | 0.012777 | 1063.8257 | 0 | 1063.1599 | 0 | 458.084 | 0.12714 | 458.6946 | 1.1228 | 458.0842 | 5.019 | 458.0842 | 2.6021 | 458.0842 | 7.6484 | 455.7589 | 0.041377
| 269.0421 | 0.82518 |  |  | 269.0421 | 0.0071526 | 269.0421 | 0 | 457.0121 | 0.014695 | 458.3056 | 0.48815 | 452.9806 | 0.079172 | 457.0121 | 0.052229 | 458.3056 | 0.18389 | 458.3056 | 0.074939 | 458.9159 | 0.15307 | 458.3056 | 0.36792 | 458.3056 | 0.51598 | 458.3056 | 16.5521 | 456.8044 | 30.0987 | 452.98 | 18.7923 | 458.9159 | 0.8145 | 457.0121 | 0.25859 | 452.98 | -0.0070897 | 458.3056 | 0.029966 | 452.98 | 0.011659 | 458.3056 | 0.013901 | 456.8044 | 0.00046038 | 456.8044 | 0.00049042 | 458.3056 | 0.011902 | 458.9159 | -0.0082085 | 458.9159 | 4.283e-05 | 458.3056 | -0.019238 | 691.7291 | 0.023654 | 458.3056 | 0 | 458.3056 | 0.015182 | 690.986 | 0.00078262 | 458.3056 | 0.021951 | 693.6782 | 0.00035979 | 691.7291 | 0.020002 | 693.6782 | 0.00011957 | 885.9524 | 0.0021709 | 1135.5789 | 0.042387 | 1014.8978 | 0.012734 | 1063.8811 | 0 | 1063.2152 | 0 | 458.306 | 0.12682 | 458.9159 | 1.0967 | 458.3056 | 5.0004 | 458.3056 | 2.5865 | 458.3056 | 7.5796 | 455.9797 | 0.043186
| 269.1169 | 0.81728 |  |  | 269.1169 | 0.006679 | 269.1169 | 0 | 457.1251 | 0 | 458.527 | 0.56522 | 453.2023 | 0.060551 | 457.1251 | 0 | 458.527 | 0.19561 | 458.527 | 0.046234 | 459.1372 | 0.14473 | 458.527 | 0.19985 | 458.527 | 0.44334 | 458.527 | 16.0391 | 456.9195 | 29.8641 | 453.2 | 19.1477 | 459.1372 | 0.83188 | 457.1251 | 0.26068 | 453.2 | -0.020408 | 458.527 | 0.013236 | 453.2 | -0.0093273 | 458.527 | 0.01872 | 456.9195 | 0.00089447 | 456.9195 | 0.00086413 | 458.527 | -0.050061 | 459.1372 | -0.0064817 | 459.1372 | -0.0017179 | 458.527 | 0.0031106 | 691.8918 | 0.017353 | 458.527 | 0 | 458.527 | 0.0023226 | 691.1488 | 0 | 458.527 | -0.0034888 | 693.8413 | 0.00031481 | 691.8918 | 0.021313 | 693.8413 | 0.00012243 | 886.0305 | 0.0018852 | 1135.6421 | 0.04255 | 1014.9105 | 0.01269 | 1063.9367 | 0 | 1063.2706 | 0 | 458.527 | 0.12414 | 459.1372 | 1.1225 | 458.527 | 4.9278 | 458.527 | 2.5136 | 458.527 | 7.4153 | 456.2006 | 0.042936
| 269.1917 | 0.81718 |  |  | 269.1917 | 0.0067518 | 269.1917 | 0 | 457.2382 | 0.014343 | 458.7484 | 0.59362 | 453.424 | 0.092404 | 457.2382 | 0.025792 | 458.7484 | 0.19842 | 458.7484 | 0.093245 | 459.3584 | 0.15913 | 458.7484 | 0.36681 | 458.7484 | 0.54629 | 458.7484 | 15.9299 | 457.0347 | 29.5816 | 453.42 | 19.3919 | 459.3584 | 0.88694 | 457.2382 | 0.27573 | 453.42 | 0.0062289 | 458.7484 | 0.023486 | 453.42 | -0.0075784 | 458.7484 | 0.022525 | 457.0347 | 0.00044019 | 457.0347 | 0.00042048 | 458.7484 | 0.065521 | 459.3584 | 0.0048542 | 459.3584 | 0.0018634 | 458.7484 | -0.03198 | 692.0545 | 0.025149 | 458.7484 | 0 | 458.7484 | 0.010905 | 691.3117 | 0.0018258 | 458.7484 | 0.032165 | 694.0043 | 0.00043657 | 692.0545 | 0.019018 | 694.0043 | 0.00011586 | 886.1086 | 0.0017726 | 1135.7052 | 0.042714 | 1014.923 | 0.012647 | 1063.9921 | 0 | 1063.326 | 0 | 458.748 | 0.12159 | 459.3584 | 1.1169 | 458.7484 | 4.9283 | 458.7484 | 2.5369 | 458.7484 | 7.4068 | 456.4214 | 0.042845
| 269.2665 | 0.81989 |  |  | 269.2665 | 0.0024651 | 269.2665 | 0 | 457.3513 | 0 | 458.9699 | 0.58202 | 453.6457 | 0.060761 | 457.3513 | 0 | 458.9699 | 0.06526 | 458.9699 | 0.052157 | 459.5797 | 0.08449 | 458.9699 | 0.19174 | 458.9699 | 0.32213 | 458.9699 | 15.6032 | 457.1498 | 29.3627 | 453.65 | 20.1458 | 459.5797 | 0.89261 | 457.3513 | 0.24135 | 453.65 | -0.0147 | 458.9699 | 0.0098885 | 453.65 | -0.017023 | 458.9699 | 0.018974 | 457.1498 | 0.00095393 | 457.1498 | 0.00079379 | 458.9699 | -0.027788 | 459.5797 | -0.0051356 | 459.5797 | -0.0026999 | 458.9699 | 0.0079047 | 692.2172 | 0.024027 | 458.9699 | 0 | 458.9699 | -0.02299 | 691.4745 | 0 | 458.9699 | -0.032846 | 694.1673 | 0.00027971 | 692.2172 | 0.021204 | 694.1673 | 0.00012543 | 886.1868 | 0.0025473 | 1135.7684 | 0.042883 | 1014.9357 | 0.012605 | 1064.0475 | 0 | 1063.3814 | 0 | 458.97 | 0.1184 | 459.5797 | 1.1001 | 458.9699 | 4.8637 | 458.9699 | 2.4605 | 458.9699 | 7.3495 | 456.6422 | 0.042516
| 269.3413 | 0.82067 |  |  | 269.3413 | 0.0080755 | 269.3413 | 0 | 457.4644 | 0.014343 | 459.1913 | 0.61375 | 453.8674 | 0.090293 | 457.4644 | 0.04965 | 459.1913 | 0.42826 | 459.1913 | 0.079943 | 459.801 | 0.18792 | 459.1913 | 0.37017 | 459.1913 | 0.48859 | 459.1913 | 15.3009 | 457.265 | 29.0499 | 453.87 | 20.4835 | 459.801 | 0.92494 | 457.4644 | 0.25118 | 453.87 | -0.0089922 | 459.1913 | 0.035871 | 453.87 | -0.014223 | 459.1913 | 0.020902 | 457.265 | 0.00052365 | 457.265 | 0.00041248 | 459.1913 | 0.019021 | 459.801 | 0.0067288 | 459.801 | 0.0042319 | 459.1913 | 0.018239 | 692.3799 | 0.030488 | 459.1913 | 0 | 459.1913 | 0.0441 | 691.6374 | 0.0018258 | 459.1913 | 0.065237 | 694.3304 | 0.00055065 | 692.3799 | 0.019674 | 694.3304 | 0.000114 | 886.265 | 0.0028477 | 1135.8315 | 0.043047 | 1014.9483 | 0.012562 | 1064.103 | 0 | 1063.4368 | 0 | 459.191 | 0.11624 | 459.801 | 1.0829 | 459.1913 | 4.8385 | 459.1913 | 2.46 | 459.1913 | 7.2587 | 456.8631 | 0.043232
| 269.4161 | 0.81636 |  |  | 269.4161 | 0.0015908 | 269.4161 | 0 | 457.5774 | 0 | 459.4128 | 0.5857 | 454.0891 | 0.068914 | 457.5774 | 0 | 459.4128 | 0.10418 | 459.4128 | 0.048126 | 460.0224 | 0.096993 | 459.4128 | 0.19531 | 459.4128 | 0.43213 | 459.4128 | 14.8324 | 457.3802 | 28.7449 | 454.09 | 21.02 | 460.0224 | 0.93672 | 457.5774 | 0.26424 | 454.09 | 0.0018799 | 459.4128 | 0.008769 | 454.09 | -0.017373 | 459.4128 | 0.016742 | 457.3802 | 0.0009848 | 457.3802 | 0.00079379 | 459.4128 | -0.029043 | 460.0224 | -0.0030051 | 460.0224 | 0.00012384 | 459.4128 | -0.0024227 | 692.5426 | 0.026964 | 459.4128 | 0 | 459.4128 | 0.0037812 | 691.8003 | 0 | 459.4128 | -0.015982 | 694.4934 | 0.00020073 | 692.5426 | 0.021313 | 694.4934 | 0.00012628 | 886.3431 | 0.0025956 | 1135.8948 | 0.043216 | 1014.9609 | 0.012521 | 1064.1584 | 0 | 1063.4922 | 0 | 459.413 | 0.11291 | 460.0224 | 1.0645 | 459.4128 | 4.7746 | 459.4128 | 2.3104 | 459.4128 | 7.1273 | 457.0839 | 0.042065
| 269.4909 | 0.81123 |  |  | 269.4909 | 0.0082212 | 269.4909 | 0 | 457.6905 | 0 | 459.6343 | 0.5822 | 454.3109 | 0.081351 | 457.6905 | 0.016771 | 459.6343 | 0.26315 | 459.6343 | 0.074938 | 460.2437 | 0.16368 | 459.6343 | 0.35003 | 459.6343 | 0.39726 | 459.6343 | 14.677 | 457.4953 | 28.3738 | 454.31 | 21.3403 | 460.2437 | 0.98008 | 457.6905 | 0.26748 | 454.31 | 0.0086751 | 459.6343 | 0.031763 | 454.31 | -0.008278 | 459.6343 | 0.021155 | 457.4953 | 0.00046648 | 457.4953 | 0.0003893 | 459.6343 | 0.018455 | 460.2437 | 0.0048134 | 460.2437 | 0.0027078 | 459.6343 | -0.0090983 | 692.7054 | 0.028726 | 459.6343 | 0 | 459.6343 | 0.012975 | 691.9631 | 0.00078262 | 459.6343 | 0.044444 | 694.6565 | 0.0004629 | 692.7054 | 0.019674 | 694.6565 | 0.00012343 | 886.4213 | 0.0025123 | 1135.958 | 0.043385 | 1014.9735 | 0.012479 | 1064.214 | 0 | 1063.5476 | 0 | 459.634 | 0.11348 | 460.2437 | 1.0557 | 459.6343 | 4.7381 | 459.6343 | 2.4107 | 459.6343 | 7.0614 | 457.3048 | 0.04365
| 269.5657 | 0.81113 |  |  | 269.5657 | 0.00011351 | 269.5657 | 0 | 457.8036 | 0 | 459.8558 | 0.5564 | 454.5327 | 0.064443 | 457.8036 | 0.005977 | 459.8558 | -0.002276 | 459.8558 | 0.039422 | 460.4651 | 0.084111 | 459.8558 | 0.17837 | 459.8558 | 0.35617 | 459.8558 | 14.1639 | 457.6105 | 28.1238 | 454.53 | 21.625 | 460.4651 | 0.98018 | 457.8036 | 0.25118 | 454.53 | 0.0037826 | 459.8558 | 0.0083524 | 454.53 | -0.013175 | 459.8558 | 0.014053 | 457.6105 | 0.00092877 | 457.6105 | 0.00086413 | 459.8558 | -0.056686 | 460.4651 | -0.01307 | 460.4651 | -0.0074259 | 459.8558 | 0.019613 | 692.8681 | 0.032677 | 459.8558 | 0 | 459.8558 | -0.030852 | 692.126 | 0 | 459.8558 | -0.014032 | 694.8196 | 0.0003565 | 692.8681 | 0.020986 | 694.8196 | 0.00013214 | 886.4995 | 0.0033114 | 1136.0211 | 0.043549 | 1014.9861 | 0.012438 | 1064.2694 | 0 | 1063.603 | 0 | 459.856 | 0.10948 | 460.4651 | 1.0357 | 459.8558 | 4.6773 | 459.8558 | 2.2682 | 459.8558 | 6.9532 | 457.5257 | 0.043131
| 269.6405 | 0.81499 |  |  | 269.6405 | 0.0062539 | 269.6405 | 0 | 457.9167 | 0.022678 | 460.0773 | 0.55101 | 454.7544 | 0.10739 | 457.9167 | 0.026437 | 460.0773 | 0.25293 | 460.0773 | 0.081187 | 460.6864 | 0.15837 | 460.0773 | 0.38663 | 460.0773 | 0.44666 | 460.0773 | 14.0388 | 457.7257 | 27.8245 | 454.75 | 22.2309 | 460.6864 | 1.0327 | 457.9167 | 0.27897 | 454.75 | 0.0026954 | 460.0773 | 0.040685 | 454.75 | 0.0081613 | 460.0773 | 0.010857 | 457.7257 | 0.00047448 | 457.7257 | 0.00047483 | 460.0773 | 0.019371 | 460.6864 | 0.004434 | 460.6864 | 0.0034538 | 460.0773 | 0.018614 | 693.0309 | 0.030114 | 460.0773 | 0 | 460.0773 | 0.023128 | 692.2889 | 0.0018258 | 460.0773 | 0.022275 | 694.9826 | 0.00039818 | 693.0309 | 0.02033 | 694.9826 | 0.00011857 | 886.5777 | 0.003516 | 1136.0844 | 0.043718 | 1014.9988 | 0.012398 | 1064.3249 | 0 | 1063.6584 | 0 | 460.077 | 0.10725 | 460.6864 | 1.0167 | 460.0773 | 4.6604 | 460.0773 | 2.27 | 460.0773 | 6.8929 | 457.7466 | 0.04381
| 269.7153 | 0.80801 |  |  | 269.7153 | 0.0046996 | 269.7153 | 0 | 458.0298 | 0 | 460.2988 | 0.58574 | 454.9762 | 0.061018 | 458.0298 | 0 | 460.2988 | 0.12471 | 460.2988 | 0.031652 | 460.9078 | 0.1095 | 460.2988 | 0.16785 | 460.2988 | 0.34869 | 460.2988 | 13.6366 | 457.8408 | 27.6015 | 454.98 | 22.6303 | 460.9078 | 1.0604 | 458.0298 | 0.25734 | 454.98 | 0.0062289 | 460.2988 | 0.013725 | 454.98 | 0.027049 | 460.2988 | 0.011364 | 457.8408 | 0.0009928 | 457.8408 | 0.0010196 | 460.2988 | -0.03865 | 460.9078 | -0.014241 | 460.9078 | -0.0060449 | 460.2988 | 0.037602 | 693.1936 | 0.023654 | 460.2988 | 0 | 460.2988 | -0.011247 | 692.4517 | 0 | 460.2988 | -0.031175 | 695.1457 | 0.00043109 | 693.1936 | 0.022297 | 695.1457 | 0.00012743 | 886.6559 | 0.0029894 | 1136.1476 | 0.043892 | 1015.0114 | 0.012358 | 1064.3804 | 0 | 1063.7139 | 0 | 460.299 | 0.10341 | 460.9078 | 1.0217 | 460.2988 | 4.6167 | 460.2988 | 2.2012 | 460.2988 | 6.8371 | 457.9675 | 0.043466
| 269.7901 | 0.80298 |  |  | 269.7901 | 0.0083791 | 269.7901 | 0 | 458.1429 | 0.029716 | 460.5203 | 0.5551 | 455.198 | 0.085894 | 458.1429 | 0.035034 | 460.5203 | 0.36902 | 460.5203 | 0.07207 | 461.1292 | 0.13829 | 460.5203 | 0.35468 | 460.5203 | 0.41511 | 460.5203 | 13.482 | 457.956 | 27.3463 | 455.2 | 22.9587 | 461.1292 | 1.097 | 458.1429 | 0.28168 | 455.2 | 0.0010646 | 460.5203 | 0.016868 | 455.2 | -0.0012825 | 460.5203 | 0.014763 | 457.956 | 0.00052861 | 457.956 | 0.00055277 | 460.5203 | 0.030007 | 461.1292 | -0.003597 | 461.1292 | -0.004492 | 460.5203 | 0.0029138 | 693.3564 | 0.031289 | 460.5203 | 0 | 460.5203 | 0.0060017 | 692.6146 | 0.0028693 | 460.5203 | 0.031164 | 695.3088 | 0.00037953 | 693.3564 | 0.020439 | 695.3088 | 0.00011743 | 886.7342 | 0.0025342 | 1136.2108 | 0.044061 | 1015.024 | 0.012319 | 1064.4359 | 0 | 1063.7693 | 0 | 460.52 | 0.10208 | 461.1292 | 1.006 | 460.5203 | 4.6075 | 460.5203 | 2.197 | 460.5203 | 6.7806 | 458.1884 | 0.043571
| 269.8649 | 0.80042 |  |  | 269.8649 | 0.0064361 | 269.8649 | 0 | 458.256 | 0 | 460.7419 | 0.57447 | 455.4199 | 0.07604 | 458.256 | 0 | 460.7419 | 0.18797 | 460.7419 | 0.043597 | 461.3506 | 0.11177 | 460.7419 | 0.16148 | 460.7419 | 0.35783 | 460.7419 | 13.0647 | 458.0712 | 27.1753 | 455.42 | 23.5908 | 461.3506 | 1.1373 | 458.256 | 0.26507 | 455.42 | -0.0027408 | 460.7419 | 0.0084056 | 455.42 | -0.010027 | 460.7419 | 0.01522 | 458.0712 | 0.0010229 | 458.0712 | 0.00094567 | 460.7419 | -0.02888 | 461.3506 | -0.0091229 | 461.3506 | -0.0071745 | 460.7419 | -0.020487 | 693.5192 | 0.021945 | 460.7419 | 0 | 460.7419 | -0.0023958 | 692.7775 | 0 | 460.7419 | -0.0075443 | 695.4719 | 0.00034991 | 693.5192 | 0.021641 | 695.4719 | 0.00012371 | 886.8124 | 0.0021809 | 1136.274 | 0.04423 | 1015.0366 | 0.01228 | 1064.4915 | 0 | 1063.8247 | 0 | 460.742 | 0.098934 | 461.3506 | 1.0084 | 460.7419 | 4.5411 | 460.7419 | 2.1211 | 460.7419 | 6.6765 | 458.4094 | 0.042828
| 269.9397 | 0.80202 |  |  | 269.9397 | 0.0084641 | 269.9397 | 0 | 458.3691 | 0.011182 | 460.9634 | 0.58002 | 455.6417 | 0.087615 | 458.3691 | 0.03396 | 460.9634 | 0.29841 | 460.9635 | 0.07116 | 461.572 | 0.16784 | 460.9634 | 0.3342 | 460.9635 | 0.40224 | 460.9635 | 13.1042 | 458.1864 | 26.8962 | 455.64 | 23.8641 | 461.572 | 1.1946 | 458.3691 | 0.27897 | 455.64 | -0.00029446 | 460.9634 | 0.027056 | 455.64 | -0.0023318 | 460.9635 | 0.018416 | 458.1864 | 0.00051107 | 458.1864 | 0.00040089 | 460.9635 | 0.048588 | 461.572 | -0.00077057 | 461.572 | 0.00071824 | 460.9635 | 0.011502 | 693.6819 | 0.034439 | 460.9634 | 0 | 460.9634 | 0.015072 | 692.9404 | 0.0023475 | 460.9634 | 0.039203 | 695.635 | 0.00047935 | 693.6819 | 0.019674 | 695.635 | 0.000116 | 886.8907 | 0.0023097 | 1136.3373 | 0.044404 | 1015.0492 | 0.012242 | 1064.547 | 0 | 1063.8802 | 0 | 460.963 | 0.097716 | 461.572 | 1.0082 | 460.9635 | 4.5967 | 460.9635 | 2.1597 | 460.9635 | 6.7193 | 458.6303 | 0.043254
| 270.0145 | 0.79301 |  |  | 270.0145 | 0.0058896 | 270.0145 | 0 | 458.4822 | 0 | 461.185 | 0.45587 | 455.8635 | 0.050858 | 458.4822 | 0 | 461.185 | 0.085683 | 461.185 | 0.03133 | 461.7934 | 0.06441 | 461.185 | 0.21383 | 461.185 | 0.38315 | 461.185 | 12.6851 | 458.3016 | 26.5856 | 455.86 | 23.9953 | 461.7934 | 1.2266 | 458.4822 | 0.27698 | 455.86 | -0.03862 | 461.185 | 0.017618 | 455.86 | -0.016672 | 461.185 | -0.0051747 | 458.3016 | 0.00097946 | 458.3016 | 0.00086813 | 461.185 | -0.045644 | 461.7934 | -0.0079269 | 461.7934 | -0.0051787 | 461.185 | 0.0096629 | 693.8447 | 0.02344 | 461.185 | 0 | 461.185 | -0.010214 | 693.1033 | 0 | 461.185 | -0.016237 | 695.7981 | 0.00032249 | 693.8447 | 0.021969 | 695.7981 | 0.00012328 | 886.969 | 0.0025964 | 1136.4005 | 0.044579 | 1015.0618 | 0.012204 | 1064.6024 | 0 | 1063.9357 | 0 | 461.185 | 0.095102 | 461.7934 | 0.97389 | 461.185 | 4.6015 | 461.185 | 2.0846 | 461.185 | 6.6622 | 458.8513 | 0.042636
| 270.0894 | 0.78724 |  |  | 270.0894 | 0.0033516 | 270.0894 | 0 | 458.5953 | 0.018558 | 461.4066 | 0.58494 | 456.0854 | 0.07065 | 458.5953 | 0.022353 | 461.4066 | 0.29052 | 461.4066 | 0.095034 | 462.0149 | 0.16216 | 461.4066 | 0.37517 | 461.4066 | 0.45081 | 461.4066 | 12.5709 | 458.4168 | 26.1669 | 456.09 | 24.4848 | 462.0149 | 1.2754 | 458.5953 | 0.26539 | 456.09 | -0.0095359 | 461.4066 | 0.021271 | 456.09 | 0.017256 | 461.4066 | 0.014662 | 458.4168 | 0.00048249 | 458.4168 | 0.00048243 | 461.4066 | 0.04638 | 462.0149 | 0.0052637 | 462.0149 | 0.00097053 | 461.4066 | -0.00079471 | 694.0075 | 0.025522 | 461.4066 | 0 | 461.4066 | 0.017921 | 693.2663 | 0.0018258 | 461.4066 | 0.0032482 | 695.9612 | 0.00048264 | 694.0075 | 0.019893 | 695.9612 | 0.00012886 | 887.0472 | 0.0027348 | 1136.4637 | 0.044748 | 1015.0745 | 0.012168 | 1064.658 | 0 | 1063.9911 | 0 | 461.407 | 0.094199 | 462.0149 | 0.99044 | 461.4066 | 4.5446 | 461.4066 | 2.075 | 461.4066 | 6.6204 | 459.0723 | 0.043303
| 270.1642 | 0.78576 |  |  | 270.1642 | 0.0089498 | 270.1642 | 0 | 458.7084 | 0 | 461.6282 | 0.57091 | 456.3073 | 0.052231 | 458.7084 | 0 | 461.6282 | 0.12056 | 461.6282 | 0.029532 | 462.2363 | 0.075397 | 461.6282 | 0.18306 | 461.6282 | 0.30843 | 461.6282 | 12.031 | 458.532 | 25.8185 | 456.31 | 25.2591 | 462.2363 | 1.2868 | 458.7084 | 0.27928 | 456.31 | -0.0062742 | 461.6282 | 0.011913 | 456.31 | -0.00058295 | 461.6282 | 0.0048204 | 458.532 | 0.00096612 | 458.532 | 0.0010276 | 461.6282 | -0.041595 | 462.2363 | -0.010243 | 462.2363 | -0.0062454 | 461.6282 | -0.010098 | 694.1703 | 0.029954 | 461.6282 | 0 | 461.6282 | 0.0052276 | 693.4292 | 0 | 461.6282 | -0.021676 | 696.1244 | 0.00033017 | 694.1703 | 0.021204 | 696.1244 | 0.00014086 | 887.1255 | 0.002178 | 1136.5271 | 0.044922 | 1015.0871 | 0.012132 | 1064.7135 | 0 | 1064.0465 | 0 | 461.628 | 0.092684 | 462.2363 | 0.97554 | 461.6282 | 4.4322 | 461.6282 | 1.9899 | 461.6282 | 6.4165 | 459.2933 | 0.042634
| 270.239 | 0.78594 |  |  | 270.239 | 0.0060354 | 270.239 | 0 | 458.8215 | 0.0083718 | 461.8498 | 0.54427 | 456.5291 | 0.080112 | 458.8215 | 0.015653 | 461.8498 | 0.24762 | 461.8498 | 0.0627 | 462.4578 | 0.13412 | 461.8498 | 0.34988 | 461.8498 | 0.41013 | 461.8498 | 11.7052 | 458.6472 | 25.4795 | 456.53 | 25.7271 | 462.4578 | 1.3344 | 458.8215 | 0.27782 | 456.53 | 0.0070443 | 461.8498 | 0.026028 | 456.53 | 0.0099102 | 461.8498 | 0.016133 | 458.6472 | 0.00049773 | 458.6472 | 0.00055277 | 461.8498 | 0.027954 | 462.4578 | -0.00029293 | 462.4578 | -0.0029916 | 461.8498 | -0.00459 | 694.3331 | 0.021144 | 461.8498 | 0 | 461.8498 | 0.00050677 | 693.5921 | 0.0018258 | 461.8498 | 0.031795 | 696.2875 | 0.00047825 | 694.3331 | 0.019893 | 696.2875 | 0.00013557 | 887.2039 | 0.0017783 | 1136.5903 | 0.045096 | 1015.0997 | 0.012096 | 1064.769 | 0 | 1064.102 | 0 | 461.85 | 0.091879 | 462.4578 | 0.94314 | 461.8498 | 4.3984 | 461.8498 | 1.9387 | 461.8498 | 6.29 | 459.5143 | 0.042217
| 270.3139 | 0.77676 |  |  | 270.3139 | 0.0012751 | 270.3139 | 0 | 458.9346 | 0.0087956 | 462.0715 | 0.54417 | 456.751 | 0.061044 | 458.9346 | 0 | 462.0715 | 0.078169 | 462.0715 | 0.022638 | 462.6793 | 0.067441 | 462.0715 | 0.17646 | 462.0715 | 0.32503 | 462.0715 | 11.1165 | 458.7625 | 25.294 | 456.75 | 25.6708 | 462.6793 | 1.3261 | 458.9346 | 0.23456 | 456.75 | -0.016331 | 462.0715 | 0.014189 | 456.75 | -0.00093273 | 462.0715 | 0.0039265 | 458.7625 | 0.0009947 | 458.7625 | 0.00094967 | 462.0715 | -0.014481 | 462.6793 | -0.011699 | 462.6793 | -0.0091417 | 462.0715 | -0.017864 | 694.4959 | 0.025736 | 462.0715 | 0 | 462.0715 | -0.0076508 | 693.755 | 0 | 462.0715 | -0.035918 | 696.4506 | 0.00032249 | 694.4959 | 0.021641 | 696.4506 | 0.00014014 | 887.2822 | 0.0021985 | 1136.6536 | 0.045275 | 1015.1123 | 0.012062 | 1064.8246 | 0 | 1064.1575 | 0 | 462.071 | 0.089744 | 462.6793 | 0.93624 | 462.0715 | 4.2617 | 462.0715 | 1.8475 | 462.0715 | 6.0667 | 459.7353 | 0.041243
| 270.3887 | 0.78068 |  |  | 270.3887 | 0.0042624 | 270.3887 | 0 | 459.0477 | 0.015397 | 462.2931 | 0.5659 | 456.973 | 0.099149 | 459.0477 | 0.038473 | 462.2931 | 0.33001 | 462.2931 | 0.082268 | 462.9008 | 0.12503 | 462.2931 | 0.32303 | 462.2931 | 0.38605 | 462.2931 | 10.8503 | 458.8777 | 25.105 | 456.97 | 26.1772 | 462.9008 | 1.3806 | 459.0477 | 0.29475 | 456.97 | -0.0027408 | 462.2931 | 0.0096275 | 456.97 | 0.00011659 | 462.2931 | 0.027193 | 458.8777 | 0.00050497 | 458.8777 | 0.00041248 | 462.2931 | 0.063312 | 462.9008 | 0.0020384 | 462.9008 | 0.0012735 | 462.2931 | 0.01083 | 694.6587 | 0.033051 | 462.2931 | 0 | 462.2931 | 0.012754 | 693.918 | 0.0018258 | 462.2931 | 0.034499 | 696.6138 | 0.00045961 | 694.6587 | 0.020548 | 696.6138 | 0.000143 | 887.3606 | 0.002599 | 1136.7169 | 0.045449 | 1015.1249 | 0.012028 | 1064.8801 | 0 | 1064.213 | 0 | 462.293 | 0.088667 | 462.9008 | 0.9267 | 462.2931 | 4.2025 | 462.2931 | 1.826 | 462.2931 | 5.9555 | 459.9563 | 0.04203
| 270.4636 | 0.78748 |  |  | 270.4636 | 0.0055253 | 270.4636 | 0 | 459.1608 | 0 | 462.5148 | 0.53742 | 457.1949 | 0.068006 | 459.1608 | 0 | 462.5148 | 0.13584 | 462.5148 | 0.038885 | 463.1223 | 0.07426 | 462.5148 | 0.1414 | 462.5148 | 0.26401 | 462.5148 | 10.3389 | 458.9929 | 24.992 | 457.19 | 26.7747 | 463.1223 | 1.4054 | 459.1608 | 0.27364 | 457.19 | -0.0049152 | 462.5148 | 0.009506 | 457.19 | 0.034394 | 462.5148 | 0.0027337 | 458.9929 | 0.00098289 | 458.9929 | 0.00084055 | 462.5148 | -0.024225 | 463.1223 | -0.0099649 | 463.1223 | -0.0092648 | 462.5148 | -0.018988 | 694.8215 | 0.027124 | 462.5148 | 0 | 462.5148 | 0.0044435 | 694.0809 | 0 | 462.5148 | -0.030139 | 696.7769 | 0.00037185 | 694.8215 | 0.022625 | 696.7769 | 0.000149 | 887.439 | 0.0022568 | 1136.7802 | 0.045629 | 1015.1376 | 0.011995 | 1064.9357 | 0 | 1064.2684 | 0 | 462.515 | 0.084375 | 463.1223 | 0.91106 | 462.5148 | 4.11 | 462.5148 | 1.7382 | 462.5148 | 5.8093 | 460.1774 | 0.040884
| 270.5384 | 0.79855 |  |  | 270.5384 | 0.0095084 | 270.5384 | 0 | 459.2739 | 0.02346 | 462.7365 | 0.57467 | 457.4168 | 0.073356 | 459.2739 | 0.027297 | 462.7365 | 0.35278 | 462.7364 | 0.057329 | 463.3438 | 0.14852 | 462.7365 | 0.33808 | 462.7364 | 0.33001 | 462.7364 | 10.2432 | 459.1081 | 24.748 | 457.42 | 26.9414 | 463.3438 | 1.4859 | 459.2739 | 0.2867 | 457.42 | -0.0098077 | 462.7365 | 0.031211 | 457.42 | -0.016322 | 462.7364 | 0.019177 | 459.1081 | 0.00048173 | 459.1081 | 0.00043606 | 462.7364 | 0.048956 | 463.3438 | 0.0032811 | 463.3438 | -0.00034626 | 462.7364 | -0.011351 | 694.9843 | 0.036521 | 462.7365 | 0 | 462.7365 | 0.01414 | 694.2438 | 0.0013044 | 462.7365 | 0.028409 | 696.9401 | 0.00036308 | 694.9843 | 0.021969 | 696.9401 | 0.00013643 | 887.5173 | 0.001994 | 1136.8435 | 0.045803 | 1015.1502 | 0.011962 | 1064.9912 | 0 | 1064.324 | 0 | 462.736 | 0.085203 | 463.3438 | 0.92086 | 462.7364 | 4.0717 | 462.7364 | 1.7252 | 462.7364 | 5.7625 | 460.3984 | 0.041209
| 270.6133 | 0.78609 |  |  | 270.6133 | 0.0079783 | 270.6133 | 0 | 459.387 | 0 | 462.9581 | 0.53384 | 457.6388 | 0.061211 | 459.387 | 0 | 462.9581 | 0.17099 | 462.9581 | 0.024036 | 463.5654 | 0.082975 | 462.9581 | 0.1728 | 462.9581 | 0.31258 | 462.9581 | 9.7351 | 459.2234 | 24.5082 | 457.64 | 27.3383 | 463.5653 | 1.5081 | 459.387 | 0.28377 | 457.64 | 0.01683 | 462.9581 | 0.0019247 | 457.64 | 0.00046636 | 462.9581 | 0.0058342 | 459.2234 | 0.00097946 | 459.2234 | 0.00087972 | 462.9581 | -0.0036948 | 463.5653 | -0.012564 | 463.5653 | -0.0058919 | 462.9581 | -0.0082453 | 695.1472 | 0.025736 | 462.9581 | 0 | 462.9581 | -0.02395 | 694.4068 | 0 | 462.9581 | -0.042341 | 697.1033 | 0.00044644 | 695.1472 | 0.023281 | 697.1033 | 0.00013371 | 887.5957 | 0.0022227 | 1136.9067 | 0.045982 | 1015.1628 | 0.011931 | 1065.0469 | 0 | 1064.3795 | 0 | 462.958 | 0.083234 | 463.5654 | 0.90497 | 462.9581 | 4.0125 | 462.9581 | 1.6428 | 462.9581 | 5.5941 | 460.6195 | 0.039879
| 270.6881 | 0.77238 |  |  | 270.6881 | 0.0085734 | 270.6881 | 0 | 459.5001 | 0.036754 | 463.1798 | 0.54702 | 457.8607 | 0.080691 | 459.5001 | 0.026007 | 463.1798 | 0.30428 | 463.1798 | 0.074334 | 463.7869 | 0.13829 | 463.1798 | 0.32296 | 463.1798 | 0.38232 | 463.1798 | 9.6747 | 459.3386 | 24.1516 | 457.86 | 27.7271 | 463.7869 | 1.5782 | 459.5001 | 0.28346 | 457.86 | -0.0073615 | 463.1798 | 0.022314 | 457.86 | -0.015973 | 463.1798 | 0.019025 | 459.3386 | 0.00050764 | 459.3386 | 0.00045165 | 463.1798 | 0.023799 | 463.7869 | -0.0049703 | 463.7869 | -0.0031805 | 463.1798 | -0.00597 | 695.31 | 0.028192 | 463.1798 | 0 | 463.1798 | 0.013028 | 694.5697 | 0.0018258 | 463.1798 | 0.034716 | 697.2664 | 0.00050897 | 695.31 | 0.020439 | 697.2664 | 0.00013457 | 887.6741 | 0.0019103 | 1136.9701 | 0.046161 | 1015.1754 | 0.0119 | 1065.1024 | 0 | 1064.4349 | 0 | 463.18 | 0.081351 | 463.7869 | 0.90336 | 463.1798 | 4.0141 | 463.1798 | 1.6543 | 463.1798 | 5.5598 | 460.8406 | 0.041274
| 270.763 | 0.75042 |  |  | 270.763 | 0.0079055 | 270.763 | 0 | 459.6132 | 0 | 463.4016 | 0.55694 | 458.0827 | 0.054471 | 459.6132 | 0 | 463.4016 | 0.045658 | 463.4016 | 0.046857 | 464.0085 | 0.072366 | 463.4016 | 0.18033 | 463.4016 | 0.29639 | 463.4016 | 9.1792 | 459.4538 | 23.8755 | 458.08 | 28.1895 | 464.0085 | 1.6082 | 459.6132 | 0.28586 | 458.08 | -0.021767 | 463.4016 | 0.0057493 | 458.08 | -0.017373 | 463.4016 | 0.0075591 | 459.4538 | 0.0010107 | 459.4538 | 0.00091089 | 463.4016 | -0.02825 | 464.0085 | -0.004844 | 464.0085 | 0.0010197 | 463.4016 | -0.0076225 | 695.4728 | 0.030061 | 463.4016 | 0 | 463.4016 | -0.0074259 | 694.7327 | 0 | 463.4016 | -0.028908 | 697.4296 | 0.00046619 | 695.4728 | 0.021641 | 697.4296 | 0.00012528 | 887.7526 | 0.0021877 | 1137.0333 | 0.04634 | 1015.188 | 0.01187 | 1065.158 | 0 | 1064.4905 | 0 | 463.402 | 0.080423 | 464.0085 | 0.89326 | 463.4016 | 3.9447 | 463.4016 | 1.5974 | 463.4016 | 5.429 | 461.0617 | 0.041068
| 270.8379 | 0.72844 |  |  | 270.8379 | 0.010456 | 270.8379 | 0 | 459.7263 | 0.0031028 | 463.6233 | 0.5569 | 458.3047 | 0.092991 | 459.7263 | 0.019753 | 463.6233 | 0.22104 | 463.6233 | 0.072025 | 464.23 | 0.12617 | 463.6233 | 0.32439 | 463.6233 | 0.34952 | 463.6233 | 9.0768 | 459.5691 | 23.5645 | 458.3 | 28.0888 | 464.23 | 1.6568 | 459.7263 | 0.28942 | 458.3 | -0.024486 | 463.6233 | 0.0244 | 458.3 | -0.018771 | 463.6233 | 0.021916 | 459.5691 | 0.00051984 | 459.5691 | 0.00046724 | 463.6233 | 0.047852 | 464.23 | 0.00277 | 464.23 | 0.00028389 | 463.6233 | 0.020238 | 695.6357 | 0.034172 | 463.6233 | 0 | 463.6233 | 0.020767 | 694.8957 | 0.00078262 | 463.6233 | 0.037718 | 697.5928 | 0.00044205 | 695.6357 | 0.020439 | 697.5928 | 0.00012528 | 887.831 | 0.0026432 | 1137.0967 | 0.04652 | 1015.2007 | 0.011841 | 1065.2136 | 0 | 1064.546 | 0 | 463.623 | 0.080421 | 464.23 | 0.88449 | 463.6233 | 3.8792 | 463.6233 | 1.5323 | 463.6233 | 5.2703 | 461.2828 | 0.041023
| 270.9127 | 0.71383 |  |  | 270.9127 | 9.7736e-05 | 270.9127 | 0 | 459.8395 | 0 | 463.845 | 0.52207 | 458.5267 | 0.065473 | 459.8395 | 0 | 463.845 | 0.179 | 463.845 | 0.033849 | 464.4516 | 0.09472 | 463.845 | 0.16401 | 463.845 | 0.25778 | 463.845 | 8.4612 | 459.6843 | 23.3397 | 458.53 | 28.5911 | 464.4516 | 1.6798 | 459.8395 | 0.27876 | 458.53 | 0.0067725 | 463.845 | 0.019896 | 458.53 | 0.0060627 | 463.845 | 0.012074 | 459.6843 | 0.00096612 | 459.6843 | 0.00096525 | 463.845 | -0.0046521 | 464.4516 | -0.0071433 | 464.4516 | -0.0041504 | 463.845 | 0.0085827 | 695.7985 | 0.035187 | 463.845 | 0 | 463.845 | 0.011076 | 695.0586 | 0 | 463.845 | -0.014167 | 697.756 | 0.0004267 | 695.7985 | 0.023281 | 697.756 | 0.00013286 | 887.9094 | 0.0026796 | 1137.16 | 0.046699 | 1015.2133 | 0.011813 | 1065.2692 | 0 | 1064.6016 | 0 | 463.845 | 0.078117 | 464.4516 | 0.85763 | 463.845 | 3.7613 | 463.845 | 1.4541 | 463.845 | 5.1146 | 461.5039 | 0.040163
| 270.9876 | 0.71815 |  |  | 270.9876 | 0.0063025 | 270.9876 | 0 | 459.9526 | 0.010128 | 464.0668 | 0.52941 | 458.7488 | 0.097784 | 459.9526 | 0.023858 | 464.0668 | 0.37435 | 464.0668 | 0.060646 | 464.6732 | 0.13905 | 464.0668 | 0.28988 | 464.0668 | 0.34869 | 464.0668 | 8.2765 | 459.7996 | 23.0736 | 458.75 | 28.9685 | 464.6732 | 1.7188 | 459.9526 | 0.30509 | 458.75 | -0.007905 | 464.0668 | 0.024168 | 458.75 | 0.01026 | 464.0668 | 0.021206 | 459.7996 | 0.00046305 | 459.7996 | 0.00050601 | 464.0668 | 0.0088519 | 464.6732 | 0.0017888 | 464.6732 | 0.00017207 | 464.0668 | 0.027733 | 695.9614 | 0.037376 | 464.0668 | 0 | 464.0668 | -0.013457 | 695.2216 | 0.0018258 | 464.0668 | 0.022052 | 697.9192 | 0.00041573 | 695.9614 | 0.021313 | 697.9192 | 0.00014057 | 887.9879 | 0.0024917 | 1137.2234 | 0.046883 | 1015.2259 | 0.011786 | 1065.3247 | 0 | 1064.657 | 0 | 464.067 | 0.07501 | 464.6732 | 0.85264 | 464.0668 | 3.6878 | 464.0668 | 1.4288 | 464.0668 | 4.9712 | 461.725 | 0.040071
| 271.0625 | 0.73279 |  |  | 271.0625 | 0.0077597 | 271.0625 | 0 | 460.0657 | 0 | 464.2886 | 0.50379 | 458.9708 | 0.070414 | 460.0657 | 0 | 464.2886 | -0.019813 | 464.2886 | 0.035436 | 464.8948 | 0.073124 | 464.2886 | 0.15858 | 464.2886 | 0.27895 | 464.2886 | 7.7651 | 459.9149 | 22.8596 | 458.97 | 29.0815 | 464.8948 | 1.7293 | 460.0657 | 0.2936 | 458.97 | -0.00056627 | 464.2886 | 0.0060379 | 458.97 | -0.03521 | 464.2886 | 0.01385 | 459.9149 | 0.00095393 | 459.9149 | 0.00087972 | 464.2886 | -0.01246 | 464.8948 | -0.0097833 | 464.8948 | -0.009269 | 464.2886 | 0.0017737 | 696.1242 | 0.027765 | 464.2886 | 0 | 464.2886 | -0.0081025 | 695.3846 | 0 | 464.2886 | -0.037757 | 698.0824 | 0.0004267 | 696.1242 | 0.023281 | 698.0824 | 0.00012586 | 888.0663 | 0.0020976 | 1137.2867 | 0.047063 | 1015.2385 | 0.011759 | 1065.3804 | 0 | 1064.7125 | 0 | 464.289 | 0.074398 | 464.8948 | 0.81972 | 464.2886 | 3.5941 | 464.2886 | 1.3799 | 464.2886 | 4.821 | 461.9462 | 0.039696
| 271.1374 | 0.75524 |  |  | 271.1374 | 0.0085126 | 271.1374 | 0 | 460.1788 | 0.015046 | 464.5103 | 0.50662 | 459.1928 | 0.095501 | 460.1788 | 0.041267 | 464.5103 | 0.2258 | 464.5104 | 0.076331 | 465.1165 | 0.1489 | 464.5103 | 0.29095 | 464.5104 | 0.33458 | 464.5104 | 7.7592 | 460.0301 | 22.5659 | 459.19 | 29.3882 | 465.1165 | 1.7819 | 460.1788 | 0.30039 | 459.19 | 0.0026954 | 464.5103 | 0.017815 | 459.19 | 0.0029147 | 464.5104 | 0.01867 | 460.0301 | 0.00062922 | 460.0301 | 0.00050201 | 464.5104 | 0.023195 | 465.1165 | 0.00038422 | 465.1165 | -0.0035044 | 464.5104 | 0.021362 | 696.2871 | 0.035507 | 464.5103 | 0 | 464.5103 | 0.016371 | 695.5476 | 0.00078262 | 464.5103 | 0.033923 | 698.2456 | 0.00041683 | 696.2871 | 0.022297 | 698.2456 | 0.00013143 | 888.1448 | 0.002453 | 1137.3501 | 0.047247 | 1015.2512 | 0.011734 | 1065.4359 | 0 | 1064.7681 | 0 | 464.51 | 0.072537 | 465.1165 | 0.80977 | 464.5104 | 3.58 | 464.5104 | 1.3615 | 464.5104 | 4.7483 | 462.1673 | 0.040248
| 271.2122 | 0.74021 |  |  | 271.2122 | 0.0040681 | 271.2122 | 0 | 460.2919 | 0 | 464.7321 | 0.51837 | 459.4149 | 0.091344 | 460.2919 | 0 | 464.7321 | 0.29948 | 464.7321 | 0.059009 | 465.3381 | 0.1273 | 464.7321 | 0.27258 | 464.7321 | 0.29265 | 464.7321 | 7.4074 | 460.1454 | 22.2598 | 459.41 | 29.75 | 465.3381 | 1.8913 | 460.2919 | 0.30781 | 459.41 | -0.010895 | 464.7321 | 0.02331 | 459.41 | 0.005713 | 464.7321 | 0.016133 | 460.1454 | 0.00070887 | 460.1454 | 0.00061872 | 464.7321 | 0.020096 | 465.3381 | -0.0019643 | 465.3381 | -0.0019407 | 464.7321 | -0.0055137 | 696.45 | 0.035881 | 464.7321 | 0 | 464.7321 | -0.012009 | 695.7106 | 0 | 464.7321 | 0.022804 | 698.4088 | 0.00037843 | 696.45 | 0.022734 | 698.4088 | 0.00011043 | 888.2233 | 0.0027592 | 1137.4135 | 0.047431 | 1015.2638 | 0.011709 | 1065.4916 | 0 | 1064.8236 | 0 | 464.732 | 0.073623 | 465.3381 | 0.8075 | 464.7321 | 3.629 | 464.7321 | 1.3593 | 464.7321 | 4.6991 | 462.3885 | 0.040523
| 271.2871 | 0.72905 |  |  | 271.2871 | 0.007274 | 271.2871 | 0 | 460.4051 | 0 | 464.954 | 0.54824 | 459.637 | 0.057147 | 460.4051 | 0.013417 | 464.954 | 0.12908 | 464.954 | 0.063552 | 465.5598 | 0.099645 | 464.954 | 0.18005 | 464.954 | 0.27024 | 464.954 | 7.2772 | 460.2607 | 21.9395 | 459.64 | 30.3042 | 465.5598 | 1.9543 | 460.4051 | 0.32107 | 459.64 | -0.013885 | 464.954 | 0.017335 | 459.64 | -0.022969 | 464.954 | 0.014002 | 460.2607 | 0.00035558 | 460.2607 | 0.00027619 | 464.954 | -0.04049 | 465.5598 | -0.0030903 | 465.5598 | -0.0005805 | 464.954 | 0.0040629 | 696.6128 | 0.029687 | 464.954 | 0 | 464.954 | -0.010764 | 695.8736 | 0.00026087 | 464.954 | -0.016445 | 698.5721 | 0.00038392 | 696.6128 | 0.022297 | 698.5721 | 0.00011028 | 888.3018 | 0.0026677 | 1137.4768 | 0.047616 | 1015.2764 | 0.011685 | 1065.5472 | 0 | 1064.8791 | 0 | 464.954 | 0.067935 | 465.5598 | 0.81293 | 464.954 | 3.6564 | 464.954 | 1.3237 | 464.954 | 4.7174 | 462.6097 | 0.040574
| 271.362 | 0.71311 |  |  | 271.362 | 0.0047238 | 271.362 | 0 | 460.5182 | 0 | 465.1758 | 0.55125 | 459.8591 | 0.082405 | 460.5182 | 0 | 465.1758 | 0.37702 | 465.1758 | 0.062786 | 465.7814 | 0.1364 | 465.1758 | 0.30461 | 465.1758 | 0.30594 | 465.1758 | 7.3469 | 460.3759 | 21.6016 | 459.86 | 30.2835 | 465.7814 | 2.0474 | 460.5182 | 0.31313 | 459.86 | -0.016875 | 465.1758 | 0.025391 | 459.86 | 0.026349 | 465.1758 | 0.024352 | 460.3759 | 0.00031861 | 460.3759 | 0.00024141 | 465.1758 | 0.040858 | 465.7814 | 0.0038838 | 465.7814 | 0.0029977 | 465.1758 | -0.0083776 | 696.7757 | 0.035774 | 465.1758 | 0 | 465.1758 | -0.00056247 | 696.0366 | 0.00017392 | 465.1758 | 0.024412 | 698.7353 | 0.00036088 | 696.7757 | 0.021095 | 698.7353 | 0.00010514 | 888.3803 | 0.002778 | 1137.5402 | 0.0478 | 1015.2891 | 0.011662 | 1065.6028 | 0 | 1064.9347 | 0 | 465.176 | 0.067957 | 465.7814 | 0.8148 | 465.1758 | 3.6902 | 465.1758 | 1.3776 | 465.1758 | 4.7669 | 462.8309 | 0.040988
| 271.4369 | 0.69242 |  |  | 271.4369 | 0.0026594 | 271.4369 | 0 | 460.6313 | 0.0045078 | 465.3976 | 0.52073 | 460.0812 | 0.061289 | 460.6313 | 0.018635 | 465.3976 | 0.13127 | 465.3976 | 0.025724 | 466.0031 | 0.075018 | 465.3976 | 0.15063 | 465.3976 | 0.27148 | 465.3976 | 7.0387 | 460.4912 | 21.3711 | 460.08 | 30.3394 | 466.0031 | 2.0848 | 460.6313 | 0.3054 | 460.08 | -2.2651e-05 | 465.3976 | 0.005521 | 460.08 | 0.00081613 | 465.3976 | 0.0044377 | 460.4912 | 0.00034529 | 460.4912 | 0.00018306 | 465.3976 | -0.028398 | 466.0031 | -0.010751 | 466.0031 | -0.0070521 | 465.3976 | -0.018489 | 696.9386 | 0.030435 | 465.3976 | 0 | 465.3976 | -0.013109 | 696.1996 | 0.00078262 | 465.3976 | -0.038814 | 698.8986 | 0.00035321 | 696.9386 | 0.021969 | 698.8986 | 0.00012128 | 888.4589 | 0.0025341 | 1137.6035 | 0.047985 | 1015.3016 | 0.01164 | 1065.6584 | 0 | 1064.9904 | 0 | 465.398 | 0.067157 | 466.0031 | 0.80504 | 465.3976 | 3.7069 | 465.3976 | 1.2747 | 465.3976 | 4.678 | 463.0521 | 0.040184
| 271.5118 | 0.68625 |  |  | 271.5118 | 0.0041288 | 271.5118 | 0 | 460.7444 | 0 | 465.6195 | 0.54847 | 460.3033 | 0.10062 | 460.7444 | 0 | 465.6195 | 0.30914 | 465.6195 | 0.078508 | 466.2248 | 0.11745 | 465.6195 | 0.31106 | 465.6195 | 0.3105 | 465.6195 | 7.0404 | 460.6065 | 21.1175 | 460.3 | 30.325 | 466.2248 | 2.1544 | 460.7444 | 0.30812 | 460.3 | 0.0067725 | 465.6195 | 0.021764 | 460.3 | -0.0093273 | 465.6195 | 0.015676 | 460.6065 | 0.00027936 | 460.6065 | 0.00022183 | 465.6195 | 0.051901 | 466.2248 | 0.0038183 | 466.2248 | 0.0020046 | 465.6195 | -0.012617 | 697.1015 | 0.048802 | 465.6195 | 0 | 465.6195 | -0.0026802 | 696.3626 | 0 | 465.6195 | 0.023426 | 699.0618 | 0.00051006 | 697.1015 | 0.020986 | 699.0618 | 0.00012357 | 888.5374 | 0.0022146 | 1137.6669 | 0.048169 | 1015.3143 | 0.011619 | 1065.7141 | 0 | 1065.0459 | 0 | 465.619 | 0.067725 | 466.2248 | 0.79891 | 465.6195 | 3.6845 | 465.6195 | 1.3803 | 465.6195 | 4.6083 | 463.2733 | 0.040849
| 271.5867 | 0.68022 |  |  | 271.5867 | 0.0038859 | 271.5867 | 0 | 460.8576 | 0.015397 | 465.8414 | 0.49303 | 460.5254 | 0.068956 | 460.8576 | 0.03138 | 465.8414 | 0.10079 | 465.8413 | 0.037348 | 466.4465 | 0.073503 | 465.8414 | 0.16322 | 465.8413 | 0.21378 | 465.8413 | 6.7171 | 460.7218 | 20.9753 | 460.53 | 30.5704 | 466.4465 | 2.1955 | 460.8576 | 0.32828 | 460.53 | -0.00029446 | 465.8414 | 0.013654 | 460.53 | -0.010726 | 465.8413 | 0.0055298 | 460.7218 | 0.00029536 | 460.7218 | 0.00032295 | 465.8413 | -0.039754 | 466.4465 | -0.0064178 | 466.4465 | -0.0060963 | 465.8413 | 0.0038992 | 697.2644 | 0.038017 | 465.8414 | 0 | 465.8414 | -0.014471 | 696.5256 | 0.00078262 | 465.8414 | -0.026107 | 699.2251 | 0.00020622 | 697.2644 | 0.021641 | 699.2251 | 0.00013328 | 888.616 | 0.0025559 | 1137.7304 | 0.048358 | 1015.3269 | 0.011599 | 1065.7698 | 0 | 1065.1014 | 0 | 465.841 | 0.06652 | 466.4465 | 0.77876 | 465.8413 | 3.6306 | 465.8413 | 1.2875 | 465.8413 | 4.5291 | 463.4945 | 0.039866
| 271.6616 | 0.67983 |  |  | 271.6616 | 0.0098849 | 271.6616 | 0 | 460.9707 | 0 | 466.0632 | 0.54582 | 460.7476 | 0.091478 | 460.9707 | 0 | 466.0632 | 0.29649 | 466.0632 | 0.072573 | 466.6682 | 0.14208 | 466.0632 | 0.29779 | 466.0632 | 0.24242 | 466.0632 | 6.775 | 460.8371 | 20.7493 | 460.75 | 30.7375 | 466.6682 | 2.2748 | 460.9707 | 0.31606 | 460.75 | 0.0043263 | 466.0632 | 0.021505 | 460.75 | -0.0044305 | 466.0632 | 0.019583 | 460.8371 | 0.00030146 | 460.8371 | 0.00035413 | 466.0632 | 0.051901 | 466.6682 | 0.0028144 | 466.6682 | 0.0023146 | 466.0632 | 0.012742 | 697.4273 | 0.034439 | 466.0632 | 0 | 466.0632 | 0.011824 | 696.6886 | 0 | 466.0632 | 0.04154 | 699.3883 | 0.00062853 | 697.4273 | 0.020548 | 699.3883 | 0.00012943 | 888.6946 | 0.0031324 | 1137.7937 | 0.048543 | 1015.3395 | 0.011579 | 1065.8254 | 0 | 1065.157 | 0 | 466.063 | 0.065432 | 466.6682 | 0.79612 | 466.0632 | 3.6252 | 466.0632 | 1.2812 | 466.0632 | 4.4976 | 463.7158 | 0.041043
| 271.7365 | 0.6708 |  |  | 271.7365 | 0.0032788 | 271.7365 | 0 | 461.0839 | 0.018207 | 466.2851 | 0.52291 | 460.9697 | 0.063212 | 461.0839 | 0.019753 | 466.2851 | 0.13975 | 466.2851 | 0.031222 | 466.89 | 0.062515 | 466.2851 | 0.12929 | 466.2851 | 0.19054 | 466.2851 | 6.4349 | 460.9524 | 20.5816 | 460.97 | 30.7032 | 466.89 | 2.2955 | 461.0839 | 0.30634 | 460.97 | -0.0030125 | 466.2851 | 0.018912 | 460.97 | 0.0043138 | 466.2851 | 0.010654 | 460.9524 | 0.00035291 | 460.9524 | 0.00044765 | 466.2851 | -0.032534 | 466.89 | -0.0083112 | 466.89 | -0.0061229 | 466.2851 | -0.027983 | 697.5902 | 0.029207 | 466.2851 | 0 | 466.2851 | 0.0015592 | 696.8517 | 0.00026087 | 466.2851 | -0.052723 | 699.5516 | 0.00017989 | 697.5902 | 0.021423 | 699.5516 | 0.00014043 | 888.7733 | 0.0031118 | 1137.8572 | 0.048732 | 1015.3522 | 0.011561 | 1065.881 | 0 | 1065.2126 | 0 | 466.285 | 0.064526 | 466.89 | 0.77858 | 466.2851 | 3.5819 | 466.2851 | 1.2355 | 466.2851 | 4.3966 | 463.937 | 0.039876
| 271.8114 | 0.66532 |  |  | 271.8114 | 0.0079297 | 271.8115 | 0 | 461.197 | 0 | 466.507 | 0.53461 | 461.1919 | 0.10766 | 461.197 | 0 | 466.507 | 0.2625 | 466.507 | 0.070694 | 467.1117 | 0.11783 | 466.507 | 0.29658 | 466.507 | 0.26816 | 466.507 | 6.3971 | 461.0677 | 20.3242 | 461.19 | 30.4714 | 467.1117 | 2.3678 | 461.197 | 0.31136 | 461.19 | 0.0054135 | 466.507 | 0.024508 | 461.19 | -0.010027 | 466.507 | 0.012277 | 461.0677 | 0.00035596 | 461.0677 | 0.00033094 | 466.507 | 0.044907 | 467.1117 | -0.0026115 | 467.1117 | -0.0014503 | 466.507 | -0.0030268 | 697.7531 | 0.042235 | 466.507 | 0 | 466.507 | 0.0045688 | 697.0147 | 0 | 466.507 | 0.036867 | 699.7149 | 0.00052871 | 697.7531 | 0.020658 | 699.7149 | 0.00013143 | 888.8519 | 0.0032332 | 1137.9205 | 0.048922 | 1015.3648 | 0.011543 | 1065.9367 | 0 | 1065.2682 | 0 | 466.507 | 0.063964 | 467.1117 | 0.76845 | 466.507 | 3.571 | 466.507 | 1.2478 | 466.507 | 4.3448 | 464.1583 | 0.040169
| 271.8864 | 0.6591 |  |  | 271.8864 | 0.0044081 | 271.8864 | 0 | 461.3101 | 0.0066155 | 466.729 | 0.53682 | 461.4141 | 0.078071 | 461.3101 | 0.041267 | 466.729 | 0.13898 | 466.729 | 0.021501 | 467.3335 | 0.07426 | 466.729 | 0.1632 | 466.729 | 0.2308 | 466.729 | 6.2477 | 461.183 | 20.1248 | 461.41 | 30.8217 | 467.3335 | 2.4191 | 461.3101 | 0.30655 | 461.41 | 0.0035108 | 466.729 | 0.00491 | 461.41 | 0.015856 | 466.729 | 0.005124 | 461.183 | 0.00034605 | 461.183 | 0.00029577 | 466.729 | -0.028917 | 467.3335 | -0.0081575 | 467.3335 | -0.0047255 | 466.729 | -0.021112 | 697.9161 | 0.034386 | 466.729 | 0 | 466.729 | -0.015031 | 697.1777 | 0.00078262 | 466.729 | -0.021798 | 699.8782 | 0.00028081 | 697.9161 | 0.02186 | 699.8782 | 0.00012786 | 888.9304 | 0.0026093 | 1137.984 | 0.049111 | 1015.3774 | 0.011526 | 1065.9923 | 0 | 1065.3238 | 0 | 466.729 | 0.062499 | 467.3335 | 0.75964 | 466.729 | 3.5254 | 466.729 | 1.1979 | 466.729 | 4.2594 | 464.3796 | 0.039763
| 271.9613 | 0.65753 |  |  | 271.9613 | 0.0086341 | 271.9613 | 0 | 461.4233 | 0 | 466.9509 | 0.55374 | 461.6363 | 0.087394 | 461.4233 | 0 | 466.9509 | 0.32759 | 466.9509 | 0.07209 | 467.5553 | 0.10836 | 466.9509 | 0.29597 | 466.9509 | 0.25446 | 466.9509 | 6.2578 | 461.2983 | 19.8602 | 461.64 | 30.4142 | 467.5552 | 2.5172 | 461.4233 | 0.32557 | 461.64 | -0.0019253 | 466.9509 | 0.023826 | 461.64 | -0.028914 | 466.9509 | 0.019075 | 461.2983 | 0.00033004 | 461.2983 | 0.00015588 | 466.9509 | 0.012954 | 467.5552 | -0.00010262 | 467.5552 | -0.00044308 | 466.9509 | 0.026734 | 698.079 | 0.046666 | 466.9509 | 0 | 466.9509 | 0.016191 | 697.3408 | 0.00017392 | 466.9509 | 0.027105 | 700.0415 | 0.00043328 | 698.079 | 0.021095 | 700.0415 | 0.00012414 | 889.009 | 0.0023027 | 1138.0474 | 0.049301 | 1015.39 | 0.01151 | 1066.048 | 0 | 1065.3794 | 0 | 466.951 | 0.062599 | 467.5553 | 0.76474 | 466.9509 | 3.5998 | 466.9509 | 1.2271 | 466.9509 | 4.2677 | 464.6009 | 0.040112
| 272.0362 | 0.64526 |  |  | 272.0362 | 0.0079055 | 272.0362 | 0 | 461.5364 | 0 | 467.1728 | 0.54994 | 461.8585 | 0.050989 | 461.5364 | 0.01789 | 467.1728 | 0.16885 | 467.1728 | 0.042214 | 467.777 | 0.075776 | 467.1728 | 0.15726 | 467.1728 | 0.15899 | 467.1728 | 5.9731 | 461.4136 | 19.6582 | 461.86 | 30.5611 | 467.777 | 2.5633 | 461.5364 | 0.3193 | 461.86 | -0.039978 | 467.1728 | 0.01623 | 461.86 | -0.032062 | 467.1728 | 0.012632 | 461.4136 | 0.00030603 | 461.4136 | 0.00020624 | 467.1728 | -0.01167 | 467.777 | -0.0078911 | 467.777 | -0.0018164 | 467.1728 | -0.0095573 | 698.2419 | 0.036628 | 467.1728 | 0 | 467.1728 | -0.0114 | 697.5038 | 0.00078262 | 467.1728 | -0.0074146 | 700.2048 | 0.0004245 | 698.2419 | 0.022297 | 700.2048 | 0.00012843 | 889.0877 | 0.0027192 | 1138.1108 | 0.04949 | 1015.4026 | 0.011494 | 1066.1038 | 0 | 1065.4351 | 0 | 467.173 | 0.059456 | 467.777 | 0.75858 | 467.1728 | 3.5591 | 467.1728 | 1.1831 | 467.1728 | 4.1756 | 464.8222 | 0.03996
| 272.1112 | 0.64405 |  |  | 272.1112 | 0.010468 | 272.1112 | 0 | 461.6496 | 0 | 467.3948 | 0.5531 | 462.0807 | 0.086218 | 461.6496 | 0 | 467.3948 | 0.27856 | 467.3948 | 0.081151 | 467.9988 | 0.13374 | 467.3948 | 0.29526 | 467.3948 | 0.21544 | 467.3948 | 5.9773 | 461.529 | 19.3996 | 462.08 | 30.4422 | 467.9988 | 2.6384 | 461.6496 | 0.33246 | 462.08 | 0.0043263 | 467.3948 | 0.026368 | 462.08 | 0.0036143 | 467.3948 | 0.014104 | 461.529 | 0.00032395 | 461.529 | 0.00024501 | 467.3948 | 0.031189 | 467.9988 | 0.0030282 | 467.9988 | -0.00061531 | 467.3948 | 0.014616 | 698.4049 | 0.042448 | 467.3948 | 0 | 467.3948 | -0.017003 | 697.6669 | 0.00017392 | 467.3948 | 0.031255 | 700.3681 | 0.00041902 | 698.4049 | 0.021423 | 700.3681 | 0.00010986 | 889.1664 | 0.0028057 | 1138.1743 | 0.04968 | 1015.4153 | 0.01148 | 1066.1594 | 0 | 1065.4906 | 0 | 467.395 | 0.059321 | 467.9988 | 0.75208 | 467.3948 | 3.5743 | 467.3948 | 1.1706 | 467.3948 | 4.185 | 465.0435 | 0.040898
| 272.1861 | 0.6342 |  |  | 272.1861 | 0.0079055 | 272.1861 | 0 | 461.7627 | 0 | 467.6168 | 0.49626 | 462.3029 | 0.054631 | 461.7627 | 0.037184 | 467.6168 | 0.021908 | 467.6168 | 0.028359 | 468.2206 | 0.057969 | 467.6168 | 0.15425 | 467.6168 | 0.2279 | 467.6168 | 5.6708 | 461.6443 | 19.2328 | 462.3 | 30.1088 | 468.2206 | 2.6849 | 461.7627 | 0.3217 | 462.3 | -0.0027408 | 467.6168 | 0.018405 | 462.3 | -0.00058295 | 467.6168 | 0.0059864 | 461.6443 | 0.00032471 | 461.6443 | 0.00032295 | 467.6168 | -0.043803 | 468.2206 | -0.0098903 | 468.2206 | -0.0057252 | 467.6168 | -0.0052917 | 698.5678 | 0.037643 | 467.6168 | 0 | 467.6168 | -0.031963 | 697.83 | 0.00026087 | 467.6168 | -0.025877 | 700.5314 | 0.00034004 | 698.5678 | 0.021532 | 700.5314 | 0.00011828 | 889.2451 | 0.0024025 | 1138.2377 | 0.049869 | 1015.4279 | 0.011466 | 1066.2151 | 0 | 1065.5463 | 0 | 467.617 | 0.058241 | 468.2206 | 0.73252 | 467.6168 | 3.4969 | 467.6168 | 1.144 | 467.6168 | 4.0291 | 465.2649 | 0.04106
| 272.261 | 0.62985 |  |  | 272.261 | 0.012071 | 272.261 | 0 | 461.8759 | 0 | 467.8388 | 0.55884 | 462.5252 | 0.089916 | 461.8759 | 0 | 467.8388 | 0.27244 | 467.8388 | 0.077152 | 468.4425 | 0.12086 | 467.8388 | 0.29208 | 467.8388 | 0.27065 | 467.8388 | 5.7312 | 461.7596 | 19.0161 | 462.53 | 29.8498 | 468.4425 | 2.7809 | 461.8759 | 0.32327 | 462.53 | -0.006546 | 467.8388 | 0.025104 | 462.53 | 0.007112 | 467.8388 | 0.021308 | 461.7596 | 0.00034414 | 461.7596 | 0.00028818 | 467.8388 | 0.011659 | 468.4425 | 0.0052363 | 468.4425 | 0.0019779 | 467.8388 | 0.0086761 | 698.7307 | 0.057612 | 467.8388 | 0 | 467.8388 | 0.010288 | 697.993 | 0.00017392 | 467.8388 | 0.025882 | 700.6947 | 0.00048154 | 698.7307 | 0.019783 | 700.6947 | 0.00011828 | 889.3237 | 0.0022605 | 1138.3012 | 0.050064 | 1015.4406 | 0.011454 | 1066.2707 | 0 | 1065.6018 | 0 | 467.839 | 0.057626 | 468.4425 | 0.7447 | 467.8388 | 3.4939 | 467.8388 | 1.1461 | 467.8388 | 4.0201 | 465.4862 | 0.041116
| 272.336 | 0.62079 |  |  | 272.336 | 0.0014694 | 272.336 | 0 | 461.989 | 0.0080204 | 468.0608 | 0.51343 | 462.7475 | 0.066387 | 461.989 | 0.03396 | 468.0608 | 0.17506 | 468.0608 | 0.027095 | 468.6643 | 0.026494 | 468.0608 | 0.16307 | 468.0608 | 0.18431 | 468.0608 | 5.4348 | 461.875 | 18.841 | 462.75 | 29.4775 | 468.6643 | 2.8538 | 461.989 | 0.31251 | 462.75 | -0.0027408 | 468.0608 | 0.013486 | 462.75 | 0.015507 | 468.0608 | 0.0068489 | 461.875 | 0.00035939 | 461.875 | 0.00031536 | 468.0608 | -0.043435 | 468.6643 | -0.0093941 | 468.6643 | -0.0045574 | 468.0608 | -0.0076696 | 698.8937 | 0.03492 | 468.0608 | 0 | 468.0608 | -0.023211 | 698.1561 | 0.00026087 | 468.0608 | -0.038955 | 700.8581 | 0.0002841 | 698.8937 | 0.021204 | 700.8581 | 0.00012743 | 889.4025 | 0.0025717 | 1138.3646 | 0.050253 | 1015.4532 | 0.011442 | 1066.3264 | 0 | 1065.6575 | 0 | 468.061 | 0.058681 | 468.6643 | 0.74103 | 468.0608 | 3.4215 | 468.0608 | 1.1048 | 468.0608 | 3.8891 | 465.7076 | 0.040841
| 272.4109 | 0.61693 |  |  | 272.4109 | 0.0069583 | 272.4109 | 0 | 462.1022 | 0 | 468.2828 | 0.55682 | 462.9697 | 0.070369 | 462.1022 | 0 | 468.2828 | 0.19939 | 468.2828 | 0.07358 | 468.8862 | 0.10495 | 468.2828 | 0.29345 | 468.2828 | 0.2391 | 468.2828 | 5.3122 | 461.9903 | 18.5596 | 462.97 | 29.64 | 468.8862 | 2.9503 | 462.1022 | 0.31167 | 462.97 | -0.011438 | 468.2828 | 0.017775 | 462.97 | 0.026349 | 468.2828 | 0.013089 | 461.9903 | 0.00032013 | 461.9903 | 0.00024901 | 468.2828 | 0.050061 | 468.8862 | -0.00059225 | 468.8862 | 0.0020834 | 468.2828 | 0.0087386 | 699.0567 | 0.05019 | 468.2828 | 0 | 468.2828 | 0.00021739 | 698.3192 | 0 | 468.2828 | 0.036119 | 701.0214 | 0.00061317 | 699.0567 | 0.020767 | 701.0214 | 0.000123 | 889.4812 | 0.0027161 | 1138.4281 | 0.050448 | 1015.4658 | 0.01143 | 1066.3822 | 0 | 1065.7131 | 0 | 468.283 | 0.058484 | 468.8862 | 0.73971 | 468.2828 | 3.3848 | 468.2828 | 1.0973 | 468.2828 | 3.8482 | 465.9289 | 0.04147
| 272.4859 | 0.60484 |  |  | 272.4859 | 0.00028043 | 272.4859 | 0 | 462.2153 | 0.0031028 | 468.5048 | 0.53519 | 463.192 | 0.044539 | 462.2153 | 0.035679 | 468.5048 | 0.096878 | 468.5048 | 0.039577 | 469.108 | 0.046223 | 468.5048 | 0.15547 | 468.5048 | 0.16937 | 468.5048 | 5.0569 | 462.1056 | 18.3351 | 463.19 | 29.6721 | 469.108 | 3.0065 | 462.2153 | 0.32442 | 463.19 | -0.012525 | 468.5048 | 0.011184 | 463.19 | -0.02052 | 468.5048 | 0.0062401 | 462.1056 | 0.00035939 | 462.1056 | 0.00024901 | 468.5048 | -0.039754 | 469.108 | -0.0073003 | 469.108 | -0.004267 | 468.5048 | 0.0090687 | 699.2196 | 0.043196 | 468.5048 | 0 | 468.5048 | -0.011241 | 698.4823 | 0.00026087 | 468.5048 | -0.023773 | 701.1847 | 0.0002128 | 699.2196 | 0.023172 | 701.1847 | 0.00013643 | 889.5599 | 0.002307 | 1138.4916 | 0.050643 | 1015.4785 | 0.01142 | 1066.4379 | 0 | 1065.7688 | 0 | 468.505 | 0.056133 | 469.108 | 0.73182 | 468.5048 | 3.3618 | 468.5048 | 1.0768 | 468.5048 | 3.738 | 466.1503 | 0.04157
| 272.5608 | 0.60329 |  |  | 272.5608 | 0.012277 | 272.5608 | 0 | 462.3285 | 0.0017592 | 468.7269 | 0.54274 | 463.4143 | 0.082427 | 462.3285 | 0 | 468.7269 | 0.27028 | 468.7269 | 0.071768 | 469.3299 | 0.11215 | 468.7269 | 0.30627 | 468.7269 | 0.23329 | 468.7269 | 5.1031 | 462.221 | 18.0444 | 463.41 | 29.0827 | 469.3299 | 3.1272 | 462.3285 | 0.31731 | 463.41 | -0.005187 | 468.7269 | 0.023328 | 463.41 | -0.017722 | 468.7269 | 0.01527 | 462.221 | 0.00033462 | 462.221 | 0.00026859 | 468.7269 | 0.025521 | 469.3299 | 0.0025816 | 469.3299 | 0.001691 | 468.7269 | -0.0084923 | 699.3826 | 0.062685 | 468.7269 | 0 | 468.7269 | -0.011439 | 698.6453 | 0 | 468.7269 | 0.014296 | 701.3481 | 0.00057588 | 699.3826 | 0.022188 | 701.3481 | 0.00012414 | 889.6387 | 0.0031334 | 1138.555 | 0.050837 | 1015.4911 | 0.01141 | 1066.4936 | 0 | 1065.8245 | 0 | 468.727 | 0.056338 | 469.3299 | 0.73729 | 468.7269 | 3.3304 | 468.7269 | 1.0974 | 468.7269 | 3.7093 | 466.3717 | 0.042293
| 272.6358 | 0.59846 |  |  | 272.6358 | 0.0095084 | 272.6358 | 0 | 462.4416 | 0.011884 | 468.949 | 0.54131 | 463.6367 | 0.055951 | 462.4416 | 0.024288 | 468.949 | 0.083171 | 468.949 | 0.042324 | 469.5518 | 0.045466 | 468.949 | 0.14699 | 468.949 | 0.22457 | 468.949 | 4.8839 | 462.3363 | 17.8528 | 463.64 | 29.1483 | 469.5518 | 3.2095 | 462.4416 | 0.32087 | 463.64 | -0.014156 | 468.949 | 0.012978 | 463.64 | -0.00513 | 468.949 | 0.011466 | 462.3363 | 0.00041618 | 462.3363 | 0.00032295 | 468.949 | -0.0035632 | 469.5518 | -0.0038713 | 469.5518 | -0.0020555 | 468.949 | 0.0010566 | 699.5456 | 0.048001 | 468.949 | 0 | 468.949 | -0.010867 | 698.8084 | 0 | 468.949 | -0.00059806 | 701.5114 | 0.00035101 | 699.5456 | 0.023062 | 701.5114 | 0.000135 | 889.7175 | 0.0029523 | 1138.6185 | 0.051032 | 1015.5037 | 0.011401 | 1066.5493 | 0 | 1065.8801 | 0 | 468.949 | 0.054995 | 469.5518 | 0.73714 | 468.949 | 3.2866 | 468.949 | 1.0454 | 468.949 | 3.611 | 466.5931 | 0.042271
| 272.7107 | 0.59267 |  |  | 272.7107 | 0.0087555 | 272.7107 | 0 | 462.5548 | 0 | 469.171 | 0.55123 | 463.859 | 0.080923 | 462.5548 | 0 | 469.171 | 0.30734 | 469.171 | 0.08258 | 469.7737 | 0.11177 | 469.171 | 0.30011 | 469.171 | 0.22291 | 469.171 | 4.9284 | 462.4517 | 17.6425 | 463.86 | 28.3499 | 469.7737 | 3.3077 | 462.5548 | 0.34521 | 463.86 | -0.0040998 | 469.171 | 0.036902 | 463.86 | 0.0032645 | 469.171 | 0.016133 | 462.4517 | 0.00035481 | 462.4517 | 0.00032695 | 469.171 | 0.026825 | 469.7737 | 0.0075009 | 469.7737 | 0.0030228 | 469.171 | 0.0050478 | 699.7086 | 0.061296 | 469.171 | 0 | 469.171 | 0.010611 | 698.9715 | 0.00017392 | 469.171 | 0.0098746 | 701.6748 | 0.00034443 | 699.7086 | 0.020986 | 701.6748 | 0.00012628 | 889.7962 | 0.0024041 | 1138.6821 | 0.051227 | 1015.5164 | 0.011393 | 1066.6051 | 0 | 1065.9358 | 0 | 469.171 | 0.053589 | 469.7737 | 0.73425 | 469.171 | 3.301 | 469.171 | 1.0653 | 469.171 | 3.6319 | 466.8145 | 0.042778
| 272.7857 | 0.58261 |  |  | 272.7857 | 0.0048089 | 272.7857 | 0 | 462.668 | 0.017153 | 469.3931 | 0.42648 | 464.0813 | 0.055786 | 462.668 | 0.018262 | 469.3931 | 0.20135 | 469.3931 | 0.019674 | 469.9956 | 0.022774 | 469.3931 | 0.14979 | 469.3931 | 0.1731 | 469.3931 | 4.6925 | 462.567 | 17.5247 | 464.08 | 28.7789 | 469.9956 | 3.3851 | 462.668 | 0.31554 | 464.08 | -0.015244 | 469.3931 | 0.027349 | 464.08 | 0.00011659 | 469.3931 | -0.0012198 | 462.567 | 0.00035481 | 462.567 | 0.00035013 | 469.3931 | -0.02402 | 469.9956 | -0.0075389 | 469.9956 | -0.0034635 | 469.3931 | -0.0052564 | 699.8715 | 0.048428 | 469.3931 | 0 | 469.3931 | -0.013617 | 699.1346 | 0.00026087 | 469.3931 | -0.00843 | 701.8382 | 0.00057807 | 699.8715 | 0.021969 | 701.8382 | 0.00013628 | 889.875 | 0.0026543 | 1138.7456 | 0.051421 | 1015.5289 | 0.011385 | 1066.6608 | 0 | 1065.9915 | 0 | 469.393 | 0.052199 | 469.9956 | 0.70184 | 469.3931 | 3.2468 | 469.3931 | 1.027 | 469.3931 | 3.5476 | 467.036 | 0.042605
| 272.8607 | 0.57957 |  |  | 272.8607 | 0.0091927 | 272.8607 | 0 | 462.7811 | 0 | 469.6152 | 0.52278 | 464.3037 | 0.080224 | 462.7811 | 0 | 469.6152 | 0.30328 | 469.6152 | 0.076968 | 470.2176 | 0.14511 | 469.6152 | 0.28695 | 469.6152 | 0.23495 | 469.6152 | 4.7034 | 462.6824 | 17.3196 | 464.3 | 28.1608 | 470.2176 | 3.5404 | 462.7811 | 0.31428 | 464.3 | -0.014156 | 469.6152 | 0.026074 | 464.3 | 0.0050134 | 469.6152 | 0.015423 | 462.6824 | 0.00028545 | 462.6824 | 0.00037371 | 469.6152 | 0.024338 | 470.2176 | 0.00013269 | 470.2176 | 0.00055589 | 469.6152 | 0.0024187 | 700.0345 | 0.061777 | 469.6152 | 0 | 469.6152 | 0.0021951 | 699.2977 | 0.00017392 | 469.6152 | 0.025186 | 702.0016 | 0.00026216 | 700.0345 | 0.021751 | 702.0016 | 0.00012328 | 889.9538 | 0.002838 | 1138.8091 | 0.051616 | 1015.5416 | 0.011378 | 1066.7166 | 0 | 1066.0471 | 0 | 469.615 | 0.050764 | 470.2176 | 0.73149 | 469.6152 | 3.2583 | 469.6152 | 1.0438 | 469.6152 | 3.5476 | 467.2574 | 0.043943
| 272.9356 | 0.57147 |  |  | 272.9356 | 0.011961 | 272.9356 | 0 | 462.8943 | 0 | 469.8373 | 0.4864 | 464.5261 | 0.075439 | 462.8943 | 0 | 469.8373 | 0.11941 | 469.8373 | 0.038966 | 470.4395 | 0.052285 | 469.8373 | 0.15063 | 469.8373 | 0.16314 | 469.8373 | 4.5027 | 462.7978 | 17.1423 | 464.53 | 28.1625 | 470.4395 | 3.6279 | 462.8943 | 0.33393 | 464.53 | -0.007905 | 469.8373 | 0.011659 | 464.53 | 0.0060627 | 469.8373 | -0.00072282 | 462.7978 | 0.00030718 | 462.7978 | 0.00043966 | 469.8373 | -0.031092 | 470.4395 | -0.0062849 | 470.4395 | -0.0039152 | 469.8373 | -0.018364 | 700.1975 | 0.041754 | 469.8373 | 0 | 469.8373 | -0.018029 | 699.4609 | 0.00026087 | 469.8373 | -0.033169 | 702.1649 | 0.00055284 | 700.1975 | 0.023718 | 702.1649 | 0.00013014 | 890.0327 | 0.0024667 | 1138.8727 | 0.05181 | 1015.5542 | 0.011372 | 1066.7723 | 0 | 1066.1028 | 0 | 469.837 | 0.050787 | 470.4395 | 0.72221 | 469.8373 | 3.2205 | 469.8373 | 0.9831 | 469.8373 | 3.4327 | 467.4789 | 0.043433
| 273.0106 | 0.56568 |  |  | 273.0106 | 0.0063147 | 273.0106 | 0 | 463.0075 | 0 | 470.0595 | 0.51864 | 464.7484 | 0.081116 | 463.0075 | 0 | 470.0595 | 0.30852 | 470.0595 | 0.062301 | 470.6615 | 0.11101 | 470.0595 | 0.27738 | 470.0595 | 0.21627 | 470.0595 | 4.4464 | 462.9131 | 16.8789 | 464.75 | 27.1614 | 470.6615 | 3.7271 | 463.0075 | 0.31376 | 464.75 | 0.008947 | 470.0595 | 0.020055 | 464.75 | -0.0040807 | 470.0595 | 0.016031 | 462.9131 | 0.00031327 | 462.9131 | 0.0003933 | 470.0595 | 0.030387 | 470.6615 | 6.0008e-06 | 470.6615 | -0.0012963 | 470.0595 | -0.0014356 | 700.3606 | 0.059054 | 470.0595 | 0 | 470.0595 | -0.00096796 | 699.624 | 0.00017392 | 470.0595 | 0.0022793 | 702.3284 | 0.0003181 | 700.3606 | 0.022406 | 702.3284 | 0.00011543 | 890.1115 | 0.0022701 | 1138.9362 | 0.05201 | 1015.5668 | 0.011366 | 1066.828 | 0 | 1066.1584 | 0 | 470.059 | 0.050643 | 470.6615 | 0.7312 | 470.0595 | 3.2043 | 470.0595 | 1.005 | 470.0595 | 3.4052 | 467.7004 | 0.044658
| 273.0856 | 0.55519 |  |  | 273.0856 | 0.0084155 | 273.0856 | 0 | 463.1206 | 0.017153 | 470.2816 | 0.46736 | 464.9708 | 0.057416 | 463.1206 | 0.028371 | 470.2816 | 0.1215 | 470.2816 | 0.028032 | 470.8834 | 0.042813 | 470.2816 | 0.15619 | 470.2816 | 0.13865 | 470.2816 | 4.3012 | 463.0285 | 16.6959 | 464.97 | 27.0171 | 470.8834 | 3.8321 | 463.1206 | 0.32619 | 464.97 | -0.025572 | 470.2816 | 0.018911 | 464.97 | -0.0012825 | 470.2816 | 0.0020902 | 463.0285 | 0.00033347 | 463.0285 | 0.0003933 | 470.2816 | -0.032261 | 470.8834 | -0.012011 | 470.8834 | -0.0074611 | 470.2816 | 0.0071305 | 700.5236 | 0.068184 | 470.2816 | 0 | 470.2816 | -0.003224 | 699.7871 | 0.00078262 | 470.2816 | -0.056284 | 702.4918 | 0.00032139 | 700.5236 | 0.022953 | 702.4918 | 0.00013 | 890.1903 | 0.0021837 | 1138.9996 | 0.052205 | 1015.5795 | 0.011361 | 1066.8838 | 0 | 1066.2141 | 0 | 470.282 | 0.048912 | 470.8834 | 0.71678 | 470.2816 | 3.1243 | 470.2816 | 0.97454 | 470.2816 | 3.336 | 467.9218 | 0.043847
| 273.1606 | 0.55056 |  |  | 273.1606 | 0.007189 | 273.1606 | 0 | 463.2338 | 0 | 470.5038 | 0.53395 | 465.1933 | 0.090809 | 463.2338 | 0 | 470.5038 | 0.32535 | 470.5038 | 0.075023 | 471.1054 | 0.13223 | 470.5038 | 0.27771 | 470.5038 | 0.23412 | 470.5038 | 4.3012 | 463.1439 | 16.4729 | 465.19 | 26.6325 | 471.1054 | 3.9735 | 463.2338 | 0.30509 | 465.19 | 0.017645 | 470.5038 | 0.033968 | 465.19 | -0.011426 | 470.5038 | 0.016387 | 463.1439 | 0.00034414 | 463.1439 | 0.0002606 | 470.5038 | 0.039754 | 471.1054 | 0.0026005 | 471.1054 | 0.00060436 | 470.5038 | 0.032355 | 700.6866 | 0.065247 | 470.5038 | 0 | 470.5038 | 0.012667 | 699.9502 | 0.00017392 | 470.5038 | 0.031957 | 702.6552 | 0.00055613 | 700.6866 | 0.020876 | 702.6552 | 0.00012014 | 890.2692 | 0.0025774 | 1139.0632 | 0.052404 | 1015.5921 | 0.011357 | 1066.9396 | 0 | 1066.2698 | 0 | 470.504 | 0.049604 | 471.1054 | 0.73777 | 470.5038 | 3.1391 | 470.5038 | 0.96297 | 470.5038 | 3.2857 | 468.1433 | 0.044005
| 273.2356 | 0.54186 |  |  | 273.2356 | 0.0044081 | 273.2356 | 0 | 463.347 | 0.00029265 | 470.7259 | 0.51317 | 465.4157 | 0.050805 | 463.347 | 0.045566 | 470.7259 | 0.090953 | 470.7259 | 0.04827 | 471.3274 | 0.039403 | 470.7259 | 0.15284 | 470.7259 | 0.17808 | 470.7259 | 4.0518 | 463.2593 | 16.3359 | 465.42 | 26.0033 | 471.3274 | 4.0502 | 463.347 | 0.30269 | 465.42 | -0.005187 | 470.7259 | 0.020977 | 465.42 | -0.018421 | 470.7259 | 0.010603 | 463.2593 | 0.00033538 | 463.2593 | 0.00017506 | 470.7259 | -0.012417 | 471.3274 | -0.006356 | 471.3274 | -0.0011454 | 470.7259 | -0.0051612 | 700.8496 | 0.071174 | 470.7259 | 0 | 470.7259 | -0.01992 | 700.1134 | 0.00026087 | 470.7259 | -0.0090912 | 702.8186 | 0.00028849 | 700.8496 | 0.021641 | 702.8186 | 0.00014771 | 890.3481 | 0.0025791 | 1139.1268 | 0.052604 | 1015.6047 | 0.011353 | 1066.9954 | 0 | 1066.3256 | 0 | 470.726 | 0.04776 | 471.3274 | 0.72555 | 470.7259 | 3.0785 | 470.7259 | 0.94239 | 470.7259 | 3.2024 | 468.3649 | 0.044387
| 273.3105 | 0.5402 |  |  | 273.3105 | 0.010395 | 273.3105 | 0 | 463.4601 | 0 | 470.9481 | 0.51347 | 465.6381 | 0.105 | 463.4601 | 0 | 470.9481 | 0.22624 | 470.9481 | 0.069299 | 471.5494 | 0.10609 | 470.9481 | 0.25204 | 470.9481 | 0.23039 | 470.9481 | 4.1021 | 463.3747 | 16.1406 | 465.64 | 25.7884 | 471.5494 | 4.1906 | 463.4601 | 0.27813 | 465.64 | -0.00083807 | 470.9481 | 0.033438 | 465.64 | 0.019004 | 470.9481 | 0.015676 | 463.3747 | 0.00034757 | 463.3747 | 0.00022183 | 470.9481 | 0.029487 | 471.5494 | -0.0009635 | 471.5494 | -0.00039638 | 470.9481 | 0.023736 | 701.0126 | 0.057185 | 470.9481 | 0 | 470.9481 | 0.0052855 | 700.2765 | 0.0012174 | 470.9481 | 0.027965 | 702.982 | 0.00051774 | 701.0126 | 0.020658 | 702.982 | 0.00014071 | 890.4269 | 0.0023677 | 1139.1903 | 0.052804 | 1015.6174 | 0.01135 | 1067.0512 | 0 | 1066.3812 | 0 | 470.948 | 0.047608 | 471.5494 | 0.72753 | 470.9481 | 3.0443 | 470.9481 | 0.96973 | 470.9481 | 3.2114 | 468.5864 | 0.045036
| 273.3855 | 0.52724 |  |  | 273.3855 | 0.0041895 | 273.3855 | 0 | 463.5733 | 0.019941 | 471.1703 | 0.48256 | 465.8606 | 0.064428 | 463.5733 | 0.036969 | 471.1703 | 0.076494 | 471.1703 | 0.02434 | 471.7715 | 0.059105 | 471.1703 | 0.14325 | 471.1703 | 0.16272 | 471.1703 | 3.8695 | 463.4901 | 15.9977 | 465.86 | 25.2185 | 471.7715 | 4.2272 | 463.5733 | 0.3217 | 465.86 | -0.0095359 | 471.1703 | 0.01878 | 465.86 | -0.011076 | 471.1703 | 0.0066967 | 463.4901 | 0.00036892 | 463.4901 | 0.00031935 | 471.1703 | -0.022807 | 471.7715 | -0.012087 | 471.7715 | -0.0069857 | 471.1703 | -0.014866 | 701.1757 | 0.057452 | 471.1703 | 0 | 471.1703 | 0.0018279 | 700.4397 | 0.00026087 | 471.1703 | -0.026432 | 703.1454 | 0.00027532 | 701.1757 | 0.02186 | 703.1454 | 0.00014328 | 890.5059 | 0.0021022 | 1139.2539 | 0.053004 | 1015.63 | 0.011347 | 1067.1069 | 0 | 1066.4369 | 0 | 471.17 | 0.045445 | 471.7715 | 0.70555 | 471.1703 | 2.9795 | 471.1703 | 0.9167 | 471.1703 | 3.0846 | 468.8079 | 0.045075
| 273.4605 | 0.52427 |  |  | 273.4605 | 0.0054889 | 273.4605 | 0 | 463.6865 | 0 | 471.3925 | 0.49932 | 466.083 | 0.088784 | 463.6865 | 0 | 471.3925 | 0.32466 | 471.3925 | 0.063564 | 471.9935 | 0.12086 | 471.3925 | 0.27067 | 471.3925 | 0.23039 | 471.3925 | 3.888 | 463.6055 | 15.79 | 466.08 | 24.4776 | 471.9935 | 4.323 | 463.6865 | 0.32975 | 466.08 | -0.017691 | 471.3925 | 0.033009 | 466.08 | -0.014223 | 471.3925 | 0.011415 | 463.6055 | 0.00034605 | 463.6055 | 0.00036971 | 471.3925 | 0.019644 | 471.9935 | 0.0044731 | 471.9935 | 0.00095692 | 471.3925 | 0.0050747 | 701.3387 | 0.073684 | 471.3925 | 0 | 471.3925 | 0.023182 | 700.6028 | 0 | 471.3925 | 0.010131 | 703.3089 | 0.00045851 | 701.3387 | 0.020767 | 703.3089 | 0.00012257 | 890.5847 | 0.0029321 | 1139.3175 | 0.053198 | 1015.6426 | 0.011345 | 1067.1627 | 0 | 1066.4927 | 0 | 471.393 | 0.045071 | 471.9935 | 0.70698 | 471.3925 | 2.949 | 471.3925 | 0.92722 | 471.3925 | 3.0471 | 469.0295 | 0.045685
| 273.5355 | 0.51675 |  |  | 273.5355 | 0.0078083 | 273.5355 | 0 | 463.7997 | 0 | 471.6148 | 0.48049 | 466.3055 | 0.063377 | 463.7997 | 0.047715 | 471.6148 | 0.1831 | 471.6148 | 0.042821 | 472.2155 | 0.052285 | 471.6148 | 0.1426 | 471.6148 | 0.11997 | 471.6148 | 3.5378 | 463.7209 | 15.6179 | 466.31 | 24.4015 | 472.2155 | 4.3993 | 463.7997 | 0.33925 | 466.31 | -0.016331 | 471.6148 | 0.021004 | 466.31 | -0.0065291 | 471.6148 | 0.005682 | 463.7209 | 0.00033271 | 463.7209 | 0.00024141 | 471.6148 | -0.0095733 | 472.2155 | -0.0082439 | 472.2155 | -0.0072985 | 471.6148 | 0.0011552 | 701.5018 | 0.067223 | 471.6148 | 0 | 471.6148 | 0.002364 | 700.766 | 0.00078262 | 471.6148 | -0.040463 | 703.4723 | 0.00035211 | 701.5018 | 0.022516 | 703.4723 | 0.00014 | 890.6636 | 0.0039068 | 1139.3811 | 0.053403 | 1015.6553 | 0.011344 | 1067.2185 | 0 | 1066.5483 | 0 | 471.615 | 0.043136 | 472.2155 | 0.70279 | 471.6148 | 2.8649 | 471.6148 | 0.81995 | 471.6148 | 2.9391 | 469.251 | 0.045159
| 273.6105 | 0.5121 |  |  | 273.6105 | 0.0097634 | 273.6105 | 0 | 463.9129 | 0 | 471.837 | 0.4977 | 466.528 | 0.095078 | 463.9129 | 0 | 471.837 | 0.294 | 471.837 | 0.074556 | 472.4376 | 0.10798 | 471.837 | 0.2618 | 471.837 | 0.16314 | 471.837 | 3.6294 | 463.8363 | 15.3882 | 466.53 | 23.804 | 472.4376 | 4.492 | 463.9129 | 0.3217 | 466.53 | -0.00029446 | 471.837 | 0.039408 | 466.53 | 0.020054 | 471.837 | 0.01527 | 463.8363 | 0.00030337 | 463.8363 | 0.00018306 | 471.837 | 0.018074 | 472.4376 | 0.003385 | 472.4376 | 0.0032555 | 471.837 | 0.01674 | 701.6648 | 0.071228 | 471.837 | 0 | 471.837 | 0.0002953 | 700.9291 | 0.00017392 | 471.837 | 0.0043987 | 703.6358 | 0.0005342 | 701.6648 | 0.021969 | 703.6358 | 0.00011428 | 890.7426 | 0.0036452 | 1139.4446 | 0.053603 | 1015.6679 | 0.011343 | 1067.2743 | 0 | 1066.6041 | 0 | 471.837 | 0.042839 | 472.4376 | 0.69476 | 471.837 | 2.8587 | 471.837 | 0.95336 | 471.837 | 2.9431 | 469.4726 | 0.04621
| 273.6856 | 0.5017 |  |  | 273.6856 | 0.0062904 | 273.6856 | 0 | 464.026 | 0 | 472.0592 | 0.47456 | 466.7505 | 0.061095 | 464.026 | 0.014163 | 472.0592 | 0.06787 | 472.0593 | 0.039907 | 472.6597 | 0.03349 | 472.0592 | 0.13695 | 472.0593 | 0.14238 | 472.0593 | 3.4052 | 463.9517 | 15.2284 | 466.75 | 23.2684 | 472.6597 | 4.5515 | 464.026 | 0.30603 | 466.75 | -0.010623 | 472.0592 | 0.016499 | 466.75 | 0.0039641 | 472.0593 | 0.0073562 | 463.9517 | 0.0003148 | 463.9517 | 0.00017906 | 472.0593 | -0.035253 | 472.6597 | -0.007174 | 472.6597 | -0.0042079 | 472.0593 | -0.025859 | 701.8279 | 0.069466 | 472.0592 | 0 | 472.0592 | -0.013829 | 701.0923 | 0.00026087 | 472.0592 | -0.048464 | 703.7992 | 0.0003203 | 701.8279 | 0.022953 | 703.7992 | 0.00012857 | 890.8215 | 0.0034934 | 1139.5082 | 0.053803 | 1015.6805 | 0.011342 | 1067.3301 | 0 | 1066.6598 | 0 | 472.059 | 0.042388 | 472.6597 | 0.68008 | 472.0593 | 2.7938 | 472.0593 | 0.85601 | 472.0593 | 2.8526 | 469.6942 | 0.04521
| 273.7606 | 0.49694 |  |  | 273.7606 | 0.0064604 | 273.7606 | 0 | 464.1392 | 0 | 472.2815 | 0.51906 | 466.973 | 0.077225 | 464.1392 | 0 | 472.2815 | 0.3094 | 472.2815 | 0.076813 | 472.8818 | 0.10457 | 472.2815 | 0.26639 | 472.2815 | 0.18555 | 472.2815 | 3.5101 | 464.0671 | 15.0458 | 466.97 | 22.3921 | 472.8818 | 4.7035 | 464.1392 | 0.34699 | 466.97 | -0.014429 | 472.2815 | 0.036487 | 466.97 | -0.0054798 | 472.2815 | 0.017148 | 464.0671 | 0.00032814 | 464.0671 | 0.00017506 | 472.2815 | 0.04049 | 472.8818 | 0.010545 | 472.8818 | 0.0067707 | 472.2815 | 0.012304 | 701.9909 | 0.073577 | 472.2815 | 0 | 472.2815 | 0.016341 | 701.2555 | 0 | 472.2815 | 0.018439 | 703.9627 | 0.0004969 | 701.9909 | 0.021423 | 703.9627 | 0.00012657 | 890.9005 | 0.0029537 | 1139.5718 | 0.054002 | 1015.6932 | 0.011342 | 1067.3859 | 0 | 1066.7156 | 0 | 472.282 | 0.042402 | 472.8818 | 0.68731 | 472.2815 | 2.8144 | 472.2815 | 0.87314 | 472.2815 | 2.8588 | 469.9158 | 0.046767
| 273.8356 | 0.49001 |  |  | 273.8356 | 0.0080998 | 273.8356 | 0 | 464.2524 | 0.0024003 | 472.5038 | 0.47662 | 467.1956 | 0.050643 | 464.2524 | 0.024288 | 472.5038 | 0.14301 | 472.5038 | 0.032499 | 473.1039 | 0.05077 | 472.5038 | 0.15013 | 472.5038 | 0.12287 | 472.5038 | 3.2901 | 464.1825 | 14.9324 | 467.2 | 22.1311 | 473.1039 | 4.8371 | 464.2524 | 0.32672 | 467.2 | -0.011982 | 472.5038 | 0.03013 | 467.2 | -0.022969 | 472.5038 | 0.012683 | 464.1825 | 0.00031137 | 464.1825 | 0.00020624 | 472.5038 | -0.036394 | 473.1039 | -0.002932 | 473.1039 | -0.0052128 | 472.5038 | 0.011439 | 702.154 | 0.057345 | 472.5038 | 0 | 472.5038 | -0.011784 | 701.4186 | 0 | 472.5038 | -0.034807 | 704.1262 | 0.00030823 | 702.154 | 0.022734 | 704.1262 | 0.00014471 | 890.9795 | 0.002867 | 1139.6354 | 0.054207 | 1015.7058 | 0.011342 | 1067.4416 | 0 | 1066.7714 | 0 | 472.504 | 0.041643 | 473.1039 | 0.68463 | 472.5038 | 2.7638 | 472.5038 | 0.83212 | 472.5038 | 2.8072 | 470.1374 | 0.045513
| 273.9106 | 0.48618 |  |  | 273.9106 | 0.010844 | 273.9106 | 0 | 464.3656 | 0 | 472.7261 | 0.48576 | 467.4181 | 0.089276 | 464.3656 | 0 | 472.7261 | 0.18597 | 472.7261 | 0.06379 | 473.326 | 0.10192 | 472.7261 | 0.2496 | 472.7261 | 0.22374 | 472.7261 | 3.2448 | 464.2979 | 14.7584 | 467.42 | 21.5472 | 473.326 | 4.945 | 464.3656 | 0.3286 | 467.42 | -0.0027408 | 472.7261 | 0.031309 | 467.42 | 0.021452 | 472.7261 | 0.013038 | 464.2979 | 0.00031061 | 464.2979 | 0.00026859 | 472.7261 | 0.031269 | 473.326 | 0.0020938 | 473.326 | 0.0027272 | 472.7261 | 0.0077717 | 702.3171 | 0.077261 | 472.7261 | 0 | 472.7261 | -0.0048497 | 701.5818 | 0 | 472.7261 | 0.0084136 | 704.2896 | 0.00048922 | 702.3171 | 0.022079 | 704.2896 | 0.00013186 | 891.0585 | 0.0031493 | 1139.6991 | 0.054407 | 1015.7184 | 0.011343 | 1067.4976 | 0 | 1066.827 | 0 | 472.726 | 0.04107 | 473.326 | 0.68426 | 472.7261 | 2.763 | 472.7261 | 0.85225 | 472.7261 | 2.8025 | 470.359 | 0.045903
| 273.9856 | 0.47473 |  |  | 273.9856 | 0.0050031 | 273.9856 | 0 | 464.4788 | 0.0080204 | 472.9484 | 0.46234 | 467.6407 | 0.042744 | 464.4788 | 0.01789 | 472.9484 | 0.12988 | 472.9484 | 0.040384 | 473.5481 | 0.032477 | 472.9484 | 0.15182 | 472.9484 | 0.10544 | 472.9484 | 3.1566 | 464.4134 | 14.6189 | 467.64 | 21.309 | 473.5481 | 5.0394 | 464.4788 | 0.33622 | 467.64 | -0.0049152 | 472.9484 | 0.030614 | 467.64 | -0.013874 | 472.9484 | 0.010299 | 464.4134 | 0.00031861 | 464.4134 | 0.00036212 | 472.9484 | -0.035225 | 473.5481 | -0.0022091 | 473.5481 | -0.0025468 | 472.9484 | -0.014241 | 702.4802 | 0.066582 | 472.9484 | 0 | 472.9484 | -0.0091797 | 701.745 | 0.00026087 | 472.9484 | -0.02842 | 704.4531 | 0.00033785 | 702.4802 | 0.022625 | 704.4531 | 0.00013328 | 891.1375 | 0.0029525 | 1139.7627 | 0.054612 | 1015.7311 | 0.011344 | 1067.5533 | 0 | 1066.8828 | 0 | 472.948 | 0.039591 | 473.5481 | 0.66848 | 472.9484 | 2.704 | 472.9484 | 0.83438 | 472.9484 | 2.7145 | 470.5807 | 0.046013
| 274.0607 | 0.46966 |  |  | 274.0607 | 0.0097027 | 274.0607 | 0 | 464.592 | 0 | 473.1707 | 0.4774 | 467.8633 | 0.096241 | 464.592 | 0 | 473.1707 | 0.27238 | 473.1707 | 0.073305 | 473.7703 | 0.12086 | 473.1707 | 0.27208 | 473.1707 | 0.17767 | 473.1707 | 3.0802 | 464.5288 | 14.425 | 467.86 | 20.3912 | 473.7703 | 5.1108 | 464.592 | 0.33779 | 467.86 | 0.01683 | 473.1707 | 0.033579 | 467.86 | 0.0074619 | 473.1707 | 0.013292 | 464.5288 | 0.00032661 | 464.5288 | 0.00032295 | 473.1707 | 0.026743 | 473.7703 | 0.0038238 | 473.7703 | 0.0012258 | 473.1707 | 0.0022394 | 702.6432 | 0.076193 | 473.1707 | 0 | 473.1707 | 0.0073298 | 701.9082 | 0.00017392 | 473.1707 | 0.020233 | 704.6166 | 0.00055284 | 702.6432 | 0.020986 | 704.6166 | 0.00011063 | 891.2166 | 0.0027829 | 1139.8263 | 0.054812 | 1015.7437 | 0.011345 | 1067.6091 | 0 | 1066.9386 | 0 | 473.171 | 0.039068 | 473.7703 | 0.66712 | 473.1707 | 2.6787 | 473.1707 | 0.82641 | 473.1707 | 2.6704 | 470.8023 | 0.046969
| 274.1357 | 0.46139 |  |  | 274.1357 | 0.0037281 | 274.1357 | 0 | 464.7052 | 0 | 473.3931 | 0.45157 | 468.0859 | 0.053694 | 464.7052 | 0.023858 | 473.3931 | 0.033797 | 473.3931 | 0.020743 | 473.9924 | 0.056832 | 473.3931 | 0.12244 | 473.3931 | 0.11291 | 473.3931 | 2.8887 | 464.6442 | 14.2971 | 468.09 | 20.2914 | 473.9924 | 5.1699 | 464.7052 | 0.33769 | 468.09 | -0.015787 | 473.3931 | 0.021486 | 468.09 | -0.013525 | 473.3931 | 0.0032352 | 464.6442 | 0.00029803 | 464.6442 | 0.00029177 | 473.3931 | -0.023062 | 473.9924 | -0.011823 | 473.9924 | -0.0067107 | 473.3931 | -0.0033604 | 702.8063 | 0.068238 | 473.3931 | 0 | 473.3931 | -0.02327 | 702.0714 | 0.00026087 | 473.3931 | -0.027884 | 704.7801 | 0.00020732 | 702.8063 | 0.021423 | 704.7801 | 0.0001172 | 891.2956 | 0.0024829 | 1139.8899 | 0.055017 | 1015.7563 | 0.011347 | 1067.665 | 0 | 1066.9944 | 0 | 473.393 | 0.039027 | 473.9924 | 0.65619 | 473.3931 | 2.5997 | 473.3931 | 0.79637 | 473.3931 | 2.6331 | 471.024 | 0.045923
| 274.2107 | 0.45759 |  |  | 274.2107 | 0.012192 | 274.2107 | 0 | 464.8184 | 0 | 473.6154 | 0.4846 | 468.3085 | 0.088175 | 464.8184 | 0 | 473.6154 | 0.23582 | 473.6154 | 0.064758 | 474.2146 | 0.095857 | 473.6154 | 0.23526 | 473.6154 | 0.22582 | 473.6154 | 2.9206 | 464.7597 | 14.1235 | 468.31 | 19.6136 | 474.2146 | 5.2984 | 464.8184 | 0.32734 | 468.31 | -0.017691 | 473.6154 | 0.046245 | 468.31 | -0.0016322 | 473.6154 | 0.021561 | 464.7597 | 0.0003068 | 464.7597 | 0.00024501 | 473.6154 | 0.016369 | 474.2146 | 0.0059232 | 474.2146 | 0.0013237 | 473.6154 | 0.006986 | 702.9694 | 0.079877 | 473.6154 | 0 | 473.6154 | 0.0081133 | 702.2346 | 0 | 473.6154 | 0.036689 | 704.9436 | 0.00056162 | 702.9694 | 0.020876 | 704.9436 | 9.7626e-05 | 891.3747 | 0.0031111 | 1139.9536 | 0.055221 | 1015.769 | 0.01135 | 1067.7208 | 0 | 1067.0502 | 0 | 473.615 | 0.038284 | 474.2146 | 0.66074 | 473.6154 | 2.6247 | 473.6154 | 0.80523 | 473.6154 | 2.6129 | 471.2457 | 0.046493
| 274.2858 | 0.44403 |  |  | 274.2858 | 0.0077476 | 274.2858 | 0 | 464.9316 | 0.0094255 | 473.8378 | 0.4088 | 468.5311 | 0.059554 | 464.9316 | 0.024932 | 473.8378 | 0.098844 | 473.8378 | 0.036976 | 474.4368 | 0.035662 | 473.8378 | 0.14764 | 473.8378 | 0.11748 | 473.8378 | 2.8333 | 464.8751 | 13.9753 | 468.53 | 19.4346 | 474.4368 | 5.3954 | 464.9316 | 0.3357 | 468.53 | -0.016331 | 473.8378 | 0.030527 | 468.53 | -0.014223 | 473.8378 | -0.00076928 | 464.8751 | 0.00034872 | 464.8751 | 0.000257 | 473.8378 | -0.024931 | 474.4368 | -0.0063485 | 474.4368 | -0.0043597 | 473.8378 | -0.0083743 | 703.1325 | 0.060175 | 473.8378 | 0 | 473.8378 | -0.020083 | 702.3978 | 0.00026087 | 473.8378 | -0.023138 | 705.1071 | 0.00022925 | 703.1325 | 0.022188 | 705.1071 | 0.00010663 | 891.4537 | 0.0034473 | 1140.0172 | 0.055421 | 1015.7816 | 0.011352 | 1067.7767 | 0 | 1067.106 | 0 | 473.838 | 0.037888 | 474.4368 | 0.63318 | 473.8378 | 2.5886 | 473.8378 | 0.7836 | 473.8378 | 2.5737 | 471.4673 | 0.046247
| 274.3608 | 0.44061 |  |  | 274.3608 | 0.0066304 | 274.3608 | 0 | 465.0448 | 0 | 474.0601 | 0.4698 | 468.7537 | 0.071464 | 465.0448 | 0 | 474.0601 | 0.18137 | 474.0601 | 0.060193 | 474.659 | 0.10268 | 474.0601 | 0.25288 | 474.0601 | 0.1594 | 474.0601 | 2.8627 | 464.9906 | 13.7538 | 468.75 | 18.4077 | 474.659 | 5.5441 | 465.0448 | 0.3286 | 468.75 | -0.0054588 | 474.0601 | 0.0339 | 468.75 | -0.0072287 | 474.0601 | 0.01177 | 464.9906 | 0.00038416 | 464.9906 | 0.00022982 | 474.0601 | 0.026131 | 474.659 | -0.0016807 | 474.659 | -0.00035983 | 474.0601 | 0.0010171 | 703.2956 | 0.078276 | 474.0601 | 0 | 474.0601 | 0.0099307 | 702.561 | 0 | 474.0601 | 0.020775 | 705.2707 | 0.0005331 | 703.2956 | 0.022406 | 705.2707 | 9.983e-05 | 891.5328 | 0.0032457 | 1140.0809 | 0.055626 | 1015.7943 | 0.011355 | 1067.8326 | 0 | 1067.1617 | 0 | 474.06 | 0.036437 | 474.659 | 0.65046 | 474.0601 | 2.6129 | 474.0601 | 0.78811 | 474.0601 | 2.6152 | 471.689 | 0.04664
| 274.4359 | 0.43311 |  |  | 274.4359 | 0.0032423 | 274.4359 | 0 | 465.158 | 0.0097769 | 474.2825 | 0.48404 | 468.9763 | 0.060059 | 465.158 | 0.032885 | 474.2825 | 0.077212 | 474.2825 | 0.036339 | 474.8812 | 0.090173 | 474.2825 | 0.13962 | 474.2825 | 0.11665 | 474.2825 | 2.6334 | 465.106 | 13.6157 | 468.98 | 18.3929 | 474.8812 | 5.6475 | 465.158 | 0.37008 | 468.98 | -0.0057306 | 474.2825 | 0.03739 | 468.98 | 0.0032645 | 474.2825 | 0.0045309 | 465.106 | 0.00036663 | 465.106 | 0.00029977 | 474.2825 | -0.023166 | 474.8812 | -0.0055145 | 474.8812 | -0.0029998 | 474.2825 | -0.010687 | 703.4588 | 0.082067 | 474.2825 | 0 | 474.2825 | 0.00028425 | 702.7243 | 0.00026087 | 474.2825 | -0.023414 | 705.4342 | 0.00039818 | 703.4588 | 0.023937 | 705.4342 | 0.00012706 | 891.6119 | 0.0032738 | 1140.1445 | 0.055831 | 1015.8069 | 0.011358 | 1067.8884 | 0 | 1067.2175 | 0 | 474.283 | 0.036108 | 474.8812 | 0.64793 | 474.2825 | 2.6014 | 474.2825 | 0.76948 | 474.2825 | 2.5419 | 471.9108 | 0.045878
| 274.5109 | 0.43326 |  |  | 274.5109 | 0.0086098 | 274.5109 | 0 | 465.2712 | 0 | 474.5049 | 0.47692 | 469.199 | 0.082205 | 465.2712 | 0 | 474.5049 | 0.29007 | 474.5049 | 0.061884 | 475.1034 | 0.11063 | 474.5049 | 0.2505 | 474.5049 | 0.15484 | 474.5049 | 2.7401 | 465.2215 | 13.4324 | 469.2 | 17.5251 | 475.1034 | 5.81 | 465.2712 | 0.37185 | 469.2 | 0.015199 | 474.5049 | 0.049307 | 469.2 | 0.01026 | 474.5049 | 0.01385 | 465.2215 | 0.00031861 | 465.2215 | 0.00036971 | 474.5049 | 0.033635 | 475.1034 | 0.0025277 | 475.1034 | 0.001444 | 474.5049 | 0.0076787 | 703.6219 | 0.078276 | 474.5049 | 0 | 474.5049 | 0.010409 | 702.8875 | 0 | 474.5049 | 0.033045 | 705.5977 | 0.00041573 | 703.6219 | 0.022188 | 705.5977 | 0.00012263 | 891.691 | 0.0030723 | 1140.2082 | 0.056036 | 1015.8195 | 0.011362 | 1067.9443 | 0 | 1067.2733 | 0 | 474.505 | 0.035651 | 475.1034 | 0.65039 | 474.5049 | 2.6089 | 474.5049 | 0.7824 | 474.5049 | 2.5564 | 472.1325 | 0.046978
| 274.586 | 0.41684 |  |  | 274.586 | 0.0025259 | 274.586 | 0 | 465.3844 | 0.03128 | 474.7274 | 0.47048 | 469.4217 | 0.040455 | 465.3844 | 0.031595 | 474.7274 | 0.097939 | 474.7274 | 0.033497 | 475.3256 | 0.043571 | 474.7274 | 0.14621 | 474.7274 | 0.13533 | 474.7274 | 2.573 | 465.3369 | 13.3246 | 469.42 | 17.0542 | 475.3256 | 5.8888 | 465.3844 | 0.36297 | 469.42 | -0.018506 | 474.7274 | 0.034965 | 469.42 | 0.0011659 | 474.7274 | 0.0080665 | 465.3369 | 0.00030718 | 465.3369 | 0.00035413 | 474.7274 | -0.023899 | 475.3256 | -0.002972 | 475.3256 | -0.0038025 | 474.7274 | -0.010773 | 703.785 | 0.080198 | 474.7274 | 0 | 474.7274 | -0.0032019 | 703.0507 | 0.00026087 | 474.7274 | -0.0060541 | 705.7613 | 0.00033236 | 703.785 | 0.022297 | 705.7613 | 0.00013663 | 891.7702 | 0.0027819 | 1140.2719 | 0.056241 | 1015.8322 | 0.011365 | 1068.0002 | 0 | 1067.3291 | 0 | 474.727 | 0.034485 | 475.3256 | 0.63699 | 474.7274 | 2.5791 | 474.7274 | 0.77278 | 474.7274 | 2.5407 | 472.3542 | 0.046978
| 274.661 | 0.41372 |  |  | 274.661 | 0.0067518 | 274.661 | 0 | 465.4976 | 0 | 474.9498 | 0.48663 | 469.6443 | 0.086464 | 465.4976 | 0 | 474.9498 | 0.28773 | 474.9498 | 0.064118 | 475.5479 | 0.10836 | 474.9498 | 0.25614 | 474.9498 | 0.16397 | 474.9498 | 2.7098 | 465.4524 | 13.1514 | 469.64 | 16.5207 | 475.5479 | 6.0497 | 465.4976 | 0.35346 | 469.64 | -0.0046433 | 474.9498 | 0.045282 | 469.64 | -0.0023318 | 474.9498 | 0.016285 | 465.4524 | 0.00027516 | 465.4524 | 0.00042048 | 474.9498 | 0.04049 | 475.5479 | 0.00012215 | 475.5479 | 0.0012672 | 474.9498 | 0.019238 | 703.9481 | 0.081372 | 474.9498 | 0 | 474.9498 | -0.010059 | 703.2139 | 0.00017392 | 474.9498 | 0.035357 | 705.9248 | 0.00049471 | 703.9481 | 0.020986 | 705.9248 | 0.00011906 | 891.8493 | 0.0025287 | 1140.3356 | 0.056451 | 1015.8448 | 0.011369 | 1068.056 | 0 | 1067.3849 | 0 | 474.95 | 0.034034 | 475.5479 | 0.64452 | 474.9498 | 2.6161 | 474.9498 | 0.79096 | 474.9498 | 2.5918 | 472.576 | 0.047005
| 274.7361 | 0.40524 |  |  | 274.7361 | 0.004906 | 274.7361 | 0 | 465.6108 | 0.014343 | 475.1722 | 0.4718 | 469.867 | 0.068306 | 465.6108 | 0.0081994 | 475.1722 | 0.14085 | 475.1722 | 0.03132 | 475.7701 | 0.06441 | 475.1722 | 0.13601 | 475.1722 | 0.14446 | 475.1722 | 2.5083 | 465.5679 | 13.0571 | 469.87 | 16.3391 | 475.7701 | 6.1517 | 465.6108 | 0.35848 | 469.87 | 0.01683 | 475.1722 | 0.038745 | 469.87 | 0.013408 | 475.1722 | 0.0082187 | 465.5679 | 0.00029727 | 465.5679 | 0.00041248 | 475.1722 | -0.019486 | 475.7701 | -0.0058507 | 475.7701 | -0.0041256 | 475.1722 | -0.0007844 | 704.1113 | 0.07961 | 475.1722 | 0 | 475.1722 | -0.010823 | 703.3772 | 0.00078262 | 475.1722 | -0.019309 | 706.0884 | 0.00029288 | 704.1113 | 0.022953 | 706.0884 | 0.00012257 | 891.9285 | 0.0030421 | 1140.3993 | 0.056655 | 1015.8575 | 0.011374 | 1068.1119 | 0 | 1067.4408 | 0 | 475.172 | 0.033502 | 475.7701 | 0.63802 | 475.1722 | 2.576 | 475.1722 | 0.75926 | 475.1722 | 2.5324 | 472.7977 | 0.04693
| 274.8111 | 0.40262 |  |  | 274.8111 | 0.0089255 | 274.8111 | 0 | 465.724 | 0 | 475.3947 | 0.50172 | 470.0897 | 0.070375 | 465.724 | 0 | 475.3947 | 0.34358 | 475.3947 | 0.06066 | 475.9924 | 0.11707 | 475.3947 | 0.26825 | 475.3947 | 0.18057 | 475.3947 | 2.5704 | 465.6833 | 12.8786 | 470.09 | 15.5957 | 475.9924 | 6.3304 | 465.724 | 0.36621 | 470.09 | -0.0013816 | 475.3947 | 0.056236 | 470.09 | -0.012825 | 475.3947 | 0.017604 | 465.6833 | 0.00031327 | 465.6833 | 0.00043606 | 475.3947 | 0.06368 | 475.9924 | 0.0045619 | 475.9924 | -0.00024106 | 475.3947 | 0.017239 | 704.2744 | 0.079397 | 475.3947 | 0 | 475.3947 | 0.019079 | 703.5404 | 0 | 475.3947 | 0.046346 | 706.2519 | 0.00057259 | 704.2744 | 0.022079 | 706.2519 | 0.000102 | 892.0077 | 0.0031962 | 1140.463 | 0.05686 | 1015.8701 | 0.011378 | 1068.1679 | 0 | 1067.4966 | 0 | 475.395 | 0.032356 | 475.9924 | 0.64231 | 475.3947 | 2.6158 | 475.3947 | 0.79682 | 475.3947 | 2.5494 | 473.0195 | 0.047312
| 274.8862 | 0.38802 |  |  | 274.8862 | 0.007869 | 274.8862 | 0 | 465.8373 | 0.012938 | 475.6172 | 0.48215 | 470.3125 | 0.060415 | 465.8373 | 0.024932 | 475.6172 | 0.031685 | 475.6172 | 0.037589 | 476.2147 | 0.048497 | 475.6172 | 0.16126 | 475.6172 | 0.12993 | 475.6172 | 2.4235 | 465.7988 | 12.7656 | 470.31 | 15.4502 | 476.2147 | 6.4153 | 465.8373 | 0.38366 | 470.31 | 0.0084033 | 475.6172 | 0.046918 | 470.31 | -0.0047802 | 475.6172 | 0.0081172 | 465.7988 | 0.00035291 | 465.7988 | 0.00030376 | 475.6172 | -0.032369 | 476.2147 | -0.0035203 | 476.2147 | -0.0032872 | 475.6172 | -0.012742 | 704.4375 | 0.079824 | 475.6172 | 0 | 475.6172 | -0.0091925 | 703.7037 | 0.00078262 | 475.6172 | -0.019406 | 706.4155 | 0.00033017 | 704.4375 | 0.023827 | 706.4155 | 0.00011371 | 892.0869 | 0.0030503 | 1140.5266 | 0.057065 | 1015.8828 | 0.011383 | 1068.2238 | 0 | 1067.5524 | 0 | 475.617 | 0.030492 | 476.2147 | 0.63347 | 475.6172 | 2.5539 | 475.6172 | 0.76167 | 475.6172 | 2.5132 | 473.2413 | 0.047288
| 274.9613 | 0.38741 |  |  | 274.9613 | 0.0062782 | 274.9613 | 0 | 465.9505 | 0 | 475.8396 | 0.48118 | 470.5352 | 0.077354 | 465.9505 | 0 | 475.8396 | 0.32636 | 475.8396 | 0.059491 | 476.437 | 0.090552 | 475.8396 | 0.26408 | 475.8396 | 0.20174 | 475.8396 | 2.5201 | 465.9143 | 12.583 | 470.54 | 14.8067 | 476.437 | 6.5164 | 465.9505 | 0.37185 | 470.54 | -0.010895 | 475.8396 | 0.047048 | 470.54 | 0.020054 | 475.8396 | 0.018264 | 465.9143 | 0.0003026 | 465.9143 | 0.00033854 | 475.8396 | 0.02082 | 476.437 | 0.0054242 | 476.437 | 0.00091809 | 475.8396 | 0.020862 | 704.6007 | 0.081105 | 475.8396 | 0 | 475.8396 | 0.0070381 | 703.8669 | 0 | 475.8396 | 0.018498 | 706.5791 | 0.00042999 | 704.6007 | 0.02186 | 706.5791 | 0.00010357 | 892.1661 | 0.0026093 | 1140.5903 | 0.057275 | 1015.8954 | 0.011388 | 1068.2797 | 0 | 1067.6083 | 0 | 475.84 | 0.030963 | 476.437 | 0.63648 | 475.8396 | 2.5814 | 475.8396 | 0.78991 | 475.8396 | 2.5454 | 473.4631 | 0.048248
| 275.0364 | 0.37965 |  |  | 275.0364 | 9.8323e-05 | 275.0364 | 0 | 466.0637 | 0.014695 | 476.0621 | 0.45106 | 470.7579 | 0.045182 | 466.0637 | 0.01938 | 476.0621 | 0.1903 | 476.0621 | 0.023916 | 476.6593 | 0.041677 | 476.0621 | 0.14547 | 476.0621 | 0.080947 | 476.0621 | 2.3252 | 466.0298 | 12.4857 | 470.76 | 14.2109 | 476.6593 | 6.5444 | 466.0637 | 0.37154 | 470.76 | -0.031008 | 476.0621 | 0.043788 | 470.76 | -0.0086277 | 476.0621 | 0.0028816 | 466.0298 | 0.00031061 | 466.0298 | 0.00033454 | 476.0621 | -0.01642 | 476.6593 | -0.010102 | 476.6593 | -0.0040658 | 476.0621 | -0.012065 | 704.7639 | 0.08244 | 476.0621 | 0 | 476.0621 | -0.021821 | 704.0302 | 0.00026087 | 476.0621 | -0.05041 | 706.7427 | 0.00043328 | 704.7639 | 0.022734 | 706.7427 | 0.00012143 | 892.2452 | 0.0026616 | 1140.6541 | 0.057485 | 1015.908 | 0.011393 | 1068.3356 | 0 | 1067.6641 | 0 | 476.062 | 0.030058 | 476.6593 | 0.61952 | 476.0621 | 2.5252 | 476.0621 | 0.7549 | 476.0621 | 2.4608 | 473.6849 | 0.04813
| 275.1114 | 0.37702 |  |  | 275.1114 | 0.013127 | 275.1114 | 0 | 466.1769 | 0 | 476.2847 | 0.47476 | 470.9807 | 0.080995 | 466.1769 | 0 | 476.2847 | 0.26786 | 476.2846 | 0.079769 | 476.8816 | 0.12124 | 476.2847 | 0.25738 | 476.2846 | 0.15193 | 476.2846 | 2.2975 | 466.1453 | 12.3248 | 470.98 | 14.081 | 476.8816 | 6.6161 | 466.1769 | 0.40215 | 470.98 | 0.023081 | 476.2847 | 0.063683 | 470.98 | 0.0053631 | 476.2846 | 0.0083709 | 466.1453 | 0.00030413 | 466.1453 | 0.00031536 | 476.2846 | 0.023453 | 476.8816 | 0.0096908 | 476.8816 | 0.0013141 | 476.2846 | 0.02486 | 704.927 | 0.080838 | 476.2847 | 0 | 476.2847 | 0.015815 | 704.1935 | 0 | 476.2847 | 0.028635 | 706.9062 | 0.00031262 | 704.927 | 0.020548 | 706.9062 | 0.00012414 | 892.3245 | 0.0032902 | 1140.7178 | 0.05769 | 1015.9207 | 0.011398 | 1068.3915 | 0 | 1067.72 | 0 | 476.285 | 0.029376 | 476.8816 | 0.61692 | 476.2846 | 2.5375 | 476.2846 | 0.76377 | 476.2846 | 2.4706 | 473.9067 | 0.048841
| 275.1865 | 0.36602 |  |  | 275.1865 | 0.0023559 | 275.1865 | 0 | 466.2901 | 0.012587 | 476.5072 | 0.42836 | 471.2035 | 0.051745 | 466.2901 | 0.016399 | 476.5072 | 0.0076029 | 476.5072 | 0.02916 | 477.104 | 0.028873 | 476.5072 | 0.14681 | 476.5072 | 0.080532 | 476.5072 | 2.2127 | 466.2608 | 12.2376 | 471.2 | 13.6228 | 477.104 | 6.7622 | 466.2901 | 0.38042 | 471.2 | 0.0035108 | 476.5072 | 0.043586 | 471.2 | 0.0092106 | 476.5072 | 0.002244 | 466.2608 | 0.00035672 | 466.2608 | 0.00024501 | 476.5072 | -0.036809 | 477.104 | -0.0091482 | 477.104 | -0.0053734 | 476.5072 | 0.010126 | 705.0902 | 0.084576 | 476.5072 | 0 | 476.5072 | 0.0014108 | 704.3568 | 0.00078262 | 476.5072 | -0.013416 | 707.0698 | 0.00051226 | 705.0902 | 0.022734 | 707.0698 | 0.00014357 | 892.4037 | 0.0027301 | 1140.7816 | 0.0579 | 1015.9333 | 0.011404 | 1068.4474 | 0 | 1067.7758 | 0 | 476.507 | 0.028369 | 477.104 | 0.60059 | 476.5072 | 2.5233 | 476.5072 | 0.74409 | 476.5072 | 2.4386 | 474.1286 | 0.04841
| 275.2616 | 0.36311 |  |  | 275.2616 | 0.010164 | 275.2616 | 0 | 466.4034 | 0 | 476.7297 | 0.48233 | 471.4263 | 0.070991 | 466.4034 | 0 | 476.7297 | 0.36918 | 476.7297 | 0.06821 | 477.3263 | 0.11669 | 476.7297 | 0.2559 | 476.7297 | 0.14072 | 476.7297 | 2.2547 | 466.3763 | 12.0674 | 471.43 | 13.2255 | 477.3263 | 6.8761 | 466.4034 | 0.39379 | 471.43 | -0.0084487 | 476.7297 | 0.063143 | 471.43 | 0.012009 | 476.7297 | 0.015068 | 466.3763 | 0.00031061 | 466.3763 | 0.00021423 | 476.7297 | 0.02376 | 477.3263 | 0.0050585 | 477.3263 | 0.0033104 | 476.7297 | 0.047221 | 705.2534 | 0.080358 | 476.7297 | 0 | 476.7297 | 0.017565 | 704.52 | 0 | 476.7297 | 0.022791 | 707.2334 | 0.0003203 | 705.2534 | 0.021969 | 707.2334 | 0.000127 | 892.483 | 0.0021579 | 1140.8453 | 0.05811 | 1015.9459 | 0.011409 | 1068.5033 | 0 | 1067.8317 | 0 | 476.73 | 0.028651 | 477.3263 | 0.61736 | 476.7297 | 2.5532 | 476.7297 | 0.76046 | 476.7297 | 2.4765 | 474.3504 | 0.049102
| 275.3367 | 0.35728 |  |  | 275.3367 | 0.0075533 | 275.3367 | 0 | 466.5166 | 0.0024003 | 476.9523 | 0.45866 | 471.6491 | 0.053437 | 466.5166 | 0.025362 | 476.9523 | 0.12419 | 476.9523 | 0.023875 | 477.5487 | 0.058726 | 476.9523 | 0.13557 | 476.9523 | 0.11125 | 476.9523 | 2.1061 | 466.4918 | 11.9383 | 471.65 | 12.7503 | 477.5487 | 6.9518 | 466.5166 | 0.39348 | 471.65 | 0.0062289 | 476.9523 | 0.053711 | 471.65 | -0.013874 | 476.9523 | 0.0096392 | 466.4918 | 0.0003007 | 466.4918 | 0.00033454 | 476.9523 | -0.034194 | 477.5487 | -0.0077461 | 477.5487 | -0.0054921 | 476.9523 | -0.003258 | 705.4166 | 0.081212 | 476.9523 | 0 | 476.9523 | -0.012106 | 704.6833 | 0.00078262 | 476.9523 | -0.019819 | 707.3971 | 0.00037843 | 705.4166 | 0.02339 | 707.3971 | 0.00013243 | 892.5623 | 0.0029031 | 1140.9091 | 0.058315 | 1015.9586 | 0.011415 | 1068.5593 | 0 | 1067.8874 | 0 | 476.952 | 0.027446 | 477.5487 | 0.60976 | 476.9523 | 2.5242 | 476.9523 | 0.73252 | 476.9523 | 2.4522 | 474.5723 | 0.04912
| 275.4118 | 0.35278 |  |  | 275.4118 | 0.0082698 | 275.4118 | 0 | 466.6298 | 0 | 477.1748 | 0.47977 | 471.8719 | 0.076499 | 466.6298 | 0 | 477.1748 | 0.27243 | 477.1748 | 0.061053 | 477.7711 | 0.090931 | 477.1748 | 0.26206 | 477.1748 | 0.12287 | 477.1748 | 2.1749 | 466.6073 | 11.7434 | 471.87 | 12.5164 | 477.7711 | 7.0869 | 466.6298 | 0.40957 | 471.87 | 0.0024236 | 477.1748 | 0.06359 | 471.87 | 0.00011659 | 477.1748 | 0.0097914 | 466.6073 | 0.00027326 | 466.6073 | 0.00035413 | 477.1748 | 0.026082 | 477.7711 | -0.0025744 | 477.7711 | -0.0035818 | 477.1748 | 0.0058079 | 705.5797 | 0.077635 | 477.1748 | 0 | 477.1748 | 0.028526 | 704.8466 | 0 | 477.1748 | 0.011153 | 707.5607 | 0.00040476 | 705.5797 | 0.021423 | 707.5607 | 0.00011986 | 892.6415 | 0.0032557 | 1140.9728 | 0.058525 | 1015.9713 | 0.011421 | 1068.6152 | 0 | 1067.9434 | 0 | 477.175 | 0.027003 | 477.7711 | 0.6145 | 477.1748 | 2.5103 | 477.1748 | 0.75971 | 477.1748 | 2.4586 | 474.7942 | 0.049716
| 275.4869 | 0.34564 |  |  | 275.4869 | 0.0050396 | 275.4869 | 0 | 466.7431 | 0 | 477.3974 | 0.45446 | 472.0947 | 0.042427 | 466.7431 | 0.035464 | 477.3974 | 0.088205 | 477.3974 | 0.024115 | 477.9934 | 0.041677 | 477.3974 | 0.12983 | 477.3974 | 0.10087 | 477.3974 | 1.9684 | 466.7228 | 11.6401 | 472.09 | 11.9883 | 477.9935 | 7.2268 | 466.7431 | 0.37624 | 472.09 | -0.023942 | 477.3974 | 0.043339 | 472.09 | 0.013758 | 477.3974 | 0.0057835 | 466.7228 | 0.00032052 | 466.7228 | 0.00036212 | 477.3974 | -0.026349 | 477.9935 | -0.0079115 | 477.9935 | -0.0070124 | 477.3974 | -0.011346 | 705.7429 | 0.085324 | 477.3974 | 0 | 477.3974 | -0.0070504 | 705.0099 | 0.00026087 | 477.3974 | -0.018765 | 707.7243 | 0.00042341 | 705.7429 | 0.022953 | 707.7243 | 0.00013457 | 892.7208 | 0.0029087 | 1141.0366 | 0.058735 | 1015.9839 | 0.011427 | 1068.6711 | 0 | 1067.9993 | 0 | 477.397 | 0.026333 | 477.9934 | 0.6091 | 477.3974 | 2.4953 | 477.3974 | 0.72666 | 477.3974 | 2.3983 | 475.0161 | 0.049538
| 275.562 | 0.34523 |  |  | 275.562 | 0.0064482 | 275.562 | 0 | 466.8563 | 0 | 477.62 | 0.45713 | 472.3175 | 0.077895 | 466.8563 | 0 | 477.62 | 0.47113 | 477.62 | 0.071477 | 478.2158 | 0.099266 | 477.62 | 0.26591 | 477.62 | 0.14944 | 477.62 | 2.1195 | 466.8383 | 11.5155 | 472.32 | 11.5538 | 478.2159 | 7.372 | 466.8563 | 0.38251 | 472.32 | 0.0016082 | 477.62 | 0.078385 | 472.32 | 0.029847 | 477.62 | 0.010755 | 466.8383 | 0.00034148 | 466.8383 | 0.00027619 | 477.62 | 0.029127 | 478.2159 | 0.0018545 | 478.2159 | 0.00051489 | 477.62 | 0.0070857 | 705.9061 | 0.07929 | 477.62 | 0 | 477.62 | 0.012627 | 705.1732 | 0 | 477.62 | 0.02131 | 707.8879 | 0.00037405 | 705.9061 | 0.021313 | 707.8879 | 0.00012386 | 892.8002 | 0.0029162 | 1141.1003 | 0.058945 | 1015.9965 | 0.011434 | 1068.727 | 0 | 1068.055 | 0 | 477.62 | 0.026846 | 478.2158 | 0.60708 | 477.62 | 2.5218 | 477.62 | 0.75581 | 477.62 | 2.4169 | 475.238 | 0.050797
| 275.6371 | 0.33673 |  |  | 275.6371 | 0.0053432 | 275.6371 | 0 | 466.9695 | 0.020332 | 477.8426 | 0.48559 | 472.5404 | 0.042505 | 466.9695 | 0.021244 | 477.8426 | 0.085727 | 477.8426 | 0.037434 | 478.4383 | 0.064031 | 477.8426 | 0.15556 | 477.8426 | 0.067248 | 477.8426 | 1.9465 | 466.9538 | 11.4429 | 472.54 | 11.2454 | 478.4383 | 7.5119 | 466.9695 | 0.36736 | 472.54 | -0.019321 | 477.8426 | 0.066899 | 472.54 | -0.0086277 | 477.8426 | 0.0099943 | 466.9538 | 0.00037959 | 466.9538 | 0.00021423 | 477.8426 | -0.0036467 | 478.4383 | -0.001924 | 478.4383 | -0.00077684 | 477.8426 | -0.018489 | 706.0693 | 0.085804 | 477.8426 | 0 | 477.8426 | -0.0016744 | 705.3365 | 0.00078262 | 477.8426 | -0.015872 | 708.0516 | 0.00051335 | 706.0693 | 0.023172 | 708.0516 | 0.00013171 | 892.8796 | 0.0031592 | 1141.1641 | 0.05916 | 1016.0092 | 0.01144 | 1068.7831 | 0 | 1068.111 | 0 | 477.843 | 0.025525 | 478.4383 | 0.61842 | 477.8426 | 2.4886 | 477.8426 | 0.67859 | 477.8426 | 2.3832 | 475.4599 | 0.049921
| 275.7122 | 0.33575 |  |  | 275.7122 | 0.010043 | 275.7122 | 0 | 467.0828 | 0 | 478.0652 | 0.46825 | 472.7633 | 0.091071 | 467.0828 | 0 | 478.0652 | 0.29344 | 478.0652 | 0.063592 | 478.6607 | 0.13753 | 478.0652 | 0.27601 | 478.0652 | 0.12287 | 478.0652 | 1.9759 | 467.0693 | 11.3101 | 472.76 | 10.9001 | 478.6607 | 7.6688 | 467.0828 | 0.40571 | 472.76 | 0.012209 | 478.0652 | 0.084718 | 472.76 | 0.017606 | 478.0652 | 0.015423 | 467.0693 | 0.00037197 | 467.0693 | 0.00022583 | 478.0652 | 0.029018 | 478.6607 | 0.0047044 | 478.6607 | 0.0013767 | 478.0652 | -0.0010334 | 706.2325 | 0.07961 | 478.0652 | 0 | 478.0652 | -0.001179 | 705.4998 | 0.00017392 | 478.0652 | 0.041816 | 708.2152 | 0.00018209 | 706.2325 | 0.021313 | 708.2152 | 0.00012129 | 892.9587 | 0.0030294 | 1141.2279 | 0.05937 | 1016.0218 | 0.011447 | 1068.839 | 0 | 1068.1669 | 0 | 478.065 | 0.025085 | 478.6607 | 0.6156 | 478.0652 | 2.5249 | 478.0652 | 0.7863 | 478.0652 | 2.4241 | 475.6818 | 0.050128
| 275.7873 | 0.32404 |  |  | 275.7873 | 0.0088527 | 275.7873 | 0 | 467.196 | 0.011182 | 478.2879 | 0.45802 | 472.9861 | 0.068604 | 467.196 | 0.0040996 | 478.2879 | 0.053359 | 478.2879 | 0.043138 | 478.8831 | 0.048118 | 478.2879 | 0.12929 | 478.2879 | 0.10544 | 478.2879 | 1.8029 | 467.1849 | 11.2233 | 472.99 | 10.8265 | 478.8831 | 7.7211 | 467.196 | 0.37864 | 472.99 | 0.013024 | 478.2879 | 0.062625 | 472.99 | -0.011076 | 478.2879 | 0.005682 | 467.1849 | 0.00034605 | 467.1849 | 0.00030376 | 478.2879 | -0.0025597 | 478.8831 | -0.0047486 | 478.8831 | -0.0051897 | 478.2879 | 0.0030356 | 706.3958 | 0.084523 | 478.2879 | 0 | 478.2879 | -0.025582 | 705.6631 | 0.00078262 | 478.2879 | -0.041131 | 708.3789 | 0.00064718 | 706.3958 | 0.022953 | 708.3789 | 0.00012814 | 893.0381 | 0.0029841 | 1141.2918 | 0.05958 | 1016.0344 | 0.011454 | 1068.895 | 0 | 1068.2228 | 0 | 478.288 | 0.024802 | 478.8831 | 0.61424 | 478.2879 | 2.4845 | 478.2879 | 0.72471 | 478.2879 | 2.3647 | 475.9037 | 0.050103
| 275.8625 | 0.31587 |  |  | 275.8625 | 0.010601 | 275.8625 | 0 | 467.3093 | 0 | 478.5105 | 0.48973 | 473.209 | 0.086624 | 467.3093 | 0 | 478.5105 | 0.21651 | 478.5105 | 0.056048 | 479.1056 | 0.1148 | 478.5105 | 0.26405 | 478.5105 | 0.16189 | 478.5105 | 1.8458 | 467.3004 | 11.0912 | 473.21 | 9.9938 | 479.1056 | 7.7776 | 467.3093 | 0.36182 | 473.21 | -0.00083807 | 478.5105 | 0.084624 | 473.21 | -0.01947 | 478.5105 | 0.019177 | 467.3004 | 0.00030146 | 467.3004 | 0.00032695 | 478.5105 | 0.014663 | 479.1056 | 0.0044028 | 479.1056 | 0.00072683 | 478.5105 | 0.0084883 | 706.559 | 0.079877 | 478.5105 | 0 | 478.5105 | -0.0028587 | 705.8265 | 0 | 478.5105 | 0.018482 | 708.5425 | 0.00028739 | 706.559 | 0.021095 | 708.5425 | 0.00011243 | 893.1175 | 0.002622 | 1141.3555 | 0.059795 | 1016.0471 | 0.011461 | 1068.9509 | 0 | 1068.2787 | 0 | 478.511 | 0.025157 | 479.1056 | 0.61662 | 478.5105 | 2.5043 | 478.5105 | 0.73477 | 478.5105 | 2.3902 | 476.1257 | 0.050503
| 275.9376 | 0.3081 |  |  | 275.9376 | 0.0042867 | 275.9376 | 0 | 467.4225 | 0.012938 | 478.7332 | 0.42744 | 473.4319 | 0.046991 | 467.4225 | 0.018262 | 478.7332 | 0.10568 | 478.7332 | 0.027529 | 479.3281 | 0.073503 | 478.7332 | 0.12893 | 478.7332 | 0.093815 | 478.7332 | 1.7265 | 467.416 | 11.0096 | 473.43 | 10.1639 | 479.3281 | 7.7354 | 467.4225 | 0.4056 | 473.43 | 0.0075879 | 478.7332 | 0.07775 | 473.43 | -0.021569 | 478.7332 | -0.0022591 | 467.416 | 0.00033004 | 467.416 | 0.00032295 | 478.7332 | -0.0035637 | 479.3281 | -0.0059821 | 479.3281 | -0.0039105 | 478.7332 | 0.0056421 | 706.7222 | 0.083455 | 478.7332 | 0 | 478.7332 | -0.010329 | 705.9898 | 0.00026087 | 478.7332 | -0.028855 | 708.7062 | 0.00046399 | 706.7222 | 0.023499 | 708.7062 | 0.00010343 | 893.1968 | 0.0025854 | 1141.4193 | 0.060005 | 1016.0598 | 0.011468 | 1069.007 | 0 | 1068.3346 | 0 | 478.733 | 0.023811 | 479.3281 | 0.58807 | 478.7332 | 2.4451 | 478.7332 | 0.70893 | 478.7332 | 2.3172 | 476.3476 | 0.049995
| 276.0127 | 0.30894 |  |  | 276.0127 | 0.01082 | 276.0127 | 0 | 467.5358 | 0 | 478.9559 | 0.46188 | 473.6549 | 0.079427 | 467.5358 | 0 | 478.9559 | 0.24787 | 478.9559 | 0.054061 | 479.5505 | 0.088658 | 478.9559 | 0.26681 | 478.9559 | 0.15525 | 478.9559 | 1.7744 | 467.5315 | 10.8554 | 473.65 | 9.4966 | 479.5506 | 7.7707 | 467.5358 | 0.37426 | 473.65 | -0.0076332 | 478.9559 | 0.086699 | 473.65 | 0.01096 | 478.9559 | 0.010349 | 467.5315 | 0.00031404 | 467.5315 | 0.00031895 | 478.9559 | 0.032715 | 479.5506 | 0.0027577 | 479.5506 | -0.00034692 | 478.9559 | -0.0093707 | 706.8854 | 0.076567 | 478.9559 | 0 | 478.9559 | -0.014357 | 706.1531 | 0 | 478.9559 | 0.010946 | 708.8699 | 0.00044754 | 706.8854 | 0.022625 | 708.8699 | 9.8144e-05 | 893.2762 | 0.0026781 | 1141.4832 | 0.06022 | 1016.0724 | 0.011476 | 1069.063 | 0 | 1068.3905 | 0 | 478.956 | 0.023733 | 479.5505 | 0.59772 | 478.9559 | 2.4484 | 478.9559 | 0.72636 | 478.9559 | 2.327 | 476.5696 | 0.051289
| 276.0878 | 0.30246 |  |  | 276.0878 | 0.0033881 | 276.0878 | 0 | 467.649 | 0.0080204 | 479.1786 | 0.44086 | 473.8778 | 0.057314 | 467.649 | 0.011554 | 479.1786 | 0.12948 | 479.1785 | 0.015069 | 479.7731 | 0.048875 | 479.1786 | 0.11711 | 479.1785 | 0.062267 | 479.1785 | 1.6358 | 467.647 | 10.763 | 473.88 | 9.4865 | 479.773 | 7.7601 | 467.649 | 0.39254 | 473.88 | 0.010578 | 479.1786 | 0.067441 | 473.88 | 0.0011659 | 479.1785 | 0.0017302 | 467.647 | 0.00032814 | 467.647 | 0.00030736 | 479.1785 | -0.016519 | 479.773 | -0.0044592 | 479.773 | -0.0045705 | 479.1785 | -0.010983 | 707.0487 | 0.084309 | 479.1786 | 0 | 479.1786 | -0.024141 | 706.3164 | 0.00026087 | 479.1786 | -0.014318 | 709.0336 | 0.00025777 | 707.0487 | 0.024046 | 709.0336 | 0.000111 | 893.3557 | 0.0023833 | 1141.5469 | 0.06043 | 1016.085 | 0.011483 | 1069.1189 | 0 | 1068.4464 | 0 | 479.179 | 0.023049 | 479.7731 | 0.5862 | 479.1785 | 2.4178 | 479.1785 | 0.72155 | 479.1785 | 2.2899 | 476.7916 | 0.051352
| 276.163 | 0.30734 |  |  | 276.163 | 0.0023073 | 276.163 | 0 | 467.7622 | 0 | 479.4013 | 0.45408 | 474.1007 | 0.098436 | 467.7622 | 0 | 479.4013 | 0.32635 | 479.4013 | 0.061499 | 479.9955 | 0.090173 | 479.4013 | 0.25299 | 479.4013 | 0.17186 | 479.4013 | 1.6644 | 467.7626 | 10.6107 | 474.1 | 8.9906 | 479.9956 | 7.8484 | 467.7622 | 0.40686 | 474.1 | 0.020091 | 479.4013 | 0.08723 | 474.1 | 0.014458 | 479.4013 | 0.012632 | 467.7626 | 0.00027173 | 467.7626 | 0.000257 | 479.4013 | 0.020765 | 479.9956 | 0.00048295 | 479.9956 | -0.00052587 | 479.4013 | 0.0052357 | 707.2119 | 0.073096 | 479.4013 | 0 | 479.4013 | -0.0039594 | 706.4798 | 0 | 479.4013 | 0.033805 | 709.1972 | 0.00063731 | 707.2119 | 0.022516 | 709.1972 | 0.00010171 | 893.4351 | 0.0024043 | 1141.6107 | 0.060645 | 1016.0977 | 0.011491 | 1069.1749 | 0 | 1068.5023 | 0 | 479.401 | 0.023287 | 479.9955 | 0.59035 | 479.4013 | 2.4492 | 479.4013 | 0.73838 | 479.4013 | 2.3167 | 477.0136 | 0.051735
| 276.2381 | 0.30269 |  |  | 276.2381 | 0.0067883 | 276.2381 | 0 | 467.8755 | 0.0045078 | 479.624 | 0.39102 | 474.3237 | 0.041915 | 467.8755 | 0.024503 | 479.624 | 0.1691 | 479.624 | 0.026589 | 480.2181 | 0.04395 | 479.624 | 0.12701 | 479.624 | 0.061852 | 479.624 | 1.4964 | 467.8781 | 10.5411 | 474.32 | 8.741 | 480.2181 | 7.903 | 467.8755 | 0.39494 | 474.32 | -0.011438 | 479.624 | 0.070404 | 474.32 | -0.01947 | 479.624 | -1.9444e-05 | 467.8781 | 0.0003007 | 467.8781 | 0.00029577 | 479.624 | -0.043435 | 480.2181 | -0.0092991 | 480.2181 | -0.0055264 | 479.624 | 0.0012899 | 707.3751 | 0.083081 | 479.624 | 0 | 479.624 | 0.010276 | 706.6431 | 0.00026087 | 479.624 | -0.015326 | 709.3609 | 0.00023584 | 707.3751 | 0.023062 | 709.3609 | 0.00011757 | 893.5145 | 0.0025333 | 1141.6746 | 0.06086 | 1016.1103 | 0.011499 | 1069.231 | 0 | 1068.5584 | 0 | 479.624 | 0.022634 | 480.2181 | 0.57288 | 479.624 | 2.4067 | 479.624 | 0.71179 | 479.624 | 2.2449 | 477.2356 | 0.050726
| 276.3132 | 0.3012 |  |  | 276.3132 | 0.0059139 | 276.3132 | 0 | 467.9887 | 0 | 479.8467 | 0.48096 | 474.5467 | 0.095557 | 467.9887 | 0 | 479.8467 | 0.29889 | 479.8467 | 0.079111 | 480.4406 | 0.098888 | 479.8467 | 0.26427 | 479.8467 | 0.15899 | 479.8467 | 1.6509 | 467.9937 | 10.396 | 474.55 | 8.3229 | 480.4406 | 7.9904 | 467.9887 | 0.42106 | 474.55 | 0.00052096 | 479.8467 | 0.097272 | 474.55 | -0.0086277 | 479.8467 | 0.02354 | 467.9937 | 0.00031251 | 467.9937 | 0.00043966 | 479.8467 | 0.032319 | 480.4406 | 0.0099838 | 480.4406 | 0.0040143 | 479.8467 | 0.022236 | 707.5384 | 0.073096 | 479.8467 | 0 | 479.8467 | 0.017178 | 706.8065 | 0 | 479.8467 | 0.038231 | 709.5246 | 0.00057259 | 707.5384 | 0.02186 | 709.5246 | 0.00012414 | 893.594 | 0.0024267 | 1141.7384 | 0.061075 | 1016.1229 | 0.011507 | 1069.287 | 0 | 1068.6143 | 0 | 479.847 | 0.022318 | 480.4406 | 0.59695 | 479.8467 | 2.44 | 479.8467 | 0.73553 | 479.8467 | 2.2965 | 477.4577 | 0.052078
| 276.3884 | 0.28993 |  |  | 276.3884 | 0.0081362 | 276.3884 | 0 | 468.102 | 0.0045078 | 480.0694 | 0.43991 | 474.7697 | 0.056544 | 468.102 | 0.014908 | 480.0694 | 0.074462 | 480.0695 | 0.039574 | 480.6632 | 0.033159 | 480.0694 | 0.12507 | 480.0695 | 0.081362 | 480.0695 | 1.4813 | 468.1093 | 10.3241 | 474.77 | 8.3107 | 480.6632 | 8.0823 | 468.102 | 0.39881 | 474.77 | -0.0095359 | 480.0694 | 0.082004 | 474.77 | 0.0074619 | 480.0695 | 0.0056313 | 468.1093 | 0.00032013 | 468.1093 | 0.00063071 | 480.0695 | 0.00088899 | 480.6632 | -0.0090363 | 480.6632 | -0.0033105 | 480.0695 | -0.0044614 | 707.7017 | 0.083722 | 480.0694 | 0 | 480.0694 | -0.015713 | 706.9698 | 0 | 480.0694 | -0.022026 | 709.6884 | 0.00026545 | 707.7017 | 0.022844 | 709.6884 | 0.00013943 | 893.6735 | 0.0021428 | 1141.8022 | 0.06129 | 1016.1356 | 0.011516 | 1069.3429 | 0 | 1068.6702 | 0 | 480.069 | 0.021302 | 480.6632 | 0.59126 | 480.0695 | 2.4047 | 480.0695 | 0.71014 | 480.0695 | 2.2424 | 477.6797 | 0.051756
| 276.4635 | 0.28197 |  |  | 276.4635 | 0.0042867 | 276.4635 | 0 | 468.2153 | 0 | 480.2922 | 0.47565 | 474.9927 | 0.09331 | 468.2153 | 0 | 480.2922 | 0.31789 | 480.2922 | 0.074817 | 480.8857 | 0.092068 | 480.2922 | 0.26998 | 480.2922 | 0.17435 | 480.2922 | 1.5216 | 468.2248 | 10.1838 | 474.99 | 7.8761 | 480.8857 | 8.2183 | 468.2153 | 0.40215 | 474.99 | -0.0046433 | 480.2922 | 0.10847 | 474.99 | 0.0039641 | 480.2922 | 0.018264 | 468.2248 | 0.00030146 | 468.2248 | 0.00053319 | 480.2922 | 0.010916 | 480.8857 | 0.0063992 | 480.8857 | 0.0023052 | 480.2922 | -0.012742 | 707.8649 | 0.074431 | 480.2922 | 0 | 480.2922 | 0.016445 | 707.1332 | 0 | 480.2922 | 0.01095 | 709.8521 | 0.0005309 | 707.8649 | 0.021532 | 709.8521 | 0.000129 | 893.7529 | 0.0028651 | 1141.8661 | 0.061506 | 1016.1483 | 0.011524 | 1069.3989 | 0 | 1068.7262 | 0 | 480.292 | 0.020973 | 480.8857 | 0.60389 | 480.2922 | 2.4627 | 480.2922 | 0.74274 | 480.2922 | 2.2912 | 477.9017 | 0.052543
| 276.5387 | 0.27226 |  |  | 276.5387 | 0.0064725 | 276.5387 | 0 | 468.3285 | 0 | 480.515 | 0.4715 | 475.2157 | 0.042227 | 468.3285 | 0.01379 | 480.515 | 0.13261 | 480.515 | 0.040771 | 481.1083 | 0.064031 | 480.515 | 0.14919 | 480.515 | 0.11333 | 480.515 | 1.4074 | 468.3404 | 10.1329 | 475.22 | 7.7699 | 481.1083 | 8.2516 | 468.3285 | 0.40153 | 475.22 | -0.0070897 | 480.515 | 0.084907 | 475.22 | -0.026815 | 480.515 | 0.0084216 | 468.3404 | 0.00027707 | 468.3404 | 0.00041248 | 480.515 | 0.0050702 | 481.1083 | -0.00021028 | 481.1083 | -0.00067977 | 480.515 | 0.0060957 | 708.0282 | 0.083081 | 480.515 | 0 | 480.515 | -0.017748 | 707.2966 | 0.00026087 | 480.515 | -0.013723 | 710.0158 | 0.00040366 | 708.0282 | 0.022734 | 710.0158 | 0.00013771 | 893.8325 | 0.0030518 | 1141.93 | 0.061726 | 1016.1609 | 0.011533 | 1069.455 | 0 | 1068.7821 | 0 | 480.515 | 0.020585 | 481.1083 | 0.59897 | 480.515 | 2.4614 | 480.515 | 0.72185 | 480.515 | 2.2861 | 478.1238 | 0.052373
| 276.6139 | 0.26958 |  |  | 276.6139 | 0.0060111 | 276.6138 | 0 | 468.4418 | 0 | 480.7378 | 0.45382 | 475.4387 | 0.093507 | 468.4418 | 0 | 480.7378 | 0.25205 | 480.7378 | 0.05937 | 481.3309 | 0.1004 | 480.7378 | 0.24674 | 480.7378 | 0.14902 | 480.7378 | 1.4939 | 468.456 | 10.0341 | 475.44 | 7.3219 | 481.3309 | 8.2766 | 468.4418 | 0.39379 | 475.44 | 0.0075879 | 480.7378 | 0.10611 | 475.44 | 0.0064125 | 480.7378 | 0.0074577 | 468.456 | 0.00031327 | 468.456 | 0.00033454 | 480.7378 | 0.026931 | 481.3309 | -0.002882 | 481.3309 | 0.00027498 | 480.7378 | 0.0058708 | 708.1915 | 0.073844 | 480.7378 | 0 | 480.7378 | 0.0043136 | 707.4599 | 0.00069566 | 480.7378 | -0.00033785 | 710.1795 | 0.00044973 | 708.1915 | 0.021751 | 710.1795 | 0.00012371 | 893.9119 | 0.0026202 | 1141.9939 | 0.061941 | 1016.1735 | 0.011542 | 1069.511 | 0 | 1068.838 | 0 | 480.738 | 0.020499 | 481.3309 | 0.59626 | 480.7378 | 2.4931 | 480.7378 | 0.7486 | 480.7378 | 2.3176 | 478.3459 | 0.052992
| 276.689 | 0.26211 |  |  | 276.689 | 0.0031209 | 276.689 | 0 | 468.5551 | 0.0052105 | 480.9606 | 0.41756 | 475.6617 | 0.050635 | 468.5551 | 0.011554 | 480.9606 | 0.1623 | 480.9606 | 0.031736 | 481.5535 | 0.04395 | 480.9606 | 0.12447 | 480.9606 | 0.10295 | 480.9606 | 1.3646 | 468.5716 | 9.9829 | 475.66 | 7.3024 | 481.5535 | 8.2881 | 468.5551 | 0.38366 | 475.66 | -0.0054588 | 480.9606 | 0.1079 | 475.66 | -0.012125 | 480.9606 | 0.0057835 | 468.5716 | 0.00029651 | 468.5716 | 0.0003933 | 480.9606 | -0.016164 | 481.5535 | -0.0025108 | 481.5535 | -0.0045489 | 480.9606 | -0.018364 | 708.3547 | 0.084149 | 480.9606 | 0 | 480.9606 | -0.017142 | 707.6233 | 0 | 480.9606 | -0.018558 | 710.3433 | 0.00040476 | 708.3547 | 0.023609 | 710.3433 | 0.00013171 | 893.9915 | 0.0023697 | 1142.0577 | 0.062161 | 1016.1862 | 0.011551 | 1069.567 | 0 | 1068.894 | 0 | 480.961 | 0.019721 | 481.5535 | 0.58249 | 480.9606 | 2.4872 | 480.9606 | 0.73883 | 480.9606 | 2.3144 | 478.568 | 0.053345
| 276.7642 | 0.2593 |  |  | 276.7642 | 0.0085976 | 276.7642 | 0 | 468.6683 | 0 | 481.1834 | 0.47036 | 475.8848 | 0.088642 | 468.6683 | 0 | 481.1834 | 0.23704 | 481.1834 | 0.073966 | 481.7761 | 0.10268 | 481.1834 | 0.27118 | 481.1834 | 0.14031 | 481.1834 | 1.4519 | 468.6871 | 9.8583 | 475.88 | 6.7075 | 481.7761 | 8.2658 | 468.6683 | 0.39912 | 475.88 | 0.018188 | 481.1834 | 0.12084 | 475.88 | 0.0085112 | 481.1834 | 0.013698 | 468.6871 | 0.00034681 | 468.6871 | 0.00040089 | 481.1834 | 0.014984 | 481.7761 | 0.006499 | 481.7761 | 0.002862 | 481.1834 | 0.0090554 | 708.518 | 0.073684 | 481.1834 | 0 | 481.1834 | 0.0043492 | 707.7867 | 0.00017392 | 481.1834 | 0.042999 | 710.507 | 0.00045522 | 708.518 | 0.022844 | 710.507 | 0.00011643 | 894.071 | 0.0025193 | 1142.1216 | 0.062376 | 1016.1989 | 0.011561 | 1069.6232 | 0 | 1068.9499 | 0 | 481.183 | 0.019358 | 481.7761 | 0.59743 | 481.1834 | 2.5132 | 481.1834 | 0.77233 | 481.1834 | 2.3108 | 478.7901 | 0.054339
| 276.8393 | 0.25484 |  |  | 276.8393 | 0.0065575 | 276.8393 | 0 | 468.7816 | 0.011884 | 481.4062 | 0.4466 | 476.1079 | 0.054802 | 468.7816 | 0.026867 | 481.4062 | 0.17755 | 481.4062 | 0.036603 | 481.9987 | 0.033248 | 481.4062 | 0.12791 | 481.4062 | 0.095891 | 481.4062 | 1.2772 | 468.8027 | 9.7696 | 476.11 | 6.6576 | 481.9987 | 8.2485 | 468.7816 | 0.42995 | 476.11 | -0.020951 | 481.4062 | 0.10264 | 476.11 | -0.00023318 | 481.4062 | 0.0046968 | 468.8027 | 0.0003026 | 468.8027 | 0.00030736 | 481.4062 | -0.019516 | 481.9987 | -0.0056236 | 481.9987 | -0.004737 | 481.4062 | -0.0031373 | 708.6813 | 0.082334 | 481.4062 | 0 | 481.4062 | -0.016697 | 707.9501 | 0.0013044 | 481.4062 | -0.040735 | 710.6707 | 0.00047057 | 708.6813 | 0.024483 | 710.6707 | 0.00012471 | 894.1506 | 0.0028585 | 1142.1855 | 0.062597 | 1016.2115 | 0.011571 | 1069.6792 | 0 | 1069.006 | 0 | 481.406 | 0.018876 | 481.9987 | 0.58657 | 481.4062 | 2.4955 | 481.4062 | 0.73718 | 481.4062 | 2.2775 | 479.0122 | 0.054082
| 276.9145 | 0.25542 |  |  | 276.9145 | 0.0072133 | 276.9145 | 0 | 468.8949 | 0 | 481.629 | 0.45675 | 476.3309 | 0.088525 | 468.8949 | 0 | 481.629 | 0.23548 | 481.629 | 0.055565 | 482.2213 | 0.085248 | 481.629 | 0.26177 | 481.629 | 0.17186 | 481.629 | 1.4007 | 468.9183 | 9.6476 | 476.33 | 6.3335 | 482.2214 | 8.2263 | 468.8949 | 0.40477 | 476.33 | 0.0032391 | 481.629 | 0.11781 | 476.33 | 0.0053631 | 481.629 | 0.0065445 | 468.9183 | 0.0003895 | 468.9183 | 0.00019865 | 481.629 | 0.05411 | 482.2214 | -0.00041761 | 482.2214 | 0.0011514 | 481.629 | -0.0046436 | 708.8446 | 0.072829 | 481.629 | 0 | 481.629 | 0.0051232 | 708.1135 | 0 | 481.629 | 0.028719 | 710.8345 | 0.00054736 | 708.8446 | 0.024046 | 710.8345 | 0.00011214 | 894.2301 | 0.0030632 | 1142.2494 | 0.062817 | 1016.2241 | 0.011581 | 1069.7352 | 0 | 1069.062 | 0 | 481.629 | 0.018669 | 482.2213 | 0.58752 | 481.629 | 2.5447 | 481.629 | 0.77173 | 481.629 | 2.34 | 479.2343 | 0.055412
| 276.9897 | 0.24739 |  |  | 276.9897 | 0.0041895 | 276.9897 | 0 | 469.0081 | 0.024242 | 481.8519 | 0.38513 | 476.554 | 0.044617 | 469.0081 | 0.021708 | 481.8519 | 0.13541 | 481.8519 | 0.029946 | 482.444 | 0.021709 | 481.8519 | 0.12624 | 481.8519 | 0.12578 | 481.8519 | 1.2739 | 469.0339 | 9.5777 | 476.55 | 6.1203 | 482.444 | 8.2252 | 469.0081 | 0.4451 | 476.55 | 0.01248 | 481.8519 | 0.11574 | 476.55 | -0.013874 | 481.8519 | -0.0042766 | 469.0339 | 0.00039674 | 469.0339 | 0.00010512 | 481.8519 | -0.033536 | 482.444 | -0.0034181 | 482.444 | -0.0016583 | 481.8519 | 0.0046278 | 709.0079 | 0.083295 | 481.8519 | 0 | 481.8519 | -0.0038845 | 708.2769 | 0 | 481.8519 | -0.017434 | 710.9983 | 0.00035321 | 709.0079 | 0.024811 | 710.9983 | 0.00013 | 894.3097 | 0.0024478 | 1142.3133 | 0.063037 | 1016.2368 | 0.011592 | 1069.7913 | 0 | 1069.1179 | 0 | 481.852 | 0.018533 | 482.444 | 0.56642 | 481.8519 | 2.5411 | 481.8519 | 0.75986 | 481.8519 | 2.3016 | 479.4565 | 0.054727
| 277.0649 | 0.2446 |  |  | 277.0649 | 0.010055 | 277.0649 | 0 | 469.1214 | 0 | 482.0747 | 0.45597 | 476.7771 | 0.093776 | 469.1214 | 0 | 482.0747 | 0.29558 | 482.0747 | 0.077727 | 482.6667 | 0.081459 | 482.0747 | 0.2496 | 482.0747 | 0.17227 | 482.0747 | 1.3075 | 469.1495 | 9.4508 | 476.78 | 5.695 | 482.6667 | 8.2362 | 469.1214 | 0.42263 | 476.78 | 0.011122 | 482.0747 | 0.14122 | 476.78 | -0.0044305 | 482.0747 | 0.010299 | 469.1495 | 0.0003914 | 469.1495 | 0.00021423 | 482.0747 | 0.033379 | 482.6667 | 0.0035275 | 482.6667 | 0.0015434 | 482.0747 | 0.011911 | 709.1712 | 0.072936 | 482.0747 | 0 | 482.0747 | 0.0090209 | 708.4403 | 0.00017392 | 482.0747 | 0.028855 | 711.162 | 0.00045631 | 709.1712 | 0.022188 | 711.162 | 0.00011686 | 894.3893 | 0.0025354 | 1142.3772 | 0.063257 | 1016.2494 | 0.011602 | 1069.8474 | 0 | 1069.174 | 0 | 482.075 | 0.01814 | 482.6667 | 0.58649 | 482.0747 | 2.5755 | 482.0747 | 0.79066 | 482.0747 | 2.3559 | 479.6786 | 0.055591
| 277.14 | 0.23811 |  |  | 277.14 | 0.0040438 | 277.14 | 0 | 469.2347 | 0.014343 | 482.2976 | 0.43314 | 477.0003 | 0.052024 | 469.2347 | 0.029446 | 482.2976 | 0.17465 | 482.2976 | 0.020748 | 482.8893 | 0.048497 | 482.2976 | 0.12107 | 482.2976 | 0.089664 | 482.2976 | 1.1378 | 469.2651 | 9.3651 | 477 | 5.7606 | 482.8893 | 8.2184 | 469.2347 | 0.41271 | 477 | -0.012254 | 482.2976 | 0.14983 | 477 | 0.018654 | 482.2976 | 0.010197 | 469.2651 | 0.00036206 | 469.2651 | 0.000257 | 482.2976 | -0.023272 | 482.8893 | -0.010709 | 482.8893 | -0.0050605 | 482.2976 | -0.023985 | 709.3345 | 0.089595 | 482.2976 | 0 | 482.2976 | -0.0055841 | 708.6037 | 0.00026087 | 482.2976 | -0.0070937 | 711.3258 | 0.00043328 | 709.3345 | 0.022079 | 711.3258 | 0.00013228 | 894.4689 | 0.0028333 | 1142.4412 | 0.063477 | 1016.2621 | 0.011614 | 1069.9034 | 0 | 1069.23 | 0 | 482.298 | 0.017683 | 482.8893 | 0.5815 | 482.2976 | 2.542 | 482.2976 | 0.77519 | 482.2976 | 2.2935 | 479.9008 | 0.054754
| 277.2152 | 0.23581 |  |  | 277.2152 | 0.0071404 | 277.2152 | 0 | 469.348 | 0 | 482.5205 | 0.43999 | 477.2234 | 0.084083 | 469.348 | 0 | 482.5205 | 0.25963 | 482.5205 | 0.063686 | 483.112 | 0.087521 | 482.5205 | 0.25183 | 482.5205 | 0.18182 | 482.5205 | 1.2647 | 469.3807 | 9.239 | 477.22 | 5.5017 | 483.112 | 8.2113 | 469.348 | 0.43893 | 477.22 | 0.0026954 | 482.5205 | 0.15843 | 477.22 | 0.0036143 | 482.5205 | 0.010096 | 469.3807 | 0.00031213 | 469.3807 | 0.0003893 | 482.5205 | 0.027848 | 483.112 | -0.0023893 | 483.112 | -0.00040723 | 482.5205 | 0.0021257 | 709.4979 | 0.072723 | 482.5205 | 0 | 482.5205 | 0.014329 | 708.7671 | 0 | 482.5205 | 0.0047651 | 711.4896 | 0.00034991 | 709.4979 | 0.020986 | 711.4896 | 0.00012002 | 894.5485 | 0.0038145 | 1142.5051 | 0.063703 | 1016.2747 | 0.011625 | 1069.9595 | 0 | 1069.286 | 0 | 482.521 | 0.017478 | 483.112 | 0.58429 | 482.5205 | 2.5545 | 482.5205 | 0.78285 | 482.5205 | 2.3244 | 480.1229 | 0.055478
| 277.2904 | 0.22881 |  |  | 277.2904 | 0.0014937 | 277.2904 | 0 | 469.4613 | 0 | 482.7434 | 0.44062 | 477.4465 | 0.051933 | 469.4613 | 0.024288 | 482.7434 | 0.11101 | 482.7434 | 0.025575 | 483.3347 | 0.035098 | 482.7434 | 0.12475 | 482.7434 | 0.07306 | 482.7434 | 1.1001 | 469.4963 | 9.1721 | 477.45 | 5.4289 | 483.3347 | 8.1696 | 469.4613 | 0.45314 | 477.45 | -0.0084487 | 482.7434 | 0.16703 | 477.45 | -0.017722 | 482.7434 | 0.0099436 | 469.4963 | 0.00036892 | 469.4963 | 0.00029177 | 482.7434 | -0.028005 | 483.3347 | -0.0092187 | 483.3347 | -0.0033959 | 482.7434 | -0.00029073 | 709.6612 | 0.087246 | 482.7434 | 0 | 482.7434 | -0.011319 | 708.9305 | 0.00078262 | 482.7434 | -0.025015 | 711.6534 | 0.00064389 | 709.6612 | 0.023609 | 711.6534 | 0.00013831 | 894.6282 | 0.0042743 | 1142.569 | 0.063923 | 1016.2874 | 0.011637 | 1070.0156 | 0 | 1069.342 | 0 | 482.743 | 0.017467 | 483.3347 | 0.58301 | 482.7434 | 2.5242 | 482.7434 | 0.77879 | 482.7434 | 2.3029 | 480.3451 | 0.056123
| 277.3656 | 0.22666 |  |  | 277.3656 | 0.0059868 | 277.3656 | 0 | 469.5745 | 0 | 482.9663 | 0.43615 | 477.6697 | 0.077177 | 469.5745 | 0 | 482.9663 | 0.25542 | 482.9663 | 0.063746 | 483.5575 | 0.092447 | 482.9663 | 0.26292 | 482.9663 | 0.16604 | 482.9663 | 1.2344 | 469.612 | 9.0579 | 477.67 | 5.1255 | 483.5575 | 8.1776 | 469.5745 | 0.43329 | 477.67 | -0.0024689 | 482.9663 | 0.17563 | 477.67 | 0.005713 | 482.9663 | 0.0098421 | 469.612 | 0.00037158 | 469.612 | 0.00026859 | 482.9663 | 0.031343 | 483.5575 | -0.00027609 | 483.5575 | -0.0020748 | 482.9663 | 0.012442 | 709.8245 | 0.073417 | 482.9663 | 0 | 482.9663 | -0.019155 | 709.094 | 0.00069566 | 482.9663 | 0.024432 | 711.8172 | 0.00027313 | 709.8245 | 0.022734 | 711.8172 | 0.00011213 | 894.7078 | 0.0034198 | 1142.6329 | 0.064148 | 1016.3 | 0.011649 | 1070.0717 | 0 | 1069.3981 | 0 | 482.966 | 0.017016 | 483.5575 | 0.58334 | 482.9663 | 2.5752 | 482.9663 | 0.80794 | 482.9663 | 2.3216 | 480.5673 | 0.056242
| 277.4408 | 0.21974 |  |  | 277.4408 | 0.0034731 | 277.4408 | 0 | 469.6878 | 0.01955 | 483.1893 | 0.4392 | 477.8929 | 0.038451 | 469.6878 | 0.01789 | 483.1893 | 0.026569 | 483.1893 | 0.010052 | 483.7802 | 0.036072 | 483.1893 | 0.13093 | 483.1893 | 0.077626 | 483.1893 | 1.0169 | 469.7276 | 9.019 | 477.89 | 5.214 | 483.7802 | 8.1285 | 469.6878 | 0.4056 | 477.89 | -0.0046433 | 483.1893 | 0.18423 | 477.89 | -0.021918 | 483.1893 | 0.0097406 | 469.7276 | 0.0003914 | 469.7276 | 0.00018306 | 483.1893 | -0.017069 | 483.7802 | -0.0053586 | 483.7802 | -0.0025504 | 483.1893 | 0.0027463 | 709.9878 | 0.085644 | 483.1893 | 0 | 483.1893 | -0.010409 | 709.2574 | 0.00078262 | 483.1893 | -0.040922 | 711.981 | 0.000532 | 709.9878 | 0.023827 | 711.981 | 0.00012599 | 894.7875 | 0.0023977 | 1142.6969 | 0.064374 | 1016.3127 | 0.011662 | 1070.1278 | 0 | 1069.4541 | 0 | 483.189 | 0.016262 | 483.7802 | 0.58715 | 483.1893 | 2.5383 | 483.1893 | 0.78104 | 483.1893 | 2.2925 | 480.7895 | 0.055544
| 277.516 | 0.21796 |  |  | 277.516 | 0.0085126 | 277.516 | 0 | 469.8011 | 0 | 483.4122 | 0.43429 | 478.1161 | 0.083975 | 469.8011 | 0 | 483.4122 | 0.23389 | 483.4122 | 0.068333 | 484.0029 | 0.091689 | 483.4122 | 0.24386 | 483.4122 | 0.18971 | 483.4122 | 1.1681 | 469.8432 | 8.9244 | 478.12 | 4.826 | 484.0029 | 8.1004 | 469.8011 | 0.44311 | 478.12 | 0.0084033 | 483.4122 | 0.19284 | 478.12 | 0.00081613 | 483.4122 | 0.0095884 | 469.8432 | 0.00036015 | 469.8432 | 0.0002606 | 483.4122 | 0.01807 | 484.0029 | 0.0042447 | 484.0029 | 0.00048215 | 483.4122 | 0.0012035 | 710.1512 | 0.072082 | 483.4122 | 0 | 483.4122 | 0.0047154 | 709.4208 | 0.00017392 | 483.4122 | 0.030864 | 712.1448 | 0.00034224 | 710.1512 | 0.021969 | 712.1448 | 0.00011899 | 894.8672 | 0.0021748 | 1142.7609 | 0.064594 | 1016.3253 | 0.011675 | 1070.1838 | 0 | 1069.5101 | 0 | 483.412 | 0.016166 | 484.0029 | 0.58829 | 483.4122 | 2.5781 | 483.4122 | 0.80824 | 483.4122 | 2.3419 | 481.0118 | 0.056048
| 277.5912 | 0.21164 |  |  | 277.5912 | 0.0035216 | 277.5912 | 0 | 469.9144 | 0.0059129 | 483.6352 | 0.42162 | 478.3393 | 0.034075 | 469.9144 | 0.040623 | 483.6352 | 0.12824 | 483.6352 | 0.027317 | 484.2257 | 0.056832 | 483.6352 | 0.12835 | 483.6352 | 0.10461 | 483.6352 | 0.96486 | 469.9588 | 8.8847 | 478.34 | 4.7409 | 484.2257 | 8.0776 | 469.9144 | 0.45753 | 478.34 | -0.0147 | 483.6352 | 0.20144 | 478.34 | -0.01947 | 483.6352 | 0.009487 | 469.9588 | 0.00031747 | 469.9588 | 0.00028818 | 483.6352 | -0.017325 | 484.2257 | -0.0077312 | 484.2257 | -0.0034912 | 483.6352 | -0.00049011 | 710.3145 | 0.092372 | 483.6352 | 0 | 483.6352 | -0.0045801 | 709.5843 | 0.00026087 | 483.6352 | -0.0466 | 712.3086 | 0.00043876 | 710.3145 | 0.023062 | 712.3086 | 0.00013354 | 894.9469 | 0.0023131 | 1142.8248 | 0.064819 | 1016.338 | 0.011689 | 1070.24 | 0 | 1069.5662 | 0 | 483.635 | 0.015808 | 484.2257 | 0.58308 | 483.6352 | 2.556 | 483.6352 | 0.80268 | 483.6352 | 2.318 | 481.234 | 0.05598
| 277.6664 | 0.20936 |  |  | 277.6664 | 0.007614 | 277.6664 | 0 | 470.0277 | 0 | 483.8582 | 0.41843 | 478.5625 | 0.09598 | 470.0277 | 0 | 483.8582 | 0.31007 | 483.8582 | 0.059934 | 484.4484 | 0.085248 | 483.8582 | 0.2585 | 483.8582 | 0.14321 | 483.8582 | 1.1076 | 470.0745 | 8.7627 | 478.56 | 4.5683 | 484.4485 | 8.0442 | 470.0277 | 0.4475 | 478.56 | 0.017101 | 483.8582 | 0.21004 | 478.56 | 0.020404 | 483.8582 | 0.0093348 | 470.0745 | 0.00031937 | 470.0745 | 0.00035413 | 483.8582 | 0.020437 | 484.4485 | 0.0030303 | 484.4485 | 0.0020968 | 483.8582 | 0.023111 | 710.4779 | 0.084469 | 483.8582 | 0 | 483.8582 | 0.0021637 | 709.7477 | 0 | 483.8582 | 0.04696 | 712.4725 | 0.00039818 | 710.4779 | 0.022188 | 712.4725 | 0.00011654 | 895.0266 | 0.0024544 | 1142.8888 | 0.06505 | 1016.3506 | 0.011703 | 1070.2961 | 0 | 1069.6222 | 0 | 483.858 | 0.015476 | 484.4484 | 0.58605 | 483.8582 | 2.5802 | 483.8582 | 0.8162 | 483.8582 | 2.3325 | 481.4563 | 0.057257
| 277.7416 | 0.20307 |  |  | 277.7416 | 0.0060232 | 277.7416 | 0 | 470.141 | 0.0055617 | 484.0811 | 0.42994 | 478.7857 | 0.038433 | 470.141 | 0.011181 | 484.0811 | 0.055333 | 484.0811 | 0.033296 | 484.6712 | 0.016375 | 484.0811 | 0.1249 | 484.0811 | 0.15608 | 484.0811 | 0.9615 | 470.1901 | 8.7047 | 478.79 | 4.5349 | 484.6712 | 7.9822 | 470.141 | 0.46704 | 478.79 | -2.2651e-05 | 484.0811 | 0.21864 | 478.79 | -0.023668 | 484.0811 | 0.0092333 | 470.1901 | 0.00034224 | 470.1901 | 0.00028018 | 484.0811 | -0.02164 | 484.6712 | -0.0063273 | 484.6712 | -0.0036095 | 484.0811 | -0.01674 | 710.6412 | 0.093439 | 484.0811 | 0 | 484.0811 | 0.00090715 | 709.9112 | 0 | 484.0811 | -0.038385 | 712.6363 | 0.00044315 | 710.6412 | 0.023281 | 712.6363 | 0.00012886 | 895.1063 | 0.0022446 | 1142.9528 | 0.065275 | 1016.3633 | 0.011717 | 1070.3523 | 0 | 1069.6782 | 0 | 484.081 | 0.015169 | 484.6712 | 0.59046 | 484.0811 | 2.5455 | 484.0811 | 0.7531 | 484.0811 | 2.2888 | 481.6785 | 0.056859
| 277.8168 | 0.2021 |  |  | 277.8168 | 0.007019 | 277.8168 | 0 | 470.2543 | 0 | 484.3041 | 0.43058 | 479.0089 | 0.076646 | 470.2543 | 0 | 484.3041 | 0.28019 | 484.3041 | 0.060907 | 484.894 | 0.083732 | 484.3041 | 0.24531 | 484.3041 | 0.18971 | 484.3041 | 1.0774 | 470.3057 | 8.5824 | 479.01 | 4.1836 | 484.894 | 7.9584 | 470.2543 | 0.46714 | 479.01 | -0.01606 | 484.3041 | 0.22725 | 479.01 | -0.013874 | 484.3041 | 0.0091318 | 470.3057 | 0.00033385 | 470.3057 | 0.00030376 | 484.3041 | 0.019545 | 484.894 | -0.00087895 | 484.894 | -0.0010811 | 484.3041 | 0.032105 | 710.8046 | 0.073203 | 484.3041 | 0 | 484.3041 | -0.0076713 | 710.0746 | 0.00017392 | 484.3041 | 0.017022 | 712.8001 | 0.00047825 | 710.8046 | 0.02186 | 712.8001 | 0.00011457 | 895.186 | 0.0028401 | 1143.0167 | 0.065506 | 1016.3759 | 0.011732 | 1070.4083 | 0 | 1069.7342 | 0 | 484.304 | 0.015158 | 484.894 | 0.59684 | 484.3041 | 2.588 | 484.3041 | 0.85992 | 484.3041 | 2.3231 | 481.9008 | 0.057725
| 277.8921 | 0.19552 |  |  | 277.8921 | 0.0049303 | 277.8921 | 0 | 470.3676 | 0.011884 | 484.5272 | 0.40794 | 479.2322 | 0.031613 | 470.3676 | 0.032455 | 484.5272 | 0.054247 | 484.5272 | 0.038315 | 485.1168 | 0.037611 | 484.5272 | 0.12078 | 484.5272 | 0.18763 | 484.5272 | 0.88509 | 470.4214 | 8.5303 | 479.23 | 4.114 | 485.1168 | 7.8816 | 470.3676 | 0.45847 | 479.23 | -2.2651e-05 | 484.5272 | 0.23585 | 479.23 | -0.017373 | 484.5272 | 0.0089796 | 470.4214 | 0.00033919 | 470.4214 | 0.00024141 | 484.5272 | -0.016612 | 485.1168 | -0.0053961 | 485.1168 | -0.0023698 | 484.5272 | -0.018239 | 710.968 | 0.093333 | 484.5272 | 0 | 484.5272 | -0.010336 | 710.2381 | 0 | 484.5272 | -0.051742 | 712.964 | 0.00049909 | 710.968 | 0.022953 | 712.964 | 0.00011314 | 895.2658 | 0.0035356 | 1143.0808 | 0.065731 | 1016.3886 | 0.011748 | 1070.4645 | 0 | 1069.7903 | 0 | 484.527 | 0.014607 | 485.1168 | 0.5887 | 484.5272 | 2.562 | 484.5272 | 0.8156 | 484.5272 | 2.3042 | 482.1231 | 0.056884
| 277.9673 | 0.19447 |  |  | 277.9673 | 0.0089984 | 277.9673 | 0 | 470.4809 | 0 | 484.7502 | 0.41649 | 479.4554 | 0.065447 | 470.4809 | 0 | 484.7502 | 0.2852 | 484.7502 | 0.073591 | 485.3397 | 0.1148 | 484.7502 | 0.23812 | 484.7502 | 0.20756 | 484.7502 | 1.0589 | 470.5371 | 8.4136 | 479.46 | 3.9321 | 485.3397 | 7.8464 | 470.4809 | 0.48459 | 479.46 | 0.0073161 | 484.7502 | 0.24445 | 479.46 | 0.00081613 | 484.7502 | 0.0088782 | 470.5371 | 0.00029917 | 470.5371 | 0.00024141 | 484.7502 | 0.041226 | 485.3397 | -0.00016177 | 485.3397 | 0.0002061 | 484.7502 | -0.021862 | 711.1313 | 0.088901 | 484.7502 | 0 | 484.7502 | 0.010364 | 710.4015 | 0 | 484.7502 | 0.011888 | 713.1278 | 0.00035211 | 711.1313 | 0.022297 | 713.1278 | 0.00010228 | 895.3455 | 0.0039488 | 1143.1448 | 0.065961 | 1016.4012 | 0.011764 | 1070.5206 | 0 | 1069.8464 | 0 | 484.75 | 0.014942 | 485.3397 | 0.59545 | 484.7502 | 2.5954 | 484.7502 | 0.84564 | 484.7502 | 2.3233 | 482.3454 | 0.057343
| 278.0425 | 0.18883 |  |  | 278.0425 | 0.0028416 | 278.0425 | 0 | 470.5942 | 0.0041566 | 484.9732 | 0.40053 | 479.6787 | 0.038723 | 470.5942 | 0 | 484.9732 | 0.1275 | 484.9732 | 0.030493 | 485.5625 | 0.04395 | 484.9732 | 0.11408 | 484.9732 | 0.14612 | 484.9732 | 0.87501 | 470.6527 | 8.3874 | 479.68 | 3.8603 | 485.5625 | 7.7876 | 470.5942 | 0.46766 | 479.68 | 0.0070443 | 484.9732 | 0.25305 | 479.68 | 0.0050134 | 484.9732 | 0.0087767 | 470.6527 | 0.00035939 | 470.6527 | 0.00021024 | 484.9732 | -0.0037615 | 485.5625 | -0.011073 | 485.5625 | -0.0065374 | 484.9732 | -0.0060925 | 711.2947 | 0.09408 | 484.9732 | 0 | 484.9732 | -0.0024927 | 710.565 | 0.00078262 | 484.9732 | -0.017318 | 713.2917 | 0.00044205 | 711.2947 | 0.024155 | 713.2917 | 0.00011714 | 895.4252 | 0.0035729 | 1143.2087 | 0.066192 | 1016.4139 | 0.01178 | 1070.5768 | 0 | 1069.9025 | 0 | 484.973 | 0.014562 | 485.5625 | 0.59493 | 484.9732 | 2.5988 | 484.9732 | 0.83798 | 484.9732 | 2.3072 | 482.5677 | 0.057231
| 278.1177 | 0.18844 |  |  | 278.1177 | 0.0063511 | 278.1177 | 0 | 470.7075 | 0 | 485.1963 | 0.40485 | 479.902 | 0.086526 | 470.7075 | 0 | 485.1963 | 0.22187 | 485.1963 | 0.059473 | 485.7853 | 0.0879 | 485.1963 | 0.2437 | 485.1963 | 0.2582 | 485.1963 | 0.95059 | 470.7684 | 8.2939 | 479.9 | 3.4622 | 485.7853 | 7.7663 | 470.7075 | 0.48699 | 479.9 | 0.010306 | 485.1963 | 0.26165 | 479.9 | 0.016905 | 485.1963 | 0.0086245 | 470.7684 | 0.00033614 | 470.7684 | 0.00022183 | 485.1963 | 0.048588 | 485.7853 | -0.0011226 | 485.7853 | -0.0011108 | 485.1963 | 0.023486 | 711.4581 | 0.087086 | 485.1963 | 0 | 485.1963 | 0.013525 | 710.7285 | 0 | 485.1963 | 0.025799 | 713.4556 | 0.00033346 | 711.4581 | 0.023062 | 713.4556 | 0.00010971 | 895.5051 | 0.0032003 | 1143.2728 | 0.066422 | 1016.4265 | 0.011797 | 1070.6329 | 0 | 1069.9585 | 0 | 485.196 | 0.014424 | 485.7853 | 0.60282 | 485.1963 | 2.6314 | 485.1963 | 0.86022 | 485.1963 | 2.3438 | 482.79 | 0.058845
| 278.193 | 0.18217 |  |  | 278.193 | 0.0020765 | 278.193 | 0 | 470.8208 | 0.022482 | 485.4193 | 0.40313 | 480.1253 | 0.042186 | 470.8208 | 0.0331 | 485.4193 | 0.04229 | 485.4193 | 0.034042 | 486.0082 | 0.026486 | 485.4193 | 0.10042 | 485.4193 | 0.22208 | 485.4193 | 0.80615 | 470.884 | 8.2666 | 480.13 | 3.5443 | 486.0082 | 7.6814 | 470.8208 | 0.53046 | 480.13 | -0.0040998 | 485.4193 | 0.27026 | 480.13 | 0.015507 | 485.4193 | 0.0085231 | 470.884 | 0.00036549 | 470.884 | 0.00033454 | 485.4193 | -0.029997 | 486.0082 | -0.004418 | 486.0082 | -0.00091396 | 485.4193 | -0.0012536 | 711.6215 | 0.074538 | 485.4193 | 0 | 485.4193 | -0.0071976 | 710.892 | 0.00026087 | 485.4193 | -0.033447 | 713.6194 | 0.0004958 | 711.6215 | 0.024483 | 713.6194 | 0.000122 | 895.5848 | 0.0033609 | 1143.3368 | 0.066653 | 1016.4392 | 0.011814 | 1070.6891 | 0 | 1070.0147 | 0 | 485.419 | 0.014396 | 486.0082 | 0.59787 | 485.4193 | 2.6173 | 485.4193 | 0.83242 | 485.4193 | 2.3003 | 483.0124 | 0.059888
| 278.2682 | 0.18116 |  |  | 278.2682 | 0.0061811 | 278.2682 | 0 | 470.9341 | 0 | 485.6424 | 0.40688 | 480.3486 | 0.060503 | 470.9341 | 0 | 485.6424 | 0.24667 | 485.6424 | 0.06309 | 486.2311 | 0.10268 | 485.6424 | 0.24571 | 485.6424 | 0.30926 | 485.6424 | 0.97578 | 470.9997 | 8.1375 | 480.35 | 3.3915 | 486.2311 | 7.6593 | 470.9341 | 0.51311 | 480.35 | -0.022582 | 485.6424 | 0.27886 | 480.35 | -0.0065291 | 485.6424 | 0.0084216 | 470.9997 | 0.00032395 | 470.9997 | 0.00030376 | 485.6424 | 0.057054 | 486.2311 | 0.0058749 | 486.2311 | 0.0038916 | 485.6424 | -0.0054492 | 711.7849 | 0.096696 | 485.6424 | 0 | 485.6424 | 0.0067882 | 711.0555 | 0 | 485.6424 | 0.046487 | 713.7833 | 0.00048483 | 711.7849 | 0.022297 | 713.7833 | 0.00011486 | 895.6647 | 0.0031898 | 1143.4008 | 0.066888 | 1016.4518 | 0.011833 | 1070.7452 | 0 | 1070.0707 | 0 | 485.642 | 0.013122 | 486.2311 | 0.60304 | 485.6424 | 2.6558 | 485.6424 | 0.88035 | 485.6424 | 2.3866 | 483.2347 | 0.059896
| 278.3435 | 0.17495 |  |  | 278.3435 | 0.00040014 | 278.3434 | 0 | 471.0474 | 0 | 485.8655 | 0.40153 | 480.572 | 0.042347 | 471.0474 | 0.025362 | 485.8655 | 0.063094 | 485.8655 | 0.029107 | 486.454 | 0.018709 | 485.8655 | 0.09803 | 485.8655 | 0.15899 | 485.8655 | 0.80447 | 471.1154 | 8.0727 | 480.57 | 3.2886 | 486.4539 | 7.5621 | 471.0474 | 0.50643 | 480.57 | 0.0059571 | 485.8655 | 0.28746 | 480.57 | -0.012825 | 485.8655 | 0.0082694 | 471.1154 | 0.00033728 | 471.1154 | 0.00033454 | 485.8655 | 0.0067067 | 486.4539 | -0.011483 | 486.4539 | -0.0065125 | 485.8655 | 0.0047493 | 711.9483 | 0.086285 | 485.8655 | 0 | 485.8655 | -0.011293 | 711.2189 | 0.00026087 | 485.8655 | -0.010094 | 713.9472 | 0.00036417 | 711.9483 | 0.023609 | 713.9472 | 0.00012271 | 895.7445 | 0.0032941 | 1143.4648 | 0.067119 | 1016.4645 | 0.011851 | 1070.8014 | 0 | 1070.1268 | 0 | 485.866 | 0.01266 | 486.454 | 0.6102 | 485.8655 | 2.6283 | 485.8655 | 0.87299 | 485.8655 | 2.353 | 483.4571 | 0.059396
| 278.4187 | 0.17585 |  |  | 278.4187 | 0.0071768 | 278.4187 | 0 | 471.1607 | 0 | 486.0886 | 0.42669 | 480.7953 | 0.081961 | 471.1607 | 0 | 486.0886 | 0.37556 | 486.0886 | 0.062243 | 486.6769 | 0.073124 | 486.0886 | 0.25457 | 486.0886 | 0.23703 | 486.0886 | 0.88089 | 471.231 | 7.965 | 480.8 | 2.9601 | 486.6768 | 7.5113 | 471.1607 | 0.50413 | 480.8 | 0.011393 | 486.0886 | 0.29606 | 480.8 | 0.011659 | 486.0886 | 0.0081679 | 471.231 | 0.00031137 | 471.231 | 0.00035013 | 486.0886 | 0.022862 | 486.6768 | 0.0042611 | 486.6768 | 0.0009696 | 486.0886 | 0.010167 | 712.1117 | 0.095095 | 486.0886 | 0 | 486.0886 | 0.0074849 | 711.3824 | 0 | 486.0886 | 0.043489 | 714.1111 | 0.00054187 | 712.1117 | 0.021641 | 714.1111 | 0.00010957 | 895.8244 | 0.0037607 | 1143.5289 | 0.067355 | 1016.4772 | 0.01187 | 1070.8575 | 0 | 1070.183 | 0 | 486.089 | 0.013012 | 486.6769 | 0.61901 | 486.0886 | 2.6567 | 486.0886 | 0.8823 | 486.0886 | 2.3845 | 483.6795 | 0.059304
| 278.4939 | 0.17067 |  |  | 278.4939 | 0.001205 | 278.4939 | 0 | 471.2741 | 0.014695 | 486.3117 | 0.40519 | 481.0187 | 0.038928 | 471.2741 | 0.013044 | 486.3117 | -0.023778 | 486.3118 | 0.036569 | 486.8998 | 0.036635 | 486.3117 | 0.11075 | 486.3118 | 0.17642 | 486.3118 | 0.80111 | 471.3467 | 7.9392 | 481.02 | 2.9175 | 486.8998 | 7.4284 | 471.2741 | 0.50946 | 481.02 | 0.0078598 | 486.3117 | 0.30466 | 481.02 | -0.013525 | 486.3118 | 0.0080157 | 471.3467 | 0.0003007 | 471.3467 | 0.00039689 | 486.3118 | -0.022568 | 486.8998 | -0.0070368 | 486.8998 | -0.006668 | 486.3118 | -0.015615 | 712.2751 | 0.076887 | 486.3117 | 0 | 486.3117 | 0.0011978 | 711.5459 | 0.00078262 | 486.3117 | -0.015131 | 714.275 | 0.00026216 | 712.2751 | 0.023827 | 714.275 | 0.00012928 | 895.9042 | 0.0036529 | 1143.5929 | 0.06759 | 1016.4898 | 0.01189 | 1070.9138 | 0 | 1070.239 | 0 | 486.312 | 0.012862 | 486.8998 | 0.61079 | 486.3118 | 2.652 | 486.3118 | 0.8844 | 486.3118 | 2.3628 | 483.9018 | 0.05869
| 278.5692 | 0.16891 |  |  | 278.5692 | 0.0060354 | 278.5692 | 0 | 471.3874 | 0 | 486.5349 | 0.39385 | 481.242 | 0.06078 | 471.3874 | 0 | 486.5349 | 0.25307 | 486.5349 | 0.047901 | 487.1227 | 0.097372 | 486.5349 | 0.24725 | 486.5349 | 0.18888 | 486.5349 | 0.88929 | 471.4624 | 7.8748 | 481.24 | 2.7834 | 487.1227 | 7.389 | 471.3874 | 0.5059 | 481.24 | 0.0078598 | 486.5349 | 0.31327 | 481.24 | -0.011776 | 486.5349 | 0.0079143 | 471.4624 | 0.00027669 | 471.4624 | 0.00039689 | 486.5349 | 0.01587 | 487.1227 | 0.0018692 | 487.1227 | 0.00067221 | 486.5349 | 0.021612 | 712.4385 | 0.092639 | 486.5349 | 0 | 486.5349 | 0.0042205 | 711.7095 | 0.00017392 | 486.5349 | 0.01883 | 714.4389 | 0.0005309 | 712.4385 | 0.021423 | 714.4389 | 0.00012228 | 895.9841 | 0.0028938 | 1143.657 | 0.067826 | 1016.5024 | 0.011911 | 1070.97 | 0 | 1070.2952 | 0 | 486.535 | 0.012729 | 487.1227 | 0.61611 | 486.5349 | 2.693 | 486.5349 | 0.90604 | 486.5349 | 2.4265 | 484.1242 | 0.059374
| 278.6444 | 0.16429 |  |  | 278.6444 | 0.0036066 | 278.6444 | 0 | 471.5007 | 0.015748 | 486.758 | 0.38888 | 481.4654 | 0.059078 | 471.5007 | 0.0331 | 486.758 | 0.034883 | 486.758 | 0.019923 | 487.3456 | 0.042813 | 486.758 | 0.10433 | 486.758 | 0.11042 | 486.758 | 0.68019 | 471.5781 | 7.8535 | 481.47 | 2.9071 | 487.3456 | 7.3003 | 471.5007 | 0.52189 | 481.47 | -0.0016535 | 486.758 | 0.32187 | 481.47 | -0.013874 | 486.758 | 0.0078128 | 471.5781 | 0.00028317 | 471.5781 | 0.00031536 | 486.758 | -0.036058 | 487.3456 | -0.012017 | 487.3456 | -0.0067844 | 486.758 | 0.0066 | 712.6019 | 0.069199 | 486.758 | 0 | 486.758 | -0.013786 | 711.873 | 0.00026087 | 486.758 | -0.042492 | 714.6028 | 0.00031372 | 712.6019 | 0.022625 | 714.6028 | 0.00013586 | 896.064 | 0.0029926 | 1143.7211 | 0.068061 | 1016.5151 | 0.011932 | 1071.0261 | 0 | 1070.3513 | 0 | 486.758 | 0.012444 | 487.3456 | 0.61813 | 486.758 | 2.6828 | 486.758 | 0.90153 | 486.758 | 2.3966 | 484.3467 | 0.060495
| 278.7197 | 0.16375 |  |  | 278.7197 | 0.0054767 | 278.7197 | 0 | 471.614 | 0 | 486.9812 | 0.395 | 481.6888 | 0.085238 | 471.614 | 0 | 486.9812 | 0.25277 | 486.9812 | 0.054205 | 487.5686 | 0.095857 | 486.9812 | 0.23393 | 486.9812 | 0.23827 | 486.9812 | 0.77928 | 471.6938 | 7.7573 | 481.69 | 2.5516 | 487.5686 | 7.2596 | 471.614 | 0.50361 | 481.69 | 0.0067725 | 486.9812 | 0.33047 | 481.69 | -0.013175 | 486.9812 | 0.0076606 | 471.6938 | 0.00029727 | 471.6938 | 0.00028018 | 486.9812 | 0.02724 | 487.5686 | -0.0041583 | 487.5686 | -0.0017256 | 486.9812 | 0.0042199 | 712.7654 | 0.093653 | 486.9812 | 0 | 486.9812 | -0.017375 | 712.0365 | 0 | 486.9812 | 0.012866 | 714.7668 | 0.00056381 | 712.7654 | 0.021423 | 714.7668 | 0.00012743 | 896.1439 | 0.0038258 | 1143.7852 | 0.068302 | 1016.5278 | 0.011953 | 1071.0824 | 0 | 1070.4073 | 0 | 486.981 | 0.011987 | 487.5686 | 0.62576 | 486.9812 | 2.7129 | 486.9812 | 0.93413 | 486.9812 | 2.4544 | 484.5691 | 0.063335
| 278.795 | 0.15895 |  |  | 278.795 | 0.0052703 | 278.795 | 0 | 471.7274 | 0 | 487.2044 | 0.38094 | 481.9122 | 0.049049 | 471.7274 | 0.0048451 | 487.2044 | 0.10273 | 487.2044 | 0.005688 | 487.7915 | 0.024982 | 487.2044 | 0.10706 | 487.2044 | 0.041926 | 487.2044 | 0.65752 | 471.8095 | 7.6709 | 481.91 | 2.5578 | 487.7915 | 7.1812 | 471.7274 | 0.50026 | 481.91 | -0.0062742 | 487.2044 | 0.33907 | 481.91 | -0.017722 | 487.2044 | 0.0075591 | 471.8095 | 0.00029003 | 471.8095 | 0.00024501 | 487.2044 | -0.020914 | 487.7915 | -0.010232 | 487.7915 | -0.0075339 | 487.2044 | -0.0092648 | 712.9288 | 0.072189 | 487.2044 | 0 | 487.2044 | -0.00308 | 712.2 | 0.00026087 | 487.2044 | -0.021831 | 714.9307 | 0.00037843 | 712.9288 | 0.02339 | 714.9307 | 0.00014528 | 896.2238 | 0.0033841 | 1143.8492 | 0.068538 | 1016.5404 | 0.011975 | 1071.1385 | 0 | 1070.4635 | 0 | 487.204 | 0.011655 | 487.7915 | 0.62576 | 487.2044 | 2.7125 | 487.2044 | 0.92632 | 487.2044 | 2.4165 | 484.7915 | 0.063612
| 278.8702 | 0.15756 |  |  | 278.8702 | 0.0066547 | 278.8702 | 0 | 471.8407 | 0 | 487.4276 | 0.41339 | 482.1356 | 0.071825 | 471.8407 | 0 | 487.4276 | 0.2382 | 487.4276 | 0.0661 | 488.0145 | 0.075776 | 487.4276 | 0.24311 | 487.4276 | 0.24201 | 487.4276 | 0.76752 | 471.9252 | 7.5231 | 482.14 | 2.2979 | 488.0145 | 7.1162 | 471.8407 | 0.52555 | 482.14 | 0.024712 | 487.4276 | 0.34768 | 482.14 | -0.016322 | 487.4276 | 0.0074577 | 471.9252 | 0.00028812 | 471.9252 | 0.00016347 | 487.4276 | 0.034671 | 488.0145 | 0.0022832 | 488.0145 | 0.00061719 | 487.4276 | -0.010565 | 713.0922 | 0.09077 | 487.4276 | 0 | 487.4276 | 0.011644 | 712.3636 | 0 | 487.4276 | 0.022603 | 715.0946 | 0.00043218 | 713.0922 | 0.022297 | 715.0946 | 0.000123 | 896.3038 | 0.0028817 | 1143.9133 | 0.068778 | 1016.5531 | 0.011998 | 1071.1948 | 0 | 1070.5196 | 0 | 487.428 | 0.01161 | 488.0145 | 0.64029 | 487.4276 | 2.7624 | 487.4276 | 0.97154 | 487.4276 | 2.4861 | 485.014 | 0.064627
| 278.9455 | 0.15213 |  |  | 278.9455 | 0.0012265 | 278.9455 | 0 | 471.954 | 0.010831 | 487.6508 | 0.37479 | 482.3591 | 0.065552 | 471.954 | 0.03353 | 487.6508 | 0.13138 | 487.6508 | 0.025106 | 488.2375 | 0.027487 | 487.6508 | 0.12103 | 487.6508 | 0.091324 | 487.6508 | 0.64912 | 472.0409 | 7.4434 | 482.36 | 2.2938 | 488.2375 | 7.0193 | 471.954 | 0.53223 | 482.36 | 0.043195 | 487.6508 | 0.35628 | 482.36 | 0.0074619 | 487.6508 | 0.0073055 | 472.0409 | 0.00031937 | 472.0409 | 0.00014789 | 487.6508 | -0.016501 | 488.2375 | -0.013422 | 488.2375 | -0.0077554 | 487.6508 | -0.0039446 | 713.2557 | 0.078596 | 487.6508 | 0 | 487.6508 | -0.013313 | 712.5271 | 0.00078262 | 487.6508 | -0.028935 | 715.2586 | 0.00044315 | 713.2557 | 0.023499 | 715.2586 | 0.00014214 | 896.3837 | 0.0034489 | 1143.9774 | 0.069019 | 1016.5657 | 0.012021 | 1071.251 | 0 | 1070.5758 | 0 | 487.651 | 0.011109 | 488.2375 | 0.63321 | 487.6508 | 2.7479 | 487.6508 | 0.95126 | 487.6508 | 2.4569 | 485.2364 | 0.064579
| 279.0208 | 0.15111 |  |  | 279.0208 | 0.0063875 | 279.0208 | 0 | 472.0673 | 0 | 487.874 | 0.39548 | 482.5825 | 0.067558 | 472.0673 | 0 | 487.874 | 0.21596 | 487.874 | 0.063224 | 488.4605 | 0.090552 | 487.874 | 0.24381 | 487.874 | 0.21088 | 487.874 | 0.78264 | 472.1566 | 7.3502 | 482.58 | 2.011 | 488.4605 | 6.9706 | 472.0673 | 0.49765 | 482.58 | 0.014926 | 487.874 | 0.36488 | 482.58 | -0.026815 | 487.874 | 0.007204 | 472.1566 | 0.00034148 | 472.1566 | 0.00018666 | 487.874 | 0.036809 | 488.4605 | 0.0035291 | 488.4605 | 0.00036582 | 487.874 | 0.01674 | 713.4191 | 0.094774 | 487.874 | 0 | 487.874 | 0.0044073 | 712.6906 | 0.00017392 | 487.874 | 0.041143 | 715.4225 | 0.00041902 | 713.4191 | 0.022516 | 715.4225 | 0.000129 | 896.4637 | 0.0037123 | 1144.0415 | 0.06926 | 1016.5784 | 0.012045 | 1071.3073 | 0 | 1070.632 | 0 | 487.874 | 0.010946 | 488.4605 | 0.64198 | 487.874 | 2.7738 | 487.874 | 0.98175 | 487.874 | 2.5213 | 485.4589 | 0.063729
| 279.096 | 0.14732 |  |  | 279.096 | 0.0029873 | 279.0961 | 0 | 472.1807 | 0.015046 | 488.0972 | 0.37892 | 482.806 | 0.057189 | 472.1807 | 0.032025 | 488.0972 | 0.095971 | 488.0972 | 0.017536 | 488.6835 | 0.04054 | 488.0972 | 0.10986 | 488.0972 | 0.10378 | 488.0972 | 0.64996 | 472.2723 | 7.3431 | 482.81 | 2.221 | 488.6835 | 6.8714 | 472.1807 | 0.53579 | 482.81 | 0.036944 | 488.0972 | 0.37348 | 482.81 | -0.00058295 | 488.0972 | 0.0071025 | 472.2723 | 0.00034948 | 472.2723 | 0.00022183 | 488.0972 | -0.019303 | 488.6835 | -0.010093 | 488.6835 | -0.0067484 | 488.0972 | -0.024485 | 713.5826 | 0.071708 | 488.0972 | 0 | 488.0972 | -0.035397 | 712.8542 | 0.00026087 | 488.0972 | -0.027171 | 715.5865 | 0.00037514 | 713.5826 | 0.024265 | 715.5865 | 0.000142 | 896.5437 | 0.0034988 | 1144.1056 | 0.0695 | 1016.5911 | 0.01207 | 1071.3634 | 0 | 1070.6881 | 0 | 488.097 | 0.010888 | 488.6835 | 0.64547 | 488.0972 | 2.7803 | 488.0972 | 0.99467 | 488.0972 | 2.5209 | 485.6814 | 0.063733
| 279.1713 | 0.14557 |  |  | 279.1713 | 0.0089377 | 279.1713 | 0 | 472.294 | 0 | 488.3204 | 0.43585 | 483.0295 | 0.070426 | 472.294 | 0 | 488.3204 | 0.29164 | 488.3204 | 0.070872 | 488.9065 | 0.088658 | 488.3204 | 0.24031 | 488.3204 | 0.14902 | 488.3204 | 0.77256 | 472.388 | 7.2975 | 483.03 | 1.8675 | 488.9065 | 6.8263 | 472.294 | 0.51489 | 483.03 | 0.0026954 | 488.3204 | 0.38208 | 483.03 | -0.0026815 | 488.3204 | 0.0069503 | 472.388 | 0.00029346 | 472.388 | 0.00026859 | 488.3204 | 0.044171 | 488.9065 | 0.0025685 | 488.9065 | 0.0015916 | 488.3204 | 0.033105 | 713.746 | 0.079397 | 488.3204 | 0 | 488.3204 | 0.014502 | 713.0177 | 0.00017392 | 488.3204 | 0.031456 | 715.7504 | 0.00047387 | 713.746 | 0.023718 | 715.7504 | 0.00011407 | 896.6237 | 0.0030603 | 1144.1697 | 0.069746 | 1016.6037 | 0.012095 | 1071.4197 | 0 | 1070.7443 | 0 | 488.32 | 0.010663 | 488.9065 | 0.66169 | 488.3204 | 2.8174 | 488.3204 | 1.0118 | 488.3204 | 2.5718 | 485.9039 | 0.064535
| 279.2466 | 0.14092 |  |  | 279.2466 | 0.0017244 | 279.2466 | 0 | 472.4074 | 0.017856 | 488.5437 | 0.41561 | 483.253 | 0.042181 | 472.4074 | 0.026437 | 488.5437 | 0.07808 | 488.5437 | 0.024574 | 489.1296 | 0.040161 | 488.5437 | 0.11183 | 488.5437 | 0.07638 | 488.5437 | 0.62981 | 472.5038 | 7.2769 | 483.25 | 2.0276 | 489.1296 | 6.7443 | 472.4074 | 0.50559 | 483.25 | 0.020906 | 488.5437 | 0.39069 | 483.25 | -0.013525 | 488.5437 | 0.0068489 | 472.5038 | 0.00028812 | 472.5038 | 0.00028818 | 488.5437 | -0.01252 | 489.1296 | -0.0034365 | 489.1296 | -0.0029146 | 488.5437 | -0.018239 | 713.9095 | 0.07016 | 488.5437 | 0 | 488.5437 | 0.0066877 | 713.1813 | 0.00026087 | 488.5437 | -0.032625 | 715.9144 | 0.00038502 | 713.9095 | 0.024155 | 715.9144 | 0.00012364 | 896.7037 | 0.0030651 | 1144.2338 | 0.069987 | 1016.6163 | 0.012121 | 1071.476 | 0 | 1070.8004 | 0 | 488.544 | 0.01078 | 489.1296 | 0.66 | 488.5437 | 2.8273 | 488.5437 | 1.0059 | 488.5437 | 2.5603 | 486.1264 | 0.06343
| 279.3219 | 0.1408 |  |  | 279.3219 | 0.0057318 | 279.3219 | 0 | 472.5207 | 0 | 488.767 | 0.428 | 483.4765 | 0.073581 | 472.5207 | 0 | 488.767 | 0.24981 | 488.767 | 0.071247 | 489.3526 | 0.10002 | 488.767 | 0.23997 | 488.767 | 0.10793 | 488.767 | 0.71798 | 472.6195 | 7.1665 | 483.48 | 1.7386 | 489.3526 | 6.7058 | 472.5207 | 0.49201 | 483.48 | 0.045369 | 488.767 | 0.39929 | 483.48 | 0.0099102 | 488.767 | 0.0066967 | 472.6195 | 0.00028317 | 472.6195 | 0.00031136 | 488.767 | 0.014941 | 489.3526 | 0.0025955 | 489.3526 | 0.0016895 | 488.767 | 0.015366 | 714.073 | 0.085591 | 488.767 | 0 | 488.767 | -7.4944e-05 | 713.3448 | 0.00069566 | 488.767 | 0.0079488 | 716.0784 | 0.00044315 | 714.073 | 0.022188 | 716.0784 | 9.85e-05 | 896.7837 | 0.0028715 | 1144.298 | 0.070233 | 1016.629 | 0.012147 | 1071.5321 | 0 | 1070.8567 | 0 | 488.767 | 0.010597 | 489.3526 | 0.66775 | 488.767 | 2.8683 | 488.767 | 1.0488 | 488.767 | 2.6344 | 486.3489 | 0.063506
| 279.3972 | 0.13676 |  |  | 279.3972 | 0.0020037 | 279.3972 | 0 | 472.634 | 0.020332 | 488.9902 | 0.37801 | 483.7 | 0.045306 | 472.634 | 0.039978 | 488.9902 | 0.097501 | 488.9903 | 0.024117 | 489.5757 | 0.020031 | 488.9902 | 0.11065 | 488.9903 | 0.067663 | 488.9903 | 0.67683 | 472.7352 | 7.0857 | 483.7 | 1.8561 | 489.5757 | 6.6017 | 472.634 | 0.50235 | 483.7 | 0.035584 | 488.9902 | 0.40789 | 483.7 | -0.022619 | 488.9903 | 0.0065952 | 472.7352 | 0.00029117 | 472.7352 | 0.00023342 | 488.9903 | -0.03136 | 489.5757 | -0.012638 | 489.5757 | -0.0066751 | 488.9903 | -0.0068181 | 714.2365 | 0.070213 | 488.9902 | 0 | 488.9902 | -0.030615 | 713.5084 | 0 | 488.9902 | -0.032222 | 716.2423 | 0.00041354 | 714.2365 | 0.022625 | 716.2423 | 0.00010979 | 896.8637 | 0.0028184 | 1144.3621 | 0.070479 | 1016.6417 | 0.012174 | 1071.5884 | 0 | 1070.9128 | 0 | 488.99 | 0.0099823 | 489.5757 | 0.66995 | 488.9903 | 2.8674 | 488.9903 | 1.0261 | 488.9903 | 2.6225 | 486.5715 | 0.063393
| 279.4725 | 0.13596 |  |  | 279.4725 | 0.0036309 | 279.4725 | 0 | 472.7474 | 0 | 489.2135 | 0.3788 | 483.9235 | 0.082193 | 472.7474 | 0 | 489.2135 | 0.22299 | 489.2135 | 0.067923 | 489.7988 | 0.094341 | 489.2135 | 0.25167 | 489.2135 | 0.1594 | 489.2135 | 0.69363 | 472.8509 | 6.9716 | 483.92 | 1.6253 | 489.7988 | 6.5459 | 472.7474 | 0.50977 | 483.92 | 0.049718 | 489.2135 | 0.40789 | 483.92 | -0.00023318 | 489.2135 | 0.0065952 | 472.8509 | 0.00031404 | 472.8509 | 0.00016347 | 489.2135 | 0.050797 | 489.7988 | 0.0028693 | 489.7988 | -0.00060708 | 489.2135 | -0.0025426 | 714.3999 | 0.082334 | 489.2135 | 0 | 489.2135 | 0.01072 | 713.672 | 0.00017392 | 489.2135 | 0.015866 | 716.4063 | 0.00043218 | 714.3999 | 0.022188 | 716.4063 | 9.1688e-05 | 896.9438 | 0.0034027 | 1144.4263 | 0.070725 | 1016.6544 | 0.012201 | 1071.6446 | 0 | 1070.969 | 0 | 489.214 | 0.0097276 | 489.7988 | 0.66716 | 489.2135 | 2.9181 | 489.2135 | 1.0771 | 489.2135 | 2.6898 | 486.794 | 0.066279
| 279.5478 | 0.13235 |  |  | 279.5478 | 0.0005425 | 279.5478 | 0 | 472.8607 | 0.015748 | 489.4369 | 0.40687 | 484.147 | 0.041059 | 472.8607 | 0.026437 | 489.4369 | 0.055062 | 489.4368 | 0.027296 | 490.0219 | 0.043571 | 489.4369 | 0.099873 | 489.4368 | 0.058531 | 489.4368 | 0.53743 | 472.9667 | 6.9315 | 484.15 | 1.7189 | 490.0219 | 6.4661 | 472.8607 | 0.51155 | 484.15 | 0.072278 | 489.4369 | 0.40908 | 484.15 | -0.0065291 | 489.4368 | -0.00067946 | 472.9667 | 0.00031518 | 472.9667 | 0.00014389 | 489.4368 | -0.037177 | 490.0219 | -0.0064852 | 490.0219 | -0.003651 | 489.4368 | -0.028732 | 714.5634 | 0.069466 | 489.4369 | 0 | 489.4369 | -0.0023342 | 713.8355 | 0.00026087 | 489.4369 | -0.043698 | 716.5703 | 0.00043328 | 714.5634 | 0.024265 | 716.5703 | 0.00010962 | 897.0239 | 0.0034122 | 1144.4904 | 0.07097 | 1016.667 | 0.012229 | 1071.7009 | 0 | 1071.0251 | 0 | 489.437 | 0.0097552 | 490.0219 | 0.684 | 489.4368 | 2.9161 | 489.4368 | 1.0494 | 489.4368 | 2.6751 | 487.0166 | 0.067016
| 279.6231 | 0.13071 |  |  | 279.6231 | 0.0066304 | 279.6231 | 0 | 472.9741 | 0 | 489.6602 | 0.39565 | 484.3706 | 0.085301 | 472.9741 | 0 | 489.6602 | 0.26665 | 489.6602 | 0.059304 | 490.245 | 0.087142 | 489.6602 | 0.23694 | 489.6602 | 0.14986 | 489.6602 | 0.64324 | 473.0824 | 6.8608 | 484.37 | 1.511 | 490.245 | 6.3903 | 472.9741 | 0.51896 | 484.37 | 0.054067 | 489.6602 | 0.43728 | 484.37 | 0.002565 | 489.6602 | 0.0063923 | 473.0824 | 0.00033347 | 473.0824 | 0.00016747 | 489.6602 | 0.048956 | 490.245 | 0.0028557 | 490.245 | -0.0013787 | 489.6602 | -0.023111 | 714.7269 | 0.083722 | 489.6602 | 0 | 489.6602 | 0.0076713 | 713.9991 | 0 | 489.6602 | 0.0078269 | 716.7343 | 0.00055175 | 714.7269 | 0.022625 | 716.7343 | 0.00010319 | 897.1039 | 0.0039431 | 1144.5546 | 0.071221 | 1016.6796 | 0.012257 | 1071.7572 | 0 | 1071.0814 | 0 | 489.66 | 0.0095669 | 490.245 | 0.68643 | 489.6602 | 2.9553 | 489.6602 | 1.0953 | 489.6602 | 2.7109 | 487.2391 | 0.069836
| 279.6984 | 0.12666 |  |  | 279.6984 | 0.0035824 | 279.6984 | 0 | 473.0874 | 0.0076692 | 489.8835 | 0.38831 | 484.5942 | 0.044851 | 473.0874 | 0.022783 | 489.8835 | 0.067227 | 489.8835 | 0.028341 | 490.4681 | 0.04736 | 489.8835 | 0.12294 | 489.8835 | 0.078456 | 489.8835 | 0.49377 | 473.1982 | 6.8608 | 484.59 | 1.3862 | 490.4681 | 6.3152 | 473.0874 | 0.51186 | 484.59 | 0.053795 | 489.8835 | 0.44156 | 484.59 | -0.010377 | 489.8835 | -0.0014174 | 473.1982 | 0.00036739 | 473.1982 | 0.00017506 | 489.8835 | -0.014709 | 490.4681 | -0.0058095 | 490.4681 | -0.004406 | 489.8835 | 0.015241 | 714.8904 | 0.069199 | 489.8835 | 0 | 489.8835 | -8.2542e-05 | 714.1627 | 0 | 489.8835 | -0.038785 | 716.8984 | 0.00022816 | 714.8904 | 0.024374 | 716.8984 | 0.00011404 | 897.184 | 0.004287 | 1144.6186 | 0.071467 | 1016.6923 | 0.012286 | 1071.8135 | 0 | 1071.1376 | 0 | 489.884 | 0.0091405 | 490.4681 | 0.69193 | 489.8835 | 2.9749 | 489.8835 | 1.0872 | 489.8835 | 2.7437 | 487.4617 | 0.069536
| 279.7737 | 0.12514 |  |  | 279.7737 | 0.0066182 | 279.7737 | 0 | 473.2008 | 0 | 490.1069 | 0.32337 | 484.8177 | 0.12955 | 473.2008 | 0 | 490.1069 | 0.28372 | 490.1069 | 0.04392 | 490.6912 | 0.068577 | 490.1069 | 0.24532 | 490.1069 | 0.089664 | 490.1069 | 0.68607 | 473.3139 | 6.7867 | 484.82 | 1.2895 | 490.6912 | 6.2832 | 473.2008 | 0.52346 | 484.82 | 0.076355 | 490.1069 | 0.46778 | 484.82 | -0.022619 | 490.1069 | -0.0023569 | 473.3139 | 0.0003754 | 473.3139 | 0.00018666 | 490.1069 | 0.037545 | 490.6912 | -0.0038233 | 490.6912 | 0.003014 | 490.1069 | 0.0030093 | 715.0539 | 0.080625 | 490.1069 | 0 | 490.1069 | -0.0077241 | 714.3263 | 0 | 490.1069 | 0.035916 | 717.0624 | 0.00061208 | 715.0539 | 0.022734 | 717.0624 | 9.3309e-05 | 897.2642 | 0.0044549 | 1144.6829 | 0.071718 | 1016.705 | 0.012316 | 1071.8698 | 0 | 1071.1939 | 0 | 490.107 | 0.0089771 | 490.6912 | 0.68063 | 490.1069 | 3.0127 | 490.1069 | 1.1218 | 490.1069 | 2.8123 | 487.6843 | 0.071155
| 279.849 | 0.12141 |  |  | 279.849 | 0.0011991 | 279.849 | 0 | 473.3141 | 0 | 490.3302 | 0.3861 | 485.0413 | 0.11284 | 473.3141 | 0.020871 | 490.3302 | 0.033057 | 490.3302 | 0.031233 | 490.9144 | 0.035335 | 490.3302 | 0.11391 | 490.3302 | 0.037403 | 490.3302 | 0.53492 | 473.4297 | 6.7523 | 485.04 | 1.353 | 490.9144 | 6.2016 | 473.3141 | 0.55543 | 485.04 | 0.10571 | 490.3302 | 0.48482 | 485.04 | -0.00058295 | 490.3302 | 0.0076606 | 473.4297 | 0.00040284 | 473.4297 | 0.00018666 | 490.3302 | -0.0060178 | 490.9144 | -0.004165 | 490.9144 | -0.005854 | 490.3302 | -0.0078412 | 715.2174 | 0.073257 | 490.3302 | 0 | 490.3302 | -0.0095025 | 714.4899 | 0.00026087 | 490.3302 | -0.021856 | 717.2264 | 0.00022377 | 715.2174 | 0.021423 | 717.2264 | 0.00010626 | 897.3442 | 0.0041861 | 1144.7471 | 0.071969 | 1016.7177 | 0.012346 | 1071.926 | 0 | 1071.25 | 0 | 490.33 | 0.0087916 | 490.9144 | 0.70452 | 490.3302 | 2.9947 | 490.3302 | 1.0557 | 490.3302 | 2.7987 | 487.9069 | 0.070119
| 279.9244 | 0.12109 |  |  | 279.9244 | 0.0057682 | 279.9244 | 0 | 473.4275 | 0 | 490.5536 | 0.4071 | 485.2649 | 0.19693 | 473.4275 | 0 | 490.5536 | 0.31784 | 490.5536 | 0.0633 | 491.1375 | 0.089794 | 490.5536 | 0.2445 | 490.5536 | 0.14778 | 490.5536 | 0.64996 | 473.5454 | 6.6378 | 485.26 | 0.93608 | 491.1375 | 6.1057 | 473.4275 | 0.53798 | 485.26 | 0.12256 | 490.5536 | 0.50508 | 485.26 | 0.022852 | 490.5536 | 0.0098421 | 473.5454 | 0.00033538 | 473.5454 | 0.000257 | 490.5536 | 0.038282 | 491.1375 | 0.0065865 | 491.1375 | 0.0034577 | 490.5536 | 0.013867 | 715.3809 | 0.083829 | 490.5536 | 0 | 490.5536 | 0.0093015 | 714.6535 | 0.00017392 | 490.5536 | 0.051282 | 717.3904 | 0.00072506 | 715.3809 | 0.019783 | 717.3904 | 0.00010241 | 897.4244 | 0.0035874 | 1144.8113 | 0.07222 | 1016.7303 | 0.012376 | 1071.9823 | 0 | 1071.3063 | 0 | 490.554 | 0.0085341 | 491.1375 | 0.71857 | 490.5536 | 3.0405 | 490.5536 | 1.1692 | 490.5536 | 2.8304 | 488.1296 | 0.070457
| 279.9997 | 0.11614 |  |  | 279.9997 | 0.0018337 | 279.9997 | 0 | 473.5409 | 0.010128 | 490.777 | 0.38837 | 485.4885 | 0.13081 | 473.5409 | 0.038473 | 490.777 | 0.16398 | 490.777 | 0.032418 | 491.3607 | 0.031594 | 490.777 | 0.12733 | 490.777 | 0.073475 | 490.777 | 0.51728 | 473.6612 | 6.579 | 485.49 | 1.2906 | 491.3607 | 6.002 | 473.5409 | 0.53171 | 485.49 | 0.16116 | 490.777 | 0.5119 | 485.49 | -0.023318 | 490.777 | 0.00056314 | 473.6612 | 0.00034491 | 473.6612 | 0.00024901 | 490.777 | -0.0095343 | 491.3607 | -0.0090345 | 491.3607 | -0.0056817 | 490.777 | -0.0064886 | 715.5445 | 0.098298 | 490.777 | 0 | 490.777 | -0.018651 | 714.8171 | 0.00078262 | 490.777 | -0.019234 | 717.5545 | 0.00021829 | 715.5445 | 0.020658 | 717.5545 | 0.00011012 | 897.5045 | 0.00366 | 1144.8754 | 0.072471 | 1016.743 | 0.012407 | 1072.0387 | 0 | 1071.3624 | 0 | 490.777 | 0.0083652 | 491.3607 | 0.71314 | 490.777 | 3.0309 | 490.777 | 1.115 | 490.777 | 2.8413 | 488.3522 | 0.070275
| 280.075 | 0.11634 |  |  | 280.075 | 0.010383 | 280.075 | 0 | 473.6542 | 0 | 491.0004 | 0.40649 | 485.7122 | 0.23124 | 473.6542 | 0 | 491.0004 | 0.19858 | 491.0004 | 0.058777 | 491.5839 | 0.076534 | 491.0004 | 0.23799 | 491.0004 | 0.11955 | 491.0004 | 0.60377 | 473.777 | 6.4709 | 485.71 | 0.9756 | 491.5839 | 5.9789 | 473.6542 | 0.54456 | 485.71 | 0.14567 | 491.0004 | 0.52902 | 485.71 | -0.00058295 | 491.0004 | 0.0058342 | 473.777 | 0.00031213 | 473.777 | 0.000253 | 491.0004 | 0.041226 | 491.5839 | 0.0022165 | 491.5839 | 0.0013661 | 491.0004 | 0.014741 | 715.708 | 0.14502 | 491.0004 | 0 | 491.0004 | 0.00072884 | 714.9807 | 0.00017392 | 491.0004 | 0.031657 | 717.7185 | 0.00062305 | 715.708 | 0.022953 | 717.7185 | 0.00010098 | 897.5847 | 0.0038036 | 1144.9396 | 0.072727 | 1016.7556 | 0.012439 | 1072.095 | 0 | 1071.4187 | 0 | 491 | 0.0088055 | 491.5839 | 0.72654 | 491.0004 | 3.0497 | 491.0004 | 1.1742 | 491.0004 | 2.8939 | 488.5749 | 0.072623
| 280.1503 | 0.11041 |  |  | 280.1503 | 0.0023316 | 280.1503 | 0 | 473.7676 | 0.024828 | 491.2238 | 0.37779 | 485.9358 | 0.096362 | 473.7676 | 0.03138 | 491.2238 | 0.047977 | 491.2238 | 0.022783 | 491.8071 | 0.03724 | 491.2238 | 0.10084 | 491.2238 | 0.1125 | 491.2238 | 0.4669 | 473.8927 | 6.4425 | 485.94 | 1.038 | 491.8071 | 5.8871 | 473.7676 | 0.55595 | 485.94 | 0.15926 | 491.2238 | 0.53385 | 485.94 | -0.015623 | 491.2238 | 9.6089e-05 | 473.8927 | 0.00031747 | 473.8927 | 0.0002606 | 491.2238 | -0.0078462 | 491.8071 | -0.0078098 | 491.8071 | -0.0038967 | 491.2238 | -0.018863 | 715.8715 | 0.11987 | 491.2238 | 0 | 491.2238 | -0.0055878 | 715.1443 | 0 | 491.2238 | -0.02627 | 717.8826 | 0.00030055 | 715.8715 | 0.023937 | 717.8826 | 0.00011814 | 897.665 | 0.0035506 | 1145.0038 | 0.072983 | 1016.7682 | 0.01247 | 1072.1512 | 0 | 1071.475 | 0 | 491.224 | 0.0092651 | 491.8071 | 0.73432 | 491.2238 | 3.0531 | 491.2238 | 1.1559 | 491.2238 | 2.8798 | 488.7975 | 0.073918
| 280.2257 | 0.11086 |  |  | 280.2257 | 0.0049424 | 280.2257 | 0 | 473.881 | 0 | 491.4472 | 0.38658 | 486.1595 | 0.23161 | 473.881 | 0 | 491.4472 | 0.20313 | 491.4472 | 0.054342 | 492.0303 | 0.085627 | 491.4472 | 0.22656 | 491.4472 | 0.12163 | 491.4472 | 0.5727 | 474.0085 | 6.3927 | 486.16 | 0.86335 | 492.0303 | 5.8268 | 473.881 | 0.53328 | 486.16 | 0.14784 | 491.4472 | 0.56886 | 486.16 | 0.01061 | 491.4472 | 0.010349 | 474.0085 | 0.00032661 | 474.0085 | 0.00036572 | 491.4472 | 0.024904 | 492.0303 | -0.00059251 | 492.0303 | -0.0012463 | 491.4472 | 0.0094998 | 716.0351 | 0.14838 | 491.4472 | 0 | 491.4472 | -0.0007907 | 715.308 | 0.00069566 | 491.4472 | 0.020148 | 718.0466 | 0.0005671 | 716.0351 | 0.023172 | 718.0466 | 0.00011957 | 897.745 | 0.0040028 | 1145.068 | 0.073234 | 1016.7809 | 0.012502 | 1072.2075 | 0 | 1071.5312 | 0 | 491.447 | 0.008739 | 492.0303 | 0.74151 | 491.4472 | 3.0952 | 491.4472 | 1.1822 | 491.4472 | 2.9502 | 489.0202 | 0.075565
| 280.301 | 0.10779 |  |  | 280.301 | 0.00091688 | 280.301 | 0 | 473.9943 | 0.0087231 | 491.6707 | 0.35966 | 486.3832 | 0.095226 | 473.9943 | 0.016026 | 491.6707 | 0.030041 | 491.6707 | 0.025369 | 492.2535 | 0.036508 | 491.6707 | 0.10433 | 491.6707 | 0.071399 | 491.6707 | 0.43834 | 474.1243 | 6.4133 | 486.38 | 0.8727 | 492.2535 | 5.7311 | 473.9943 | 0.55188 | 486.38 | 0.22177 | 491.6707 | 0.58287 | 486.38 | -0.012475 | 491.6707 | 0.0024281 | 474.1243 | 0.00030184 | 474.1243 | 0.00039689 | 491.6707 | -0.029985 | 492.2535 | -0.0094026 | 492.2535 | -0.0069035 | 491.6707 | -0.010087 | 716.1986 | 0.11453 | 491.6707 | 0 | 491.6707 | 0.0099048 | 715.4716 | 0.00078262 | 491.6707 | -0.0063673 | 718.2107 | 0.00036527 | 716.1986 | 0.024811 | 718.2107 | 0.00012928 | 897.8252 | 0.0039956 | 1145.1323 | 0.07349 | 1016.7936 | 0.012535 | 1072.2639 | 0 | 1071.5874 | 0 | 491.671 | 0.0088747 | 492.2535 | 0.7407 | 491.6707 | 3.0742 | 491.6707 | 1.1829 | 491.6707 | 2.915 | 489.2429 | 0.076607
| 280.3763 | 0.10705 |  |  | 280.3763 | 0.007104 | 280.3763 | 0 | 474.1077 | 0 | 491.8941 | 0.41164 | 486.6068 | 0.14545 | 474.1077 | 0 | 491.8941 | 0.21859 | 491.8941 | 0.070118 | 492.4767 | 0.09472 | 491.8941 | 0.24049 | 491.8941 | 0.12827 | 491.8941 | 0.5895 | 474.2401 | 6.3467 | 486.61 | 0.74585 | 492.4767 | 5.6571 | 474.1077 | 0.55376 | 486.61 | 0.21198 | 491.8941 | 0.61058 | 486.61 | 0.01061 | 491.8941 | 0.014053 | 474.2401 | 0.00033538 | 474.2401 | 0.00035413 | 491.8941 | 0.035236 | 492.4767 | 0.0071727 | 492.4767 | 0.0041061 | 491.8941 | 0.0083063 | 716.3621 | 0.15073 | 491.8941 | 0 | 491.8941 | 0.007185 | 715.6352 | 0.00069566 | 491.8941 | 0.016898 | 718.3748 | 0.00051335 | 716.3621 | 0.023827 | 718.3748 | 0.00012243 | 897.9055 | 0.0040375 | 1145.1965 | 0.073751 | 1016.8063 | 0.012568 | 1072.3202 | 0 | 1071.6437 | 0 | 491.894 | 0.0087086 | 492.4767 | 0.75755 | 491.8941 | 3.1022 | 491.8941 | 1.2023 | 491.8941 | 2.996 | 489.4656 | 0.078533
| 280.4517 | 0.10347 |  |  | 280.4517 | 0.00034662 | 280.4517 | 0 | 474.2211 | 0.0052105 | 492.1176 | 0.37099 | 486.8305 | 0.066765 | 474.2211 | 0.011926 | 492.1176 | 0.13231 | 492.1176 | 0.030381 | 492.7 | 0.048497 | 492.1176 | 0.11893 | 492.1176 | 0.099627 | 492.1176 | 0.41567 | 474.3559 | 6.3074 | 486.83 | 0.83945 | 492.7 | 5.6003 | 474.2211 | 0.54237 | 486.83 | 0.29951 | 492.1176 | 0.61728 | 486.83 | 0.0029147 | 492.1176 | 0.0059357 | 474.3559 | 0.00027516 | 474.3559 | 0.00028018 | 492.1176 | -0.018916 | 492.7 | -0.0038889 | 492.7 | -0.0011875 | 492.1176 | -0.0019411 | 716.5257 | 0.10054 | 492.1176 | 0 | 492.1176 | -0.00023848 | 715.7988 | 0 | 492.1176 | -0.029037 | 718.5388 | 0.00038392 | 716.5257 | 0.023937 | 718.5388 | 0.00012486 | 897.9857 | 0.0044725 | 1145.2607 | 0.074007 | 1016.8189 | 0.012601 | 1072.3766 | 0 | 1071.6999 | 0 | 492.118 | 0.0082378 | 492.7 | 0.75498 | 492.1176 | 3.0944 | 492.1176 | 1.2027 | 492.1176 | 2.9725 | 489.6883 | 0.078682
| 280.527 | 0.10276 |  |  | 280.527 | 0.0075897 | 280.527 | 0 | 474.3345 | 0 | 492.3411 | 0.40156 | 487.0542 | 0.091029 | 474.3345 | 0 | 492.3411 | 0.22743 | 492.3411 | 0.068337 | 492.9232 | 0.086763 | 492.3411 | 0.22783 | 492.3411 | 0.13325 | 492.3411 | 0.54415 | 474.4717 | 6.1907 | 487.05 | 0.68869 | 492.9232 | 5.5731 | 474.3345 | 0.57445 | 487.05 | 0.26879 | 492.3411 | 0.65149 | 487.05 | -0.021219 | 492.3411 | 0.013698 | 474.4717 | 0.00029917 | 474.4717 | 0.00026859 | 492.3411 | 0.034036 | 492.9232 | 0.0053164 | 492.9232 | 0.00054933 | 492.3411 | 0.014116 | 716.6893 | 0.15564 | 492.3411 | 0 | 492.3411 | -0.0026236 | 715.9625 | 0.00069566 | 492.3411 | 0.024853 | 718.7029 | 0.00052103 | 716.6893 | 0.022516 | 718.7029 | 0.00011671 | 898.0659 | 0.0049046 | 1145.3249 | 0.074264 | 1016.8316 | 0.012634 | 1072.4329 | 0 | 1071.7562 | 0 | 492.341 | 0.0078003 | 492.9232 | 0.77704 | 492.3411 | 3.1933 | 492.3411 | 1.2445 | 492.3411 | 3.084 | 489.911 | 0.079938
| 280.6024 | 0.099203 |  |  | 280.6024 | 0.0015422 | 280.6024 | 0 | 474.4478 | 0.0031028 | 492.5646 | 0.37109 | 487.278 | 0.056795 | 474.4478 | 0.0093174 | 492.5646 | 0.12813 | 492.5646 | 0.027295 | 493.1465 | 0.029484 | 492.5646 | 0.10222 | 492.5646 | 0.088419 | 492.5646 | 0.46354 | 474.5874 | 6.1353 | 487.28 | 0.81135 | 493.1465 | 5.5154 | 474.4478 | 0.5595 | 487.28 | 0.36475 | 492.5646 | 0.66556 | 487.28 | -0.015623 | 492.5646 | 0.004334 | 474.5874 | 0.00029803 | 474.5874 | 0.00034254 | 492.5646 | -0.028085 | 493.1465 | -0.007275 | 493.1465 | -0.0037341 | 492.5646 | -0.017489 | 716.8528 | 0.12233 | 492.5646 | 0 | 492.5646 | -0.021654 | 716.1261 | 0 | 492.5646 | -0.015611 | 718.867 | 0.00044644 | 716.8528 | 0.023499 | 718.867 | 0.00012214 | 898.1462 | 0.0046426 | 1145.3893 | 0.074525 | 1016.8442 | 0.012668 | 1072.4893 | 0 | 1071.8125 | 0 | 492.565 | 0.0075954 | 493.1465 | 0.77542 | 492.5646 | 3.19 | 492.5646 | 1.2493 | 492.5646 | 3.0874 | 490.1337 | 0.080363
| 280.6777 | 0.10002 |  |  | 280.6777 | 0.009897 | 280.6777 | 0 | 474.5612 | 0 | 492.7881 | 0.3738 | 487.5017 | 0.079945 | 474.5612 | 0 | 492.7881 | 0.2416 | 492.7881 | 0.052496 | 493.3698 | 0.085627 | 492.7881 | 0.23427 | 492.7881 | 0.14155 | 492.7881 | 0.56347 | 474.7033 | 6.0496 | 487.5 | 0.59409 | 493.3698 | 5.4268 | 474.5612 | 0.56943 | 487.5 | 0.35713 | 492.7881 | 0.70737 | 487.5 | -0.0030314 | 492.7881 | 0.0071533 | 474.7033 | 0.00035291 | 474.7033 | 0.00035812 | 492.7881 | 0.0167 | 493.3698 | 0.0011552 | 493.3698 | 0.0011965 | 492.7881 | 0.022112 | 717.0164 | 0.16408 | 492.7881 | 0 | 492.7881 | -0.0044762 | 716.2898 | 0.00017392 | 492.7881 | 0.009271 | 719.0311 | 0.00046399 | 717.0164 | 0.02339 | 719.0311 | 0.00010557 | 898.2264 | 0.0042392 | 1145.4535 | 0.074786 | 1016.8569 | 0.012702 | 1072.5455 | 0 | 1071.8688 | 0 | 492.788 | 0.0080218 | 493.3698 | 0.77869 | 492.7881 | 3.2481 | 492.7881 | 1.2869 | 492.7881 | 3.1754 | 490.3565 | 0.082598
| 280.7531 | 0.095839 |  |  | 280.7531 | 0.00098844 | 280.7531 | 0 | 474.6746 | 0.011533 | 493.0116 | 0.38441 | 487.7254 | 0.042905 | 474.6746 | 0.01938 | 493.0116 | 0.044988 | 493.0116 | 0.034571 | 493.5931 | 0.034329 | 493.0116 | 0.11337 | 493.0116 | 0.052719 | 493.0116 | 0.42995 | 474.8191 | 6.0275 | 487.73 | 0.69077 | 493.5931 | 5.3274 | 474.6746 | 0.57915 | 487.73 | 0.38513 | 493.0116 | 0.71282 | 487.73 | -0.013874 | 493.0116 | 0.0049097 | 474.8191 | 0.00035138 | 474.8191 | 0.00040489 | 493.0116 | -0.0015971 | 493.5931 | -0.0031292 | 493.5931 | -0.0025716 | 493.0116 | -0.019988 | 717.18 | 0.13258 | 493.0116 | 0 | 493.0116 | -0.011523 | 716.4534 | 0.00026087 | 493.0116 | -0.050314 | 719.1952 | 0.00046838 | 717.18 | 0.02492 | 719.1952 | 0.00011043 | 898.3068 | 0.0044344 | 1145.5177 | 0.075047 | 1016.8696 | 0.012736 | 1072.6019 | 0 | 1071.9251 | 0 | 493.012 | 0.008224 | 493.5931 | 0.78812 | 493.0116 | 3.2463 | 493.0116 | 1.2736 | 493.0116 | 3.1553 | 490.5792 | 0.083082
| 280.8284 | 0.09493 |  |  | 280.8284 | 0.0087312 | 280.8285 | 0 | 474.788 | 0 | 493.2351 | 0.33461 | 487.9492 | 0.081385 | 474.788 | 0 | 493.2351 | 0.2091 | 493.2351 | 0.061487 | 493.8164 | 0.092447 | 493.2351 | 0.23512 | 493.2351 | 0.064342 | 493.2351 | 0.50552 | 474.9349 | 5.9721 | 487.95 | 0.47143 | 493.8164 | 5.2514 | 474.788 | 0.56734 | 487.95 | 0.46667 | 493.2351 | 0.7323 | 487.95 | 0.0060627 | 493.2351 | -0.0018379 | 474.9349 | 0.0003026 | 474.9349 | 0.00034653 | 493.2351 | 0.035795 | 493.8164 | -0.00095935 | 493.8164 | -0.00021199 | 493.2351 | 0.0069591 | 717.3435 | 0.14897 | 493.2351 | 0 | 493.2351 | 0.0092031 | 716.6171 | 0 | 493.2351 | 0.025836 | 719.3593 | 0.00042121 | 717.3435 | 0.023281 | 719.3593 | 0.00010486 | 898.3871 | 0.0046288 | 1145.582 | 0.075308 | 1016.8823 | 0.01277 | 1072.6583 | 0 | 1071.9813 | 0 | 493.235 | 0.007504 | 493.8164 | 0.78471 | 493.2351 | 3.2684 | 493.2351 | 1.2972 | 493.2351 | 3.2229 | 490.802 | 0.084264
| 280.9038 | 0.092021 |  |  | 280.9038 | 0.00037127 | 280.9038 | 0 | 474.9014 | 0.014695 | 493.4587 | 0.37384 | 488.173 | 0.070547 | 474.9014 | 0.028371 | 493.4587 | 0.047481 | 493.4587 | 0.02824 | 494.0397 | 0.016677 | 493.4587 | 0.09632 | 493.4587 | 0.088419 | 493.4587 | 0.39552 | 475.0507 | 5.9568 | 488.17 | 0.52444 | 494.0397 | 5.201 | 474.9014 | 0.55219 | 488.17 | 0.53054 | 493.4587 | 0.76034 | 488.17 | 0.0029147 | 493.4587 | 0.010349 | 475.0507 | 0.00027783 | 475.0507 | 0.00027619 | 493.4587 | -0.017133 | 494.0397 | -0.004299 | 494.0397 | -0.0044542 | 493.4587 | -0.021487 | 717.5071 | 0.129 | 493.4587 | 0 | 493.4587 | -0.018712 | 716.7808 | 0.00078262 | 493.4587 | -0.015041 | 719.5235 | 0.0004267 | 717.5071 | 0.023937 | 719.5235 | 0.00010786 | 898.4674 | 0.0041779 | 1145.6462 | 0.075575 | 1016.8949 | 0.012804 | 1072.7147 | 0 | 1072.0377 | 0 | 493.459 | 0.0076231 | 494.0397 | 0.80269 | 493.4587 | 3.2929 | 493.4587 | 1.2972 | 493.4587 | 3.2623 | 491.0248 | 0.08388
| 280.9792 | 0.091286 |  |  | 280.9792 | 0.010771 | 280.9792 | 0 | 475.0148 | 0 | 493.6823 | 0.34893 | 488.3968 | 0.078528 | 475.0148 | 0 | 493.6823 | 0.27019 | 493.6823 | 0.063679 | 494.263 | 0.093962 | 493.6823 | 0.23318 | 493.6823 | 0.093815 | 493.6823 | 0.50301 | 475.1665 | 5.8977 | 488.4 | 0.44752 | 494.263 | 5.2502 | 475.0148 | 0.57089 | 488.4 | 0.53109 | 493.6823 | 0.81827 | 488.4 | -0.00513 | 493.6823 | 0.009284 | 475.1665 | 0.00025535 | 475.1665 | 0.00031136 | 493.6823 | 0.036205 | 494.263 | 0.00051925 | 494.263 | 0.00092518 | 493.6823 | 0.00028117 | 717.6707 | 0.17043 | 493.6823 | 0 | 493.6823 | 0.027924 | 716.9444 | 0.00017392 | 493.6823 | 0.03526 | 719.6876 | 0.00043986 | 717.6707 | 0.022406 | 719.6876 | 9.2284e-05 | 898.5477 | 0.0037918 | 1145.7106 | 0.075836 | 1016.9076 | 0.012839 | 1072.771 | 0 | 1072.094 | 0 | 493.682 | 0.0077256 | 494.263 | 0.81575 | 493.6823 | 3.423 | 493.6823 | 1.3713 | 493.6823 | 3.4159 | 491.2476 | 0.085036
| 281.0546 | 0.087112 |  |  | 281.0546 | 0.0015058 | 281.0546 | 0 | 475.1282 | 0.0045078 | 493.9058 | 0.36659 | 488.6206 | 0.042525 | 475.1282 | 0.020498 | 493.9058 | 0.019757 | 493.9058 | 0.025967 | 494.4864 | 0.043192 | 493.9058 | 0.10443 | 493.9058 | 0.061852 | 493.9058 | 0.38712 | 475.2823 | 5.8767 | 488.62 | 0.47663 | 494.4864 | 5.1921 | 475.1282 | 0.57413 | 488.62 | 0.59958 | 493.9058 | 0.83713 | 488.62 | 0.0088609 | 493.9058 | 0.0011641 | 475.2823 | 0.00031404 | 475.2823 | 0.00032695 | 493.9058 | -0.013654 | 494.4864 | -0.011063 | 494.4864 | -0.0034361 | 493.9058 | 0.0066112 | 717.8343 | 0.14395 | 493.9058 | 0 | 493.9058 | -0.0061047 | 717.1081 | 0.00026087 | 493.9058 | -0.052132 | 719.8517 | 0.00048593 | 717.8343 | 0.023937 | 719.8517 | 9.2142e-05 | 898.6282 | 0.003818 | 1145.7749 | 0.076102 | 1016.9202 | 0.012873 | 1072.8274 | 0 | 1072.1503 | 0 | 493.906 | 0.0080994 | 494.4864 | 0.8355 | 493.9058 | 3.4335 | 493.9058 | 1.3486 | 493.9058 | 3.4172 | 491.4704 | 0.084982
| 281.1299 | 0.087831 |  |  | 281.1299 | 0.0096298 | 281.1299 | 0 | 475.2416 | 0 | 494.1294 | 0.39487 | 488.8444 | 0.069774 | 475.2416 | 0 | 494.1294 | 0.19469 | 494.1294 | 0.054272 | 494.7097 | 0.099645 | 494.1294 | 0.23918 | 494.1294 | 0.13242 | 494.1294 | 0.48873 | 475.3981 | 5.7723 | 488.84 | 0.38307 | 494.7098 | 5.1236 | 475.2416 | 0.60767 | 488.84 | 0.65176 | 494.1294 | 0.88153 | 488.84 | -0.0037309 | 494.1294 | 0.0093855 | 475.3981 | 0.00033614 | 475.3981 | 0.00041648 | 494.1294 | 0.048588 | 494.7098 | 0.0041068 | 494.7098 | -0.00061672 | 494.1294 | -0.0058637 | 717.9979 | 0.17139 | 494.1294 | 0 | 494.1294 | 0.004843 | 717.2718 | 0.00069566 | 494.1294 | 0.034021 | 720.0159 | 0.00031043 | 717.9979 | 0.023281 | 720.0159 | 7.9524e-05 | 898.7084 | 0.0039032 | 1145.8392 | 0.076369 | 1016.9329 | 0.012908 | 1072.8838 | 0 | 1072.2065 | 0 | 494.129 | 0.0075926 | 494.7097 | 0.84834 | 494.1294 | 3.494 | 494.1294 | 1.4025 | 494.1294 | 3.5079 | 491.6932 | 0.086154
| 281.2053 | 0.085253 |  |  | 281.2053 | 0.0012386 | 281.2053 | 0 | 475.355 | 0.010128 | 494.353 | 0.34588 | 489.0682 | 0.041836 | 475.355 | 0.032885 | 494.353 | 0.049448 | 494.353 | 0.027925 | 494.9331 | 0.015696 | 494.353 | 0.10629 | 494.353 | 0.068908 | 494.353 | 0.38628 | 475.514 | 5.7207 | 489.07 | 0.44959 | 494.9331 | 4.9857 | 475.355 | 0.62272 | 489.07 | 0.7238 | 494.353 | 0.89007 | 489.07 | -0.0058295 | 494.353 | -4.8553e-05 | 475.514 | 0.00038683 | 475.514 | 0.00034653 | 494.353 | -0.026782 | 494.9331 | -0.0070001 | 494.9331 | -0.00331 | 494.353 | 0.0094447 | 718.1615 | 0.14555 | 494.353 | 0 | 494.353 | 0.0020579 | 717.4355 | 0.00078262 | 494.353 | -0.031498 | 720.18 | 0.00047167 | 718.1615 | 0.024592 | 720.18 | 9.0809e-05 | 898.7888 | 0.0040945 | 1145.9034 | 0.076635 | 1016.9456 | 0.012943 | 1072.9402 | 0 | 1072.2629 | 0 | 494.353 | 0.0071468 | 494.9331 | 0.83517 | 494.353 | 3.5017 | 494.353 | 1.4004 | 494.353 | 3.5122 | 491.916 | 0.08602
| 281.2807 | 0.087658 |  |  | 281.2807 | 0.009217 | 281.2807 | 0 | 475.4684 | 0 | 494.5766 | 0.38416 | 489.2921 | 0.059457 | 475.4684 | 0 | 494.5766 | 0.30423 | 494.5766 | 0.071405 | 495.1565 | 0.095099 | 494.5766 | 0.23967 | 494.5766 | 0.10419 | 494.5766 | 0.48369 | 475.6298 | 5.6331 | 489.29 | 0.34876 | 495.1565 | 4.9017 | 475.4684 | 0.59074 | 489.29 | 0.75343 | 494.5766 | 0.91817 | 489.29 | 0.013408 | 494.5766 | 0.0086245 | 475.6298 | 0.00036663 | 475.6298 | 0.00029977 | 494.5766 | 0.031139 | 495.1565 | 0.0032287 | 495.1565 | 0.0028266 | 494.5766 | 0.00049129 | 718.3251 | 0.14908 | 494.5766 | 0 | 494.5766 | 0.01017 | 717.5992 | 0.00017392 | 494.5766 | 0.0034609 | 720.3442 | 0.00040147 | 718.3251 | 0.023937 | 720.3442 | 8.8667e-05 | 898.8692 | 0.0044997 | 1145.9678 | 0.076901 | 1016.9583 | 0.012977 | 1072.9966 | 0 | 1072.3192 | 0 | 494.577 | 0.0070942 | 495.1565 | 0.85084 | 494.5766 | 3.5301 | 494.5766 | 1.4389 | 494.5766 | 3.5567 | 492.1389 | 0.088787
| 281.3561 | 0.083782 |  |  | 281.3561 | 0.0041774 | 281.3561 | 0 | 475.5818 | 0.0087231 | 494.8003 | 0.39144 | 489.5159 | 0.048845 | 475.5818 | 0.037184 | 494.8003 | 0.048591 | 494.8003 | 0.038453 | 495.3799 | 0.018061 | 494.8003 | 0.12974 | 494.8003 | 0.042756 | 494.8003 | 0.31406 | 475.7456 | 5.6238 | 489.52 | 0.40906 | 495.3799 | 4.8552 | 475.5818 | 0.63964 | 489.52 | 0.8453 | 494.8003 | 0.94369 | 489.52 | -0.021569 | 494.8003 | 0.0094362 | 475.7456 | 0.00038607 | 475.7456 | 0.00021024 | 494.8003 | -0.0040016 | 495.3799 | -0.0048837 | 495.3799 | -4.8667e-05 | 494.8003 | -0.0030909 | 718.4887 | 0.14438 | 494.8003 | 0 | 494.8003 | -0.012332 | 717.7629 | 0.00026087 | 494.8003 | -0.020928 | 720.5083 | 0.00050787 | 718.4887 | 0.025139 | 720.5083 | 0.00010409 | 898.9496 | 0.0047419 | 1146.0321 | 0.077168 | 1016.9709 | 0.013012 | 1073.053 | 0 | 1072.3756 | 0 | 494.8 | 0.0071939 | 495.3799 | 0.8602 | 494.8003 | 3.5444 | 494.8003 | 1.4128 | 494.8003 | 3.5725 | 492.3618 | 0.089314
| 281.4315 | 0.084831 |  |  | 281.4315 | 0.011209 | 281.4315 | 0 | 475.6952 | 0 | 495.0239 | 0.3504 | 489.7398 | 0.070398 | 475.6952 | 0 | 495.0239 | 0.20166 | 495.0239 | 0.054823 | 495.6033 | 0.076155 | 495.0239 | 0.2333 | 495.0239 | 0.14736 | 495.0239 | 0.48285 | 475.8615 | 5.5519 | 489.74 | 0.30303 | 495.6033 | 4.8251 | 475.6952 | 0.63588 | 489.74 | 0.89042 | 495.0239 | 0.97931 | 489.74 | -0.0012825 | 495.0239 | 0.0049652 | 475.8615 | 0.00032128 | 475.8615 | 0.00021024 | 495.0239 | 0.027716 | 495.6033 | -0.00058916 | 495.6033 | -0.00084273 | 495.0239 | 0.0039073 | 718.6523 | 0.15543 | 495.0239 | 0 | 495.0239 | 0.00294 | 717.9266 | 0.00017392 | 495.0239 | 0.019272 | 720.6725 | 0.00036088 | 718.6523 | 0.023718 | 720.6725 | 9.9164e-05 | 899.03 | 0.0043329 | 1146.0964 | 0.077439 | 1016.9836 | 0.013047 | 1073.1094 | 0 | 1072.4319 | 0 | 495.024 | 0.0071551 | 495.6033 | 0.85822 | 495.0239 | 3.606 | 495.0239 | 1.4756 | 495.0239 | 3.6592 | 492.5846 | 0.091213
| 281.5069 | 0.081394 |  |  | 281.5069 | 0.0015544 | 281.5069 | 0 | 475.8086 | 0.010479 | 495.2476 | 0.36313 | 489.9637 | 0.035607 | 475.8086 | 0.032455 | 495.2476 | 0.065689 | 495.2476 | 0.030874 | 495.8268 | 0.04054 | 495.2476 | 0.10991 | 495.2476 | 0.064342 | 495.2476 | 0.33674 | 475.9773 | 5.5291 | 489.96 | 0.35604 | 495.8268 | 4.7802 | 475.8086 | 0.63755 | 489.96 | 0.99398 | 495.2476 | 1.007 | 489.96 | -0.033112 | 495.2476 | 0.0025904 | 475.9773 | 0.00034262 | 475.9773 | 0.00028818 | 495.2476 | -0.01371 | 495.8268 | -0.0099386 | 495.8268 | -0.005369 | 495.2476 | -0.018489 | 718.816 | 0.14123 | 495.2476 | 0 | 495.2476 | -0.017688 | 718.0903 | 0.00026087 | 495.2476 | -0.018992 | 720.8366 | 0.00036746 | 718.816 | 0.024811 | 720.8366 | 0.0001205 | 899.1105 | 0.0034034 | 1146.1608 | 0.07771 | 1016.9962 | 0.013081 | 1073.1659 | 0 | 1072.4883 | 0 | 495.248 | 0.0064241 | 495.8268 | 0.87613 | 495.2476 | 3.6626 | 495.2476 | 1.4927 | 495.2476 | 3.7529 | 492.8075 | 0.093428
| 281.5823 | 0.079997 |  |  | 281.5823 | 0.010443 | 281.5823 | 0 | 475.922 | 0 | 495.4712 | 0.39868 | 490.1875 | 0.072588 | 475.922 | 0 | 495.4712 | 0.28179 | 495.4712 | 0.054076 | 496.0502 | 0.089416 | 495.4712 | 0.24168 | 495.4712 | 0.11 | 495.4712 | 0.49545 | 476.0932 | 5.4558 | 490.19 | 0.32382 | 496.0502 | 4.744 | 475.922 | 0.63316 | 490.19 | 1.0057 | 495.4712 | 1.0702 | 490.19 | -0.010027 | 495.4712 | 0.011161 | 476.0932 | 0.00028317 | 476.0932 | 0.00037371 | 495.4712 | 0.035181 | 496.0502 | 0.0025988 | 496.0502 | 8.106e-05 | 495.4712 | 0.0090775 | 718.9796 | 0.1511 | 495.4712 | 0 | 495.4712 | -0.0088765 | 718.254 | 0 | 495.4712 | 0.014965 | 721.0008 | 0.00037734 | 718.9796 | 0.023609 | 721.0008 | 0.00012321 | 899.1909 | 0.0031866 | 1146.2251 | 0.077982 | 1017.0089 | 0.013116 | 1073.2223 | 0 | 1072.5447 | 0 | 495.471 | 0.0060586 | 496.0502 | 0.8926 | 495.4712 | 3.752 | 495.4712 | 1.5373 | 495.4712 | 3.8661 | 493.0304 | 0.095495
| 281.6577 | 0.075567 |  |  | 281.6577 | 0.0024773 | 281.6577 | 0 | 476.0354 | 0.00099528 | 495.6949 | 0.38007 | 490.4115 | 0.034446 | 476.0354 | 0.021244 | 495.6949 | 0.056256 | 495.6949 | 0.029859 | 496.2736 | 0.032081 | 495.6949 | 0.12043 | 495.6949 | 0.095476 | 495.6949 | 0.31322 | 476.209 | 5.4363 | 490.41 | 0.23338 | 496.2736 | 4.7068 | 476.0354 | 0.63484 | 490.41 | 1.0818 | 495.6949 | 1.0841 | 490.41 | -0.0068788 | 495.6949 | 0.0043323 | 476.209 | 0.0003026 | 476.209 | 0.0003893 | 495.6949 | -0.0091077 | 496.2736 | -0.0078178 | 496.2736 | -0.0031417 | 495.6949 | 0.0056511 | 719.1432 | 0.18175 | 495.6949 | 0 | 495.6949 | -0.0081436 | 718.4177 | 0 | 495.6949 | -0.024554 | 721.165 | 0.00054955 | 719.1432 | 0.024592 | 721.165 | 0.00012992 | 899.2714 | 0.0039969 | 1146.2894 | 0.078253 | 1017.0215 | 0.01315 | 1073.2787 | 0 | 1072.601 | 0 | 495.695 | 0.0064241 | 496.2736 | 0.90442 | 495.6949 | 3.7853 | 495.6949 | 1.5561 | 495.6949 | 3.9132 | 493.2533 | 0.095551
| 281.7331 | 0.075138 |  |  | 281.7331 | 0.010929 | 281.7331 | 0 | 476.1488 | 0 | 495.9186 | 0.38433 | 490.6354 | 0.07179 | 476.1488 | 0 | 495.9186 | 0.32291 | 495.9186 | 0.0601 | 496.4971 | 0.082217 | 495.9186 | 0.23242 | 495.9186 | 0.07306 | 495.9186 | 0.5072 | 476.3249 | 5.3559 | 490.64 | 0.27184 | 496.4971 | 4.6672 | 476.1488 | 0.6922 | 490.64 | 1.1391 | 495.9186 | 1.133 | 490.64 | 0.0032645 | 495.9186 | 0.0064938 | 476.3249 | 0.00023972 | 476.3249 | 0.00031136 | 495.9186 | 0.037914 | 496.4971 | -0.0013749 | 496.4971 | -0.00025351 | 495.9186 | 0.0096175 | 719.3069 | 0.15527 | 495.9186 | 0 | 495.9186 | 0.0031843 | 718.5815 | 0 | 495.9186 | 0.018656 | 721.3292 | 0.00031372 | 719.3069 | 0.023062 | 721.3292 | 0.0001112 | 899.3519 | 0.0042126 | 1146.3539 | 0.078525 | 1017.0342 | 0.013184 | 1073.3351 | 0 | 1072.6573 | 0 | 495.919 | 0.0066678 | 496.4971 | 0.91727 | 495.9186 | 3.8827 | 495.9186 | 1.5974 | 495.9186 | 4.0291 | 493.4762 | 0.095963
| 281.8085 | 0.071667 |  |  | 281.8085 | 0.0016515 | 281.8085 | 0 | 476.2622 | 0 | 496.1423 | 0.33874 | 490.8593 | 0.049752 | 476.2622 | 0.029016 | 496.1423 | 0.11459 | 496.1423 | 0.027615 | 496.7206 | 0.017402 | 496.1423 | 0.12108 | 496.1423 | 0.073475 | 496.1423 | 0.33506 | 476.4407 | 5.3402 | 490.86 | 0.20739 | 496.7206 | 4.5489 | 476.2622 | 0.65678 | 490.86 | 1.2307 | 496.1423 | 1.1355 | 490.86 | 0.0015157 | 496.1423 | -0.00068229 | 476.4407 | 0.00030184 | 476.4407 | 0.00029177 | 496.1423 | -0.039386 | 496.7206 | -0.012187 | 496.7206 | -0.0075815 | 496.1423 | -0.01674 | 719.4705 | 0.15276 | 496.1423 | 0 | 496.1423 | -0.023051 | 718.7452 | 0.00078262 | 496.1423 | -0.043877 | 721.4934 | 0.00052103 | 719.4705 | 0.023827 | 721.4934 | 0.00012113 | 899.4324 | 0.0040944 | 1146.4182 | 0.078796 | 1017.0469 | 0.013218 | 1073.3916 | 0 | 1072.7137 | 0 | 496.142 | 0.0068589 | 496.7206 | 0.90457 | 496.1423 | 3.8657 | 496.1423 | 1.5758 | 496.1423 | 4.0252 | 493.6992 | 0.095156
| 281.8839 | 0.073716 |  |  | 281.8839 | 0.011852 | 281.8839 | 0 | 476.3757 | 0 | 496.366 | 0.2998 | 491.0832 | 0.093517 | 476.3757 | 0 | 496.366 | 0.21774 | 496.366 | 0.057077 | 496.9441 | 0.093583 | 496.366 | 0.2334 | 496.366 | 0.13823 | 496.366 | 0.41147 | 476.5566 | 5.2736 | 491.08 | 0.28432 | 496.9441 | 4.472 | 476.3757 | 0.67443 | 491.08 | 1.2334 | 496.366 | 1.1932 | 491.08 | 0.031946 | 496.366 | 0.00097915 | 476.5566 | 0.00030984 | 476.5566 | 0.00027259 | 496.366 | 0.055582 | 496.9441 | 0.0032846 | 496.9441 | 0.0017662 | 496.366 | 0.011764 | 719.6342 | 0.1558 | 496.366 | 0 | 496.366 | 0.01095 | 718.9089 | 0 | 496.366 | 0.02922 | 721.6576 | 0.00029836 | 719.6342 | 0.022516 | 721.6576 | 0.00010122 | 899.5129 | 0.0041883 | 1146.4825 | 0.079073 | 1017.0596 | 0.013251 | 1073.448 | 0 | 1072.7701 | 0 | 496.366 | 0.0061334 | 496.9441 | 0.89403 | 496.366 | 3.8952 | 496.366 | 1.6252 | 496.366 | 4.0693 | 493.9221 | 0.0958
| 281.9593 | 0.072815 |  |  | 281.9593 | 0.0047967 | 281.9593 | 0 | 476.4891 | 0.024242 | 496.5898 | 0.38786 | 491.3072 | 0.039759 | 476.4891 | 0.020871 | 496.5898 | 0.10348 | 496.5898 | 0.029399 | 497.1676 | 0.027107 | 496.5898 | 0.12078 | 496.5898 | 0.099212 | 496.5898 | 0.35353 | 476.6725 | 5.2605 | 491.31 | 0.22506 | 497.1676 | 4.3969 | 476.4891 | 0.64111 | 491.31 | 1.3403 | 496.5898 | 1.2209 | 491.31 | 0.018654 | 496.5898 | 0.011009 | 476.6725 | 0.00034757 | 476.6725 | 0.00024141 | 496.5898 | 0.0044071 | 497.1676 | -0.005232 | 497.1676 | -0.0030887 | 496.5898 | -0.01624 | 719.7979 | 0.20578 | 496.5898 | 0 | 496.5898 | 0.010181 | 719.0727 | 0.00026087 | 496.5898 | -0.016872 | 721.8218 | 0.00054187 | 719.7979 | 0.024483 | 721.8218 | 9.5932e-05 | 899.5934 | 0.0043265 | 1146.547 | 0.079349 | 1017.0723 | 0.013285 | 1073.5045 | 0 | 1072.8264 | 0 | 496.59 | 0.0062081 | 497.1676 | 0.92916 | 496.5898 | 3.8908 | 496.5898 | 1.5609 | 496.5898 | 4.0968 | 494.1451 | 0.095448
| 282.0347 | 0.073369 |  |  | 282.0347 | 0.013552 | 282.0347 | 0 | 476.6025 | 0 | 496.8135 | 0.37403 | 491.5312 | 0.075562 | 476.6025 | 0 | 496.8135 | 0.20992 | 496.8135 | 0.055197 | 497.3911 | 0.088279 | 496.8135 | 0.21005 | 496.8135 | 0.12744 | 496.8135 | 0.40308 | 476.7883 | 5.1819 | 491.53 | 0.19699 | 497.3911 | 4.3044 | 476.6025 | 0.68635 | 491.53 | 1.3895 | 496.8135 | 1.2362 | 491.53 | 0.0018654 | 496.8135 | 0.0060372 | 476.7883 | 0.00033119 | 476.7883 | 0.00021024 | 496.8135 | 0.032201 | 497.3911 | 0.001375 | 497.3911 | -0.00040982 | 496.8135 | -0.0091179 | 719.9615 | 0.15468 | 496.8135 | 0 | 496.8135 | -0.0014499 | 719.2364 | 0 | 496.8135 | 0.02955 | 721.986 | 0.00036198 | 719.9615 | 0.023609 | 721.986 | 8.8503e-05 | 899.674 | 0.0045552 | 1146.6113 | 0.079626 | 1017.0849 | 0.013318 | 1073.5609 | 0 | 1072.8828 | 0 | 496.814 | 0.0057097 | 497.3911 | 0.92391 | 496.8135 | 3.9145 | 496.8135 | 1.663 | 496.8135 | 4.1394 | 494.368 | 0.096707
| 282.1102 | 0.069485 |  |  | 282.1102 | 0.0034245 | 282.1102 | 0 | 476.7159 | 0.021114 | 497.0373 | 0.36599 | 491.7552 | 0.041223 | 476.7159 | 0.027942 | 497.0373 | 0.058797 | 497.0373 | 0.030694 | 497.6146 | 0.022051 | 497.0373 | 0.10421 | 497.0373 | 0.069739 | 497.0373 | 0.30735 | 476.9042 | 5.1587 | 491.76 | 0.16165 | 497.6146 | 4.1742 | 476.7159 | 0.67673 | 491.76 | 1.5721 | 497.0373 | 1.2549 | 491.76 | -0.0040807 | 497.0373 | 0.0054791 | 476.9042 | 0.00037806 | 476.9042 | 0.000257 | 497.0373 | -0.01336 | 497.6146 | -0.0029944 | 497.6146 | -0.0025255 | 497.0373 | -0.0091575 | 720.1252 | 0.20461 | 497.0373 | 0 | 497.0373 | 0.0090736 | 719.4002 | 0.00078262 | 497.0373 | -0.012511 | 722.1503 | 0.00048483 | 720.1252 | 0.02492 | 722.1503 | 0.00010194 | 899.7545 | 0.0044949 | 1146.6758 | 0.079902 | 1017.0976 | 0.013351 | 1073.6174 | 0 | 1072.9392 | 0 | 497.037 | 0.0053747 | 497.6146 | 0.9187 | 497.0373 | 3.8722 | 497.0373 | 1.584 | 497.0373 | 4.0755 | 494.591 | 0.097686
| 282.1856 | 0.069683 |  |  | 282.1856 | 0.014499 | 282.1856 | 0 | 476.8294 | 0 | 497.2611 | 0.3685 | 491.9791 | 0.056784 | 476.8294 | 0 | 497.2611 | 0.29813 | 497.2611 | 0.040497 | 497.8382 | 0.08108 | 497.2611 | 0.21805 | 497.2611 | 0.10295 | 497.2611 | 0.39636 | 477.0201 | 5.0749 | 491.98 | 0.17412 | 497.8382 | 4.1251 | 476.8294 | 0.68426 | 491.98 | 1.5229 | 497.2611 | 1.2787 | 491.98 | 0.0032645 | 497.2611 | 0.0099943 | 477.0201 | 0.0003834 | 477.0201 | 0.0002646 | 497.2611 | 0.031704 | 497.8382 | 7.2375e-05 | 497.8382 | -0.00011346 | 497.2611 | -0.0018319 | 720.2889 | 0.18133 | 497.2611 | 0 | 497.2611 | 0.011638 | 719.5639 | 0.00017392 | 497.2611 | 0.01083 | 722.3145 | 0.00036966 | 720.2889 | 0.023718 | 722.3145 | 0.00010437 | 899.8351 | 0.0040601 | 1146.7401 | 0.080179 | 1017.1102 | 0.013383 | 1073.6738 | 0 | 1072.9956 | 0 | 497.261 | 0.0058731 | 497.8382 | 0.92802 | 497.2611 | 3.9073 | 497.2611 | 1.6509 | 497.2611 | 4.1462 | 494.814 | 0.099731
| 282.261 | 0.067154 |  |  | 282.261 | 0.0030116 | 282.261 | 0 | 476.9428 | 0.0031028 | 497.4849 | 0.35931 | 492.2032 | 0.044758 | 476.9428 | 0.013417 | 497.4849 | 0.061344 | 497.4848 | 0.025438 | 498.0617 | 0.026189 | 497.4849 | 0.10879 | 497.4848 | 0.066003 | 497.4848 | 0.31406 | 477.136 | 5.0427 | 492.2 | 0.1419 | 498.0617 | 4.0525 | 476.9428 | 0.66482 | 492.2 | 1.6596 | 497.4849 | 1.2959 | 492.2 | 0.0099102 | 497.4848 | 0.0016431 | 477.136 | 0.00034872 | 477.136 | 0.00028418 | 497.4848 | -0.024605 | 498.0617 | -0.0068994 | 498.0617 | -0.0039043 | 497.4848 | -0.0032276 | 720.4525 | 0.20535 | 497.4849 | 0 | 497.4849 | -0.0073567 | 719.7277 | 0.0013044 | 497.4849 | -0.011334 | 722.4787 | 0.00044973 | 720.4525 | 0.025248 | 722.4787 | 0.00011886 | 899.9156 | 0.0039068 | 1146.8046 | 0.080456 | 1017.1229 | 0.013415 | 1073.7304 | 0 | 1073.052 | 0 | 497.485 | 0.005646 | 498.0617 | 0.92842 | 497.4848 | 3.9405 | 497.4848 | 1.6464 | 497.4848 | 4.1814 | 495.037 | 0.10035
| 282.3365 | 0.066741 |  |  | 282.3365 | 0.011864 | 282.3365 | 0 | 477.0562 | 0 | 497.7087 | 0.39287 | 492.4272 | 0.064536 | 477.0562 | 0 | 497.7087 | 0.1918 | 497.7087 | 0.061979 | 498.2853 | 0.071608 | 497.7087 | 0.22118 | 497.7087 | 0.1237 | 497.7087 | 0.34345 | 477.2519 | 4.9638 | 492.43 | 0.21466 | 498.2853 | 4.0262 | 477.0562 | 0.68457 | 492.43 | 1.7083 | 497.7087 | 1.3523 | 492.43 | -0.01947 | 497.7087 | 0.012379 | 477.2519 | 0.0003167 | 477.2519 | 0.0002646 | 497.7087 | 0.017297 | 498.2853 | 0.0080121 | 498.2853 | 0.0021925 | 497.7087 | 0.018364 | 720.6162 | 0.18437 | 497.7087 | 0 | 497.7087 | -3.2781e-05 | 719.8914 | 0 | 497.7087 | 0.026873 | 722.643 | 0.00043218 | 720.6162 | 0.023937 | 722.643 | 0.00011157 | 899.9963 | 0.003532 | 1146.869 | 0.080737 | 1017.1356 | 0.013447 | 1073.7869 | 0 | 1073.1085 | 0 | 497.709 | 0.0052888 | 498.2853 | 0.9514 | 497.7087 | 3.9719 | 497.7087 | 1.6713 | 497.7087 | 4.2468 | 495.26 | 0.10255
| 282.4119 | 0.063378 |  |  | 282.4119 | 0.0060475 | 282.4119 | 0 | 477.1697 | 0.022678 | 497.9325 | 0.34326 | 492.6512 | 0.039825 | 477.1697 | 0.040623 | 497.9325 | 0.052156 | 497.9325 | 0.027061 | 498.5089 | 0.033788 | 497.9325 | 0.10319 | 497.9325 | 0.069324 | 497.9325 | 0.28383 | 477.3678 | 4.9458 | 492.65 | 0.076405 | 498.5089 | 3.9483 | 477.1697 | 0.67966 | 492.65 | 1.8236 | 497.9325 | 1.3786 | 492.65 | -0.021219 | 497.9325 | 0.0068996 | 477.3678 | 0.00033805 | 477.3678 | 0.00036212 | 497.9325 | -0.021998 | 498.5089 | -0.0093057 | 498.5089 | -0.0045318 | 497.9325 | -0.0069164 | 720.7799 | 0.20503 | 497.9325 | 0 | 497.9325 | -0.0027708 | 720.0552 | 0.00078262 | 497.9325 | -0.025423 | 722.8073 | 0.00043328 | 720.7799 | 0.024483 | 722.8073 | 0.000116 | 900.0769 | 0.0034919 | 1146.9334 | 0.081019 | 1017.1483 | 0.013479 | 1073.8433 | 0 | 1073.1649 | 0 | 497.932 | 0.0053913 | 498.5089 | 0.94167 | 497.9325 | 3.9894 | 497.9325 | 1.6555 | 497.9325 | 4.2615 | 495.483 | 0.10249
| 282.4873 | 0.065031 |  |  | 282.4873 | 0.015337 | 282.4873 | 0 | 477.2831 | 0 | 498.1563 | 0.35251 | 492.8753 | 0.062308 | 477.2831 | 0 | 498.1563 | 0.23911 | 498.1563 | 0.046127 | 498.7324 | 0.057211 | 498.1563 | 0.21682 | 498.1563 | 0.066833 | 498.1563 | 0.4056 | 477.4837 | 4.8766 | 492.88 | 0.077446 | 498.7324 | 3.9297 | 477.2831 | 0.71957 | 492.88 | 1.8094 | 498.1563 | 1.4251 | 492.88 | -0.016322 | 498.1563 | 0.011516 | 477.4837 | 0.00037463 | 477.4837 | 0.0003933 | 498.1563 | 0.024119 | 498.7324 | -0.0019539 | 498.7324 | -0.00092399 | 498.1563 | 0.020612 | 720.9436 | 0.19628 | 498.1563 | 0 | 498.1563 | -0.005524 | 720.219 | 0 | 498.1563 | 0.010278 | 722.9715 | 0.00043657 | 720.9436 | 0.023172 | 722.9715 | 0.00010928 | 900.1574 | 0.0036289 | 1146.9978 | 0.081301 | 1017.1609 | 0.01351 | 1073.8998 | 0 | 1073.2213 | 0 | 498.156 | 0.0053497 | 498.7324 | 0.95723 | 498.1563 | 4.031 | 498.1563 | 1.7066 | 498.1563 | 4.3446 | 495.7061 | 0.10377
| 282.5628 | 0.061808 |  |  | 282.5628 | 0.0056468 | 282.5628 | 0 | 477.3965 | 0.0038054 | 498.3801 | 0.34282 | 493.0993 | 0.036257 | 477.3965 | 0.023213 | 498.3801 | 0.095097 | 498.3801 | 0.018226 | 498.9561 | 0.025074 | 498.3801 | 0.1102 | 498.3801 | 0.068493 | 498.3801 | 0.26284 | 477.5996 | 4.8485 | 493.1 | 0.15125 | 498.9561 | 3.8989 | 477.3965 | 0.69533 | 493.1 | 2.0225 | 498.3801 | 1.4543 | 493.1 | 0.0032645 | 498.3801 | 0.0030176 | 477.5996 | 0.00036091 | 477.5996 | 0.00032295 | 498.3801 | -0.014765 | 498.9561 | -0.0089772 | 498.9561 | -0.0052986 | 498.3801 | 0.00047765 | 721.1073 | 0.1825 | 498.3801 | 0 | 498.3801 | -0.0071921 | 720.3827 | 0.00078262 | 498.3801 | -0.036375 | 723.1358 | 0.00038831 | 721.1073 | 0.024811 | 723.1358 | 0.00010928 | 900.238 | 0.0039139 | 1147.0623 | 0.081582 | 1017.1736 | 0.01354 | 1073.9563 | 0 | 1073.2777 | 0 | 498.38 | 0.0056709 | 498.9561 | 0.97459 | 498.3801 | 4.0969 | 498.3801 | 1.7158 | 498.3801 | 4.4179 | 495.9291 | 0.10399
| 282.6382 | 0.063684 |  |  | 282.6382 | 0.015544 | 282.6382 | 0 | 477.51 | 0 | 498.604 | 0.37064 | 493.3234 | 0.077971 | 477.51 | 0 | 498.604 | 0.13491 | 498.604 | 0.063334 | 499.1797 | 0.076534 | 498.604 | 0.22838 | 498.604 | 0.13699 | 498.604 | 0.36361 | 477.7155 | 4.7898 | 493.32 | 0.13254 | 499.1797 | 3.8814 | 477.51 | 0.6899 | 493.32 | 2.0312 | 498.604 | 1.4988 | 493.32 | -0.0058295 | 498.604 | 0.010857 | 477.7155 | 0.00036091 | 477.7155 | 0.00029977 | 498.604 | 0.024738 | 499.1797 | 0.0047781 | 499.1797 | 0.00051324 | 498.604 | 0.0024227 | 721.271 | 0.19804 | 498.604 | 0 | 498.604 | 0.00076713 | 720.5465 | 0.00017392 | 498.604 | 0.038605 | 723.3001 | 0.00042121 | 721.271 | 0.024374 | 723.3001 | 0.00010786 | 900.3187 | 0.003761 | 1147.1267 | 0.081864 | 1017.1863 | 0.013571 | 1074.0128 | 0 | 1073.3342 | 0 | 498.604 | 0.005023 | 499.1797 | 0.99312 | 498.604 | 4.1155 | 498.604 | 1.7451 | 498.604 | 4.54 | 496.1522 | 0.10494
| 282.7137 | 0.059361 |  |  | 282.7137 | 0.0056468 | 282.7137 | 0 | 477.6234 | 0.011884 | 498.8279 | 0.28882 | 493.5475 | 0.043156 | 477.6234 | 0.022353 | 498.8279 | 0.061942 | 498.8279 | 0.03388 | 499.4033 | 0.020036 | 498.8279 | 0.11143 | 498.8279 | 0.070569 | 498.8279 | 0.24352 | 477.8314 | 4.7755 | 493.55 | 0.025469 | 499.4033 | 3.8183 | 477.6234 | 0.69157 | 493.55 | 2.1587 | 498.8279 | 1.5312 | 493.55 | 0.0095605 | 498.8279 | -0.0031333 | 477.8314 | 0.00035024 | 477.8314 | 0.000257 | 498.8279 | -0.019412 | 499.4033 | -0.0033128 | 499.4033 | -0.003815 | 498.8279 | -0.013492 | 721.4347 | 0.20065 | 498.8279 | 0 | 498.8279 | -0.020176 | 720.7103 | 0.00026087 | 498.8279 | -0.029801 | 723.4643 | 0.0003894 | 721.4347 | 0.024702 | 723.4643 | 0.00012357 | 900.3994 | 0.0040857 | 1147.1912 | 0.082146 | 1017.199 | 0.0136 | 1074.0693 | 0 | 1073.3906 | 0 | 498.828 | 0.0050756 | 499.4033 | 0.98439 | 498.8279 | 4.1901 | 498.8279 | 1.7584 | 498.8279 | 4.5856 | 496.3753 | 0.10507
| 282.7891 | 0.060576 |  |  | 282.7891 | 0.014427 | 282.7891 | 0 | 477.7369 | 0 | 499.0517 | 0.36251 | 493.7716 | 0.068801 | 477.7369 | 0 | 499.0517 | 0.24501 | 499.0517 | 0.054855 | 499.6269 | 0.084869 | 499.0517 | 0.21999 | 499.0517 | 0.10129 | 499.0517 | 0.36109 | 477.9473 | 4.7108 | 493.77 | 0.11175 | 499.6269 | 3.749 | 477.7369 | 0.71038 | 493.77 | 2.2343 | 499.0517 | 1.5737 | 493.77 | -0.011076 | 499.0517 | 0.011516 | 477.9473 | 0.00034338 | 477.9473 | 0.00029977 | 499.0517 | 0.029676 | 499.6269 | -0.00017266 | 499.6269 | -0.0021378 | 499.0517 | 0.0045673 | 721.5984 | 0.20258 | 499.0517 | 0 | 499.0517 | -0.0067617 | 720.8741 | 0 | 499.0517 | 0.019408 | 723.6286 | 0.00042889 | 721.5984 | 0.023062 | 723.6286 | 0.00011457 | 900.48 | 0.0043055 | 1147.2556 | 0.082433 | 1017.2116 | 0.01363 | 1074.1258 | 0 | 1073.447 | 0 | 499.052 | 0.0053802 | 499.6269 | 1.0067 | 499.0517 | 4.1959 | 499.0517 | 1.7678 | 499.0517 | 4.6145 | 496.5984 | 0.10686
| 282.8646 | 0.05675 |  |  | 282.8646 | 0.0068247 | 282.8646 | 0 | 477.8503 | 0.019261 | 499.2756 | 0.36584 | 493.9957 | 0.045735 | 477.8503 | 0.025362 | 499.2756 | 0.11279 | 499.2756 | 0.035658 | 499.8506 | 0.057969 | 499.2756 | 0.12394 | 499.2756 | 0.075965 | 499.2756 | 0.2494 | 478.0632 | 4.67 | 494 | 0.10967 | 499.8506 | 3.6867 | 477.8503 | 0.71142 | 494 | 2.3623 | 499.2756 | 1.5976 | 494 | -0.015623 | 499.2756 | 0.0057835 | 478.0632 | 0.0003228 | 478.0632 | 0.000253 | 499.2756 | -0.0098424 | 499.8506 | -0.0032888 | 499.8506 | -0.001333 | 499.2756 | 0.0068137 | 721.7622 | 0.18138 | 499.2756 | 0 | 499.2756 | -0.001256 | 721.0379 | 0.00078262 | 499.2756 | -0.025683 | 723.7929 | 0.00036417 | 721.7622 | 0.024155 | 723.7929 | 0.00011728 | 900.5608 | 0.0045509 | 1147.3201 | 0.082719 | 1017.2243 | 0.013659 | 1074.1824 | 0 | 1073.5035 | 0 | 499.276 | 0.0054965 | 499.8506 | 1.009 | 499.2756 | 4.1874 | 499.2756 | 1.7601 | 499.2756 | 4.5856 | 496.8215 | 0.10747
| 282.9401 | 0.058535 |  |  | 282.9401 | 0.016746 | 282.9401 | 0 | 477.9638 | 0 | 499.4995 | 0.36397 | 494.2198 | 0.068262 | 477.9638 | 0 | 499.4995 | 0.28826 | 499.4995 | 0.056715 | 500.0743 | 0.071608 | 499.4995 | 0.21224 | 499.4995 | 0.09257 | 499.4995 | 0.36445 | 478.1792 | 4.5967 | 494.22 | 0.064972 | 500.0743 | 3.6634 | 477.9638 | 0.73347 | 494.22 | 2.3881 | 499.4995 | 1.6587 | 494.22 | 0.0074619 | 499.4995 | 0.013901 | 478.1792 | 0.00029879 | 478.1792 | 0.0002646 | 499.4995 | 0.019755 | 500.0743 | 0.0038675 | 500.0743 | 0.0016795 | 499.4995 | 0.0064004 | 721.9259 | 0.18079 | 499.4995 | 0 | 499.4995 | -0.0097484 | 721.2017 | 0.00017392 | 499.4995 | 0.022439 | 723.9572 | 0.00047825 | 721.9259 | 0.023827 | 723.9572 | 0.00011671 | 900.6415 | 0.0043786 | 1147.3845 | 0.083006 | 1017.237 | 0.013687 | 1074.2389 | 0 | 1073.5599 | 0 | 499.5 | 0.0051227 | 500.0743 | 1.0296 | 499.4995 | 4.236 | 499.4995 | 1.8035 | 499.4995 | 4.6865 | 497.0446 | 0.10812
| 283.0155 | 0.055378 |  |  | 283.0155 | 0.0074804 | 283.0155 | 0 | 478.0772 | 0.010479 | 499.7235 | 0.32099 | 494.444 | 0.041984 | 478.0772 | 0.026007 | 499.7235 | 0.12693 | 499.7235 | 0.035583 | 500.298 | 0.04736 | 499.7235 | 0.11738 | 499.7235 | 0.089664 | 499.7235 | 0.2746 | 478.2951 | 4.587 | 494.44 | 0.071209 | 500.2979 | 3.599 | 478.0772 | 0.69627 | 494.44 | 2.5319 | 499.7235 | 1.6767 | 494.44 | 0.0050134 | 499.7235 | 0.0010117 | 478.2951 | 0.00029536 | 478.2951 | 0.00022183 | 499.7235 | -0.0092761 | 500.2979 | -0.0040438 | 500.2979 | -0.0014725 | 499.7235 | 0.015116 | 722.0896 | 0.17903 | 499.7235 | 0 | 499.7235 | 0.00041223 | 721.3655 | 0.00078262 | 499.7235 | -0.031161 | 724.1215 | 0.00036856 | 722.0896 | 0.025795 | 724.1215 | 0.00010871 | 900.7222 | 0.0043028 | 1147.4491 | 0.083293 | 1017.2496 | 0.013715 | 1074.2954 | 0 | 1073.6165 | 0 | 499.723 | 0.0052057 | 500.298 | 1.0197 | 499.7235 | 4.2628 | 499.7235 | 1.8032 | 499.7235 | 4.7673 | 497.2677 | 0.10813
| 283.091 | 0.055428 |  |  | 283.091 | 0.015981 | 283.091 | 0 | 478.1907 | 0.0031665 | 499.9474 | 0.32745 | 494.6681 | 0.071739 | 478.1907 | 0 | 499.9474 | 0.25172 | 499.9474 | 0.04523 | 500.5216 | 0.089037 | 499.9474 | 0.21605 | 499.9474 | 0.10585 | 499.9474 | 0.36277 | 478.411 | 4.5357 | 494.67 | 0.037943 | 500.5216 | 3.5489 | 478.1907 | 0.71591 | 494.67 | 2.6172 | 499.9474 | 1.728 | 494.67 | 0.019353 | 499.9474 | 0.0043211 | 478.411 | 0.00029879 | 478.411 | 0.00024141 | 499.9474 | 0.028889 | 500.5216 | 0.0029139 | 500.5216 | 0.0015272 | 499.9474 | -0.0041924 | 722.2534 | 0.18255 | 499.9474 | 0 | 499.9474 | 0.00080685 | 721.5294 | 0.00017392 | 499.9474 | 0.03313 | 724.2858 | 0.00040915 | 722.2534 | 0.024374 | 724.2858 | 8.564e-05 | 900.8029 | 0.004194 | 1147.5135 | 0.08358 | 1017.2623 | 0.013742 | 1074.3519 | 0 | 1073.6728 | 0 | 499.947 | 0.0043612 | 500.5216 | 1.0331 | 499.9474 | 4.3169 | 499.9474 | 1.8442 | 499.9474 | 4.8619 | 497.4909 | 0.1087
| 283.1665 | 0.053585 |  |  | 283.1665 | 0.013249 | 283.1665 | 0 | 478.3042 | 0.0090743 | 500.1713 | 0.34501 | 494.8923 | 0.040998 | 478.3042 | 0.038688 | 500.1713 | 0.086124 | 500.1713 | 0.026355 | 500.7453 | 0.035065 | 500.1713 | 0.10906 | 500.1713 | 0.061852 | 500.1713 | 0.2536 | 478.5269 | 4.5166 | 494.89 | 0.088882 | 500.7453 | 3.4711 | 478.3042 | 0.75321 | 494.89 | 2.7186 | 500.1713 | 1.7359 | 494.89 | -0.014223 | 500.1713 | 0.011009 | 478.5269 | 0.00034605 | 478.5269 | 0.00024901 | 500.1713 | -0.0098962 | 500.7453 | -0.0032195 | 500.7453 | -0.0032259 | 500.1713 | 0.0032114 | 722.4171 | 0.17631 | 500.1713 | -0.027955 | 500.1713 | 0.0010939 | 721.6932 | 0.00078262 | 500.1713 | -0.021585 | 724.4502 | 0.00046619 | 722.4171 | 0.025685 | 724.4502 | 9.664e-05 | 900.8837 | 0.0047743 | 1147.578 | 0.083872 | 1017.275 | 0.013769 | 1074.4086 | 0 | 1073.7294 | 0 | 500.171 | 0.0051642 | 500.7453 | 1.04 | 500.1713 | 4.3383 | 500.1713 | 1.8223 | 500.1713 | 4.8438 | 497.714 | 0.11023
| 283.242 | 0.054072 |  |  | 283.242 | 0.021482 | 283.242 | 0 | 478.4176 | 0 | 500.3953 | 0.3557 | 495.1164 | 0.06877 | 478.4176 | 0 | 500.3953 | 0.1538 | 500.3953 | 0.053989 | 500.9691 | 0.078049 | 500.3953 | 0.21603 | 500.3953 | 0.10046 | 500.3953 | 0.3107 | 478.6429 | 4.4388 | 495.12 | 0.11799 | 500.9691 | 3.4252 | 478.4176 | 0.72427 | 495.12 | 2.7724 | 500.3953 | 1.8016 | 495.12 | 0.007112 | 500.3953 | 0.0099943 | 478.6429 | 0.00034262 | 478.6429 | 0.00031935 | 500.3953 | 0.018015 | 500.9691 | 0.0021534 | 500.9691 | -0.00056259 | 500.3953 | 0.00072605 | 722.5809 | 0.18416 | 500.3953 | 0.007711 | 500.3953 | 0.0095616 | 721.857 | 0.00017392 | 500.3953 | 0.018251 | 724.6145 | 0.00031262 | 722.5809 | 0.024046 | 724.6145 | 0.00010235 | 900.9645 | 0.0053511 | 1147.6426 | 0.084159 | 1017.2877 | 0.013795 | 1074.4651 | 0 | 1073.7859 | 0 | 500.395 | 0.0047766 | 500.9691 | 1.0537 | 500.3953 | 4.3857 | 500.3953 | 1.8612 | 500.3953 | 4.9411 | 497.9372 | 0.11248
| 283.3174 | 0.050692 |  |  | 283.3174 | 0.0034245 | 283.3174 | 0 | 478.5311 | 0.02561 | 500.6193 | 0.35342 | 495.3406 | 0.057151 | 478.5311 | 0.029446 | 500.6193 | 0.082326 | 500.6193 | 0.032451 | 501.1928 | 0.037331 | 500.6193 | 0.11595 | 500.6193 | 0.05438 | 500.6193 | 0.2536 | 478.7588 | 4.4133 | 495.34 | 0.040022 | 501.1928 | 3.3937 | 478.5311 | 0.76095 | 495.34 | 2.9452 | 500.6193 | 1.8228 | 495.34 | -0.0030314 | 500.6193 | 0.009284 | 478.7588 | 0.00032052 | 478.7588 | 0.00034254 | 500.6193 | 0.0039891 | 501.1928 | -9.6231e-05 | 501.1928 | -0.0050468 | 500.6193 | -0.0057298 | 722.7446 | 0.17705 | 500.6193 | -0.018247 | 500.6193 | -0.0012411 | 722.0208 | 0.00078262 | 500.6193 | -0.014464 | 724.7788 | 0.00057369 | 722.7446 | 0.025358 | 724.7788 | 0.00010578 | 901.0452 | 0.0050782 | 1147.707 | 0.08445 | 1017.3004 | 0.013821 | 1074.5216 | 0 | 1073.8424 | 0 | 500.619 | 0.0050867 | 501.1928 | 1.0675 | 500.6193 | 4.4171 | 500.6193 | 1.9037 | 500.6193 | 4.9987 | 498.1604 | 0.11324
| 283.3929 | 0.052461 |  |  | 283.3929 | 0.020559 | 283.3929 | 0 | 478.6446 | 0 | 500.8433 | 0.33109 | 495.5648 | 0.069164 | 478.6446 | 0 | 500.8433 | 0.19101 | 500.8433 | 0.044799 | 501.4165 | 0.080701 | 500.8433 | 0.21116 | 500.8433 | 0.11 | 500.8433 | 0.35857 | 478.8748 | 4.349 | 495.56 | 0.15541 | 501.4165 | 3.3597 | 478.6446 | 0.74329 | 495.56 | 2.9888 | 500.8433 | 1.8709 | 495.56 | -0.0019821 | 500.8433 | 0.0095377 | 478.8748 | 0.00025039 | 478.8748 | 0.00035413 | 500.8433 | 0.028616 | 501.4165 | 0.00057815 | 501.4165 | -0.0004769 | 500.8433 | 0.012742 | 722.9084 | 0.18528 | 500.8433 | 0.0055697 | 500.8433 | -0.017457 | 722.1847 | 0 | 500.8433 | 0.020303 | 724.9432 | 0.00033236 | 722.9084 | 0.023718 | 724.9432 | 0.00010119 | 901.126 | 0.0047298 | 1147.7716 | 0.084742 | 1017.313 | 0.013846 | 1074.5783 | 0 | 1073.8988 | 0 | 500.843 | 0.0044553 | 501.4165 | 1.0725 | 500.8433 | 4.4824 | 500.8433 | 1.9384 | 500.8433 | 5.1014 | 498.3835 | 0.11521
| 283.4684 | 0.049477 |  |  | 283.4684 | 0.0089255 | 283.4684 | 0 | 478.758 | 0.022091 | 501.0673 | 0.33907 | 495.7891 | 0.042701 | 478.758 | 0.018262 | 501.0673 | 0.10783 | 501.0673 | 0.021409 | 501.6403 | 0.038646 | 501.0673 | 0.095309 | 501.0673 | 0.0577 | 501.0673 | 0.2091 | 478.9907 | 4.3265 | 495.79 | 0.050418 | 501.6403 | 3.3279 | 478.758 | 0.72417 | 495.79 | 3.1331 | 501.0673 | 1.9185 | 495.79 | -0.0061794 | 501.0673 | 0.0030642 | 478.9907 | 0.00025306 | 478.9907 | 0.00031935 | 501.0673 | -0.014809 | 501.6403 | -0.0069683 | 501.6403 | -0.0049198 | 501.0673 | -0.0011439 | 723.0721 | 0.17999 | 501.0673 | -0.01909 | 501.0673 | 0.00081692 | 722.3485 | 0.00026087 | 501.0673 | -0.030163 | 725.1075 | 0.00052213 | 723.0721 | 0.024374 | 725.1075 | 0.00011827 | 901.2068 | 0.0050246 | 1147.8361 | 0.085034 | 1017.3257 | 0.013871 | 1074.6348 | 0 | 1073.9553 | 0 | 501.067 | 0.0050479 | 501.6403 | 1.0881 | 501.0673 | 4.5668 | 501.0673 | 1.9594 | 501.0673 | 5.164 | 498.6067 | 0.1146
| 283.5439 | 0.050172 |  |  | 283.5439 | 0.021701 | 283.5439 | 0 | 478.8715 | 0 | 501.2913 | 0.32858 | 496.0133 | 0.062662 | 478.8715 | 0 | 501.2913 | 0.24157 | 501.2913 | 0.055837 | 501.8641 | 0.09472 | 501.2913 | 0.22 | 501.2913 | 0.09506 | 501.2913 | 0.31826 | 479.1067 | 4.2622 | 496.01 | 0.061854 | 501.8641 | 3.3067 | 478.8715 | 0.76429 | 496.01 | 3.2415 | 501.2913 | 2.0079 | 496.01 | -0.0040807 | 501.2913 | 0.0064938 | 479.1067 | 0.00026106 | 479.1067 | 0.00037771 | 501.2913 | 0.036729 | 501.8641 | 0.00058632 | 501.8641 | -1.4607e-05 | 501.2913 | 0.013742 | 723.2359 | 0.19094 | 501.2913 | 0.0095922 | 501.2913 | 0.012659 | 722.5123 | 0.00017392 | 501.2913 | 0.015949 | 725.2719 | 0.00037953 | 723.2359 | 0.022625 | 725.2719 | 0.0001043 | 901.2877 | 0.0053628 | 1147.9006 | 0.085331 | 1017.3384 | 0.013895 | 1074.6914 | 0 | 1074.0118 | 0 | 501.291 | 0.0044858 | 501.8641 | 1.0989 | 501.2913 | 4.6442 | 501.2913 | 2.0048 | 501.2913 | 5.2999 | 498.83 | 0.11645
| 283.6194 | 0.047106 |  |  | 283.6194 | 0.014657 | 283.6194 | 0 | 478.985 | 0.0062641 | 501.5153 | 0.30465 | 496.2375 | 0.045638 | 478.985 | 0.037614 | 501.5153 | 0.038471 | 501.5153 | 0.032055 | 502.0879 | 0.04395 | 501.5153 | 0.10877 | 501.5153 | 0.042341 | 501.5153 | 0.20322 | 479.2226 | 4.2281 | 496.24 | 0.056654 | 502.0879 | 3.2309 | 478.985 | 0.78163 | 496.24 | 3.3063 | 501.5153 | 2.0331 | 496.24 | -0.010726 | 501.5153 | 0.00058021 | 479.2226 | 0.00030794 | 479.2226 | 0.00031935 | 501.5153 | -0.003506 | 502.0879 | -0.0052944 | 502.0879 | -0.0036902 | 501.5153 | -0.0049144 | 723.3997 | 0.18213 | 501.5153 | -0.013241 | 501.5153 | -0.018087 | 722.6762 | 0 | 501.5153 | -0.018737 | 725.4362 | 0.00038282 | 723.3997 | 0.024155 | 725.4362 | 0.00011501 | 901.3685 | 0.0046362 | 1147.9652 | 0.085623 | 1017.351 | 0.013919 | 1074.7479 | 0 | 1074.0684 | 0 | 501.515 | 0.0052944 | 502.0879 | 1.0986 | 501.5153 | 4.6478 | 501.5153 | 2.002 | 501.5153 | 5.357 | 499.0532 | 0.11695
| 283.6949 | 0.049106 |  |  | 283.6949 | 0.020668 | 283.6949 | 0 | 479.0985 | 0 | 501.7393 | 0.3642 | 496.4618 | 0.067081 | 479.0985 | 0 | 501.7393 | 0.18132 | 501.7393 | 0.066832 | 502.3116 | 0.096614 | 501.7393 | 0.20941 | 501.7393 | 0.1154 | 501.7393 | 0.32498 | 479.3386 | 4.1503 | 496.46 | 0.077446 | 502.3117 | 3.1661 | 479.0985 | 0.77766 | 496.46 | 3.3862 | 501.7393 | 2.0798 | 496.46 | 0.014107 | 501.7393 | 0.014459 | 479.3386 | 0.00036091 | 479.3386 | 0.00040489 | 501.7393 | 0.037914 | 502.3117 | 0.0052882 | 502.3117 | 0.0013742 | 501.7393 | 0.00058941 | 723.5634 | 0.19569 | 501.7393 | 0.0056586 | 501.7393 | 0.0071303 | 722.8401 | 0.00069566 | 501.7393 | 0.018934 | 725.6006 | 0.00047606 | 723.5634 | 0.02339 | 725.6006 | 0.00010458 | 901.4494 | 0.0032534 | 1148.0297 | 0.08592 | 1017.3637 | 0.013942 | 1074.8046 | 0 | 1074.1249 | 0 | 501.739 | 0.0044609 | 502.3116 | 1.1105 | 501.7393 | 4.6652 | 501.7393 | 2.0029 | 501.7393 | 5.3638 | 499.2764 | 0.1184
| 283.7704 | 0.046825 |  |  | 283.7704 | 0.011245 | 283.7704 | 0 | 479.212 | 0.022091 | 501.9634 | 0.32484 | 496.686 | 0.044033 | 479.212 | 0.026437 | 501.9634 | 0.12969 | 501.9634 | 0.031684 | 502.5355 | 0.027578 | 501.9634 | 0.098059 | 501.9634 | 0.032384 | 501.9634 | 0.20406 | 479.4546 | 4.1136 | 496.69 | 0.099278 | 502.5355 | 3.0897 | 479.212 | 0.81131 | 496.69 | 3.571 | 501.9634 | 2.1139 | 496.69 | 0.0088609 | 501.9634 | 0.0055298 | 479.4546 | 0.0003834 | 479.4546 | 0.00035812 | 501.9634 | -0.02939 | 502.5355 | -0.0023006 | 502.5355 | -0.0051933 | 501.9634 | -0.01138 | 723.7272 | 0.17988 | 501.9634 | -0.021168 | 501.9634 | -0.0099855 | 723.0039 | 0 | 501.9634 | -0.018293 | 725.765 | 0.00041463 | 723.7272 | 0.025358 | 725.765 | 0.00011903 | 901.5303 | 0.0033868 | 1148.0942 | 0.086217 | 1017.3764 | 0.013964 | 1074.8611 | 0 | 1074.1814 | 0 | 501.963 | 0.0047295 | 502.5355 | 1.103 | 501.9634 | 4.6595 | 501.9634 | 1.9975 | 501.9634 | 5.3798 | 499.4997 | 0.11878
| 283.8459 | 0.047924 |  |  | 283.8459 | 0.0196 | 283.8459 | 0 | 479.3254 | 0 | 502.1875 | 0.33886 | 496.9103 | 0.061306 | 479.3254 | 0 | 502.1875 | 0.1836 | 502.1875 | 0.059625 | 502.7593 | 0.068956 | 502.1875 | 0.20503 | 502.1875 | 0.10253 | 502.1875 | 0.29643 | 479.5706 | 4.053 | 496.91 | 0.081605 | 502.7593 | 3.0201 | 479.3254 | 0.81361 | 496.91 | 3.5916 | 502.1875 | 2.1329 | 496.91 | 0.015157 | 502.1875 | 0.0077621 | 479.5706 | 0.00035405 | 479.5706 | 0.0003933 | 502.1875 | 0.022721 | 502.7593 | 0.0018436 | 502.7593 | 0.001097 | 502.1875 | 0.0078021 | 723.891 | 0.20952 | 502.1875 | 0.0069498 | 502.1875 | -0.0032719 | 723.1678 | 0.00017392 | 502.1875 | 0.018325 | 725.9293 | 0.0003916 | 723.891 | 0.024592 | 725.9293 | 0.00010989 | 901.6111 | 0.0039298 | 1148.1588 | 0.086515 | 1017.3891 | 0.013986 | 1074.9177 | 0 | 1074.2379 | 0 | 502.187 | 0.0042837 | 502.7593 | 1.1107 | 502.1875 | 4.6508 | 502.1875 | 2.0002 | 502.1875 | 5.4371 | 499.7229 | 0.12053
| 283.9214 | 0.044362 |  |  | 283.9214 | 0.014888 | 283.9214 | 0 | 479.4389 | 0.028347 | 502.4115 | 0.32555 | 497.1346 | 0.040299 | 479.4389 | 0.020871 | 502.4115 | 0.1538 | 502.4115 | 0.026137 | 502.9831 | 0.039403 | 502.4115 | 0.11144 | 502.4115 | 0.058116 | 502.4115 | 0.22505 | 479.6865 | 4.0474 | 497.13 | 0.033785 | 502.9831 | 2.9608 | 479.4389 | 0.82792 | 497.13 | 3.7735 | 502.4115 | 2.1879 | 497.13 | 0.0064125 | 502.4115 | 0.012227 | 479.6865 | 0.00028812 | 479.6865 | 0.0002646 | 502.4115 | -0.013063 | 502.9831 | -0.0045545 | 502.9831 | -0.0030026 | 502.4115 | -0.015615 | 724.0548 | 0.2029 | 502.4115 | -0.019527 | 502.4115 | 0.0091798 | 723.3317 | 0.00026087 | 502.4115 | -0.0054857 | 726.0937 | 0.00040695 | 724.0548 | 0.026341 | 726.0937 | 0.00012614 | 901.6921 | 0.0037452 | 1148.2234 | 0.086812 | 1017.4017 | 0.014008 | 1074.9744 | 0 | 1074.2944 | 0 | 502.412 | 0.0044637 | 502.9831 | 1.1132 | 502.4115 | 4.7183 | 502.4115 | 2.0182 | 502.4115 | 5.487 | 499.9462 | 0.12106
| 283.9969 | 0.046238 |  |  | 283.9969 | 0.026109 | 283.9969 | 0 | 479.5524 | 0 | 502.6356 | 0.335 | 497.3589 | 0.056935 | 479.5524 | 0 | 502.6356 | 0.17988 | 502.6356 | 0.055217 | 503.207 | 0.092068 | 502.6356 | 0.1951 | 502.6356 | 0.098796 | 502.6356 | 0.30735 | 479.8025 | 3.9961 | 497.36 | 0.0088362 | 503.207 | 2.934 | 479.5524 | 0.8251 | 497.36 | 3.7898 | 502.6356 | 2.2332 | 497.36 | -0.00023318 | 502.6356 | 0.011668 | 479.8025 | 0.00032013 | 479.8025 | 0.00027619 | 502.6356 | 0.01079 | 503.207 | 0.0027218 | 503.207 | 0.0017181 | 502.6356 | 0.018489 | 724.2186 | 0.21064 | 502.6356 | 0.014111 | 502.6356 | 0.0074556 | 723.4955 | 0.00069566 | 502.6356 | 0.024949 | 726.2581 | 0.00038502 | 724.2186 | 0.024811 | 726.2581 | 0.00010586 | 901.7729 | 0.003777 | 1148.288 | 0.087109 | 1017.4144 | 0.014029 | 1075.031 | 0 | 1074.3511 | 0 | 502.636 | 0.0041037 | 503.207 | 1.1295 | 502.6356 | 4.7717 | 502.6356 | 2.0349 | 502.6356 | 5.5718 | 500.1695 | 0.1226
| 284.0725 | 0.042684 |  |  | 284.0725 | 0.015313 | 284.0725 | 0 | 479.6659 | 0.017505 | 502.8597 | 0.3255 | 497.5832 | 0.039033 | 479.6659 | 0.03439 | 502.8597 | 0.066899 | 502.8597 | 0.026027 | 503.4308 | 0.032625 | 502.8597 | 0.10368 | 502.8597 | 0.046492 | 502.8597 | 0.15451 | 479.9185 | 3.967 | 497.58 | 0.077446 | 503.4308 | 2.889 | 479.6659 | 0.80337 | 497.58 | 3.9585 | 502.8597 | 2.2867 | 497.58 | -0.02087 | 502.8597 | 0.0079143 | 479.9185 | 0.00034338 | 479.9185 | 0.00030736 | 502.8597 | -0.014912 | 503.4308 | -0.0046594 | 503.4308 | -0.0028728 | 502.8597 | -0.026234 | 724.3824 | 0.19916 | 502.8597 | -0.018917 | 502.8597 | -0.017494 | 723.6594 | 0 | 502.8597 | -0.014135 | 726.4225 | 0.0004267 | 724.3824 | 0.025685 | 726.4225 | 0.00011443 | 901.8539 | 0.0040314 | 1148.3525 | 0.087411 | 1017.4271 | 0.014049 | 1075.0875 | 0 | 1074.4076 | 0 | 502.86 | 0.0042698 | 503.4308 | 1.1339 | 502.8597 | 4.7919 | 502.8597 | 2.0114 | 502.8597 | 5.6118 | 500.3928 | 0.12265
| 284.148 | 0.045205 |  |  | 284.148 | 0.029145 | 284.148 | 0 | 479.7794 | 0 | 503.0838 | 0.35483 | 497.8076 | 0.052811 | 479.7794 | 0 | 503.0838 | 0.17845 | 503.0838 | 0.063512 | 503.6547 | 0.0879 | 503.0838 | 0.20875 | 503.0838 | 0.11499 | 503.0838 | 0.27544 | 480.0345 | 3.8802 | 497.81 | 0.025469 | 503.6547 | 2.8573 | 479.7794 | 0.83137 | 497.81 | 3.9999 | 503.0838 | 2.3388 | 497.81 | -0.013525 | 503.0838 | 0.016691 | 480.0345 | 0.00037616 | 480.0345 | 0.00034653 | 503.0838 | 0.025139 | 503.6547 | 0.0027818 | 503.6547 | 0.0013273 | 503.0838 | 0.0033172 | 724.5462 | 0.22628 | 503.0838 | 0.010594 | 503.0838 | 0.0083079 | 723.8233 | 0 | 503.0838 | 0.019716 | 726.5869 | 0.00035211 | 724.5462 | 0.023718 | 726.5869 | 0.00010486 | 901.9348 | 0.0038287 | 1148.4171 | 0.087708 | 1017.4398 | 0.014069 | 1075.1442 | 0 | 1074.4641 | 0 | 503.084 | 0.0043114 | 503.6547 | 1.1546 | 503.0838 | 4.8372 | 503.0838 | 2.1255 | 503.0838 | 5.7192 | 500.6161 | 0.12603
| 284.2235 | 0.04218 |  |  | 284.2235 | 0.021178 | 284.2235 | 0 | 479.8929 | 0 | 503.308 | 0.31429 | 498.0319 | 0.03092 | 479.8929 | 0.0331 | 503.308 | 0.15603 | 503.308 | 0.024243 | 503.8786 | 0.02577 | 503.308 | 0.1108 | 503.308 | 0.025446 | 503.308 | 0.1881 | 480.1505 | 3.8349 | 498.03 | 0.030666 | 503.8786 | 2.7771 | 479.8929 | 0.84756 | 498.03 | 4.2108 | 503.308 | 2.3795 | 498.03 | 0.0067623 | 503.308 | 0.0048597 | 480.1505 | 0.0003026 | 480.1505 | 0.00028818 | 503.308 | -0.0055952 | 503.8786 | -0.0062033 | 503.8786 | -0.0035091 | 503.308 | 0.00066162 | 724.7101 | 0.2077 | 503.308 | -0.010881 | 503.308 | -0.01621 | 723.9872 | 0.00026087 | 503.308 | -0.022671 | 726.7514 | 0.0004267 | 724.7101 | 0.024265 | 726.7514 | 0.000114 | 902.0158 | 0.0043922 | 1148.4817 | 0.08801 | 1017.4525 | 0.014088 | 1075.2008 | 0 | 1074.5206 | 0 | 503.308 | 0.0043169 | 503.8786 | 1.1454 | 503.308 | 4.8046 | 503.308 | 2.0727 | 503.308 | 5.6711 | 500.8394 | 0.12746
| 284.299 | 0.043651 |  |  | 284.299 | 0.029922 | 284.299 | 0 | 480.0064 | 0 | 503.5321 | 0.34148 | 498.2563 | 0.068552 | 480.0064 | 0 | 503.5321 | 0.17542 | 503.5321 | 0.057974 | 504.1025 | 0.080322 | 503.5321 | 0.2041 | 503.5321 | 0.096721 | 503.5321 | 0.30063 | 480.2665 | 3.7548 | 498.26 | -0.026508 | 504.1025 | 2.7582 | 480.0064 | 0.85979 | 498.26 | 4.2371 | 503.5321 | 2.4446 | 498.26 | 0.00081613 | 503.5321 | 0.012277 | 480.2665 | 0.00033385 | 480.2665 | 0.00022183 | 503.5321 | 0.015693 | 504.1025 | 0.0013775 | 504.1025 | 0.0037556 | 503.5321 | -0.01599 | 724.8739 | 0.22207 | 503.5321 | 0.012065 | 503.5321 | -0.0089909 | 724.1511 | 0 | 503.5321 | 0.01357 | 726.9158 | 0.00034662 | 724.8739 | 0.022844 | 726.9158 | 9.6512e-05 | 902.0968 | 0.0051886 | 1148.5464 | 0.088312 | 1017.4651 | 0.014107 | 1075.2575 | 0 | 1074.5773 | 0 | 503.532 | 0.0038268 | 504.1025 | 1.1612 | 503.5321 | 4.9044 | 503.5321 | 2.1134 | 503.5321 | 5.8221 | 501.0628 | 0.12882
| 284.3746 | 0.041015 |  |  | 284.3746 | 0.020595 | 284.3746 | 0 | 480.1199 | 0.030889 | 503.7563 | 0.33507 | 498.4806 | 0.038692 | 480.1199 | 0.0059633 | 503.7563 | 0.099304 | 503.7563 | 0.033269 | 504.3264 | 0.022333 | 503.7563 | 0.11829 | 503.7563 | 0.05687 | 503.7563 | 0.20826 | 480.3825 | 3.7279 | 498.48 | 0.046258 | 504.3264 | 2.6983 | 480.1199 | 0.84986 | 498.48 | 4.3443 | 503.7563 | 2.4751 | 498.48 | -0.014223 | 503.7563 | 0.0079143 | 480.3825 | 0.00034605 | 480.3825 | 0.00019465 | 503.7563 | -0.018969 | 504.3264 | -0.0037576 | 504.3264 | -0.0020736 | 503.7563 | -0.0053885 | 725.0377 | 0.22441 | 503.7563 | -0.016806 | 503.7563 | 0.013543 | 724.315 | 0.00078262 | 503.7563 | -0.0088256 | 727.0802 | 0.00049471 | 725.0377 | 0.024811 | 727.0802 | 0.00010708 | 902.1777 | 0.0055089 | 1148.611 | 0.088614 | 1017.4778 | 0.014125 | 1075.3141 | 0 | 1074.6338 | 0 | 503.756 | 0.0043529 | 504.3264 | 1.1664 | 503.7563 | 4.9553 | 503.7563 | 2.1336 | 503.7563 | 5.8871 | 501.2861 | 0.12889
| 284.4501 | 0.042676 |  |  | 284.4501 | 0.030857 | 284.4501 | 0 | 480.2334 | 0 | 503.9804 | 0.34842 | 498.705 | 0.060244 | 480.2334 | 0 | 503.9804 | 0.17231 | 503.9805 | 0.05488 | 504.5503 | 0.065925 | 503.9804 | 0.20991 | 503.9805 | 0.11789 | 503.9805 | 0.27627 | 480.4985 | 3.6628 | 498.71 | 0.014034 | 504.5503 | 2.6732 | 480.2334 | 0.86815 | 498.71 | 4.478 | 503.9804 | 2.5263 | 498.71 | -0.009677 | 503.9805 | 0.013038 | 480.4985 | 0.0003754 | 480.4985 | 0.0002646 | 503.9805 | 0.034529 | 504.5503 | 0.0011817 | 504.5503 | 0.00044578 | 503.9805 | 0.013117 | 725.2015 | 0.22313 | 503.9804 | 0.014634 | 503.9804 | -0.011274 | 724.4789 | 0.00017392 | 503.9804 | 0.011609 | 727.2446 | 0.00035101 | 725.2015 | 0.024265 | 727.2446 | 9.6655e-05 | 902.2588 | 0.0051122 | 1148.6755 | 0.088917 | 1017.4905 | 0.014143 | 1075.3707 | 0 | 1074.6904 | 0 | 503.98 | 0.0031096 | 504.5503 | 1.1872 | 503.9805 | 5.0468 | 503.9805 | 2.1635 | 503.9805 | 6.0266 | 501.5095 | 0.12987
| 284.5256 | 0.038941 |  |  | 284.5256 | 0.018203 | 284.5256 | 0 | 480.3469 | 0.0048591 | 504.2046 | 0.33021 | 498.9294 | 0.029241 | 480.3469 | 0.023428 | 504.2046 | 0.10718 | 504.2046 | 0.02816 | 504.7742 | 0.039403 | 504.2046 | 0.11536 | 504.2046 | 0.060606 | 504.2046 | 0.17299 | 480.6145 | 3.6792 | 498.93 | -0.037943 | 504.7742 | 2.6172 | 480.3469 | 0.88904 | 498.93 | 4.6449 | 504.2046 | 2.5973 | 498.93 | -0.015623 | 504.2046 | 0.010958 | 480.6145 | 0.00036358 | 480.6145 | 0.00032695 | 504.2046 | -0.015332 | 504.7742 | -0.0039038 | 504.7742 | -0.0015886 | 504.2046 | -0.00018631 | 725.3654 | 0.2132 | 504.2046 | -0.02183 | 504.2046 | 0.0027117 | 724.6428 | 0.00026087 | 504.2046 | -0.0141 | 727.4091 | 0.00041902 | 725.3654 | 0.025576 | 727.4091 | 0.00011423 | 902.3398 | 0.0042727 | 1148.7402 | 0.089224 | 1017.5032 | 0.01416 | 1075.4274 | 0 | 1074.7469 | 0 | 504.205 | 0.0042006 | 504.7742 | 1.1877 | 504.2046 | 5.0612 | 504.2046 | 2.1771 | 504.2046 | 6.0944 | 501.7328 | 0.13139
| 284.6012 | 0.04137 |  |  | 284.6012 | 0.029934 | 284.6012 | 0 | 480.4604 | 0 | 504.4288 | 0.33895 | 499.1538 | 0.070058 | 480.4604 | 0 | 504.4288 | 0.22266 | 504.4288 | 0.05091 | 504.9982 | 0.083732 | 504.4288 | 0.20205 | 504.4288 | 0.088419 | 504.4288 | 0.23177 | 480.7305 | 3.6261 | 499.15 | 0.053536 | 504.9982 | 2.5603 | 480.4604 | 0.93042 | 499.15 | 4.6332 | 504.4288 | 2.6559 | 499.15 | -0.0054798 | 504.4288 | 0.013698 | 480.7305 | 0.00037082 | 480.7305 | 0.00030736 | 504.4288 | 0.018493 | 504.9982 | 0.0037196 | 504.9982 | 0.00029785 | 504.4288 | 0.0087568 | 725.5292 | 0.2415 | 504.4288 | 0.011311 | 504.4288 | 0.00046515 | 724.8067 | 0.00017392 | 504.4288 | 0.029575 | 727.5735 | 0.00039818 | 725.5292 | 0.023827 | 727.5735 | 0.00010723 | 902.4208 | 0.0044283 | 1148.8048 | 0.089531 | 1017.5159 | 0.014176 | 1075.4841 | 0 | 1074.8036 | 0 | 504.429 | 0.0042089 | 504.9982 | 1.1907 | 504.4288 | 5.0991 | 504.4288 | 2.1946 | 504.4288 | 6.1383 | 501.9562 | 0.13292
| 284.6767 | 0.03766 |  |  | 284.6767 | 0.019782 | 284.6767 | 0 | 480.5739 | 0 | 504.653 | 0.31048 | 499.3782 | 0.035502 | 480.5739 | 0.023213 | 504.653 | 0.088769 | 504.653 | 0.019897 | 505.2221 | 0.045844 | 504.653 | 0.10261 | 504.653 | 0.077211 | 504.653 | 0.18222 | 480.8465 | 3.6171 | 499.38 | -0.0057175 | 505.2221 | 2.5078 | 480.5739 | 0.91339 | 499.38 | 4.828 | 504.653 | 2.6829 | 499.38 | -0.013525 | 504.653 | 0.0078635 | 480.8465 | 0.00034605 | 480.8465 | 0.00037371 | 504.653 | -0.0049053 | 505.2221 | -0.0062692 | 505.2221 | -0.0034932 | 504.653 | -0.0074559 | 725.6931 | 0.22917 | 504.653 | -0.020895 | 504.653 | -0.010427 | 724.9706 | 0 | 504.653 | -0.026117 | 727.738 | 0.00056052 | 725.6931 | 0.024592 | 727.738 | 0.00012028 | 902.5018 | 0.0051943 | 1148.8695 | 0.089833 | 1017.5286 | 0.014192 | 1075.5408 | 0 | 1074.8601 | 0 | 504.653 | 0.0043086 | 505.2221 | 1.1926 | 504.653 | 5.1236 | 504.653 | 2.1843 | 504.653 | 6.1835 | 502.1796 | 0.1322
| 284.7523 | 0.040246 |  |  | 284.7523 | 0.033953 | 284.7523 | 0 | 480.6875 | 0 | 504.8773 | 0.33187 | 499.6027 | 0.069119 | 480.6875 | 0 | 504.8773 | 0.10091 | 504.8773 | 0.048079 | 505.4461 | 0.057211 | 504.8773 | 0.2077 | 504.8773 | 0.095891 | 504.8773 | 0.26368 | 480.9625 | 3.5311 | 499.6 | 0.10031 | 505.4461 | 2.4897 | 480.6875 | 0.97106 | 499.6 | 4.8553 | 504.8773 | 2.7587 | 499.6 | -0.0040807 | 504.8773 | 0.015778 | 480.9625 | 0.0003228 | 480.9625 | 0.00033854 | 504.8773 | 0.027993 | 505.4461 | 0.0012677 | 505.4461 | 0.00059033 | 504.8773 | 0.02511 | 725.8569 | 0.24572 | 504.8773 | 0.0056878 | 504.8773 | -0.009787 | 725.1346 | 0.00017392 | 504.8773 | 0.026862 | 727.9024 | 0.00024351 | 725.8569 | 0.023937 | 727.9024 | 0.00011271 | 902.5828 | 0.0052529 | 1148.9341 | 0.090141 | 1017.5412 | 0.014208 | 1075.5974 | 0 | 1074.9168 | 0 | 504.877 | 0.0031622 | 505.4461 | 1.2123 | 504.8773 | 5.2002 | 504.8773 | 2.2223 | 504.8773 | 6.2936 | 502.403 | 0.13375
| 284.8278 | 0.036494 |  |  | 284.8278 | 0.025586 | 284.8278 | 0 | 480.801 | 0.007318 | 505.1015 | 0.30491 | 499.8271 | 0.03231 | 480.801 | 0.027297 | 505.1015 | 0.084028 | 505.1015 | 0.023798 | 505.6701 | 0.02936 | 505.1015 | 0.104 | 505.1015 | 0.083437 | 505.1015 | 0.16879 | 481.0786 | 3.5049 | 499.83 | -0.044181 | 505.6701 | 2.4336 | 480.801 | 0.94661 | 499.83 | 5.095 | 505.1015 | 2.8026 | 499.83 | -0.014223 | 505.1015 | 0.0063923 | 481.0786 | 0.0003026 | 481.0786 | 0.00042048 | 505.1015 | -0.019894 | 505.6701 | -0.0088169 | 505.6701 | -0.00433 | 505.1015 | -0.010533 | 726.0208 | 0.24193 | 505.1015 | -0.02303 | 505.1015 | -0.00011486 | 725.2985 | 0.00026087 | 505.1015 | -0.032764 | 728.0669 | 0.00064279 | 726.0208 | 0.026123 | 728.0669 | 0.00012843 | 902.6639 | 0.0047299 | 1148.9988 | 0.090448 | 1017.5539 | 0.014223 | 1075.6541 | 0 | 1074.9734 | 0 | 505.101 | 0.0038932 | 505.6701 | 1.2163 | 505.1015 | 5.2687 | 505.1015 | 2.2569 | 505.1015 | 6.3586 | 502.6264 | 0.13572
| 284.9034 | 0.037685 |  |  | 284.9034 | 0.030383 | 284.9034 | 0 | 480.9145 | 0 | 505.3257 | 0.34037 | 500.0516 | 0.064954 | 480.9145 | 0 | 505.3257 | 0.18564 | 505.3258 | 0.055099 | 505.8941 | 0.070472 | 505.3257 | 0.20509 | 505.3258 | 0.098796 | 505.3258 | 0.25696 | 481.1946 | 3.4416 | 500.05 | 0.037943 | 505.8941 | 2.4087 | 480.9145 | 0.95382 | 500.05 | 5.1154 | 505.3257 | 2.8718 | 500.05 | 0.002565 | 505.3258 | 0.013393 | 481.1946 | 0.00030413 | 481.1946 | 0.00031935 | 505.3258 | 0.020721 | 505.8941 | 0.0020903 | 505.8941 | 0.0011489 | 505.3258 | 0.0023498 | 726.1846 | 0.24374 | 505.3257 | 0.016389 | 505.3257 | 0.012806 | 725.4624 | 0 | 505.3257 | 0.015104 | 728.2314 | 0.00021499 | 726.1846 | 0.026123 | 728.2314 | 0.00011543 | 902.745 | 0.0043205 | 1149.0635 | 0.09076 | 1017.5666 | 0.014237 | 1075.7108 | 0 | 1075.03 | 0 | 505.326 | 0.0033007 | 505.8941 | 1.2302 | 505.3258 | 5.3162 | 505.3258 | 2.2939 | 505.3258 | 6.4779 | 502.8499 | 0.13773
| 284.979 | 0.035734 |  |  | 284.979 | 0.022854 | 284.979 | 0 | 481.028 | 0.0062641 | 505.55 | 0.31817 | 500.2761 | 0.062542 | 481.028 | 0.017144 | 505.55 | 0.064385 | 505.55 | 0.024369 | 506.1181 | 0.026311 | 505.55 | 0.10992 | 505.55 | 0.069324 | 505.55 | 0.22001 | 481.3106 | 3.4304 | 500.28 | -0.02235 | 506.1181 | 2.364 | 481.028 | 0.97775 | 500.28 | 5.2244 | 505.55 | 2.9676 | 500.28 | -0.0079281 | 505.55 | 0.011618 | 481.3106 | 0.00029917 | 481.3106 | 0.00036971 | 505.55 | -0.012045 | 506.1181 | -0.0040729 | 506.1181 | -0.0026315 | 505.55 | -0.0095318 | 726.3485 | 0.26879 | 505.55 | -0.017594 | 505.55 | -0.0023979 | 725.6264 | 0 | 505.55 | -0.019399 | 728.3958 | 0.0006022 | 726.3485 | 0.027106 | 728.3958 | 0.00012357 | 902.8261 | 0.0046021 | 1149.1282 | 0.091068 | 1017.5793 | 0.014251 | 1075.7675 | 0 | 1075.0865 | 0 | 505.55 | 0.0040234 | 506.1181 | 1.2394 | 505.55 | 5.3591 | 505.55 | 2.2972 | 505.55 | 6.5497 | 503.0733 | 0.13763
| 285.0545 | 0.037007 |  |  | 285.0545 | 0.037062 | 285.0545 | 0 | 481.1415 | 0 | 505.7743 | 0.34671 | 500.5005 | 0.059519 | 481.1415 | 0 | 505.7743 | 0.21406 | 505.7743 | 0.056923 | 506.3421 | 0.067062 | 505.7743 | 0.19607 | 505.7743 | 0.077211 | 505.7743 | 0.2494 | 481.4266 | 3.3949 | 500.5 | 0.041062 | 506.3421 | 2.3477 | 481.1415 | 0.99008 | 500.5 | 5.3749 | 505.7743 | 3.0256 | 500.5 | -0.016322 | 505.7743 | 0.015524 | 481.4266 | 0.00030337 | 481.4266 | 0.00036971 | 505.7743 | 0.022048 | 506.3421 | 0.0028521 | 506.3421 | 0.00099184 | 505.7743 | 0.0040783 | 726.5124 | 0.26264 | 505.7743 | 0.0030123 | 505.7743 | 0.0085779 | 725.7903 | 0.00017392 | 505.7743 | 0.015299 | 728.5603 | 0.00037843 | 726.5124 | 0.025248 | 728.5603 | 0.00011557 | 902.9072 | 0.0049725 | 1149.1927 | 0.091375 | 1017.5919 | 0.014265 | 1075.8242 | 0 | 1075.1432 | 0 | 505.774 | 0.003896 | 506.3421 | 1.26 | 505.7743 | 5.415 | 505.7743 | 2.3478 | 505.7743 | 6.6383 | 503.2968 | 0.14048
| 285.1301 | 0.034263 |  |  | 285.1301 | 0.024081 | 285.1301 | 0 | 481.2551 | 0.017856 | 505.9986 | 0.32566 | 500.725 | 0.050772 | 481.2551 | 0.030521 | 505.9986 | 0.075712 | 505.9986 | 0.021502 | 506.5662 | 0.031792 | 505.9986 | 0.10049 | 505.9986 | 0.071399 | 505.9986 | 0.17299 | 481.5427 | 3.3769 | 500.73 | -0.0098758 | 506.5662 | 2.2981 | 481.2551 | 1.0242 | 500.73 | 5.5456 | 505.9986 | 3.0643 | 500.73 | 0.0053631 | 505.9986 | 0.0090811 | 481.5427 | 0.00033195 | 481.5427 | 0.00034653 | 505.9986 | -0.012299 | 506.5662 | -0.005192 | 506.5662 | -0.0049634 | 505.9986 | 0.0069891 | 726.6762 | 0.27023 | 505.9986 | -0.018807 | 505.9986 | -0.0093259 | 725.9543 | 0.00078262 | 505.9986 | -0.0052359 | 728.7248 | 0.00041902 | 726.6762 | 0.025904 | 728.7248 | 0.00011828 | 902.9883 | 0.0049148 | 1149.2575 | 0.091687 | 1017.6046 | 0.014278 | 1075.8809 | 0 | 1075.1998 | 0 | 505.999 | 0.0033007 | 506.5662 | 1.2664 | 505.9986 | 5.4496 | 505.9986 | 2.3609 | 505.9986 | 6.6773 | 503.5203 | 0.14137
| 285.2057 | 0.035585 |  |  | 285.2057 | 0.037123 | 285.2057 | 0 | 481.3686 | 0 | 506.2229 | 0.32126 | 500.9495 | 0.07464 | 481.3686 | 0 | 506.2229 | 0.16309 | 506.2229 | 0.050908 | 506.7902 | 0.075776 | 506.2229 | 0.20756 | 506.2229 | 0.084268 | 506.2229 | 0.29979 | 481.6587 | 3.311 | 500.95 | 0.058736 | 506.7902 | 2.2549 | 481.3686 | 1.0404 | 500.95 | 5.4989 | 506.2229 | 3.102 | 500.95 | 0.0053631 | 506.2229 | 0.01659 | 481.6587 | 0.00034948 | 481.6587 | 0.00031935 | 506.2229 | 0.02181 | 506.7902 | -0.00024544 | 506.7902 | -8.1216e-05 | 506.2229 | 0.0063084 | 726.8401 | 0.27183 | 506.2229 | 0.011137 | 506.2229 | 0.0024745 | 726.1182 | 0.00017392 | 506.2229 | 0.010877 | 728.8893 | 0.00042889 | 726.8401 | 0.02492 | 728.8893 | 0.00010443 | 903.0695 | 0.0046481 | 1149.3221 | 0.092 | 1017.6173 | 0.01429 | 1075.9376 | 0 | 1075.2565 | 0 | 506.223 | 0.0044692 | 506.7902 | 1.2737 | 506.2229 | 5.4924 | 506.2229 | 2.3873 | 506.2229 | 6.8164 | 503.7437 | 0.14347
| 285.2812 | 0.034263 |  |  | 285.2812 | 0.029315 | 285.2812 | 0 | 481.4821 | 0.012236 | 506.4472 | 0.3191 | 501.1741 | 0.033188 | 481.4821 | 0 | 506.4472 | 0.074528 | 506.4472 | 0.025291 | 507.0143 | 0.030876 | 506.4472 | 0.10284 | 506.4472 | 0.068078 | 506.4472 | 0.18474 | 481.7748 | 3.2654 | 501.17 | -0.07225 | 507.0143 | 2.1896 | 481.4821 | 0.98099 | 501.17 | 5.6976 | 506.4472 | 3.1227 | 501.17 | 0.0074619 | 506.4472 | 0.010451 | 481.7748 | 0.00035863 | 481.7748 | 0.00029177 | 506.4472 | -0.020765 | 507.0143 | -0.0055652 | 507.0143 | -0.0034803 | 506.4472 | -0.0076975 | 727.004 | 0.27295 | 506.4472 | -0.019057 | 506.4472 | -0.0076978 | 726.2822 | 0 | 506.4472 | -0.018428 | 729.0538 | 0.00048483 | 727.004 | 0.025904 | 729.0538 | 0.00010914 | 903.1507 | 0.004944 | 1149.3868 | 0.092312 | 1017.63 | 0.014302 | 1075.9943 | 0 | 1075.3131 | 0 | 506.447 | 0.0041618 | 507.0143 | 1.2727 | 506.4472 | 5.5161 | 506.4472 | 2.3855 | 506.4472 | 6.8256 | 503.9672 | 0.14249
| 285.3568 | 0.035057 |  |  | 285.3568 | 0.042272 | 285.3568 | 0 | 481.5957 | 0 | 506.6715 | 0.32291 | 501.3986 | 0.081829 | 481.5957 | 0 | 506.6715 | 0.20029 | 506.6715 | 0.05262 | 507.2384 | 0.081838 | 506.6715 | 0.20324 | 506.6715 | 0.11333 | 506.6715 | 0.26368 | 481.8908 | 3.1906 | 501.4 | 0.041062 | 507.2384 | 2.1489 | 481.5957 | 1.0085 | 501.4 | 5.7381 | 506.6715 | 3.2044 | 501.4 | 0.0039641 | 506.6715 | 0.011263 | 481.8908 | 0.00034262 | 481.8908 | 0.00028018 | 506.6715 | 0.036069 | 507.2384 | 0.0028374 | 507.2384 | 0.00041548 | 506.6715 | 0.013617 | 727.1679 | 0.2674 | 506.6715 | 0.0039913 | 506.6715 | -0.0028434 | 726.4462 | 0.00069566 | 506.6715 | 0.028588 | 729.2183 | 0.00036856 | 727.1679 | 0.024483 | 729.2183 | 0.00010557 | 903.2319 | 0.0048204 | 1149.4515 | 0.092625 | 1017.6427 | 0.014314 | 1076.051 | 0 | 1075.3698 | 0 | 506.672 | 0.0028909 | 507.2384 | 1.2745 | 506.6715 | 5.5737 | 506.6715 | 2.4274 | 506.6715 | 6.9221 | 504.1907 | 0.14434
| 285.4324 | 0.031602 |  |  | 285.4324 | 0.031913 | 285.4324 | 0 | 481.7092 | 0.024828 | 506.8959 | 0.32497 | 501.6232 | 0.04099 | 481.7092 | 0.029876 | 506.8959 | 0.12059 | 506.8958 | 0.031148 | 507.4624 | 0.032619 | 506.8959 | 0.11452 | 506.8958 | 0.045662 | 506.8958 | 0.16543 | 482.0069 | 3.1659 | 501.62 | -0.010915 | 507.4625 | 2.1084 | 481.7092 | 1.0426 | 501.62 | 5.8686 | 506.8959 | 3.2588 | 501.62 | 0.007112 | 506.8958 | 0.01319 | 482.0069 | 0.00033652 | 482.0069 | 0.000253 | 506.8958 | -0.022287 | 507.4625 | -0.0033867 | 507.4625 | -0.0014882 | 506.8958 | 0.011243 | 727.3318 | 0.26019 | 506.8959 | -0.013373 | 506.8959 | -0.0027374 | 726.6101 | 0 | 506.8959 | -0.025456 | 729.3829 | 0.00044096 | 727.3318 | 0.025795 | 729.3829 | 0.00011514 | 903.313 | 0.0046229 | 1149.5162 | 0.092937 | 1017.6553 | 0.014325 | 1076.1078 | 0 | 1075.4264 | 0 | 506.896 | 0.0042726 | 507.4624 | 1.2844 | 506.8958 | 5.5834 | 506.8958 | 2.4211 | 506.8958 | 6.9396 | 504.4143 | 0.14532
| 285.508 | 0.033354 |  |  | 285.508 | 0.043183 | 285.508 | 0 | 481.8227 | 0 | 507.1202 | 0.329 | 501.8477 | 0.063874 | 481.8227 | 0 | 507.1202 | 0.20607 | 507.1202 | 0.053584 | 507.6866 | 0.054559 | 507.1202 | 0.19202 | 507.1202 | 0.097966 | 507.1202 | 0.24101 | 482.123 | 3.1124 | 501.85 | 0.031706 | 507.6866 | 2.0824 | 481.8227 | 1.007 | 501.85 | 5.9607 | 507.1202 | 3.3222 | 501.85 | -0.01912 | 507.1202 | 0.016234 | 482.123 | 0.00032661 | 482.123 | 0.00021783 | 507.1202 | 0.026484 | 507.6866 | 0.0035498 | 507.6866 | -0.00079194 | 507.1202 | 0.0086407 | 727.4957 | 0.28438 | 507.1202 | 0.0053355 | 507.1202 | -0.0035958 | 726.7741 | 0 | 507.1202 | 0.0094038 | 729.5474 | 0.00040695 | 727.4957 | 0.024811 | 729.5474 | 0.00011086 | 903.3942 | 0.0051469 | 1149.5811 | 0.093249 | 1017.668 | 0.014336 | 1076.1644 | 0 | 1075.4832 | 0 | 507.12 | 0.0032425 | 507.6866 | 1.299 | 507.1202 | 5.6399 | 507.1202 | 2.4632 | 507.1202 | 7.0404 | 504.6378 | 0.14644
| 285.5836 | 0.031272 |  |  | 285.5836 | 0.03178 | 285.5836 | 0 | 481.9363 | 0.018558 | 507.3446 | 0.31671 | 502.0723 | 0.040397 | 481.9363 | 0.007454 | 507.3446 | 0.094201 | 507.3446 | 0.031431 | 507.9107 | 0.030566 | 507.3446 | 0.10667 | 507.3446 | 0.07472 | 507.3446 | 0.15283 | 482.239 | 3.1131 | 502.07 | -0.026508 | 507.9107 | 2.0288 | 481.9363 | 1.0433 | 502.07 | 6.1324 | 507.3446 | 3.3686 | 502.07 | -0.010027 | 507.3446 | 0.011821 | 482.239 | 0.00034224 | 482.239 | 0.00018306 | 507.3446 | -0.015152 | 507.9107 | -0.0034527 | 507.9107 | -0.0040486 | 507.3446 | -0.0028939 | 727.6596 | 0.28438 | 507.3446 | -0.007058 | 507.3446 | -0.0065253 | 726.9381 | 0.00026087 | 507.3446 | -0.018487 | 729.7119 | 0.00034772 | 727.6596 | 0.026669 | 729.7119 | 0.00012014 | 903.4755 | 0.0054141 | 1149.6457 | 0.093567 | 1017.6807 | 0.014346 | 1076.2212 | 0 | 1075.5398 | 0 | 507.345 | 0.0035028 | 507.9107 | 1.3032 | 507.3446 | 5.6025 | 507.3446 | 2.4348 | 507.3446 | 7.0182 | 504.8613 | 0.14695
| 285.6592 | 0.032817 |  |  | 285.6592 | 0.047348 | 285.6592 | 0 | 482.0498 | 0.0031665 | 507.569 | 0.28555 | 502.2969 | 0.070664 | 482.0498 | 0 | 507.569 | 0.19423 | 507.5689 | 0.047447 | 508.1348 | 0.067819 | 507.569 | 0.19064 | 507.5689 | 0.10544 | 507.5689 | 0.23345 | 482.3551 | 3.0877 | 502.3 | 0.041062 | 508.1348 | 2.018 | 482.0498 | 1.0456 | 502.3 | 6.1127 | 507.569 | 3.4532 | 502.3 | 0.014807 | 507.5689 | 0.01111 | 482.3551 | 0.00037616 | 482.3551 | 0.00014029 | 507.5689 | 0.0251 | 508.1348 | 0.0012969 | 508.1348 | 0.00052541 | 507.5689 | 0.0030524 | 727.8235 | 0.28384 | 507.569 | 0.0011032 | 507.569 | -0.0073008 | 727.1021 | 0.00017392 | 507.569 | 0.020056 | 729.8765 | 0.00048374 | 727.8235 | 0.024811 | 729.8765 | 0.00011628 | 903.5567 | 0.0051982 | 1149.7105 | 0.093885 | 1017.6934 | 0.014356 | 1076.2779 | 0 | 1075.5964 | 0 | 507.569 | 0.0032841 | 508.1348 | 1.3132 | 507.5689 | 5.6909 | 507.5689 | 2.468 | 507.5689 | 7.1264 | 505.0849 | 0.14918
| 285.7348 | 0.030396 |  |  | 285.7348 | 0.035046 | 285.7348 | 0 | 482.1634 | 0.0031028 | 507.7933 | 0.30204 | 502.5215 | 0.031467 | 482.1634 | 0.014535 | 507.7933 | 0.09547 | 507.7933 | 0.027617 | 508.3589 | 0.033337 | 507.7933 | 0.11315 | 507.7933 | 0.086343 | 507.7933 | 0.1184 | 482.4712 | 3.0877 | 502.52 | -0.006757 | 508.3589 | 1.9893 | 482.1634 | 1.0391 | 502.52 | 6.2999 | 507.7933 | 3.4922 | 502.52 | 0.0039641 | 507.7933 | 0.011821 | 482.4712 | 0.00039941 | 482.4712 | 0.00010512 | 507.7933 | -0.0077459 | 508.3589 | -0.006482 | 508.3589 | -0.0042074 | 507.7933 | 0.0064085 | 727.9875 | 0.28598 | 507.7933 | -0.010362 | 507.7933 | -0.0055617 | 727.2661 | 0.00026087 | 507.7933 | -0.016731 | 730.041 | 0.00037953 | 727.9875 | 0.026341 | 730.041 | 0.00012186 | 903.6379 | 0.0052547 | 1149.7753 | 0.094197 | 1017.7061 | 0.014365 | 1076.3347 | 0 | 1075.6531 | 0 | 507.793 | 0.0037908 | 508.3589 | 1.3362 | 507.7933 | 5.7583 | 507.7933 | 2.4935 | 507.7933 | 7.2479 | 505.3084 | 0.14958
| 285.8104 | 0.031991 |  |  | 285.8104 | 0.045806 | 285.8104 | 0 | 482.2769 | 0 | 508.0178 | 0.33485 | 502.7461 | 0.056475 | 482.2769 | 0 | 508.0178 | 0.27692 | 508.0177 | 0.052014 | 508.5831 | 0.073124 | 508.0178 | 0.2031 | 508.0177 | 0.097551 | 508.0177 | 0.262 | 482.5872 | 3.0222 | 502.75 | -0.0088362 | 508.5831 | 1.9693 | 482.2769 | 1.0381 | 502.75 | 6.3067 | 508.0178 | 3.5643 | 502.75 | -0.010726 | 508.0177 | 0.021967 | 482.5872 | 0.00037806 | 482.5872 | 0.00019865 | 508.0177 | 0.039754 | 508.5831 | 0.0064896 | 508.5831 | 0.00078243 | 508.0177 | 0.020363 | 728.1514 | 0.29249 | 508.0178 | -0.0020209 | 508.0178 | 0.012763 | 727.4301 | 0 | 508.0178 | 0.0083852 | 730.2056 | 0.0004629 | 728.1514 | 0.024374 | 730.2056 | 0.00011471 | 903.7192 | 0.0051915 | 1149.84 | 0.094514 | 1017.7188 | 0.014374 | 1076.3915 | 0 | 1075.7098 | 0 | 508.018 | 0.0036551 | 508.5831 | 1.352 | 508.0177 | 5.8663 | 508.0177 | 2.5563 | 508.0177 | 7.4098 | 505.532 | 0.15114
| 285.886 | 0.029065 |  |  | 285.886 | 0.038981 | 285.886 | 0 | 482.3905 | 0.021309 | 508.2422 | 0.31357 | 502.9707 | 0.038949 | 482.3905 | 0.023428 | 508.2422 | 0.10437 | 508.2422 | 0.026405 | 508.8072 | 0.045087 | 508.2422 | 0.10511 | 508.2422 | 0.059361 | 508.2422 | 0.13352 | 482.7033 | 2.975 | 502.97 | 0.0077966 | 508.8072 | 1.9181 | 482.3905 | 1.0788 | 502.97 | 6.5 | 508.2422 | 3.6163 | 502.97 | -0.016322 | 508.2422 | 0.014357 | 482.7033 | 0.00037425 | 482.7033 | 0.00024901 | 508.2422 | -0.025241 | 508.8072 | -0.0051398 | 508.8072 | -0.0040879 | 508.2422 | 0.0054859 | 728.3153 | 0.28326 | 508.2422 | -0.01906 | 508.2422 | -0.014616 | 727.5941 | 0.00026087 | 508.2422 | -0.015874 | 730.3701 | 0.00035979 | 728.3153 | 0.026013 | 730.3701 | 0.00012971 | 903.8005 | 0.0050797 | 1149.9048 | 0.094832 | 1017.7314 | 0.014382 | 1076.4482 | 0 | 1075.7665 | 0 | 508.242 | 0.0040677 | 508.8072 | 1.3523 | 508.2422 | 5.8958 | 508.2422 | 2.5387 | 508.2422 | 7.4552 | 505.7556 | 0.15103
| 285.9616 | 0.031453 |  |  | 285.9616 | 0.049279 | 285.9616 | 0 | 482.504 | 0 | 508.4666 | 0.31665 | 503.1954 | 0.06761 | 482.504 | 0 | 508.4666 | 0.17296 | 508.4666 | 0.047973 | 509.0314 | 0.050012 | 508.4666 | 0.21063 | 508.4666 | 0.089664 | 508.4666 | 0.20658 | 482.8194 | 2.8875 | 503.2 | 0.06705 | 509.0314 | 1.8965 | 482.504 | 1.0494 | 503.2 | 6.557 | 508.4666 | 3.7135 | 503.2 | -0.023318 | 508.4666 | 0.018974 | 482.8194 | 0.00033081 | 482.8194 | 0.00033454 | 508.4666 | 0.0076571 | 509.0314 | 0.00020296 | 509.0314 | -0.00048946 | 508.4666 | 0.014116 | 728.4793 | 0.29351 | 508.4666 | 0.0013556 | 508.4666 | 0.010539 | 727.7581 | 0 | 508.4666 | 0.017193 | 730.5347 | 0.0003181 | 728.4793 | 0.024155 | 730.5347 | 0.00011603 | 903.8818 | 0.0051326 | 1149.9695 | 0.09515 | 1017.7441 | 0.01439 | 1076.505 | 0 | 1075.8232 | 0 | 508.467 | 0.0035637 | 509.0314 | 1.3715 | 508.4666 | 5.9793 | 508.4666 | 2.5915 | 508.4666 | 7.5621 | 505.9792 | 0.15365
| 286.0372 | 0.028288 |  |  | 286.0372 | 0.039964 | 286.0372 | 0 | 482.6176 | 0.015748 | 508.691 | 0.29974 | 503.42 | 0.040962 | 482.6176 | 0.0052178 | 508.691 | 0.086624 | 508.6911 | 0.032603 | 509.2556 | 0.034428 | 508.691 | 0.1046 | 508.6911 | 0.05438 | 508.6911 | 0.14947 | 482.9355 | 2.8579 | 503.42 | 0.031706 | 509.2556 | 1.8458 | 482.6176 | 1.0759 | 503.42 | 6.7133 | 508.691 | 3.7638 | 503.42 | -0.0089774 | 508.6911 | 0.012176 | 482.9355 | 0.00031327 | 482.9355 | 0.00030736 | 508.6911 | -0.01041 | 509.2556 | -0.0066391 | 509.2556 | -0.0044649 | 508.6911 | -0.013867 | 728.6432 | 0.29885 | 508.691 | -0.022363 | 508.691 | 0.0033134 | 727.9221 | 0.00078262 | 508.691 | -0.020972 | 730.6993 | 0.00038172 | 728.6432 | 0.02492 | 730.6993 | 0.00011603 | 903.9631 | 0.0051743 | 1150.0343 | 0.095467 | 1017.7568 | 0.014398 | 1076.5618 | 0 | 1075.8799 | 0 | 508.691 | 0.0031761 | 509.2556 | 1.3692 | 508.6911 | 5.9793 | 508.6911 | 2.5976 | 508.6911 | 7.6007 | 506.2028 | 0.15383
| 286.1128 | 0.029164 |  |  | 286.1128 | 0.052703 | 286.1128 | 0 | 482.7312 | 0 | 508.9155 | 0.30353 | 503.6447 | 0.065351 | 482.7312 | 0 | 508.9155 | 0.13903 | 508.9155 | 0.053247 | 509.4798 | 0.068577 | 508.9155 | 0.19537 | 508.9155 | 0.083022 | 508.9155 | 0.24185 | 483.0516 | 2.7928 | 503.64 | -0.027548 | 509.4798 | 1.8062 | 482.7312 | 1.1016 | 503.64 | 6.7995 | 508.9155 | 3.8299 | 503.64 | 0.023551 | 508.9155 | 0.018162 | 483.0516 | 0.00026335 | 483.0516 | 0.00030376 | 508.9155 | 0.0046352 | 509.4798 | 0.00028429 | 509.4798 | 0.00032195 | 508.9155 | 0.0087794 | 728.8071 | 0.31385 | 508.9155 | 0.0011663 | 508.9155 | -0.0017304 | 728.0861 | 0 | 508.9155 | 0.020439 | 730.8638 | 0.00041244 | 728.8071 | 0.023499 | 730.8638 | 0.0001016 | 904.0444 | 0.0048744 | 1150.099 | 0.09579 | 1017.7695 | 0.014405 | 1076.6185 | 0 | 1075.9367 | 0 | 508.916 | 0.0030348 | 509.4798 | 1.3689 | 508.9155 | 6.0113 | 508.9155 | 2.6117 | 508.9155 | 7.6495 | 506.4265 | 0.15507
| 286.1884 | 0.027354 |  |  | 286.1884 | 0.044093 | 286.1884 | 0 | 482.8447 | 0 | 509.14 | 0.31256 | 503.8693 | 0.037355 | 482.8447 | 0.025362 | 509.14 | 0.075426 | 509.14 | 0.025937 | 509.704 | 0.033618 | 509.14 | 0.11619 | 509.14 | 0.049398 | 509.14 | 0.15787 | 483.1677 | 2.7943 | 503.87 | 0.025469 | 509.704 | 1.7673 | 482.8447 | 1.0936 | 503.87 | 6.8864 | 509.14 | 3.862 | 503.87 | -0.010726 | 509.14 | 0.018923 | 483.1677 | 0.00028736 | 483.1677 | 0.00030736 | 509.14 | -0.0052185 | 509.704 | -0.0051156 | 509.704 | -0.0029197 | 509.14 | 0.0040191 | 728.9711 | 0.30915 | 509.14 | -0.016977 | 509.14 | -0.0098731 | 728.2501 | 0.0018258 | 509.14 | -0.035252 | 731.0284 | 0.00048703 | 728.9711 | 0.025685 | 731.0284 | 0.00011103 | 904.1257 | 0.0045286 | 1150.1638 | 0.096107 | 1017.7822 | 0.014412 | 1076.6753 | 0 | 1075.9933 | 0 | 509.14 | 0.003129 | 509.704 | 1.385 | 509.14 | 6.0328 | 509.14 | 2.5671 | 509.14 | 7.7074 | 506.6501 | 0.15487
| 286.264 | 0.029172 |  |  | 286.264 | 0.054828 | 286.2641 | 0 | 482.9583 | 0 | 509.3645 | 0.32001 | 504.094 | 0.050377 | 482.9583 | 0 | 509.3645 | 0.21264 | 509.3645 | 0.050375 | 509.9282 | 0.078428 | 509.3645 | 0.19492 | 509.3645 | 0.082607 | 509.3645 | 0.23513 | 483.2838 | 2.7539 | 504.09 | -0.055613 | 509.9282 | 1.7374 | 482.9583 | 1.0853 | 504.09 | 6.8498 | 509.3645 | 3.8958 | 504.09 | 0.0036143 | 509.3645 | 0.023235 | 483.2838 | 0.00028469 | 483.2838 | 0.00024901 | 509.3645 | 0.01667 | 509.9282 | 0.0026654 | 509.9282 | -0.00055915 | 509.3645 | 0.010415 | 729.135 | 0.31134 | 509.3645 | 0.0098241 | 509.3645 | -0.000217 | 728.4142 | 0 | 509.3645 | 0.0054606 | 731.193 | 0.00027094 | 729.135 | 0.025685 | 731.193 | 9.9029e-05 | 904.2071 | 0.0042543 | 1150.2286 | 0.09643 | 1017.7949 | 0.014418 | 1076.7322 | 0 | 1076.0501 | 0 | 509.364 | 0.0026527 | 509.9282 | 1.3877 | 509.3645 | 6.0822 | 509.3645 | 2.6541 | 509.3645 | 7.7707 | 506.8737 | 0.1546
| 286.3397 | 0.02633 |  |  | 286.3397 | 0.04719 | 286.3397 | 0 | 483.0718 | 0.013641 | 509.589 | 0.28205 | 504.3187 | 0.029336 | 483.0718 | 0.030951 | 509.589 | 0.075679 | 509.589 | 0.035324 | 510.1525 | 0.028908 | 509.589 | 0.10531 | 509.589 | 0.058531 | 509.589 | 0.15619 | 483.3999 | 2.755 | 504.32 | -0.026508 | 510.1525 | 1.6979 | 483.0718 | 1.118 | 504.32 | 6.9987 | 509.589 | 3.9623 | 504.32 | -0.0012825 | 509.589 | 0.01177 | 483.3999 | 0.00031937 | 483.3999 | 0.00020624 | 509.589 | -0.020983 | 510.1525 | -0.0042428 | 510.1525 | -0.0020384 | 509.589 | -0.0059292 | 729.299 | 0.3146 | 509.589 | -0.021396 | 509.589 | -0.0064671 | 728.5782 | 0.0013044 | 509.589 | -0.019934 | 731.3576 | 0.00044864 | 729.299 | 0.027325 | 731.3576 | 0.00011343 | 904.2885 | 0.0036459 | 1150.2935 | 0.096748 | 1017.8076 | 0.014424 | 1076.7889 | 0 | 1076.1068 | 0 | 509.589 | 0.0037963 | 510.1525 | 1.3772 | 509.589 | 6.0741 | 509.589 | 2.6051 | 509.589 | 7.8342 | 507.0974 | 0.15409
| 286.4153 | 0.028156 |  |  | 286.4153 | 0.057998 | 286.4153 | 0 | 483.1854 | 0 | 509.8135 | 0.31573 | 504.5434 | 0.070177 | 483.1854 | 0 | 509.8135 | 0.13846 | 509.8135 | 0.045417 | 510.3767 | 0.067819 | 509.8135 | 0.19709 | 509.8135 | 0.088419 | 509.8135 | 0.26704 | 483.516 | 2.6888 | 504.54 | -0.047299 | 510.3767 | 1.6707 | 483.1854 | 1.1203 | 504.54 | 7.055 | 509.8135 | 4.0483 | 504.54 | 0.00046636 | 509.8135 | 0.020953 | 483.516 | 0.00029879 | 483.516 | 0.00021423 | 509.8135 | 0.021165 | 510.3767 | 0.0022476 | 510.3767 | -0.00019478 | 509.8135 | 0.0087538 | 729.463 | 0.31914 | 509.8135 | 0.0066453 | 509.8135 | 0.0075328 | 728.7422 | 0 | 509.8135 | 0.020556 | 731.5222 | 0.00022596 | 729.463 | 0.025685 | 731.5222 | 0.00011071 | 904.3699 | 0.002921 | 1150.3583 | 0.09707 | 1017.8203 | 0.01443 | 1076.8457 | 0 | 1076.1635 | 0 | 509.813 | 0.003561 | 510.3767 | 1.401 | 509.8135 | 6.16 | 509.8135 | 2.6427 | 509.8135 | 7.9512 | 507.3211 | 0.15734
| 286.4909 | 0.026065 |  |  | 286.4909 | 0.057354 | 286.4909 | 0 | 483.299 | 0.0066155 | 510.038 | 0.29107 | 504.7682 | 0.050605 | 483.299 | 0.03353 | 510.038 | 0.0099068 | 510.038 | 0.026726 | 510.601 | 0.026354 | 510.038 | 0.10787 | 510.038 | 0.061852 | 510.038 | 0.15703 | 483.6321 | 2.6514 | 504.77 | 0.0015593 | 510.601 | 1.6201 | 483.299 | 1.1049 | 504.77 | 7.1139 | 510.038 | 4.0876 | 504.77 | 0.007112 | 510.038 | 0.013038 | 483.6321 | 0.0003167 | 483.6321 | 0.00029577 | 510.038 | -0.018104 | 510.601 | -0.0081085 | 510.601 | -0.0051343 | 510.038 | -0.010087 | 729.6269 | 0.31567 | 510.038 | -0.0099716 | 510.038 | -0.0085516 | 728.9063 | 0.00026087 | 510.038 | -0.031945 | 731.6868 | 0.00054407 | 729.6269 | 0.02656 | 731.6868 | 0.00011771 | 904.4512 | 0.0030814 | 1150.4231 | 0.097393 | 1017.8329 | 0.014435 | 1076.9026 | 0 | 1076.2202 | 0 | 510.038 | 0.0030348 | 510.601 | 1.4009 | 510.038 | 6.174 | 510.038 | 2.6362 | 510.038 | 7.9426 | 507.5448 | 0.15785
| 286.5666 | 0.027139 |  |  | 286.5666 | 0.061313 | 286.5666 | 0 | 483.4126 | 0 | 510.2625 | 0.31512 | 504.9929 | 0.075478 | 483.4126 | 0 | 510.2625 | 0.2671 | 510.2625 | 0.046179 | 510.8253 | 0.061378 | 510.2625 | 0.19464 | 510.2625 | 0.09506 | 510.2625 | 0.22841 | 483.7482 | 2.5694 | 504.99 | 0.055613 | 510.8253 | 1.6037 | 483.4126 | 1.1295 | 504.99 | 7.1555 | 510.2625 | 4.1531 | 504.99 | 0.0011659 | 510.2625 | 0.018314 | 483.7482 | 0.00028126 | 483.7482 | 0.00034254 | 510.2625 | 0.02957 | 510.8253 | -0.00067024 | 510.8253 | -0.00065592 | 510.2625 | 0.017864 | 729.7909 | 0.32853 | 510.2625 | 0.0028315 | 510.2625 | -0.010127 | 729.0703 | 0 | 510.2625 | 0.010504 | 731.8514 | 0.00031372 | 729.7909 | 0.024702 | 731.8514 | 0.00010486 | 904.5327 | 0.0040042 | 1150.4879 | 0.097716 | 1017.8456 | 0.01444 | 1076.9594 | 0 | 1076.277 | 0 | 510.263 | 0.0027247 | 510.8253 | 1.4135 | 510.2625 | 6.2521 | 510.2625 | 2.673 | 510.2625 | 8.06 | 507.7685 | 0.15948
| 286.6422 | 0.024627 |  |  | 286.6422 | 0.055083 | 286.6422 | 0 | 483.5262 | 0.012587 | 510.4871 | 0.29988 | 505.2177 | 0.024502 | 483.5262 | 0.026867 | 510.4871 | 0.015079 | 510.4871 | 0.029043 | 511.0496 | 0.028804 | 510.4871 | 0.10168 | 510.4871 | 0.046908 | 510.4871 | 0.14528 | 483.8644 | 2.5402 | 505.22 | -0.087841 | 511.0496 | 1.5577 | 483.5262 | 1.1396 | 505.22 | 7.2075 | 510.4871 | 4.17 | 505.22 | 0.0067623 | 510.4871 | 0.016133 | 483.8644 | 0.00033271 | 483.8644 | 0.0002646 | 510.4871 | -0.0032605 | 511.0496 | -0.0060679 | 511.0496 | -0.0033789 | 510.4871 | 0.0054967 | 729.9549 | 0.3185 | 510.4871 | -0.012948 | 510.4871 | -0.0066988 | 729.2344 | 0 | 510.4871 | -0.015433 | 732.0161 | 0.00039379 | 729.9549 | 0.025139 | 732.0161 | 0.000107 | 904.6141 | 0.0049157 | 1150.5527 | 0.098038 | 1017.8583 | 0.014444 | 1077.0162 | 0 | 1076.3337 | 0 | 510.487 | 0.0031622 | 511.0496 | 1.4173 | 510.4871 | 6.2626 | 510.4871 | 2.6857 | 510.4871 | 8.1291 | 507.9922 | 0.16074
| 286.7179 | 0.025792 |  |  | 286.7179 | 0.067239 | 286.7179 | 0 | 483.6397 | 0 | 510.7116 | 0.31224 | 505.4424 | 0.061712 | 483.6397 | 0 | 510.7116 | 0.19209 | 510.7116 | 0.046779 | 511.2739 | 0.05418 | 510.7116 | 0.18896 | 510.7116 | 0.083437 | 510.7116 | 0.21581 | 483.9805 | 2.48 | 505.44 | 0.0088362 | 511.2739 | 1.536 | 483.6397 | 1.1372 | 505.44 | 7.3268 | 510.7116 | 4.2194 | 505.44 | 0.012009 | 510.7116 | 0.023083 | 483.9805 | 0.00035291 | 483.9805 | 0.00019065 | 510.7116 | 0.019658 | 511.2739 | -0.001731 | 511.2739 | 0.00020662 | 510.7116 | -0.0080094 | 730.1189 | 0.32821 | 510.7116 | -0.0021313 | 510.7116 | 0.0029195 | 729.3984 | 0 | 510.7116 | 0.0092534 | 732.1807 | 0.0004618 | 730.1189 | 0.02339 | 732.1807 | 9.135e-05 | 904.6956 | 0.0057016 | 1150.6175 | 0.098361 | 1017.871 | 0.014448 | 1077.073 | 0 | 1076.3905 | 0 | 510.712 | 0.003381 | 511.2739 | 1.4205 | 510.7116 | 6.2731 | 510.7116 | 2.6941 | 510.7116 | 8.1896 | 508.2159 | 0.16258
| 286.7935 | 0.023908 |  |  | 286.7935 | 0.059394 | 286.7935 | 0 | 483.7533 | 0.030498 | 510.9362 | 0.30972 | 505.6672 | 0.031983 | 483.7533 | 0.030951 | 510.9362 | 0.055063 | 510.9362 | 0.02929 | 511.4982 | 0.02963 | 510.9362 | 0.10941 | 510.9362 | 0.061021 | 510.9362 | 0.16543 | 484.0966 | 2.4635 | 505.67 | -0.052495 | 511.4982 | 1.4959 | 483.7533 | 1.1452 | 505.67 | 7.348 | 510.9362 | 4.2757 | 505.67 | -0.00023318 | 510.9362 | 0.020141 | 484.0966 | 0.00034948 | 484.0966 | 0.00019065 | 510.9362 | -0.0050604 | 511.4982 | -0.0021119 | 511.4982 | -0.0009547 | 510.9362 | -0.0085837 | 730.2829 | 0.32448 | 510.9362 | -0.0061917 | 510.9362 | 0.00067332 | 729.5625 | 0.0013044 | 510.9362 | -0.018347 | 732.3453 | 0.00024022 | 730.2829 | 0.025248 | 732.3453 | 9.6064e-05 | 904.777 | 0.0054242 | 1150.6824 | 0.098683 | 1017.8837 | 0.014452 | 1077.1299 | 0 | 1076.4473 | 0 | 510.936 | 0.0031041 | 511.4982 | 1.422 | 510.9362 | 6.3275 | 510.9362 | 2.6966 | 510.9362 | 8.2262 | 508.4396 | 0.16248
| 286.8692 | 0.024652 |  |  | 286.8692 | 0.070141 | 286.8692 | 0 | 483.8669 | 0 | 511.1608 | 0.3134 | 505.892 | 0.073875 | 483.8669 | 0 | 511.1608 | 0.28929 | 511.1608 | 0.046293 | 511.7225 | 0.060621 | 511.1608 | 0.19598 | 511.1608 | 0.11748 | 511.1608 | 0.20238 | 484.2127 | 2.4258 | 505.89 | 0.0098758 | 511.7225 | 1.4732 | 483.8669 | 1.1603 | 505.89 | 7.3355 | 511.1608 | 4.3731 | 505.89 | -0.011776 | 511.1608 | 0.025975 | 484.2127 | 0.00030413 | 484.2127 | 0.00021423 | 511.1608 | 0.041226 | 511.7225 | -0.00095806 | 511.7225 | 8.8955e-05 | 511.1608 | 0.0058108 | 730.4469 | 0.32955 | 511.1608 | 0.010108 | 511.1608 | 0.0055528 | 729.7265 | 0 | 511.1608 | 0.017978 | 732.51 | 0.00057588 | 730.4469 | 0.025358 | 732.51 | 8.9779e-05 | 904.8585 | 0.0048958 | 1150.7472 | 0.099006 | 1017.8964 | 0.014455 | 1077.1867 | 0 | 1076.504 | 0 | 511.161 | 0.0026583 | 511.7225 | 1.429 | 511.1608 | 6.3975 | 511.1608 | 2.7513 | 511.1608 | 8.3417 | 508.6634 | 0.16184
| 286.9448 | 0.022726 |  |  | 286.9448 | 0.062527 | 286.9448 | 0 | 483.9805 | 0.007318 | 511.3854 | 0.2941 | 506.1168 | 0.033256 | 483.9805 | 0.03353 | 511.3854 | 0.0033873 | 511.3854 | 0.023982 | 511.9468 | 0.013645 | 511.3854 | 0.097523 | 511.3854 | 0.07306 | 511.3854 | 0.12764 | 484.3289 | 2.4265 | 506.12 | 0.006757 | 511.9469 | 1.424 | 483.9805 | 1.1402 | 506.12 | 7.5361 | 511.3854 | 4.428 | 506.12 | -0.026116 | 511.3854 | 0.022728 | 484.3289 | 0.00030413 | 484.3289 | 0.00023342 | 511.3854 | -0.015551 | 511.9469 | -0.0048845 | 511.9469 | -0.004956 | 511.3854 | -0.017739 | 730.6109 | 0.33649 | 511.3854 | -0.0048241 | 511.3854 | -0.0028612 | 729.8906 | 0.00026087 | 511.3854 | -0.039012 | 732.6746 | 0.00018757 | 730.6109 | 0.026888 | 732.6746 | 0.00010506 | 904.9399 | 0.0056358 | 1150.8121 | 0.099334 | 1017.9091 | 0.014458 | 1077.2435 | 0 | 1076.5608 | 0 | 511.385 | 0.0031345 | 511.9468 | 1.4275 | 511.3854 | 6.3827 | 511.3854 | 2.7357 | 511.3854 | 8.3061 | 508.8872 | 0.16231
| 287.0205 | 0.024859 |  |  | 287.0205 | 0.0707 | 287.0205 | 0 | 484.0941 | 0 | 511.61 | 0.30575 | 506.3416 | 0.052419 | 484.0941 | 0 | 511.61 | 0.21011 | 511.61 | 0.044182 | 512.1712 | 0.077291 | 511.61 | 0.18335 | 511.61 | 0.096721 | 511.61 | 0.19734 | 484.445 | 2.391 | 506.34 | 0.066009 | 512.1712 | 1.4091 | 484.0941 | 1.1232 | 506.34 | 7.5837 | 511.61 | 4.4909 | 506.34 | 0.00011659 | 511.61 | 0.025011 | 484.445 | 0.00034948 | 484.445 | 0.00019865 | 511.61 | 0.044171 | 512.1712 | 0.0027555 | 512.1712 | 0.0004088 | 511.61 | 0.0019758 | 730.7749 | 0.33339 | 511.61 | 0.00097868 | 511.61 | 0.019501 | 730.0547 | 0 | 511.61 | 0.016604 | 732.8393 | 0.00059343 | 730.7749 | 0.025248 | 732.8393 | 9.8636e-05 | 905.0214 | 0.0062521 | 1150.877 | 0.099657 | 1017.9218 | 0.014461 | 1077.3004 | 0 | 1076.6175 | 0 | 511.61 | 0.0029573 | 512.1712 | 1.4351 | 511.61 | 6.3861 | 511.61 | 2.7243 | 511.61 | 8.3494 | 509.1109 | 0.16339
| 287.0961 | 0.022809 |  |  | 287.0961 | 0.0673 | 287.0961 | 0 | 484.2077 | 0.0013465 | 511.8346 | 0.29476 | 506.5664 | 0.035818 | 484.2077 | 0.026007 | 511.8346 | 0.05659 | 511.8346 | 0.030011 | 512.3956 | 0.035126 | 511.8346 | 0.096202 | 511.8346 | 0.05438 | 511.8346 | 0.15367 | 484.5612 | 2.3693 | 506.57 | -0.054577 | 512.3956 | 1.3679 | 484.2077 | 1.1702 | 506.57 | 7.6192 | 511.8346 | 4.4736 | 506.57 | 0.00046636 | 511.8346 | 0.023692 | 484.5612 | 0.00033652 | 484.5612 | 0.00031136 | 511.8346 | -0.010643 | 512.3956 | -0.0043642 | 512.3956 | -0.0020726 | 511.8346 | -0.0096331 | 730.9389 | 0.32213 | 511.8346 | -0.004571 | 511.8346 | -0.013378 | 730.2188 | 0.00026087 | 511.8346 | -0.027353 | 733.004 | 0.00026765 | 730.9389 | 0.026123 | 733.004 | 0.000113 | 905.1029 | 0.0055212 | 1150.9419 | 0.099984 | 1017.9344 | 0.014463 | 1077.3573 | 0 | 1076.6743 | 0 | 511.835 | 0.002481 | 512.3956 | 1.438 | 511.8346 | 6.364 | 511.8346 | 2.7004 | 511.8346 | 8.3658 | 509.3347 | 0.16221
| 287.1718 | 0.024735 |  |  | 287.1718 | 0.080791 | 287.1718 | 0 | 484.3213 | 0 | 512.0593 | 0.28842 | 506.7913 | 0.066623 | 484.3213 | 0 | 512.0593 | 0.22302 | 512.0593 | 0.044657 | 512.6199 | 0.07085 | 512.0593 | 0.18746 | 512.0593 | 0.095891 | 512.0593 | 0.21245 | 484.6773 | 2.303 | 506.79 | -0.076405 | 512.6199 | 1.3581 | 484.3213 | 1.1894 | 506.79 | 7.7171 | 512.0593 | 4.5427 | 506.79 | -0.010027 | 512.0593 | 0.026635 | 484.6773 | 0.00033728 | 484.6773 | 0.0002606 | 512.0593 | 0.023266 | 512.6199 | 0.0019131 | 512.6199 | -0.00077519 | 512.0593 | 0.0045549 | 731.1029 | 0.35085 | 512.0593 | 0.0096787 | 512.0593 | 0.0013503 | 730.3829 | 0 | 512.0593 | 0.01772 | 733.1686 | 0.00046948 | 731.1029 | 0.025139 | 733.1686 | 0.00010183 | 905.1844 | 0.0047974 | 1151.0067 | 0.10031 | 1017.9471 | 0.014465 | 1077.4141 | 0 | 1076.7312 | 0 | 512.059 | 0.0027524 | 512.6199 | 1.4416 | 512.0593 | 6.4004 | 512.0593 | 2.7198 | 512.0593 | 8.4514 | 509.5585 | 0.16401
| 287.2475 | 0.022371 |  |  | 287.2475 | 0.068963 | 287.2475 | 0 | 484.4349 | 0.00099528 | 512.2839 | 0.30352 | 507.0161 | 0.032197 | 484.4349 | 0.01789 | 512.2839 | 0.038506 | 512.2839 | 0.028129 | 512.8443 | 0.031929 | 512.2839 | 0.0941 | 512.2839 | 0.10212 | 512.2839 | 0.12008 | 484.7935 | 2.2645 | 507.02 | -0.037943 | 512.8443 | 1.3066 | 484.4349 | 1.1853 | 507.02 | 7.7119 | 512.2839 | 4.5492 | 507.02 | -0.010377 | 512.2839 | 0.025975 | 484.7935 | 0.00029384 | 484.7935 | 0.00037371 | 512.2839 | -0.0029179 | 512.8443 | -0.0035588 | 512.8443 | -0.0011149 | 512.2839 | 0.0085488 | 731.2669 | 0.33985 | 512.2839 | -0.010698 | 512.2839 | -0.003452 | 730.547 | 0.00078262 | 512.2839 | -0.027806 | 733.3333 | 0.00035869 | 731.2669 | 0.026013 | 733.3333 | 0.00012041 | 905.2659 | 0.0051651 | 1151.0717 | 0.10064 | 1017.9598 | 0.014466 | 1077.4709 | 0 | 1076.788 | 0 | 512.284 | 0.0027275 | 512.8443 | 1.4405 | 512.2839 | 6.4422 | 512.2839 | 2.7101 | 512.2839 | 8.5079 | 509.7823 | 0.16597
| 287.3231 | 0.02314 |  |  | 287.3231 | 0.082139 | 287.3231 | 0 | 484.5485 | 0 | 512.5086 | 0.29242 | 507.241 | 0.074001 | 484.5485 | 0 | 512.5086 | 0.18898 | 512.5086 | 0.056782 | 513.0687 | 0.059484 | 512.5086 | 0.18913 | 512.5086 | 0.076796 | 512.5086 | 0.19062 | 484.9096 | 2.1938 | 507.24 | -0.006757 | 513.0687 | 1.2965 | 484.5485 | 1.1927 | 507.24 | 7.7736 | 512.5086 | 4.6058 | 507.24 | 0.0064125 | 512.5086 | 0.028968 | 484.9096 | 0.00031518 | 484.9096 | 0.0003813 | 512.5086 | 0.03252 | 513.0687 | 0.0031382 | 513.0687 | 0.00070129 | 512.5086 | -0.0058005 | 731.431 | 0.34589 | 512.5086 | 0.0062924 | 512.5086 | 0.0059059 | 730.7111 | 0 | 512.5086 | 0.025369 | 733.498 | 0.00041024 | 731.431 | 0.024702 | 733.498 | 0.00011441 | 905.3475 | 0.0056765 | 1151.1365 | 0.10097 | 1017.9725 | 0.014467 | 1077.5278 | 0 | 1076.8447 | 0 | 512.509 | 0.0028189 | 513.0687 | 1.4406 | 512.5086 | 6.5299 | 512.5086 | 2.7777 | 512.5086 | 8.5841 | 510.0061 | 0.16888
| 287.3988 | 0.021867 |  |  | 287.3988 | 0.073651 | 287.3988 | 0 | 484.6621 | 0.022678 | 512.7333 | 0.27828 | 507.4659 | 0.02529 | 484.6621 | 0.018635 | 512.7333 | 0.057475 | 512.7333 | 0.01827 | 513.2931 | 0.024588 | 512.7333 | 0.086959 | 512.7333 | 0.0268 | 512.7333 | 0.11588 | 485.0258 | 2.1751 | 507.47 | 0.018192 | 513.2932 | 1.2653 | 484.6621 | 1.2241 | 507.47 | 7.7676 | 512.7333 | 4.7184 | 507.47 | -0.0075784 | 512.7333 | 0.027294 | 485.0258 | 0.00031785 | 485.0258 | 0.00046724 | 512.7333 | -0.025804 | 513.2932 | -0.0072303 | 513.2932 | -0.0057894 | 512.7333 | -0.018739 | 731.595 | 0.35267 | 512.7333 | -0.014017 | 512.7333 | -0.0078007 | 730.8752 | 0.00026087 | 512.7333 | -0.029377 | 733.6627 | 0.00039489 | 731.595 | 0.025139 | 733.6627 | 0.00012512 | 905.4291 | 0.0052023 | 1151.2014 | 0.1013 | 1017.9852 | 0.014467 | 1077.5847 | 0 | 1076.9016 | 0 | 512.733 | 0.0030376 | 513.2931 | 1.4514 | 512.7333 | 6.5822 | 512.7333 | 2.7797 | 512.7333 | 8.7052 | 510.23 | 0.16909
| 287.4745 | 0.022388 |  |  | 287.4745 | 0.085345 | 287.4745 | 0 | 484.7757 | 0 | 512.958 | 0.30666 | 507.6908 | 0.050768 | 484.7757 | 0 | 512.958 | 0.20871 | 512.958 | 0.050623 | 513.5176 | 0.08108 | 512.958 | 0.1829 | 512.958 | 0.10627 | 512.958 | 0.22169 | 485.142 | 2.1047 | 507.69 | -0.018192 | 513.5176 | 1.2622 | 484.7757 | 1.2238 | 507.69 | 7.8345 | 512.958 | 4.7775 | 507.69 | -0.0040807 | 512.958 | 0.027548 | 485.142 | 0.00032013 | 485.142 | 0.0003933 | 512.958 | 0.02411 | 513.5176 | 0.0050935 | 513.5176 | 0.0014896 | 512.958 | 0.023486 | 731.7591 | 0.3563 | 512.958 | 0.0052626 | 512.958 | 0.0077185 | 731.0393 | 0.00017392 | 512.958 | 0.017503 | 733.8274 | 0.00037843 | 731.7591 | 0.02503 | 733.8274 | 0.00012255 | 905.5107 | 0.0047896 | 1151.2664 | 0.10162 | 1017.9979 | 0.014468 | 1077.6416 | 0 | 1076.9584 | 0 | 512.958 | 0.0034363 | 513.5176 | 1.4752 | 512.958 | 6.6788 | 512.958 | 2.8475 | 512.958 | 8.8771 | 510.4538 | 0.17096
| 287.5502 | 0.019735 |  |  | 287.5502 | 0.075569 | 287.5502 | 0 | 484.8893 | 0.0059129 | 513.1827 | 0.27412 | 507.9157 | 0.031534 | 484.8893 | 0.040623 | 513.1827 | 0.11768 | 513.1827 | 0.020757 | 513.742 | 0.016784 | 513.1827 | 0.1119 | 513.1827 | 0.015767 | 513.1827 | 0.13268 | 485.2581 | 2.0766 | 507.92 | -0.018192 | 513.742 | 1.2271 | 484.8893 | 1.2375 | 507.92 | 7.9549 | 513.1827 | 4.8151 | 507.92 | -0.028914 | 513.1827 | 0.02075 | 485.2581 | 0.00033995 | 485.2581 | 0.00028018 | 513.1827 | -0.02806 | 513.742 | -0.0069571 | 513.742 | -0.003811 | 513.1827 | -0.01599 | 731.9231 | 0.35454 | 513.1827 | -0.023872 | 513.1827 | -0.0052618 | 731.2034 | 0.00026087 | 513.1827 | -0.029011 | 733.9921 | 0.00042341 | 731.9231 | 0.02656 | 733.9921 | 0.00014 | 905.5923 | 0.005116 | 1151.3313 | 0.10195 | 1018.0106 | 0.014467 | 1077.6985 | 0 | 1077.0153 | 0 | 513.183 | 0.0032204 | 513.742 | 1.4839 | 513.1827 | 6.7115 | 513.1827 | 2.8455 | 513.1827 | 8.892 | 510.6777 | 0.17198
| 287.6259 | 0.021859 |  |  | 287.6259 | 0.09359 | 287.6259 | 0 | 485.0029 | 0 | 513.4074 | 0.30278 | 508.1406 | 0.076877 | 485.0029 | 0 | 513.4074 | 0.17585 | 513.4074 | 0.047482 | 513.9665 | 0.070472 | 513.4074 | 0.19064 | 513.4074 | 0.090494 | 513.4074 | 0.18558 | 485.3743 | 1.9947 | 508.14 | 0.02339 | 513.9665 | 1.2132 | 485.0029 | 1.243 | 508.14 | 7.9701 | 513.4074 | 4.8678 | 508.14 | -0.0033811 | 513.4074 | 0.033483 | 485.3743 | 0.00033652 | 485.3743 | 0.00021024 | 513.4074 | 0.023606 | 513.9665 | -0.0013638 | 513.9665 | -0.0012863 | 513.4074 | 0.011349 | 732.0871 | 0.36201 | 513.4074 | 0.0031755 | 513.4074 | 0.007675 | 731.3675 | 0 | 513.4074 | 0.017667 | 734.1568 | 0.00041463 | 732.0871 | 0.025685 | 734.1568 | 0.00012171 | 905.6739 | 0.005147 | 1151.3961 | 0.10228 | 1018.0233 | 0.014467 | 1077.7554 | 0 | 1077.072 | 0 | 513.407 | 0.002805 | 513.9665 | 1.4951 | 513.4074 | 6.7668 | 513.4074 | 2.8801 | 513.4074 | 9.0015 | 510.9015 | 0.17316
| 287.7015 | 0.020115 |  |  | 287.7015 | 0.083888 | 287.7016 | 0 | 485.1166 | 0.00064407 | 513.6321 | 0.29229 | 508.3655 | 0.031883 | 485.1166 | 0.021923 | 513.6321 | 0.10282 | 513.6321 | 0.022587 | 514.1909 | 0.020111 | 513.6321 | 0.09177 | 513.6321 | 0.079701 | 513.6321 | 0.09825 | 485.4905 | 1.9723 | 508.37 | 0.0046779 | 514.1909 | 1.1915 | 485.1166 | 1.2401 | 508.37 | 8.0061 | 513.6321 | 4.9562 | 508.37 | -0.031712 | 513.6321 | 0.030541 | 485.4905 | 0.00036091 | 485.4905 | 0.00021783 | 513.6321 | -0.029716 | 514.1909 | -0.0048512 | 514.1909 | -0.0026981 | 513.6321 | -0.0023783 | 732.2512 | 0.3642 | 513.6321 | -0.018595 | 513.6321 | 0.00051796 | 731.5316 | 0.00078262 | 513.6321 | -0.022535 | 734.3215 | 0.00035101 | 732.2512 | 0.026013 | 734.3215 | 0.00011786 | 905.7555 | 0.0050102 | 1151.4611 | 0.10261 | 1018.036 | 0.014466 | 1077.8124 | 0 | 1077.1289 | 0 | 513.632 | 0.0031096 | 514.1909 | 1.5093 | 513.6321 | 6.7703 | 513.6321 | 2.8952 | 513.6321 | 9.0056 | 511.1254 | 0.1731
| 287.7772 | 0.020751 |  |  | 287.7772 | 0.099565 | 287.7772 | 0 | 485.2302 | 0.0091474 | 513.8569 | 0.29865 | 508.5905 | 0.071668 | 485.2302 | 0 | 513.8569 | 0.18919 | 513.8569 | 0.052558 | 514.4154 | 0.046223 | 513.8569 | 0.1912 | 513.8569 | 0.11291 | 513.8569 | 0.25108 | 485.6067 | 1.8854 | 508.59 | 0.0077966 | 514.4154 | 1.1757 | 485.2302 | 1.2837 | 508.59 | 7.9827 | 513.8569 | 5.0254 | 508.59 | 0.00046636 | 513.8569 | 0.033534 | 485.6067 | 0.00032052 | 485.6067 | 0.00028418 | 513.8569 | 0.015428 | 514.4154 | 0.0044988 | 514.4154 | 0.00024774 | 513.8569 | 0.012867 | 732.4153 | 0.37242 | 513.8569 | 0.00638 | 513.8569 | 0.012327 | 731.6957 | 0.00017392 | 513.8569 | 0.023488 | 734.4862 | 0.00044096 | 732.4153 | 0.024265 | 734.4862 | 0.00010614 | 905.8372 | 0.0049479 | 1151.526 | 0.10294 | 1018.0487 | 0.014464 | 1077.8693 | 0 | 1077.1857 | 0 | 513.857 | 0.0028189 | 514.4154 | 1.5131 | 513.8569 | 6.7509 | 513.8569 | 2.8894 | 513.8569 | 9.0047 | 511.3493 | 0.17428
| 287.853 | 0.019322 |  |  | 287.853 | 0.089911 | 287.8529 | 0 | 485.3438 | 0.032257 | 514.0816 | 0.27971 | 508.8154 | 0.04133 | 485.3438 | 0.032885 | 514.0816 | 0.095655 | 514.0816 | 0.027613 | 514.6399 | 0.019805 | 514.0816 | 0.095876 | 514.0816 | 0.047738 | 514.0816 | 0.11085 | 485.7228 | 1.8795 | 508.82 | -0.029627 | 514.6399 | 1.1413 | 485.3438 | 1.3101 | 508.82 | 8.0667 | 514.0816 | 5.0393 | 508.82 | 0.007112 | 514.0816 | 0.026787 | 485.7228 | 0.00031937 | 485.7228 | 0.00034254 | 514.0816 | 0.0040884 | 514.6399 | -0.0055858 | 514.6399 | -0.0022491 | 514.0816 | 0.0052414 | 732.5793 | 0.38364 | 514.0816 | -0.014208 | 514.0816 | 0.0050088 | 731.8599 | 0 | 514.0816 | -0.0089823 | 734.6509 | 0.0002841 | 732.5793 | 0.025795 | 734.6509 | 0.00010386 | 905.9188 | 0.0047928 | 1151.5909 | 0.10327 | 1018.0614 | 0.014462 | 1077.9262 | 0 | 1077.2425 | 0 | 514.082 | 0.0026832 | 514.6399 | 1.5051 | 514.0816 | 6.7419 | 514.0816 | 2.8628 | 514.0816 | 9.052 | 511.5732 | 0.17476
| 287.9287 | 0.020726 |  |  | 287.9287 | 0.10473 | 287.9286 | 0 | 485.4574 | 0 | 514.3064 | 0.25535 | 509.0404 | 0.065231 | 485.4574 | 0 | 514.3064 | 0.12711 | 514.3064 | 0.0578 | 514.8644 | 0.075018 | 514.3064 | 0.18507 | 514.3064 | 0.11374 | 514.3064 | 0.19566 | 485.839 | 1.8188 | 509.04 | 0.0015593 | 514.8644 | 1.1243 | 485.4574 | 1.2917 | 509.04 | 8.0522 | 514.3064 | 5.1023 | 509.04 | -0.0072287 | 514.3064 | 0.023844 | 485.839 | 0.00029917 | 485.839 | 0.00037771 | 514.3064 | 0.018591 | 514.8644 | 0.003028 | 514.8644 | 0.0012775 | 514.3064 | 0.0032934 | 732.7434 | 0.37435 | 514.3064 | 0.019551 | 514.3064 | 0.011178 | 732.024 | 0.00017392 | 514.3064 | 0.011784 | 734.8157 | 0.00056601 | 732.7434 | 0.024702 | 734.8157 | 8.8999e-05 | 906.0005 | 0.0050681 | 1151.656 | 0.10361 | 1018.0741 | 0.01446 | 1077.983 | 0 | 1077.2994 | 0 | 514.306 | 0.003093 | 514.8644 | 1.5123 | 514.3064 | 6.7734 | 514.3064 | 2.8701 | 514.3064 | 9.0697 | 511.7971 | 0.17764
| 288.0043 | 0.018958 |  |  | 288.0043 | 0.0954 | 288.0044 | 0 | 485.5711 | 0 | 514.5312 | 0.27344 | 509.2654 | 0.038715 | 485.5711 | 0.0033544 | 514.5312 | 0.069746 | 514.5312 | 0.025006 | 515.0889 | 0.0184 | 514.5312 | 0.089884 | 514.5312 | 0.077211 | 514.5312 | 0.082181 | 485.9552 | 1.851 | 509.27 | -0.0046779 | 515.0889 | 1.0926 | 485.5711 | 1.3146 | 509.27 | 8.0762 | 514.5312 | 5.0918 | 509.27 | -0.01947 | 514.5312 | 0.030338 | 485.9552 | 0.00033195 | 485.9552 | 0.00035013 | 514.5312 | -0.018253 | 515.0889 | -0.0060367 | 515.0889 | -0.0028033 | 514.5312 | -0.013991 | 732.9075 | 0.38118 | 514.5312 | -0.018824 | 514.5312 | -0.020824 | 732.1881 | 0 | 514.5312 | -0.016308 | 734.9804 | 0.00016563 | 732.9075 | 0.026232 | 734.9804 | 9.6999e-05 | 906.0822 | 0.0049491 | 1151.7209 | 0.10394 | 1018.0868 | 0.014457 | 1078.04 | 0 | 1077.3563 | 0 | 514.531 | 0.002841 | 515.0889 | 1.5184 | 514.5312 | 6.7007 | 514.5312 | 2.8233 | 514.5312 | 8.9898 | 512.0211 | 0.17806
| 288.0801 | 0.019925 |  |  | 288.0801 | 0.10973 | 288.0801 | 0 | 485.6847 | 0 | 514.756 | 0.29203 | 509.4904 | 0.07023 | 485.6847 | 0 | 514.756 | 0.15644 | 514.756 | 0.045955 | 515.3134 | 0.079944 | 514.756 | 0.17745 | 514.756 | 0.097136 | 514.756 | 0.1797 | 486.0714 | 1.7919 | 509.49 | 0.011954 | 515.3135 | 1.0966 | 485.6847 | 1.3332 | 509.49 | 8.0838 | 514.756 | 5.1725 | 509.49 | -0.0016322 | 514.756 | 0.036578 | 486.0714 | 0.00031861 | 486.0714 | 0.00031935 | 514.756 | 0.02353 | 515.3135 | 0.0054898 | 515.3135 | 2.239e-08 | 514.756 | 0.012617 | 733.0715 | 0.39789 | 514.756 | 0.0023546 | 514.756 | 0.0060077 | 732.3523 | 0 | 514.756 | 0.023978 | 735.1452 | 0.00061975 | 733.0715 | 0.025467 | 735.1452 | 9.1416e-05 | 906.1639 | 0.004659 | 1151.7859 | 0.10427 | 1018.0995 | 0.014454 | 1078.0969 | 0 | 1077.4131 | 0 | 514.756 | 0.0030293 | 515.3134 | 1.5476 | 514.756 | 6.7635 | 514.756 | 2.8734 | 514.756 | 9.1328 | 512.245 | 0.18056
| 288.1558 | 0.018363 |  |  | 288.1558 | 0.10298 | 288.1558 | 0 | 485.7983 | 0.01891 | 514.9808 | 0.27089 | 509.7154 | 0.024534 | 485.7983 | 0.030521 | 514.9808 | 0.034465 | 514.9808 | 0.024244 | 515.538 | 0.033825 | 514.9808 | 0.088188 | 514.9808 | 0.052304 | 514.9808 | 0.093211 | 486.1876 | 1.796 | 509.72 | -0.011954 | 515.538 | 1.0597 | 485.7983 | 1.322 | 509.72 | 8.1751 | 514.9808 | 5.2056 | 509.72 | -0.025767 | 514.9808 | 0.034853 | 486.1876 | 0.00034338 | 486.1876 | 0.00036572 | 514.9808 | -0.0073149 | 515.538 | -0.0027051 | 515.538 | -0.0020925 | 514.9808 | -0.011974 | 733.2356 | 0.39752 | 514.9808 | -0.027925 | 514.9808 | -0.0093086 | 732.5164 | 0.00078262 | 514.9808 | -0.025777 | 735.3099 | 0.00014589 | 733.2356 | 0.027325 | 735.3099 | 0.00010084 | 906.2456 | 0.0046154 | 1151.8508 | 0.1046 | 1018.1122 | 0.01445 | 1078.1539 | 0 | 1077.47 | 0 | 514.981 | 0.0026998 | 515.538 | 1.5442 | 514.9808 | 6.777 | 514.9808 | 2.8508 | 514.9808 | 9.0961 | 512.469 | 0.1806
| 288.2315 | 0.019495 |  |  | 288.2315 | 0.11003 | 288.2315 | 0 | 485.912 | 0 | 515.2056 | 0.27875 | 509.9404 | 0.066128 | 485.912 | 0 | 515.2056 | 0.19098 | 515.2056 | 0.042683 | 515.7626 | 0.065925 | 515.2056 | 0.17455 | 515.2056 | 0.097966 | 515.2056 | 0.17803 | 486.3038 | 1.7275 | 509.94 | 0.011954 | 515.7625 | 1.053 | 485.912 | 1.3211 | 509.94 | 8.1653 | 515.2056 | 5.2614 | 509.94 | 0.021452 | 515.2056 | 0.042463 | 486.3038 | 0.00032585 | 486.3038 | 0.00029177 | 515.2056 | 0.033699 | 515.7625 | -0.00030875 | 515.7625 | -0.00096624 | 515.2056 | -0.00039102 | 733.3997 | 0.39544 | 515.2056 | -0.0024052 | 515.2056 | 0.013477 | 732.6806 | 0 | 515.2056 | 0.013395 | 735.4747 | 0.00056929 | 733.3997 | 0.025904 | 735.4747 | 9.1182e-05 | 906.3273 | 0.0050042 | 1151.9159 | 0.10494 | 1018.1249 | 0.014446 | 1078.2108 | 0 | 1077.5269 | 0 | 515.206 | 0.0022817 | 515.7626 | 1.5612 | 515.2056 | 6.8443 | 515.2056 | 2.9487 | 515.2056 | 9.2553 | 512.6929 | 0.18231
| 288.3072 | 0.01828 |  |  | 288.3072 | 0.10663 | 288.3072 | 0 | 486.0256 | 0.0066155 | 515.4304 | 0.27798 | 510.1654 | 0.029016 | 486.0256 | 0.030951 | 515.4304 | -0.012103 | 515.4304 | 0.025961 | 515.9871 | 0.041298 | 515.4304 | 0.089296 | 515.4304 | 0.086758 | 515.4304 | 0.072147 | 486.42 | 1.7219 | 510.17 | -0.010915 | 515.9871 | 1.0174 | 486.0256 | 1.3766 | 510.17 | 8.1816 | 515.4304 | 5.2702 | 510.17 | -0.040456 | 515.4304 | 0.037542 | 486.42 | 0.00035329 | 486.42 | 0.00033094 | 515.4304 | -0.013728 | 515.9871 | -0.0041076 | 515.9871 | -0.0043405 | 515.4304 | -0.00974 | 733.5638 | 0.39725 | 515.4304 | -0.013068 | 515.4304 | -0.0018432 | 732.8448 | 0 | 515.4304 | -0.021137 | 735.6395 | 0.00025997 | 733.5638 | 0.026997 | 735.6395 | 9.9039e-05 | 906.4091 | 0.0053998 | 1151.9808 | 0.10528 | 1018.1376 | 0.014441 | 1078.2678 | 0 | 1077.5837 | 0 | 515.43 | 0.0032591 | 515.9871 | 1.5521 | 515.4304 | 6.8243 | 515.4304 | 2.8701 | 515.4304 | 9.2231 | 512.9169 | 0.18262
| 288.3829 | 0.018908 |  |  | 288.3829 | 0.12001 | 288.3829 | 0 | 486.1393 | 0 | 515.6553 | 0.29086 | 510.3905 | 0.081179 | 486.1393 | 0 | 515.6553 | 0.15259 | 515.6553 | 0.056964 | 516.2117 | 0.065167 | 515.6553 | 0.18794 | 515.6553 | 0.097136 | 515.6553 | 0.16207 | 486.5362 | 1.6886 | 510.39 | 0.0015593 | 516.2117 | 1.0127 | 486.1393 | 1.4059 | 510.39 | 8.2738 | 515.6553 | 5.3679 | 510.39 | 0.0043138 | 515.6553 | 0.042006 | 486.5362 | 0.00030451 | 486.5362 | 0.00033454 | 515.6553 | 0.020904 | 516.2117 | 0.0059143 | 516.2117 | 0.001937 | 515.6553 | 0.028483 | 733.7279 | 0.41375 | 515.6553 | 0.010829 | 515.6553 | 0.0092557 | 733.0089 | 0 | 515.6553 | 0.034819 | 735.8042 | 0.00041134 | 733.7279 | 0.025139 | 735.8042 | 8.4249e-05 | 906.4908 | 0.0057655 | 1152.0458 | 0.10561 | 1018.1503 | 0.014436 | 1078.3247 | 0 | 1077.6406 | 0 | 515.655 | 0.0031096 | 516.2117 | 1.5652 | 515.6553 | 6.8738 | 515.6553 | 2.9513 | 515.6553 | 9.2738 | 513.1409 | 0.18357
| 288.4586 | 0.017156 |  |  | 288.4586 | 0.1145 | 288.4587 | 0 | 486.2529 | 0.038904 | 515.8801 | 0.26574 | 510.6155 | 0.02685 | 486.2529 | 0.0078267 | 515.8801 | 0.098445 | 515.8801 | 0.01891 | 516.4363 | 0.020965 | 515.8801 | 0.092826 | 515.8801 | 0.05521 | 515.8801 | 0.082846 | 486.6524 | 1.6972 | 510.62 | -0.051458 | 516.4363 | 0.98613 | 486.2529 | 1.4448 | 510.62 | 8.2455 | 515.8801 | 5.4123 | 510.62 | -0.013525 | 515.8801 | 0.032215 | 486.6524 | 0.00031785 | 486.6524 | 0.00046324 | 515.8801 | -0.011154 | 516.4363 | -0.0053878 | 516.4363 | -0.0053939 | 515.8801 | -0.01624 | 733.892 | 0.41311 | 515.8801 | -0.013605 | 515.8801 | -0.0072133 | 733.1731 | 0.00078262 | 515.8801 | -0.032099 | 735.969 | 0.00037624 | 733.892 | 0.027216 | 735.969 | 9.3546e-05 | 906.5726 | 0.0060076 | 1152.1108 | 0.10595 | 1018.163 | 0.01443 | 1078.3817 | 0 | 1077.6975 | 0 | 515.88 | 0.0030348 | 516.4363 | 1.5714 | 515.8801 | 6.8678 | 515.8801 | 2.9215 | 515.8801 | 9.3051 | 513.3649 | 0.18384
| 288.5344 | 0.018487 |  |  | 288.5344 | 0.12672 | 288.5344 | 0 | 486.3666 | 0 | 516.105 | 0.3035 | 510.8406 | 0.055943 | 486.3666 | 0 | 516.105 | 0.19269 | 516.105 | 0.046164 | 516.6609 | 0.080322 | 516.105 | 0.18768 | 516.105 | 0.11 | 516.105 | 0.22253 | 486.7687 | 1.701 | 510.84 | -0.025469 | 516.6609 | 0.98489 | 486.3666 | 1.4344 | 510.84 | 8.1839 | 516.105 | 5.4944 | 510.84 | 0.031946 | 516.105 | 0.049008 | 486.7687 | 0.00026068 | 486.7687 | 0.00048243 | 516.105 | 0.046748 | 516.6609 | 0.0038109 | 516.6609 | 0.002622 | 516.105 | 0.0041359 | 734.0561 | 0.41621 | 516.105 | 0.0092032 | 516.105 | 0.011216 | 733.3373 | 0 | 516.105 | 0.025855 | 736.1338 | 0.00037185 | 734.0561 | 0.025904 | 736.1338 | 8.1577e-05 | 906.6544 | 0.0061045 | 1152.1759 | 0.10628 | 1018.1757 | 0.014423 | 1078.4387 | 0 | 1077.7544 | 0 | 516.105 | 0.0027441 | 516.6609 | 1.5971 | 516.105 | 6.9454 | 516.105 | 2.9325 | 516.105 | 9.4523 | 513.5889 | 0.18669
| 288.6101 | 0.016627 |  |  | 288.6101 | 0.12162 | 288.6101 | 0 | 486.4802 | 0.011533 | 516.3299 | 0.22249 | 511.0657 | 0.032159 | 486.4802 | 0.032885 | 516.3299 | 0.053717 | 516.3299 | 0.031752 | 516.8855 | 0.027385 | 516.3299 | 0.081549 | 516.3299 | 0.051059 | 516.3299 | 0.076078 | 486.8849 | 1.7182 | 511.07 | 0.00051979 | 516.8855 | 0.97778 | 486.4802 | 1.4599 | 511.07 | 8.1941 | 516.3299 | 5.5548 | 511.07 | -0.0012825 | 516.3299 | 0.023388 | 486.8849 | 0.00029651 | 486.8849 | 0.00050201 | 516.3299 | -4.8489e-05 | 516.8855 | -0.0045552 | 516.8855 | -0.0037635 | 516.3299 | 0.010836 | 734.2202 | 0.41124 | 516.3299 | -0.015374 | 516.3299 | -5.338e-05 | 733.5015 | 0.00026087 | 516.3299 | -0.018998 | 736.2986 | 0.00033895 | 734.2202 | 0.02809 | 736.2986 | 9.524e-05 | 906.7363 | 0.0055587 | 1152.2408 | 0.10662 | 1018.1884 | 0.014417 | 1078.4957 | 0 | 1077.8114 | 0 | 516.33 | 0.0027219 | 516.8855 | 1.5965 | 516.3299 | 7.018 | 516.3299 | 2.9559 | 516.3299 | 9.5069 | 513.8129 | 0.18621
| 288.6859 | 0.018495 |  |  | 288.6859 | 0.13006 | 288.6858 | 0 | 486.5939 | 0 | 516.5548 | 0.28681 | 511.2908 | 0.043146 | 486.5939 | 0 | 516.5548 | 0.20415 | 516.5548 | 0.048031 | 517.1101 | 0.058726 | 516.5548 | 0.18581 | 516.5548 | 0.084683 | 516.5548 | 0.16291 | 487.0011 | 1.7451 | 511.29 | 0.0025989 | 517.1101 | 0.96153 | 486.5939 | 1.4765 | 511.29 | 8.2931 | 516.5548 | 5.638 | 511.29 | -0.017722 | 516.5548 | 0.044442 | 487.0011 | 0.00029346 | 487.0011 | 0.0003893 | 516.5548 | 0.026285 | 517.1101 | 0.00022342 | 517.1101 | -0.00084966 | 516.5548 | 0.029107 | 734.3843 | 0.4342 | 516.5548 | 0.024264 | 516.5548 | 0.003273 | 733.6656 | 0.00017392 | 516.5548 | 0.020753 | 736.4634 | 0.00038831 | 734.3843 | 0.026451 | 736.4634 | 8.25e-05 | 906.8181 | 0.0047851 | 1152.3059 | 0.10696 | 1018.2011 | 0.014409 | 1078.5526 | 0 | 1077.8683 | 0 | 516.555 | 0.0026915 | 517.1101 | 1.6337 | 516.5548 | 7.1005 | 516.5548 | 3.0222 | 516.5548 | 9.6428 | 514.037 | 0.18635
| 288.7616 | 0.016429 |  |  | 288.7616 | 0.12322 | 288.7616 | 0 | 486.7075 | 0 | 516.7797 | 0.23995 | 511.5159 | 0.038308 | 486.7075 | 0.029876 | 516.7797 | 0.034263 | 516.7797 | 0.021809 | 517.3348 | 0.025344 | 516.7797 | 0.08174 | 516.7797 | 0.052719 | 516.7797 | 0.091532 | 487.1174 | 1.7571 | 511.52 | -0.081605 | 517.3348 | 0.93799 | 486.7075 | 1.4875 | 511.52 | 8.3154 | 516.7797 | 5.684 | 511.52 | -0.008278 | 516.7797 | 0.032317 | 487.1174 | 0.00038073 | 487.1174 | 0.00032695 | 516.7797 | -0.003316 | 517.3348 | -0.0087117 | 517.3348 | -0.0064056 | 516.7797 | -0.027358 | 734.5485 | 0.42251 | 516.7797 | -0.021889 | 516.7797 | -0.014138 | 733.8298 | 0.00026087 | 516.7797 | -0.045548 | 736.6282 | 0.00037624 | 734.5485 | 0.027653 | 736.6282 | 0.00010272 | 906.8999 | 0.0052786 | 1152.371 | 0.1073 | 1018.2137 | 0.014401 | 1078.6096 | 0 | 1077.9252 | 0 | 516.78 | 0.0036689 | 517.3348 | 1.6244 | 516.7797 | 7.0991 | 516.7797 | 3.013 | 516.7797 | 9.6584 | 514.261 | 0.18761
| 288.8373 | 0.017181 |  |  | 288.8373 | 0.13732 | 288.8373 | 0 | 486.8212 | 0 | 517.0046 | 0.30612 | 511.741 | 0.053986 | 486.8212 | 0 | 517.0046 | 0.21143 | 517.0046 | 0.058971 | 517.5594 | 0.073503 | 517.0046 | 0.20049 | 517.0046 | 0.093815 | 517.0046 | 0.16123 | 487.2336 | 1.762 | 511.74 | 0.068091 | 517.5594 | 0.9361 | 486.8212 | 1.5883 | 511.74 | 8.1781 | 517.0046 | 5.7207 | 511.74 | -0.0093273 | 517.0046 | 0.051189 | 487.2336 | 0.00035558 | 487.2336 | 0.00020224 | 517.0046 | 0.039386 | 517.5594 | 0.0077062 | 517.5594 | 0.0036498 | 517.0046 | 0.0022859 | 734.7126 | 0.43756 | 517.0046 | 0.019827 | 517.0046 | 0.020238 | 733.994 | 0 | 517.0046 | 0.013991 | 736.793 | 0.00039269 | 734.7126 | 0.026232 | 736.793 | 9.2796e-05 | 906.9818 | 0.0058525 | 1152.436 | 0.10764 | 1018.2264 | 0.014392 | 1078.6666 | 0 | 1077.9821 | 0 | 517.005 | 0.0027302 | 517.5594 | 1.6542 | 517.0046 | 7.1691 | 517.0046 | 3.0376 | 517.0046 | 9.7685 | 514.4851 | 0.18913
| 288.9131 | 0.016008 |  |  | 288.9131 | 0.13563 | 288.9131 | 0 | 486.9348 | 0.014695 | 517.2296 | 0.27991 | 511.9661 | 0.041307 | 486.9348 | 0.023858 | 517.2296 | 0.037851 | 517.2296 | 0.021103 | 517.7841 | 0.039782 | 517.2296 | 0.084835 | 517.2296 | 0.066003 | 517.2296 | 0.1184 | 487.3498 | 1.7055 | 511.97 | 0.0046779 | 517.7841 | 0.90709 | 486.9348 | 1.5874 | 511.97 | 8.3542 | 517.2296 | 5.7173 | 511.97 | -0.011076 | 517.2296 | 0.043376 | 487.3498 | 0.00034224 | 487.3498 | 0.00019065 | 517.2296 | -0.014956 | 517.7841 | -0.0024638 | 517.7841 | -0.0011141 | 517.2296 | -0.01649 | 734.8767 | 0.42822 | 517.2296 | -0.006546 | 517.2296 | -0.0020917 | 734.1582 | 0.00026087 | 517.2296 | -0.015366 | 736.9578 | 0.00036637 | 734.8767 | 0.027216 | 736.9578 | 0.00010862 | 907.0636 | 0.0056226 | 1152.501 | 0.10798 | 1018.2391 | 0.014383 | 1078.7236 | 0 | 1078.0391 | 0 | 517.23 | 0.0029518 | 517.7841 | 1.6522 | 517.2296 | 7.1739 | 517.2296 | 3.0076 | 517.2296 | 9.7807 | 514.7092 | 0.1871
| 288.9888 | 0.01695 |  |  | 288.9888 | 0.1449 | 288.9888 | 0 | 487.0485 | 0 | 517.4545 | 0.28064 | 512.1913 | 0.047848 | 487.0485 | 0 | 517.4545 | 0.19409 | 517.4545 | 0.052784 | 518.0088 | 0.079565 | 517.4545 | 0.19648 | 517.4545 | 0.12495 | 517.4545 | 0.1923 | 487.4661 | 1.6538 | 512.19 | -0.047299 | 518.0088 | 0.894 | 487.0485 | 1.5893 | 512.19 | 8.2314 | 517.4545 | 5.7654 | 512.19 | -0.010027 | 517.4545 | 0.053421 | 487.4661 | 0.0003026 | 487.4661 | 0.00020624 | 517.4545 | 0.024804 | 518.0088 | 0.0022648 | 518.0088 | -0.0005143 | 517.4545 | 0.015241 | 735.0409 | 0.43954 | 517.4545 | 0.0053047 | 517.4545 | -0.004476 | 734.3224 | 0.00017392 | 517.4545 | 0.0069961 | 737.1226 | 0.00042779 | 735.0409 | 0.025795 | 737.1226 | 0.00010105 | 907.1455 | 0.0061075 | 1152.566 | 0.10832 | 1018.2518 | 0.014373 | 1078.7806 | 0 | 1078.0959 | 0 | 517.455 | 0.0028022 | 518.0088 | 1.6605 | 517.4545 | 7.2511 | 517.4545 | 3.0459 | 517.4545 | 9.9304 | 514.9332 | 0.18869
| 289.0646 | 0.014867 |  |  | 289.0646 | 0.14099 | 289.0646 | 0 | 487.1622 | 0.016451 | 517.6795 | 0.24103 | 512.4164 | 0.026562 | 487.1622 | 0.024288 | 517.6795 | -0.0033613 | 517.6795 | 0.020165 | 518.2335 | 0.02096 | 517.6795 | 0.082596 | 517.6795 | 0.055625 | 517.6795 | 0.13604 | 487.5823 | 1.5689 | 512.42 | -0.036903 | 518.2335 | 0.86903 | 487.1622 | 1.6005 | 512.42 | 8.3472 | 517.6795 | 5.7842 | 512.42 | 0.0018654 | 517.6795 | 0.042412 | 487.5823 | 0.00034948 | 487.5823 | 0.00029577 | 517.6795 | -0.025657 | 518.2335 | -0.0079324 | 518.2335 | -0.0053686 | 517.6795 | -0.015366 | 735.205 | 0.43233 | 517.6795 | -0.011196 | 517.6795 | -0.0058801 | 734.4866 | 0 | 517.6795 | -0.041561 | 737.2875 | 0.00025887 | 735.205 | 0.027325 | 737.2875 | 0.00012622 | 907.2274 | 0.0061068 | 1152.6311 | 0.10867 | 1018.2645 | 0.014363 | 1078.8376 | 0 | 1078.1529 | 0 | 517.679 | 0.0026666 | 518.2335 | 1.6457 | 517.6795 | 7.3236 | 517.6795 | 3.0488 | 517.6795 | 10.0063 | 515.1573 | 0.18815
| 289.1403 | 0.016239 |  |  | 289.1403 | 0.15444 | 289.1403 | 0 | 487.2758 | 0 | 517.9045 | 0.26764 | 512.6416 | 0.068782 | 487.2758 | 0 | 517.9045 | 0.16096 | 517.9045 | 0.033843 | 518.4582 | 0.064031 | 517.9045 | 0.18234 | 517.9045 | 0.0577 | 517.9045 | 0.17215 | 487.6986 | 1.5023 | 512.64 | 0.0077966 | 518.4582 | 0.86073 | 487.2758 | 1.658 | 512.64 | 8.3494 | 517.9045 | 5.8506 | 512.64 | 0.0046636 | 517.9045 | 0.050682 | 487.6986 | 0.0003834 | 487.6986 | 0.00031935 | 517.9045 | 0.018815 | 518.4582 | -0.0010291 | 518.4582 | -0.0026607 | 517.9045 | -0.0086612 | 735.3692 | 0.4436 | 517.9045 | 0.0048042 | 517.9045 | 0.010842 | 734.6509 | 0 | 517.9045 | 0.0099491 | 737.4523 | 0.00056272 | 735.3692 | 0.025795 | 737.4523 | 0.00011708 | 907.3093 | 0.0054473 | 1152.6963 | 0.10901 | 1018.2772 | 0.014351 | 1078.8946 | 0 | 1078.2098 | 0 | 517.904 | 0.0026056 | 518.4582 | 1.6621 | 517.9045 | 7.3581 | 517.9045 | 3.0799 | 517.9045 | 10.073 | 515.3814 | 0.18832
| 289.2161 | 0.014636 |  |  | 289.2161 | 0.14798 | 289.2161 | 0 | 487.3895 | 0.0087231 | 518.1295 | 0.26149 | 512.8668 | 0.019677 | 487.3895 | 0.029016 | 518.1295 | 0.040846 | 518.1295 | 0.022793 | 518.6829 | 0.016301 | 518.1295 | 0.088569 | 518.1295 | 0.042756 | 518.1295 | 0.036866 | 487.8148 | 1.4327 | 512.87 | -0.026508 | 518.6829 | 0.82338 | 487.3895 | 1.7134 | 512.87 | 8.2757 | 518.1295 | 5.8858 | 512.87 | -0.0019821 | 518.1295 | 0.052001 | 487.8148 | 0.00037425 | 487.8148 | 0.0003813 | 518.1295 | -0.02613 | 518.6829 | -0.0070975 | 518.6829 | -0.0057473 | 518.1295 | -0.013867 | 735.5333 | 0.44146 | 518.1295 | -0.013037 | 518.1295 | -0.0084399 | 734.8151 | 0 | 518.1295 | -0.02149 | 737.6172 | 0.00033675 | 735.5333 | 0.027762 | 737.6172 | 0.000129 | 907.3912 | 0.0055742 | 1152.7613 | 0.10935 | 1018.2899 | 0.014339 | 1078.9518 | 0 | 1078.2668 | 0 | 518.129 | 0.0028881 | 518.6829 | 1.6622 | 518.1295 | 7.39 | 518.1295 | 3.0564 | 518.1295 | 10.1279 | 515.6056 | 0.18802
| 289.2919 | 0.015561 |  |  | 289.2919 | 0.16161 | 289.2919 | 0 | 487.5032 | 0 | 518.3545 | 0.28838 | 513.092 | 0.05505 | 487.5032 | 0 | 518.3545 | 0.18213 | 518.3545 | 0.054343 | 518.9076 | 0.075776 | 518.3545 | 0.19462 | 518.3545 | 0.10087 | 518.3545 | 0.20154 | 487.9311 | 1.3665 | 513.09 | 0.040022 | 518.9076 | 0.83533 | 487.5032 | 1.6797 | 513.09 | 8.2599 | 518.3545 | 6.0021 | 513.09 | 0.022152 | 518.3545 | 0.061589 | 487.9311 | 0.00034148 | 487.9311 | 0.00030376 | 518.3545 | 0.024066 | 518.9076 | 0.0019621 | 518.9076 | -0.00050902 | 518.3545 | 0.0094725 | 735.6975 | 0.43965 | 518.3545 | 0.013213 | 518.3545 | 0.0085716 | 734.9793 | 0.00017392 | 518.3545 | 0.016431 | 737.782 | 0.00044644 | 735.6975 | 0.025904 | 737.782 | 0.00011443 | 907.4731 | 0.0056077 | 1152.8264 | 0.1097 | 1018.3026 | 0.014326 | 1079.0088 | 0 | 1078.3237 | 0 | 518.354 | 0.0030293 | 518.9076 | 1.6939 | 518.3545 | 7.5609 | 518.3545 | 3.1427 | 518.3545 | 10.3623 | 515.8297 | 0.18976
| 289.3676 | 0.014132 |  |  | 289.3676 | 0.15731 | 289.3676 | 0 | 487.6169 | 0.026588 | 518.5795 | 0.26785 | 513.3172 | 0.016717 | 487.6169 | 0.024503 | 518.5795 | 0.043631 | 518.5795 | 0.029178 | 519.1323 | 0.030686 | 518.5795 | 0.094252 | 518.5795 | 0.048153 | 518.5795 | 0.063134 | 488.0474 | 1.3609 | 513.32 | 0.0077966 | 519.1323 | 0.80971 | 487.6169 | 1.6814 | 513.32 | 8.3515 | 518.5795 | 5.9897 | 513.32 | -0.026116 | 518.5795 | 0.050631 | 488.0474 | 0.00033614 | 488.0474 | 0.00039689 | 518.5795 | -0.02715 | 519.1323 | -0.0058541 | 519.1323 | -0.0052527 | 518.5795 | -0.0079989 | 735.8616 | 0.45679 | 518.5795 | -0.013512 | 518.5795 | -0.0087345 | 735.1435 | 0.00026087 | 518.5795 | -0.022375 | 737.9469 | 0.00042121 | 735.8616 | 0.027981 | 737.9469 | 0.00012543 | 907.5551 | 0.0056777 | 1152.8915 | 0.11004 | 1018.3153 | 0.014313 | 1079.0658 | 0 | 1078.3807 | 0 | 518.579 | 0.0029878 | 519.1323 | 1.6902 | 518.5795 | 7.5262 | 518.5795 | 3.1042 | 518.5795 | 10.2901 | 516.0538 | 0.19037
| 289.4434 | 0.015718 |  |  | 289.4434 | 0.16867 | 289.4434 | 0 | 487.7306 | 0 | 518.8045 | 0.2891 | 513.5424 | 0.067352 | 487.7306 | 0 | 518.8045 | 0.18713 | 518.8045 | 0.051173 | 519.3571 | 0.089794 | 518.8045 | 0.18311 | 518.8045 | 0.10087 | 518.8045 | 0.15871 | 488.1636 | 1.3141 | 513.54 | 0.025469 | 519.3571 | 0.81862 | 487.7306 | 1.6587 | 513.54 | 8.2324 | 518.8045 | 6.1018 | 513.54 | 0.013408 | 518.8045 | 0.062452 | 488.1636 | 0.00032928 | 488.1636 | 0.00036212 | 518.8045 | 0.029266 | 519.3571 | 0.004649 | 519.3571 | -0.00021455 | 518.8045 | 0.022112 | 736.0258 | 0.45972 | 518.8045 | 0.011595 | 518.8045 | -0.0085933 | 735.3078 | 0 | 518.8045 | 0.017996 | 738.1117 | 0.00036088 | 736.0258 | 0.026451 | 738.1117 | 0.00010628 | 907.637 | 0.0058328 | 1152.9565 | 0.11039 | 1018.3281 | 0.014298 | 1079.1228 | 0 | 1078.4377 | 0 | 518.804 | 0.0027026 | 519.3571 | 1.718 | 518.8045 | 7.6112 | 518.8045 | 3.1369 | 518.8045 | 10.4597 | 516.278 | 0.19171
| 289.5192 | 0.013925 |  |  | 289.5192 | 0.16734 | 289.5192 | 0 | 487.8442 | 0 | 519.0295 | 0.25329 | 513.7676 | 0.01697 | 487.8442 | 0.022353 | 519.0295 | 0.089216 | 519.0295 | 0.01464 | 519.5819 | 0.018646 | 519.0295 | 0.07759 | 519.0295 | 0.029255 | 519.0295 | 0.077865 | 488.2799 | 1.3601 | 513.77 | -0.082641 | 519.5819 | 0.79756 | 487.8442 | 1.7093 | 513.77 | 8.2996 | 519.0295 | 6.1941 | 513.77 | -0.018072 | 519.0295 | 0.055704 | 488.2799 | 0.00032395 | 488.2799 | 0.00043606 | 519.0295 | -0.025679 | 519.5819 | -0.0075327 | 519.5819 | -0.0049863 | 519.0295 | -0.013617 | 736.19 | 0.46672 | 519.0295 | -0.018429 | 519.0295 | -0.0076609 | 735.472 | 0.0013044 | 519.0295 | -0.030909 | 738.2766 | 0.00046399 | 736.19 | 0.026997 | 738.2766 | 0.00010357 | 907.719 | 0.0057371 | 1153.0217 | 0.11074 | 1018.3408 | 0.014283 | 1079.1799 | 0 | 1078.4948 | 0 | 519.03 | 0.0027635 | 519.5819 | 1.7386 | 519.0295 | 7.7289 | 519.0295 | 3.172 | 519.0295 | 10.5845 | 516.5022 | 0.19162
| 289.595 | 0.015165 |  |  | 289.595 | 0.17448 | 289.595 | 0 | 487.9579 | 0 | 519.2546 | 0.28588 | 513.9929 | 0.052833 | 487.9579 | 0 | 519.2546 | 0.24591 | 519.2546 | 0.052044 | 519.8066 | 0.054559 | 519.2546 | 0.17849 | 519.2546 | 0.076796 | 519.2546 | 0.19566 | 488.3962 | 1.2819 | 513.99 | 0.00051979 | 519.8066 | 0.8003 | 487.9579 | 1.7708 | 513.99 | 8.2604 | 519.2546 | 6.232 | 513.99 | 0.0085112 | 519.2546 | 0.062908 | 488.3962 | 0.00029727 | 488.3962 | 0.00034653 | 519.2546 | 0.025305 | 519.8066 | 0.0042163 | 519.8066 | 0.0014405 | 519.2546 | 0.013991 | 736.3542 | 0.47691 | 519.2546 | 0.0053574 | 519.2546 | 0.01309 | 735.6363 | 0 | 519.2546 | 0.01195 | 738.4415 | 0.00036966 | 736.3542 | 0.025358 | 738.4415 | 0.00010071 | 907.801 | 0.0056142 | 1153.0868 | 0.11109 | 1018.3535 | 0.014267 | 1079.2369 | 0 | 1078.5516 | 0 | 519.255 | 0.003201 | 519.8066 | 1.7648 | 519.2546 | 7.7392 | 519.2546 | 3.1942 | 519.2546 | 10.7113 | 516.7264 | 0.19467
| 289.6707 | 0.013553 |  |  | 289.6707 | 0.17755 | 289.6707 | 0 | 488.0716 | 0 | 519.4797 | 0.26958 | 514.2181 | 0.025542 | 488.0716 | 0.027942 | 519.4797 | 0.050169 | 519.4797 | 0.019579 | 520.0314 | 0.020797 | 519.4797 | 0.086888 | 519.4797 | 0.065172 | 519.4797 | 0.089013 | 488.5125 | 1.3032 | 514.22 | -0.020271 | 520.0314 | 0.77419 | 488.0716 | 1.7384 | 514.22 | 8.4187 | 519.4797 | 6.2322 | 514.22 | 0.017256 | 519.4797 | 0.059712 | 488.5125 | 0.00030527 | 488.5125 | 0.00032295 | 519.4797 | -0.027397 | 520.0314 | -0.0046118 | 520.0314 | -0.004586 | 519.4797 | 0.00041055 | 736.5184 | 0.4822 | 519.4797 | -0.020088 | 519.4797 | -0.012451 | 735.8005 | 0.00078262 | 519.4797 | -0.024252 | 738.6064 | 0.00038611 | 736.5184 | 0.026341 | 738.6064 | 0.00011671 | 907.8831 | 0.0059196 | 1153.152 | 0.11144 | 1018.3661 | 0.014251 | 1079.2941 | 0 | 1078.6086 | 0 | 519.48 | 0.0034502 | 520.0314 | 1.7583 | 519.4797 | 7.7302 | 519.4797 | 3.1849 | 519.4797 | 10.648 | 516.9505 | 0.19512
| 289.7465 | 0.014371 |  |  | 289.7465 | 0.1857 | 289.7465 | 0 | 488.1853 | 0 | 519.7047 | 0.27806 | 514.4434 | 0.072615 | 488.1853 | 0 | 519.7047 | 0.16149 | 519.7047 | 0.051472 | 520.2562 | 0.065546 | 519.7047 | 0.1881 | 519.7047 | 0.059361 | 519.7047 | 0.17467 | 488.6287 | 1.1427 | 514.44 | 0.0046779 | 520.2562 | 0.76991 | 488.1853 | 1.7916 | 514.44 | 8.2112 | 519.7047 | 6.2857 | 514.44 | 0.011659 | 519.7047 | 0.067271 | 488.6287 | 0.0003087 | 488.6287 | 0.00028418 | 519.7047 | 0.021513 | 520.2562 | 0.0020498 | 520.2562 | -0.0015477 | 519.7047 | 0.00843 | 736.6825 | 0.47355 | 519.7047 | 0.012206 | 519.7047 | -0.0030378 | 735.9648 | 0 | 519.7047 | 0.02319 | 738.7713 | 0.00047387 | 736.6825 | 0.026123 | 738.7713 | 0.00010643 | 907.9651 | 0.0062513 | 1153.217 | 0.11179 | 1018.3788 | 0.014233 | 1079.3511 | 0 | 1078.6656 | 0 | 519.705 | 0.0029573 | 520.2562 | 1.7711 | 519.7047 | 7.7986 | 519.7047 | 3.2083 | 519.7047 | 10.714 | 517.1748 | 0.19925
| 289.8223 | 0.012876 |  |  | 289.8223 | 0.1866 | 289.8223 | 0 | 488.299 | 0.007318 | 519.9298 | 0.24411 | 514.6687 | 0.018467 | 488.299 | 0.0089449 | 519.9298 | 0.055693 | 519.9298 | 0.01528 | 520.481 | 0.0033693 | 519.9298 | 0.081722 | 519.9298 | 0.023308 | 519.9298 | 0.07615 | 488.745 | 1.1524 | 514.67 | -0.04314 | 520.481 | 0.74705 | 488.299 | 1.7565 | 514.67 | 8.333 | 519.9298 | 6.2823 | 514.67 | -0.014574 | 519.9298 | 0.056516 | 488.745 | 0.00032585 | 488.745 | 0.00028418 | 519.9298 | -0.0087768 | 520.481 | -0.0082331 | 520.481 | -0.0074725 | 519.9298 | 0.00091442 | 736.8467 | 0.4743 | 519.9298 | -0.027444 | 519.9298 | -0.0055313 | 736.129 | 0.00078262 | 519.9298 | -0.032349 | 738.9361 | 0.00044644 | 736.8467 | 0.027544 | 738.9361 | 0.00012171 | 908.0471 | 0.0056105 | 1153.2822 | 0.11215 | 1018.3915 | 0.014214 | 1079.4082 | 0 | 1078.7227 | 0 | 519.93 | 0.0026721 | 520.481 | 1.7593 | 519.9298 | 7.7864 | 519.9298 | 3.1804 | 519.9298 | 10.6936 | 517.399 | 0.20035
| 289.8981 | 0.013743 |  |  | 289.8981 | 0.19277 | 289.8981 | 0 | 488.4127 | 0 | 520.1549 | 0.28637 | 514.894 | 0.069023 | 488.4127 | 0 | 520.1549 | 0.14731 | 520.1549 | 0.056168 | 520.7059 | 0.083732 | 520.1549 | 0.19837 | 520.1549 | 0.077626 | 520.1549 | 0.17803 | 488.8613 | 1.0177 | 514.89 | 0.010915 | 520.7059 | 0.75315 | 488.4127 | 1.7719 | 514.89 | 8.1835 | 520.1549 | 6.4139 | 514.89 | 0.0022152 | 520.1549 | 0.071482 | 488.8613 | 0.00034795 | 488.8613 | 0.00022183 | 520.1549 | 0.039754 | 520.7059 | 0.0017932 | 520.7059 | 0.0031086 | 520.1549 | 0.0025408 | 737.0109 | 0.48957 | 520.1549 | 0.0079 | 520.1549 | 0.0070579 | 736.2933 | 0.00069566 | 520.1549 | 0.014645 | 739.101 | 0.00037953 | 737.0109 | 0.026123 | 739.101 | 0.00011361 | 908.1292 | 0.0050473 | 1153.3474 | 0.1125 | 1018.4042 | 0.014195 | 1079.4652 | 0 | 1078.7797 | 0 | 520.155 | 0.0026527 | 520.7059 | 1.7904 | 520.1549 | 7.8833 | 520.1549 | 3.2317 | 520.1549 | 10.887 | 517.6232 | 0.20078
| 289.9739 | 0.012801 |  |  | 289.9739 | 0.19328 | 289.9739 | 0 | 488.5264 | 0.029716 | 520.3801 | 0.28613 | 515.1193 | 0.03875 | 488.5264 | 0.036969 | 520.3801 | 0.061617 | 520.38 | 0.032016 | 520.9307 | 0.04736 | 520.3801 | 0.096066 | 520.38 | 0.064757 | 520.38 | 0.090692 | 488.9776 | 1.0567 | 515.12 | -0.0036384 | 520.9307 | 0.74125 | 488.5264 | 1.806 | 515.12 | 8.2814 | 520.3801 | 6.421 | 515.12 | 0.0015157 | 520.38 | 0.071076 | 488.9776 | 0.00036815 | 488.9776 | 0.00014789 | 520.38 | -0.014498 | 520.9307 | -0.001736 | 520.9307 | -0.0020764 | 520.38 | -0.018739 | 737.1751 | 0.49454 | 520.3801 | -0.013042 | 520.3801 | 0.0046697 | 736.4575 | 0.00026087 | 520.3801 | -0.021531 | 739.266 | 0.00045302 | 737.1751 | 0.027653 | 739.266 | 0.00010289 | 908.2112 | 0.0050849 | 1153.4125 | 0.11286 | 1018.4169 | 0.014174 | 1079.5223 | 0 | 1078.8367 | 0 | 520.38 | 0.0031844 | 520.9307 | 1.8185 | 520.38 | 7.9838 | 520.38 | 3.2604 | 520.38 | 11.0159 | 517.8474 | 0.2018
| 290.0497 | 0.013586 |  |  | 290.0497 | 0.20718 | 290.0497 | 0 | 488.6401 | 0 | 520.6052 | 0.27489 | 515.3446 | 0.051663 | 488.6401 | 0 | 520.6052 | 0.18823 | 520.6052 | 0.042056 | 521.1556 | 0.069714 | 520.6052 | 0.18975 | 520.6052 | 0.067248 | 520.6052 | 0.16207 | 489.0939 | 0.9343 | 515.34 | 0.017152 | 521.1556 | 0.73354 | 488.6401 | 1.7927 | 515.34 | 8.2368 | 520.6052 | 6.5292 | 515.34 | 0.0015157 | 520.6052 | 0.07204 | 489.0939 | 0.00035863 | 489.0939 | 0.00017506 | 520.6052 | -0.00070821 | 521.1556 | -0.002207 | 521.1556 | -0.0021255 | 520.6052 | 0.0048887 | 737.3393 | 0.49176 | 520.6052 | 0.0010685 | 520.6052 | 0.0074971 | 736.6218 | 0 | 520.6052 | -0.0010357 | 739.4309 | 0.00043328 | 737.3393 | 0.026013 | 739.4309 | 9.5173e-05 | 908.2933 | 0.0053834 | 1153.4777 | 0.11321 | 1018.4296 | 0.014153 | 1079.5795 | 0 | 1078.8937 | 0 | 520.605 | 0.0027413 | 521.1556 | 1.8269 | 520.6052 | 8.0553 | 520.6052 | 3.2905 | 520.6052 | 11.1227 | 518.0717 | 0.20304
| 290.1255 | 0.012396 |  |  | 290.1255 | 0.20415 | 290.1255 | 0 | 488.7538 | 0 | 520.8303 | 0.24424 | 515.57 | 0.017441 | 488.7538 | 0.039978 | 520.8303 | 0.016962 | 520.8303 | 0.011057 | 521.3804 | 0.012221 | 520.8303 | 0.078375 | 520.8303 | 0.029999 | 520.8303 | 0.044929 | 489.2102 | 0.91709 | 515.57 | -0.10136 | 521.3804 | 0.70289 | 488.7538 | 1.8176 | 515.57 | 8.336 | 520.8303 | 6.5284 | 515.57 | -0.016322 | 520.8303 | 0.066713 | 489.2102 | 0.00032852 | 489.2102 | 0.00040089 | 520.8303 | -0.02338 | 521.3804 | -0.0072515 | 521.3804 | -0.0048885 | 520.8303 | -0.013867 | 737.5036 | 0.4916 | 520.8303 | -0.023872 | 520.8303 | -0.0036115 | 736.7861 | 0.00078262 | 520.8303 | -0.032534 | 739.5958 | 0.00041024 | 737.5036 | 0.028199 | 739.5958 | 9.9887e-05 | 908.3754 | 0.0055795 | 1153.5429 | 0.11357 | 1018.4423 | 0.014131 | 1079.6365 | 0 | 1078.9508 | 0 | 520.83 | 0.002553 | 521.3804 | 1.8234 | 520.8303 | 7.9888 | 520.8303 | 3.2631 | 520.8303 | 11.0302 | 518.296 | 0.2031
| 290.2013 | 0.012892 |  |  | 290.2013 | 0.21714 | 290.2013 | 0 | 488.8675 | 0 | 521.0555 | 0.28185 | 515.7953 | 0.056794 | 488.8675 | 0 | 521.0555 | 0.22474 | 521.0555 | 0.0463 | 521.6053 | 0.046981 | 521.0555 | 0.2008 | 521.0555 | 0.092985 | 521.0555 | 0.18978 | 489.3265 | 0.83253 | 515.8 | 0.042101 | 521.6053 | 0.70927 | 488.8675 | 1.8408 | 515.8 | 8.2379 | 521.0555 | 6.5857 | 515.8 | 0.019004 | 521.0555 | 0.079447 | 489.3265 | 0.00032928 | 489.3265 | 0.00043966 | 521.0555 | 0.030921 | 521.6053 | 0.0028072 | 521.6053 | -0.00040192 | 521.0555 | 0.002577 | 737.6678 | 0.50639 | 521.0555 | 0.013541 | 521.0555 | 0.013495 | 736.9504 | 0.00017392 | 521.0555 | 0.015297 | 739.7607 | 0.000498 | 737.6678 | 0.02656 | 739.7607 | 9.0744e-05 | 908.4576 | 0.0059392 | 1153.608 | 0.11393 | 1018.4551 | 0.014107 | 1079.6936 | 0 | 1079.0078 | 0 | 521.055 | 0.0030459 | 521.6053 | 1.8426 | 521.0555 | 8.02 | 521.0555 | 3.2749 | 521.0555 | 11.0632 | 518.5202 | 0.20615
| 290.2771 | 0.011843 |  |  | 290.2771 | 0.21345 | 290.2771 | 0 | 488.9812 | 0.0097769 | 521.2807 | 0.25214 | 516.0207 | 0.045452 | 488.9812 | 0.03353 | 521.2807 | 0.045654 | 521.2807 | 0.0089235 | 521.8302 | 0.033634 | 521.2807 | 0.079558 | 521.2807 | 0.043172 | 521.2807 | 0.07789 | 489.4428 | 0.85274 | 516.02 | 0.02235 | 521.8302 | 0.68669 | 488.9812 | 1.8558 | 516.02 | 8.3531 | 521.2807 | 6.6169 | 516.02 | 0.0015157 | 521.2807 | 0.074627 | 489.4428 | 0.00033271 | 489.4428 | 0.00040489 | 521.2807 | -0.0032579 | 521.8302 | -0.010274 | 521.8302 | -0.0042939 | 521.2807 | -0.0035083 | 737.832 | 0.51237 | 521.2807 | -0.022638 | 521.2807 | -0.0052498 | 737.1147 | 0.00026087 | 521.2807 | -0.024391 | 739.9257 | 0.0004267 | 737.832 | 0.027434 | 739.9257 | 9.9845e-05 | 908.5397 | 0.0063495 | 1153.6732 | 0.11429 | 1018.4678 | 0.014083 | 1079.7507 | 0 | 1079.0648 | 0 | 521.281 | 0.0027247 | 521.8302 | 1.8654 | 521.2807 | 8.0239 | 521.2807 | 3.2983 | 521.2807 | 11.135 | 518.7445 | 0.20817
| 290.3529 | 0.013049 |  |  | 290.3529 | 0.22804 | 290.3529 | 0 | 489.095 | 0 | 521.5058 | 0.2787 | 516.246 | 0.064494 | 489.095 | 0 | 521.5058 | 0.15715 | 521.5058 | 0.039538 | 522.0551 | 0.078807 | 521.5058 | 0.20065 | 521.5058 | 0.11291 | 521.5058 | 0.16459 | 489.5591 | 0.85049 | 516.25 | -0.0057175 | 522.0551 | 0.69389 | 489.095 | 1.8918 | 516.25 | 8.2781 | 521.5058 | 6.6512 | 516.25 | 0.0099102 | 521.5058 | 0.075338 | 489.5591 | 0.00030718 | 489.5591 | 0.00028818 | 521.5058 | 0.035504 | 522.0551 | -0.00022065 | 522.0551 | -0.0011569 | 521.5058 | 0.0052954 | 737.9962 | 0.51819 | 521.5058 | -0.0046672 | 521.5058 | 0.0093718 | 737.279 | 0.00017392 | 521.5058 | 0.0019728 | 740.0906 | 0.0003543 | 737.9962 | 0.026123 | 740.0906 | 0.00011257 | 908.6218 | 0.0060593 | 1153.7384 | 0.11465 | 1018.4805 | 0.014057 | 1079.8079 | 0 | 1079.1218 | 0 | 521.506 | 0.0031373 | 522.0551 | 1.8935 | 521.5058 | 8.1591 | 521.5058 | 3.3333 | 521.5058 | 11.2918 | 518.9688 | 0.20941
| 290.4288 | 0.011371 |  |  | 290.4288 | 0.2231 | 290.4288 | 0 | 489.2087 | 0.0052105 | 521.731 | 0.2584 | 516.4714 | 0.034807 | 489.2087 | 0.025792 | 521.731 | 0.050052 | 521.731 | 0.0052195 | 522.28 | 0.037517 | 521.731 | 0.071809 | 521.731 | 0.0577 | 521.731 | 0.082959 | 489.6755 | 0.8823 | 516.47 | -0.017152 | 522.28 | 0.66817 | 489.2087 | 1.9302 | 516.47 | 8.3362 | 521.731 | 6.6767 | 516.47 | -0.00058295 | 521.731 | 0.084317 | 489.6755 | 0.00019322 | 489.6755 | 0.00019865 | 521.731 | -0.015154 | 522.28 | -0.0058742 | 522.28 | -0.0059292 | 521.731 | -0.0040647 | 738.1605 | 0.53068 | 521.731 | -0.030405 | 521.731 | -0.019462 | 737.4433 | 0.00078262 | 521.731 | -0.041322 | 740.2555 | 0.00041463 | 738.1605 | 0.026341 | 740.2555 | 0.00011186 | 908.704 | 0.0059198 | 1153.8036 | 0.11502 | 1018.4932 | 0.014031 | 1079.865 | 0 | 1079.179 | 0 | 521.731 | 0.0029878 | 522.28 | 1.8865 | 521.731 | 8.1075 | 521.731 | 3.2732 | 521.731 | 11.2269 | 519.1931 | 0.20887
| 290.5046 | 0.011388 |  |  | 290.5046 | 0.23737 | 290.5046 | 0 | 489.3224 | 0 | 521.9562 | 0.23049 | 516.6968 | 0.023442 | 489.3224 | 0 | 521.9562 | 0.016486 | 521.9562 | 0.019776 | 522.505 | 0.04054 | 521.9562 | 0.084946 | 521.9562 | 0.042341 | 521.9562 | 0.049391 | 489.7918 | 0.91111 | 516.7 | 0.0098758 | 522.505 | 0.63944 | 489.3224 | 1.9209 | 516.7 | 8.1743 | 521.9562 | 6.7493 | 516.7 | -0.014924 | 521.9562 | 0.070264 | 489.7918 | 0.00053851 | 489.7918 | 0.00054478 | 521.9562 | -0.02596 | 522.505 | -0.0076691 | 522.505 | -0.006621 | 521.9562 | -0.032105 | 738.3247 | 0.538 | 521.9562 | -0.013959 | 521.9562 | -0.0074834 | 737.6076 | 0 | 521.9562 | -0.015279 | 740.4205 | 0.00033127 | 738.3247 | 0.026232 | 740.4205 | 0.00011571 | 908.7862 | 0.0064522 | 1153.8688 | 0.11538 | 1018.5059 | 0.014004 | 1079.9221 | 0 | 1079.236 | 0 | 521.956 | 0.0028742 | 522.505 | 1.8733 | 521.9562 | 8.107 | 521.9562 | 3.3312 | 521.9562 | 11.2281 | 519.4175 | 0.20969
| 290.5804 | 0.012644 |  |  | 290.5804 | 0.24778 | 290.5804 | 0 | 489.4361 | 0.017856 | 522.1815 | 0.27705 | 516.9222 | 0.055569 | 489.4361 | 0.013044 | 522.1815 | 0.20477 | 522.1815 | 0.036963 | 522.7299 | 0.082975 | 522.1815 | 0.17893 | 522.1815 | 0.07389 | 522.1815 | 0.17719 | 489.9081 | 0.94403 | 516.92 | 0.024429 | 522.7299 | 0.63719 | 489.4361 | 1.9481 | 516.92 | 8.2556 | 522.1815 | 6.7983 | 516.92 | 0.0039641 | 522.1815 | 0.092485 | 489.9081 | 0.00045962 | 489.9081 | 0.00040489 | 522.1815 | 0.021425 | 522.7299 | 0.0053048 | 522.7299 | 0.0015363 | 522.1815 | 0.002537 | 738.489 | 0.54756 | 522.1815 | 0.0029502 | 522.1815 | -8.4793e-05 | 737.7719 | 0.0018258 | 522.1815 | 0.033665 | 740.5855 | 0.00045851 | 738.489 | 0.026123 | 740.5855 | 0.00010814 | 908.8683 | 0.0065777 | 1153.934 | 0.11574 | 1018.5186 | 0.013975 | 1079.9793 | 0 | 1079.2931 | 0 | 522.181 | 0.0031124 | 522.7299 | 1.8958 | 522.1815 | 8.1704 | 522.1815 | 3.3516 | 522.1815 | 11.3208 | 519.6418 | 0.21039
| 290.6562 | 0.010876 |  |  | 290.6562 | 0.24478 | 290.6562 | 0 | 489.5499 | 0 | 522.4067 | 0.26005 | 517.1476 | 0.037859 | 489.5499 | 0 | 522.4067 | 0.025953 | 522.4067 | 0.023306 | 522.9548 | 0.006095 | 522.4067 | 0.065186 | 522.4067 | 0.018927 | 522.4067 | 0.069776 | 490.0245 | 0.93356 | 517.15 | 0.0046779 | 522.9548 | 0.61808 | 489.5499 | 1.9903 | 517.15 | 8.3184 | 522.4067 | 6.8072 | 517.15 | 0.0085112 | 522.4067 | 0.086803 | 490.0245 | 0.00094211 | 490.0245 | 0.00092648 | 522.4067 | -0.033144 | 522.9548 | -0.0033241 | 522.9548 | -0.0026836 | 522.4067 | 0.0031609 | 738.6532 | 0.54515 | 522.4067 | -0.027216 | 522.4067 | -0.0081454 | 737.9362 | 0 | 522.4067 | -0.022587 | 740.7504 | 0.0002468 | 738.6532 | 0.027653 | 740.7504 | 0.00012257 | 908.9506 | 0.0064426 | 1153.9993 | 0.11611 | 1018.5313 | 0.013945 | 1080.0364 | 0 | 1079.3501 | 0 | 522.407 | 0.0031622 | 522.9548 | 1.8986 | 522.4067 | 8.1533 | 522.4067 | 3.2986 | 522.4067 | 11.3051 | 519.8662 | 0.21023
| 290.7321 | 0.01176 |  |  | 290.7321 | 0.25957 | 290.7321 | 0 | 489.6636 | 0.011533 | 522.6319 | 0.27213 | 517.3731 | 0.073828 | 489.6636 | 0.045781 | 522.6319 | 0.2235 | 522.6319 | 0.057834 | 523.1798 | 0.09131 | 522.6319 | 0.18449 | 522.6319 | 0.09174 | 522.6319 | 0.19062 | 490.1408 | 0.93842 | 517.37 | 0.0088362 | 523.1798 | 0.61048 | 489.6636 | 1.992 | 517.37 | 8.1917 | 522.6319 | 6.8312 | 517.37 | 0.0095605 | 522.6319 | 0.096747 | 490.1408 | 0.00048439 | 490.1408 | 0.0005216 | 522.6319 | 0.034553 | 523.1798 | 0.0021898 | 523.1798 | 0.0018488 | 522.6319 | -0.0041183 | 738.8175 | 0.54275 | 522.6319 | 0.010211 | 522.6319 | 0.0093567 | 738.1005 | 0.0018258 | 522.6319 | 0.014356 | 740.9154 | 0.00052323 | 738.8175 | 0.02656 | 740.9154 | 0.00011757 | 909.0328 | 0.0063818 | 1154.0645 | 0.11648 | 1018.544 | 0.013914 | 1080.0935 | 0 | 1079.4072 | 0 | 522.632 | 0.0028909 | 523.1798 | 1.9018 | 522.6319 | 8.1782 | 522.6319 | 3.3169 | 522.6319 | 11.382 | 520.0905 | 0.21171
| 290.8079 | 0.010661 |  |  | 290.8079 | 0.25685 | 290.8079 | 0 | 489.7773 | 0 | 522.8572 | 0.25493 | 517.5985 | 0.01936 | 489.7773 | 0 | 522.8572 | 0.058998 | 522.8572 | 0.014797 | 523.4048 | 0.015438 | 522.8572 | 0.079865 | 522.8572 | 0.073475 | 522.8572 | 0.10413 | 490.2571 | 0.89988 | 517.6 | -0.049377 | 523.4048 | 0.59271 | 489.7773 | 2.0129 | 517.6 | 8.1787 | 522.8572 | 6.7755 | 517.6 | -0.011426 | 522.8572 | 0.094768 | 490.2571 | 0.00096117 | 490.2571 | 0.0010432 | 522.8572 | -0.033652 | 523.4048 | -0.0065934 | 523.4048 | -0.003822 | 522.8572 | -0.018364 | 738.9817 | 0.56784 | 522.8572 | -0.023848 | 522.8572 | -0.010809 | 738.2648 | 0 | 522.8572 | -0.035306 | 741.0804 | 0.00027532 | 738.9817 | 0.027981 | 741.0804 | 0.00011871 | 909.1151 | 0.0062127 | 1154.1296 | 0.11685 | 1018.5567 | 0.013883 | 1080.1506 | 0 | 1079.4642 | 0 | 522.857 | 0.0032093 | 523.4048 | 1.9047 | 522.8572 | 8.2177 | 522.8572 | 3.3069 | 522.8572 | 11.3387 | 520.3149 | 0.21099
| 290.8837 | 0.011471 |  |  | 290.8837 | 0.26967 | 290.8837 | 0 | 489.8911 | 0.0080204 | 523.0825 | 0.23331 | 517.824 | 0.061478 | 489.8911 | 0.0085722 | 523.0825 | 0.088829 | 523.0825 | 0.042459 | 523.6298 | 0.065925 | 523.0825 | 0.16734 | 523.0825 | 0.07555 | 523.0825 | 0.19818 | 490.3735 | 0.92645 | 517.82 | 0.011954 | 523.6298 | 0.58647 | 489.8911 | 2.0284 | 517.82 | 8.224 | 523.0825 | 6.7736 | 517.82 | -0.009677 | 523.0825 | 0.08797 | 490.3735 | 0.00048249 | 490.3735 | 0.00055277 | 523.0825 | 0.0014369 | 523.6298 | -0.0012483 | 523.6298 | -0.00091654 | 523.0825 | 0.0043076 | 739.146 | 0.56875 | 523.0825 | 0.00384 | 523.0825 | -0.015725 | 738.4292 | 0.0023475 | 523.0825 | 0.014174 | 741.2454 | 0.00049032 | 739.146 | 0.026451 | 741.2454 | 0.00010728 | 909.1973 | 0.0061313 | 1154.195 | 0.11722 | 1018.5694 | 0.01385 | 1080.2079 | 0 | 1079.5214 | 0 | 523.082 | 0.0030902 | 523.6298 | 1.8944 | 523.0825 | 8.1892 | 523.0825 | 3.3411 | 523.0825 | 11.3425 | 520.5393 | 0.2125
| 290.9596 | 0.010289 |  |  | 290.9596 | 0.27094 | 290.9596 | 0 | 490.0048 | 0 | 523.3077 | 0.26527 | 518.0494 | 0.0066983 | 490.0048 | 0 | 523.3077 | 0.0072861 | 523.3077 | 0.018048 | 523.8548 | 0.022049 | 523.3077 | 0.061112 | 523.3077 | 0.059361 | 523.3077 | 0.085654 | 490.4898 | 0.86433 | 518.05 | -0.014034 | 523.8548 | 0.57348 | 490.0048 | 2.1256 | 518.05 | 8.1995 | 523.3077 | 6.8433 | 518.05 | -0.013175 | 523.3077 | 0.10522 | 490.4898 | 0.00092001 | 490.4898 | 0.0010508 | 523.3077 | -0.011962 | 523.8548 | -0.0044139 | 523.8548 | -0.0037505 | 523.3077 | -0.01172 | 739.3102 | 0.58082 | 523.3077 | -0.02054 | 523.3077 | -0.0085192 | 738.5935 | 0 | 523.3077 | -0.025827 | 741.4103 | 0.00028739 | 739.3102 | 0.028418 | 741.4103 | 0.00011328 | 909.2795 | 0.0061728 | 1154.2601 | 0.11759 | 1018.5821 | 0.013816 | 1080.265 | 0 | 1079.5785 | 0 | 523.308 | 0.0032591 | 523.8548 | 1.9209 | 523.3077 | 8.2021 | 523.3077 | 3.3307 | 523.3077 | 11.4143 | 520.7637 | 0.21148
| 291.0354 | 0.011239 |  |  | 291.0354 | 0.2819 | 291.0354 | 0 | 490.1186 | 0.02346 | 523.533 | 0.2638 | 518.2749 | 0.062803 | 490.1186 | 0.016026 | 523.533 | 0.16586 | 523.533 | 0.067827 | 524.0798 | 0.075397 | 523.533 | 0.18004 | 523.533 | 0.078456 | 523.533 | 0.19902 | 490.6062 | 0.89988 | 518.27 | 0.056654 | 524.0798 | 0.57404 | 490.1186 | 2.1683 | 518.27 | 8.1982 | 523.533 | 6.9489 | 518.27 | 0.00011659 | 523.533 | 0.10649 | 490.6062 | 0.00044171 | 490.6062 | 0.00052919 | 523.533 | 0.028287 | 524.0798 | 0.0050424 | 524.0798 | 0.0024205 | 523.533 | -0.0028437 | 739.4745 | 0.57778 | 523.533 | 0.026672 | 523.533 | -0.0090341 | 738.7578 | 0.0018258 | 523.533 | 0.013563 | 741.5753 | 0.00043767 | 739.4745 | 0.027216 | 741.5753 | 0.00010414 | 909.3618 | 0.0062059 | 1154.3254 | 0.11797 | 1018.5948 | 0.01378 | 1080.3221 | 0 | 1079.6355 | 0 | 523.533 | 0.0028853 | 524.0798 | 1.9204 | 523.533 | 8.195 | 523.533 | 3.3495 | 523.533 | 11.3632 | 520.9881 | 0.21265
| 291.1113 | 0.0098839 |  |  | 291.1113 | 0.28022 | 291.1113 | 0 | 490.2323 | 0 | 523.7584 | 0.24969 | 518.5004 | 0.025851 | 490.2323 | 0 | 523.7584 | 0.06833 | 523.7583 | 0.029416 | 524.3048 | 0.030506 | 523.7584 | 0.07753 | 523.7583 | 0.053549 | 523.7583 | 0.059202 | 490.7225 | 0.84525 | 518.5 | -0.031706 | 524.3048 | 0.54905 | 490.2323 | 2.1855 | 518.5 | 8.2151 | 523.7584 | 6.9783 | 518.5 | -0.010027 | 523.7583 | 0.1042 | 490.7225 | 0.00093258 | 490.7225 | 0.00097285 | 523.7583 | -0.014677 | 524.3048 | -0.0084942 | 524.3048 | -0.0028923 | 523.7583 | -0.012228 | 739.6388 | 0.59839 | 523.7584 | -0.017229 | 523.7584 | -0.011756 | 738.9222 | 0 | 523.7584 | -0.026586 | 741.7404 | 0.00037953 | 739.6388 | 0.028199 | 741.7404 | 0.00010657 | 909.4442 | 0.0060971 | 1154.3908 | 0.11834 | 1018.6075 | 0.013744 | 1080.3794 | 0 | 1079.6926 | 0 | 523.758 | 0.002949 | 524.3048 | 1.9221 | 523.7583 | 8.1683 | 523.7583 | 3.316 | 523.7583 | 11.3144 | 521.2125 | 0.2129
| 291.1871 | 0.011074 |  |  | 291.1871 | 0.29596 | 291.1871 | 0 | 490.346 | 0.0161 | 523.9837 | 0.23551 | 518.7259 | 0.048164 | 490.346 | 0.0096901 | 523.9837 | 0.17639 | 523.9837 | 0.03628 | 524.5299 | 0.08449 | 523.9837 | 0.18628 | 523.9837 | 0.089249 | 523.9837 | 0.15787 | 490.8389 | 0.88716 | 518.73 | 0.006757 | 524.5299 | 0.54333 | 490.346 | 2.1604 | 518.73 | 8.1651 | 523.9837 | 6.9663 | 518.73 | 0.021452 | 523.9837 | 0.10588 | 490.8389 | 0.00049583 | 490.8389 | 0.00047483 | 523.9837 | 0.022838 | 524.5299 | 0.0013642 | 524.5299 | 5.3601e-05 | 523.9837 | 0.012617 | 739.8031 | 0.58466 | 523.9837 | 0.007257 | 523.9837 | 0.007649 | 739.0865 | 0.0013044 | 523.9837 | 0.023232 | 741.9054 | 0.00045193 | 739.8031 | 0.026232 | 741.9054 | 0.000104 | 909.5264 | 0.0057683 | 1154.4559 | 0.11871 | 1018.6202 | 0.013707 | 1080.4365 | 0 | 1079.7498 | 0 | 523.984 | 0.0031899 | 524.5299 | 1.9232 | 523.9837 | 8.2448 | 523.9837 | 3.3268 | 523.9837 | 11.4312 | 521.4369 | 0.21388
| 291.263 | 0.0099914 |  |  | 291.263 | 0.29446 | 291.263 | 0 | 490.4598 | 0 | 524.209 | 0.24445 | 518.9515 | 0.044288 | 490.4598 | 0 | 524.209 | 0.043282 | 524.209 | 0.017779 | 524.7549 | 0.017743 | 524.209 | 0.062175 | 524.209 | 0.046077 | 524.209 | 0.050183 | 490.9552 | 0.8445 | 518.95 | -0.073286 | 524.7549 | 0.52743 | 490.4598 | 2.2169 | 518.95 | 8.161 | 524.209 | 7.0071 | 518.95 | -0.027866 | 524.209 | 0.10573 | 490.9552 | 0.0010664 | 490.9552 | 0.00098084 | 524.209 | -0.022427 | 524.7549 | -0.007995 | 524.7549 | -0.0058146 | 524.209 | -0.0063735 | 739.9674 | 0.60138 | 524.209 | -0.03783 | 524.209 | -0.024649 | 739.2509 | 0 | 524.209 | -0.026967 | 742.0704 | 0.00039598 | 739.9674 | 0.027216 | 742.0704 | 0.00010943 | 909.6088 | 0.0057481 | 1154.5212 | 0.11909 | 1018.6329 | 0.013668 | 1080.4938 | 0 | 1079.8069 | 0 | 524.209 | 0.0031678 | 524.7549 | 1.9388 | 524.209 | 8.2676 | 524.209 | 3.3356 | 524.209 | 11.5292 | 521.6614 | 0.21465
| 291.3388 | 0.010776 |  |  | 291.3388 | 0.31015 | 291.3388 | 0 | 490.5736 | 0.017153 | 524.4344 | 0.28216 | 519.177 | 0.08658 | 490.5736 | 0.035464 | 524.4344 | 0.12048 | 524.4344 | 0.065549 | 524.98 | 0.063652 | 524.4344 | 0.18439 | 524.4344 | 0.10087 | 524.4344 | 0.15367 | 491.0716 | 0.88042 | 519.18 | 0.04834 | 524.98 | 0.53232 | 490.5736 | 2.2396 | 519.18 | 8.124 | 524.4344 | 6.9776 | 519.18 | -0.0086277 | 524.4344 | 0.12881 | 491.0716 | 0.00057319 | 491.0716 | 0.00050601 | 524.4344 | 0.031975 | 524.98 | 0.0050412 | 524.98 | 0.0012962 | 524.4344 | 0.0079194 | 740.1317 | 0.60212 | 524.4344 | 0.0087332 | 524.4344 | -0.0014908 | 739.4152 | 0.0018258 | 524.4344 | 0.012932 | 742.2354 | 0.00041354 | 740.1317 | 0.025685 | 742.2354 | 0.00010138 | 909.6911 | 0.0064874 | 1154.5865 | 0.11947 | 1018.6456 | 0.013629 | 1080.5509 | 0 | 1079.864 | 0 | 524.434 | 0.0032951 | 524.98 | 1.9497 | 524.4344 | 8.367 | 524.4344 | 3.3695 | 524.4344 | 11.5718 | 521.8858 | 0.21508
| 291.4147 | 0.0095038 |  |  | 291.4147 | 0.30977 | 291.4147 | 0 | 490.6873 | 0 | 524.6597 | 0.24598 | 519.4025 | 0.01582 | 490.6873 | 0 | 524.6597 | 0.10242 | 524.6597 | 0.024107 | 525.2051 | 0.018145 | 524.6597 | 0.078841 | 524.6597 | 0.040248 | 524.6597 | 0.045574 | 491.188 | 0.85311 | 519.4 | 0.046258 | 525.2051 | 0.50364 | 490.6873 | 2.254 | 519.4 | 8.1835 | 524.6597 | 7.075 | 519.4 | -0.018421 | 524.6597 | 0.12161 | 491.188 | 0.0010073 | 491.188 | 0.0009069 | 524.6597 | -0.0062555 | 525.2051 | -0.0035994 | 525.2051 | -0.0028677 | 524.6597 | -0.0073211 | 740.296 | 0.62476 | 524.6597 | -0.014086 | 524.6597 | 0.0088171 | 739.5796 | 0 | 524.6597 | -0.028709 | 742.4004 | 0.0003894 | 740.296 | 0.027653 | 742.4004 | 9.8661e-05 | 909.7735 | 0.0069311 | 1154.6519 | 0.11985 | 1018.6583 | 0.013588 | 1080.6082 | 0 | 1079.9211 | 0 | 524.66 | 0.0037409 | 525.2051 | 1.9501 | 524.6597 | 8.3674 | 524.6597 | 3.3347 | 524.6597 | 11.6091 | 522.1103 | 0.21441
| 291.4906 | 0.010545 |  |  | 291.4906 | 0.32326 | 291.4906 | 0 | 490.8011 | 0.01891 | 524.8851 | 0.25626 | 519.6281 | 0.067992 | 490.8011 | 0.03138 | 524.8851 | 0.20319 | 524.8851 | 0.054376 | 525.4301 | 0.089037 | 524.8851 | 0.16998 | 524.8851 | 0.085513 | 524.8851 | 0.17467 | 491.3043 | 0.87182 | 519.63 | -0.010915 | 525.4301 | 0.50734 | 490.8011 | 2.3185 | 519.63 | 8.1144 | 524.8851 | 7.0734 | 519.63 | 0.012359 | 524.8851 | 0.12815 | 491.3043 | 0.00044171 | 491.3043 | 0.00040089 | 524.8851 | 0.0063878 | 525.4301 | 0.0012162 | 525.4301 | -0.00061504 | 524.8851 | -0.0069962 | 740.4603 | 0.61515 | 524.8851 | 0.010941 | 524.8851 | -0.0021503 | 739.744 | 0.0013044 | 524.8851 | -0.0043364 | 742.5655 | 0.00042341 | 740.4603 | 0.02656 | 742.5655 | 9.5947e-05 | 909.8558 | 0.0067805 | 1154.7172 | 0.12023 | 1018.6711 | 0.013547 | 1080.6653 | 0 | 1079.9783 | 0 | 524.885 | 0.0040095 | 525.4301 | 1.9297 | 524.8851 | 8.2849 | 524.8851 | 3.3144 | 524.8851 | 11.5217 | 522.3348 | 0.21599
| 291.5664 | 0.0089005 |  |  | 291.5664 | 0.32214 | 291.5664 | 0 | 490.9148 | 0 | 525.1105 | 0.22931 | 519.8537 | 0.030822 | 490.9148 | 0 | 525.1105 | 0.0019872 | 525.1105 | 0.011597 | 525.6552 | 0.012235 | 525.1105 | 0.062436 | 525.1105 | 0.058531 | 525.1105 | 0.032667 | 491.4207 | 0.86134 | 519.85 | -0.030666 | 525.6552 | 0.47576 | 490.9148 | 2.3456 | 519.85 | 8.1471 | 525.1105 | 7.0598 | 519.85 | -0.0054798 | 525.1105 | 0.12267 | 491.4207 | 0.0009505 | 491.4207 | 0.00082896 | 525.1105 | -0.02458 | 525.6552 | -0.0090248 | 525.6552 | -0.0046802 | 525.1105 | -0.0010913 | 740.6246 | 0.63768 | 525.1105 | -0.018127 | 525.1105 | -0.015409 | 739.9083 | 0 | 525.1105 | -0.033329 | 742.7305 | 0.00047387 | 740.6246 | 0.028637 | 742.7305 | 0.0001008 | 909.9382 | 0.0064705 | 1154.7825 | 0.12061 | 1018.6838 | 0.013504 | 1080.7225 | 0 | 1080.0354 | 0 | 525.11 | 0.003896 | 525.6552 | 1.927 | 525.1105 | 8.2769 | 525.1105 | 3.2918 | 525.1105 | 11.4959 | 522.5593 | 0.21633
| 291.6423 | 0.010057 |  |  | 291.6423 | 0.33828 | 291.6423 | 0 | 491.0286 | 0.021309 | 525.3359 | 0.2541 | 520.0792 | 0.055892 | 491.0286 | 0.03439 | 525.3359 | 0.14407 | 525.3359 | 0.035902 | 525.8804 | 0.061 | 525.3359 | 0.18512 | 525.3359 | 0.083852 | 525.3359 | 0.15535 | 491.5371 | 0.85648 | 520.08 | 0.092001 | 525.8804 | 0.48958 | 491.0286 | 2.4525 | 520.08 | 8.0637 | 525.3359 | 7.0209 | 520.08 | 0.017606 | 525.3359 | 0.125 | 491.5371 | 0.00051488 | 491.5371 | 0.00042807 | 525.3359 | 0.019551 | 525.8804 | 0.00021572 | 525.8804 | 0.00099844 | 525.3359 | 0.015865 | 740.7889 | 0.61884 | 525.3359 | 0.0012449 | 525.3359 | 0.007873 | 740.0727 | 0.0018258 | 525.3359 | 0.029929 | 742.8956 | 0.00027313 | 740.7889 | 0.027762 | 742.8956 | 9.7804e-05 | 910.0206 | 0.0066203 | 1154.8478 | 0.12099 | 1018.6965 | 0.01346 | 1080.7798 | 0 | 1080.0925 | 0 | 525.336 | 0.0034723 | 525.8804 | 1.9312 | 525.3359 | 8.3343 | 525.3359 | 3.3279 | 525.3359 | 11.5594 | 522.7838 | 0.22013
| 291.7182 | 0.0088344 |  |  | 291.7182 | 0.33764 | 291.7182 | 0 | 491.1424 | 0 | 525.5613 | 0.24177 | 520.3048 | 0.036344 | 491.1424 | 0 | 525.5613 | 0.049163 | 525.5613 | 0.009083 | 526.1055 | 0.0073641 | 525.5613 | 0.060889 | 525.5613 | 0.069324 | 525.5613 | 0.074548 | 491.6535 | 0.85386 | 520.3 | 0.025469 | 526.1055 | 0.46911 | 491.1424 | 2.4542 | 520.3 | 8.1115 | 525.5613 | 7.0888 | 520.3 | -0.018771 | 525.5613 | 0.1319 | 491.6535 | 0.0010008 | 491.6535 | 0.00087972 | 525.5613 | -0.017293 | 526.1055 | -0.0084154 | 526.1055 | -0.005516 | 525.5613 | -0.0012364 | 740.9532 | 0.63779 | 525.5613 | -0.021134 | 525.5613 | -0.0047607 | 740.2371 | 0 | 525.5613 | -0.034985 | 743.0606 | 0.00058026 | 740.9532 | 0.029183 | 743.0606 | 0.00012028 | 910.103 | 0.0061993 | 1154.9131 | 0.12138 | 1018.7092 | 0.013416 | 1080.837 | 0 | 1080.1497 | 0 | 525.561 | 0.0033754 | 526.1055 | 1.9515 | 525.5613 | 8.3475 | 525.5613 | 3.3217 | 525.5613 | 11.6067 | 523.0083 | 0.21969
| 291.7941 | 0.0099831 |  |  | 291.7941 | 0.34837 | 291.7941 | 0 | 491.2561 | 0.0031028 | 525.7867 | 0.25724 | 520.5304 | 0.044219 | 491.2561 | 0.039118 | 525.7867 | 0.13863 | 525.7867 | 0.049944 | 526.3306 | 0.068198 | 525.7867 | 0.17665 | 525.7867 | 0.11997 | 525.7867 | 0.19314 | 491.7699 | 0.81906 | 520.53 | 0.047299 | 526.3306 | 0.46435 | 491.2561 | 2.5355 | 520.53 | 7.9696 | 525.7867 | 7.0853 | 520.53 | -0.0058295 | 525.7867 | 0.13591 | 491.7699 | 0.00049049 | 491.7699 | 0.00045165 | 525.7867 | 0.044539 | 526.3306 | 0.0047099 | 526.3306 | 0.00096863 | 525.7867 | 0.013991 | 741.1175 | 0.63902 | 525.7867 | 0.010947 | 525.7867 | 0.0040529 | 740.4015 | 0.0013044 | 525.7867 | 0.014736 | 743.2257 | 0.00029288 | 741.1175 | 0.027216 | 743.2257 | 0.00011657 | 910.1854 | 0.0056533 | 1154.9784 | 0.12177 | 1018.7219 | 0.01337 | 1080.8943 | 0 | 1080.2069 | 0 | 525.787 | 0.0034973 | 526.3306 | 1.9485 | 525.7867 | 8.3366 | 525.7867 | 3.333 | 525.7867 | 11.6238 | 523.2328 | 0.2206
| 291.87 | 0.0085369 |  |  | 291.87 | 0.35153 | 291.8699 | 0 | 491.3699 | 0 | 526.0121 | 0.25163 | 520.7561 | 0.027938 | 491.3699 | 0 | 526.0121 | -0.00031529 | 526.0122 | 0.019238 | 526.5558 | 0.034567 | 526.0121 | 0.065371 | 526.0122 | 0.045662 | 526.0122 | 0.10665 | 491.8863 | 0.80709 | 520.76 | -0.030666 | 526.5558 | 0.45489 | 491.3699 | 2.5337 | 520.76 | 8.1441 | 526.0121 | 7.1727 | 520.76 | -0.0072287 | 526.0122 | 0.13109 | 491.8863 | 0.0009928 | 491.8863 | 0.0009029 | 526.0122 | -0.027572 | 526.5558 | -0.0052369 | 526.5558 | -0.0035244 | 526.0122 | -0.013242 | 741.2819 | 0.64062 | 526.0121 | -0.023608 | 526.0121 | 0.0012638 | 740.5659 | 0 | 526.0121 | -0.039001 | 743.3908 | 0.00056929 | 741.2819 | 0.028527 | 743.3908 | 0.00012643 | 910.2679 | 0.0058716 | 1155.0437 | 0.12215 | 1018.7346 | 0.013323 | 1080.9514 | 0 | 1080.264 | 0 | 526.012 | 0.003417 | 526.5558 | 1.9684 | 526.0122 | 8.4102 | 526.0122 | 3.345 | 526.0122 | 11.6952 | 523.4574 | 0.21967
| 291.9458 | 0.0096112 |  |  | 291.9458 | 0.3641 | 291.9458 | 0 | 491.4837 | 0 | 526.2376 | 0.24069 | 520.9817 | 0.066391 | 491.4837 | 0.015281 | 526.2376 | 0.10395 | 526.2376 | 0.044627 | 526.7809 | 0.063652 | 526.2376 | 0.17205 | 526.2376 | 0.085928 | 526.2376 | 0.14444 | 492.0027 | 0.75283 | 520.98 | -0.020271 | 526.7809 | 0.44695 | 491.4837 | 2.6209 | 520.98 | 7.9606 | 526.2376 | 7.2444 | 520.98 | 0.016555 | 526.2376 | 0.14373 | 492.0027 | 0.00050841 | 492.0027 | 0.00045165 | 526.2376 | 0.014461 | 526.7809 | -0.00095465 | 526.7809 | -0.0019616 | 526.2376 | -0.0019801 | 741.4462 | 0.65376 | 526.2376 | 0.0020178 | 526.2376 | 0.0037953 | 740.7303 | 0.0013044 | 526.2376 | 0.020928 | 743.5558 | 0.00027532 | 741.4462 | 0.027106 | 743.5558 | 0.00013043 | 910.3503 | 0.0058942 | 1155.1091 | 0.12254 | 1018.7473 | 0.013276 | 1081.0087 | 0 | 1080.3212 | 0 | 526.238 | 0.003716 | 526.7809 | 1.9707 | 526.2376 | 8.4863 | 526.2376 | 3.383 | 526.2376 | 11.7806 | 523.6819 | 0.22062
| 292.0217 | 0.0082146 |  |  | 292.0217 | 0.36252 | 292.0217 | 0 | 491.5975 | 0 | 526.4631 | 0.25724 | 521.2073 | 0.021323 | 491.5975 | 0 | 526.4631 | -0.088147 | 526.4631 | 0.011825 | 527.0061 | 0.032756 | 526.4631 | 0.062305 | 526.4631 | 0.047323 | 526.4631 | 0.049205 | 492.1191 | 0.75395 | 521.21 | -0.030666 | 527.0061 | 0.43502 | 491.5975 | 2.7286 | 521.21 | 8.0058 | 526.4631 | 7.233 | 521.21 | 0.0043138 | 526.4631 | 0.14778 | 492.1191 | 0.0009665 | 492.1191 | 0.00094967 | 526.4631 | -0.0012526 | 527.0061 | -0.0032313 | 527.0061 | -0.0040335 | 526.4631 | 0.0060182 | 741.6105 | 0.66668 | 526.4631 | -0.014377 | 526.4631 | -0.0064415 | 740.8947 | 0 | 526.4631 | -0.034721 | 743.7209 | 0.00038611 | 741.6105 | 0.029402 | 743.7209 | 0.00014443 | 910.4328 | 0.0063536 | 1155.1744 | 0.12293 | 1018.76 | 0.013228 | 1081.0659 | 0 | 1080.3784 | 0 | 526.463 | 0.0036108 | 527.0061 | 1.9709 | 526.4631 | 8.4612 | 526.4631 | 3.3594 | 526.4631 | 11.7329 | 523.9065 | 0.22058
| 292.0976 | 0.0092228 |  |  | 292.0976 | 0.3812 | 292.0976 | 0 | 491.7113 | 0.015748 | 526.6885 | 0.26459 | 521.433 | 0.052224 | 491.7113 | 0.027942 | 526.6885 | 0.11439 | 526.6885 | 0.049819 | 527.2313 | 0.081459 | 526.6885 | 0.17961 | 526.6885 | 0.082192 | 526.6885 | 0.1436 | 492.2355 | 0.71729 | 521.43 | 0.029627 | 527.2313 | 0.43234 | 491.7113 | 2.6776 | 521.43 | 7.8897 | 526.6885 | 7.2168 | 521.43 | 0.0053631 | 526.6885 | 0.15631 | 492.2355 | 0.00046953 | 492.2355 | 0.00050601 | 526.6885 | 0.013942 | 527.2313 | 0.0017167 | 527.2313 | 0.0016907 | 526.6885 | 0.002538 | 741.7749 | 0.67394 | 526.6885 | 0.023163 | 526.6885 | 0.010942 | 741.0591 | 0.00078262 | 526.6885 | 0.021553 | 743.886 | 0.0005342 | 741.7749 | 0.026997 | 743.886 | 0.000123 | 910.5153 | 0.0069943 | 1155.2399 | 0.12332 | 1018.7728 | 0.013178 | 1081.1232 | 0 | 1080.4355 | 0 | 526.689 | 0.0035056 | 527.2313 | 1.9703 | 526.6885 | 8.372 | 526.6885 | 3.3274 | 526.6885 | 11.6621 | 524.1311 | 0.22222
| 292.1735 | 0.0082724 |  |  | 292.1735 | 0.38504 | 292.1735 | 0 | 491.8251 | 0 | 526.914 | 0.24156 | 521.6587 | 0.037782 | 491.8251 | 0 | 526.914 | 0.048772 | 526.914 | 0.024468 | 527.4565 | 0.016629 | 526.914 | 0.060556 | 526.914 | 0.024593 | 526.914 | 0.074261 | 492.3519 | 0.7128 | 521.66 | -0.056654 | 527.4565 | 0.40988 | 491.8251 | 2.7936 | 521.66 | 7.9727 | 526.914 | 7.1304 | 521.66 | 0.00046636 | 526.914 | 0.14946 | 492.3519 | 0.00095812 | 492.3519 | 0.00082896 | 526.914 | -0.0053124 | 527.4565 | -0.0045852 | 527.4565 | -0.0047146 | 526.914 | 0.0083736 | 741.9392 | 0.66588 | 526.914 | -0.022938 | 526.914 | 0.013663 | 741.2235 | 0 | 526.914 | -0.032081 | 744.0511 | 0.00029946 | 741.9392 | 0.028637 | 744.0511 | 0.00013671 | 910.5978 | 0.0067807 | 1155.3052 | 0.12371 | 1018.7855 | 0.013129 | 1081.1805 | 0 | 1080.4928 | 0 | 526.914 | 0.003536 | 527.4565 | 1.9583 | 526.914 | 8.3586 | 526.914 | 3.3015 | 526.914 | 11.6308 | 524.3556 | 0.22105
| 292.2494 | 0.0091897 |  |  | 292.2494 | 0.39821 | 292.2494 | 0 | 491.9389 | 0.017153 | 527.1395 | 0.24313 | 521.8844 | 0.064493 | 491.9389 | 0.03138 | 527.1395 | 0.20774 | 527.1395 | 0.040844 | 527.6817 | 0.088279 | 527.1395 | 0.17249 | 527.1395 | 0.063512 | 527.1395 | 0.19734 | 492.4683 | 0.63908 | 521.88 | 0.019232 | 527.6817 | 0.41734 | 491.9389 | 2.8365 | 521.88 | 7.8785 | 527.1395 | 7.1438 | 521.88 | 0.0046636 | 527.1395 | 0.15621 | 492.4683 | 0.00050307 | 492.4683 | 0.00033854 | 527.1395 | 0.018655 | 527.6817 | 0.0022689 | 527.6817 | 0.00053185 | 527.1395 | -5.9236e-05 | 742.1036 | 0.68238 | 527.1395 | 0.0065383 | 527.1395 | -0.006301 | 741.3879 | 0.0018258 | 527.1395 | 0.00081569 | 744.2162 | 0.00064828 | 742.1036 | 0.026888 | 744.2162 | 0.00012743 | 910.6803 | 0.0068058 | 1155.3706 | 0.1241 | 1018.7982 | 0.013078 | 1081.2378 | 0 | 1080.5499 | 0 | 527.14 | 0.0039015 | 527.6817 | 1.9634 | 527.1395 | 8.401 | 527.1395 | 3.3337 | 527.1395 | 11.6551 | 524.5802 | 0.22236
| 292.3253 | 0.0084046 |  |  | 292.3253 | 0.39995 | 292.3253 | 0 | 492.0526 | 0 | 527.365 | 0.21879 | 522.11 | 0.021535 | 492.0526 | 0 | 527.365 | 0.068528 | 527.365 | 0.016815 | 527.9069 | 0.0093834 | 527.365 | 0.059289 | 527.365 | 0.041054 | 527.365 | 0.065647 | 492.5847 | 0.62823 | 522.11 | -0.063932 | 527.9069 | 0.39169 | 492.0526 | 2.9265 | 522.11 | 7.9924 | 527.365 | 7.0932 | 522.11 | -0.0061794 | 527.365 | 0.15321 | 492.5847 | 0.00095583 | 492.5847 | 0.00082896 | 527.365 | -0.032635 | 527.9069 | -0.002396 | 527.9069 | -0.0040007 | 527.365 | -0.00037616 | 742.268 | 0.68755 | 527.365 | -0.015082 | 527.365 | -0.010376 | 741.5523 | 0 | 527.365 | -0.030138 | 744.3813 | 9.7625e-05 | 742.268 | 0.029948 | 744.3813 | 0.000124 | 910.7629 | 0.0069799 | 1155.4359 | 0.12449 | 1018.8109 | 0.013027 | 1081.295 | 0 | 1080.6072 | 0 | 527.365 | 0.0036246 | 527.9069 | 1.9588 | 527.365 | 8.3777 | 527.365 | 3.3081 | 527.365 | 11.6106 | 524.8049 | 0.22124
| 292.4012 | 0.0093468 |  |  | 292.4012 | 0.41141 | 292.4012 | 0 | 492.1664 | 0.0087231 | 527.5906 | 0.23695 | 522.3358 | 0.066389 | 492.1664 | 0.021923 | 527.5906 | 0.18588 | 527.5906 | 0.038584 | 528.1322 | 0.068198 | 527.5906 | 0.17923 | 527.5906 | 0.079286 | 527.5906 | 0.16879 | 492.7011 | 0.56537 | 522.34 | 0.0098758 | 528.1322 | 0.39765 | 492.1664 | 2.9207 | 522.34 | 7.9324 | 527.5906 | 7.1498 | 522.34 | 0.0015157 | 527.5906 | 0.1557 | 492.7011 | 0.00046572 | 492.7011 | 0.00050601 | 527.5906 | 0.025536 | 528.1322 | -0.0011805 | 528.1322 | 0.00081577 | 527.5906 | 0.0080236 | 742.4323 | 0.704 | 527.5906 | 0.020244 | 527.5906 | 0.0009625 | 741.7167 | 0.0013044 | 527.5906 | 0.015076 | 744.5464 | 0.00069873 | 742.4323 | 0.029183 | 744.5464 | 0.000108 | 910.8454 | 0.006694 | 1155.5013 | 0.12489 | 1018.8236 | 0.012975 | 1081.3523 | 0 | 1080.6644 | 0 | 527.591 | 0.0038905 | 528.1322 | 1.9824 | 527.5906 | 8.4763 | 527.5906 | 3.3862 | 527.5906 | 11.7312 | 525.0295 | 0.22399
| 292.4771 | 0.0074377 |  |  | 292.4771 | 0.41213 | 292.4771 | 0 | 492.2802 | 0 | 527.8161 | 0.23427 | 522.5615 | 0.024635 | 492.2802 | 0 | 527.8161 | 0.037198 | 527.8161 | 0.01756 | 528.3574 | 0.024532 | 527.8161 | 0.066171 | 527.8161 | 0.093815 | 527.8161 | 0.060036 | 492.8176 | 0.56088 | 522.56 | -0.026508 | 528.3574 | 0.38222 | 492.2802 | 2.9771 | 522.56 | 7.8486 | 527.8161 | 7.1702 | 522.56 | -0.00513 | 527.8161 | 0.16498 | 492.8176 | 0.0009726 | 492.8176 | 0.00094967 | 527.8161 | -0.022762 | 528.3574 | -0.0015754 | 528.3574 | -0.003475 | 527.8161 | 0.0022575 | 742.5967 | 0.70181 | 527.8161 | -0.025301 | 527.8161 | -0.018093 | 741.8812 | 0 | 527.8161 | -0.018468 | 744.7115 | 0.00020622 | 742.5967 | 0.030713 | 744.7115 | 0.00012028 | 910.928 | 0.0063847 | 1155.5668 | 0.12528 | 1018.8363 | 0.012922 | 1081.4096 | 0 | 1080.7216 | 0 | 527.816 | 0.0041037 | 528.3574 | 1.9838 | 527.8161 | 8.4599 | 527.8161 | 3.2957 | 527.8161 | 11.7652 | 525.2541 | 0.22209
| 292.5531 | 0.0088592 |  |  | 292.5531 | 0.42343 | 292.5531 | 0 | 492.394 | 0 | 528.0417 | 0.24036 | 522.7872 | 0.054938 | 492.394 | 0.014535 | 528.0417 | 0.17907 | 528.0417 | 0.04209 | 528.5827 | 0.068198 | 528.0417 | 0.16708 | 528.0417 | 0.060606 | 528.0417 | 0.17719 | 492.934 | 0.49615 | 522.79 | 0.019232 | 528.5827 | 0.38082 | 492.394 | 3.026 | 522.79 | 7.8685 | 528.0417 | 7.1515 | 522.79 | 0.0022152 | 528.0417 | 0.17214 | 492.934 | 0.0005145 | 492.934 | 0.00045165 | 528.0417 | 0.028072 | 528.5827 | 0.0012627 | 528.5827 | -0.00044514 | 528.0417 | 0.022736 | 742.761 | 0.69385 | 528.0417 | 0.014907 | 528.0417 | -0.0063847 | 742.0456 | 0.0023475 | 528.0417 | 0.0079703 | 744.8767 | 0.00058026 | 742.761 | 0.02809 | 744.8767 | 0.00010657 | 911.0106 | 0.0065895 | 1155.6321 | 0.12567 | 1018.849 | 0.012869 | 1081.4669 | 0 | 1080.7788 | 0 | 528.042 | 0.003608 | 528.5827 | 1.9799 | 528.0417 | 8.4751 | 528.0417 | 3.3811 | 528.0417 | 11.742 | 525.4788 | 0.2226
| 292.629 | 0.0072229 |  |  | 292.629 | 0.42213 | 292.629 | 0 | 492.5079 | 0 | 528.2672 | 0.24469 | 523.0129 | 0.0070553 | 492.5079 | 0 | 528.2672 | 0.063799 | 528.2672 | 0.020087 | 528.808 | 0.0096234 | 528.2672 | 0.079419 | 528.2672 | 0.063512 | 528.2672 | 0.09741 | 493.0504 | 0.49914 | 523.01 | -0.011954 | 528.808 | 0.35833 | 492.5079 | 3.0819 | 523.01 | 7.8125 | 528.2672 | 7.1944 | 523.01 | -0.014924 | 528.2672 | 0.17351 | 493.0504 | 0.00098861 | 493.0504 | 0.00086413 | 528.2672 | -0.0359 | 528.808 | -0.0013657 | 528.808 | -0.0023748 | 528.2672 | -0.012867 | 742.9254 | 0.70619 | 528.2672 | -0.016936 | 528.2672 | -0.020625 | 742.2101 | 0 | 528.2672 | -0.0079607 | 745.0418 | 0.00027862 | 742.9254 | 0.02962 | 745.0418 | 0.00011343 | 911.0931 | 0.0067039 | 1155.6975 | 0.12607 | 1018.8618 | 0.012816 | 1081.5242 | 0 | 1080.8361 | 0 | 528.267 | 0.0037686 | 528.808 | 1.9953 | 528.2672 | 8.5828 | 528.2672 | 3.386 | 528.2672 | 11.8918 | 525.7034 | 0.22048
| 292.7049 | 0.0086856 |  |  | 292.7049 | 0.44311 | 292.7049 | 0 | 492.6217 | 0.022678 | 528.4928 | 0.24883 | 523.2387 | 0.051094 | 492.6217 | 0.025362 | 528.4928 | 0.1747 | 528.4928 | 0.043375 | 529.0332 | 0.085627 | 528.4928 | 0.18699 | 528.4928 | 0.063512 | 528.4928 | 0.17299 | 493.1669 | 0.45162 | 523.24 | -0.0098758 | 529.0332 | 0.36917 | 492.6217 | 3.096 | 523.24 | 7.788 | 528.4928 | 7.2139 | 523.24 | -0.011076 | 528.4928 | 0.18553 | 493.1669 | 0.0004783 | 493.1669 | 0.00041248 | 528.4928 | 0.029813 | 529.0332 | 0.0049728 | 529.0332 | 0.002261 | 528.4928 | 0.0048379 | 743.0898 | 0.71185 | 528.4928 | 0.011622 | 528.4928 | -0.0075117 | 742.3745 | 0.0018258 | 528.4928 | 0.010386 | 745.2069 | 0.00050677 | 743.0898 | 0.028309 | 745.2069 | 0.00010871 | 911.1758 | 0.0064667 | 1155.7629 | 0.12647 | 1018.8745 | 0.012762 | 1081.5815 | 0 | 1080.8933 | 0 | 528.493 | 0.0042172 | 529.0332 | 2.008 | 528.4928 | 8.6507 | 528.4928 | 3.4206 | 528.4928 | 11.963 | 525.9281 | 0.21882
| 292.7808 | 0.0075286 |  |  | 292.7808 | 0.4469 | 292.7808 | 0 | 492.7355 | 0 | 528.7184 | 0.22626 | 523.4645 | 0.033503 | 492.7355 | 0 | 528.7184 | -0.10151 | 528.7184 | 0.015356 | 529.2586 | 0.012547 | 528.7184 | 0.055519 | 528.7184 | 0.022894 | 528.7184 | 0.068183 | 493.2833 | 0.45275 | 523.46 | 0.035864 | 529.2585 | 0.351 | 492.7355 | 3.1376 | 523.46 | 7.6728 | 528.7184 | 7.2593 | 523.46 | -0.014574 | 528.7184 | 0.18137 | 493.2833 | 0.00094859 | 493.2833 | 0.0007706 | 528.7184 | -0.02628 | 529.2585 | -0.0077894 | 529.2585 | -0.0045646 | 528.7184 | 0.0029664 | 743.2542 | 0.72285 | 528.7184 | -0.020274 | 528.7184 | -0.030686 | 742.5389 | 0 | 528.7184 | -0.029658 | 745.3721 | 0.00034333 | 743.2542 | 0.030385 | 745.3721 | 0.00012528 | 911.2584 | 0.0066344 | 1155.8284 | 0.12686 | 1018.8871 | 0.012708 | 1081.6388 | 0 | 1080.9506 | 0 | 528.718 | 0.0041618 | 529.2586 | 2.0137 | 528.7184 | 8.6481 | 528.7184 | 3.3937 | 528.7184 | 11.97 | 526.1528 | 0.21661
| 292.8568 | 0.0084046 |  |  | 292.8568 | 0.46008 | 292.8568 | 0 | 492.8493 | 0.022482 | 528.944 | 0.26286 | 523.6903 | 0.063835 | 492.8493 | 0.035679 | 528.944 | 0.21972 | 528.944 | 0.05808 | 529.4839 | 0.086763 | 528.944 | 0.18021 | 528.944 | 0.092155 | 528.944 | 0.17299 | 493.3997 | 0.41533 | 523.69 | 0.0015593 | 529.4839 | 0.35965 | 492.8493 | 3.1259 | 523.69 | 7.6437 | 528.944 | 7.2538 | 523.69 | -0.0061794 | 528.944 | 0.18949 | 493.3997 | 0.00047448 | 493.3997 | 0.00035812 | 528.944 | 0.030586 | 529.4839 | 0.0066555 | 529.4839 | -0.0012446 | 528.944 | 0.0023029 | 743.4186 | 0.72418 | 528.944 | 0.014105 | 528.944 | 0.013729 | 742.7034 | 0.0013044 | 528.944 | 0.018917 | 745.5372 | 0.00055723 | 743.4186 | 0.029074 | 745.5372 | 0.00011018 | 911.341 | 0.0066107 | 1155.8938 | 0.12726 | 1018.8999 | 0.012653 | 1081.6962 | 0 | 1081.0077 | 0 | 528.944 | 0.0040511 | 529.4839 | 2.0211 | 528.944 | 8.6477 | 528.944 | 3.408 | 528.944 | 11.9789 | 526.3775 | 0.21617
| 292.9327 | 0.0071898 |  |  | 292.9327 | 0.46847 | 292.9327 | 0 | 492.9631 | 0 | 529.1696 | 0.21862 | 523.9161 | -0.0010516 | 492.9631 | 0 | 529.1696 | -0.04973 | 529.1696 | 0.0033057 | 529.7092 | 0.032456 | 529.1696 | 0.066175 | 529.1696 | 0.028425 | 529.1696 | 0.036001 | 493.5162 | 0.43516 | 523.92 | -0.024429 | 529.7092 | 0.33512 | 492.9631 | 3.1626 | 523.92 | 7.6632 | 529.1696 | 7.2723 | 523.92 | -0.033462 | 529.1696 | 0.18517 | 493.5162 | 0.0009928 | 493.5162 | 0.00087972 | 529.1696 | -0.021617 | 529.7092 | -0.0089152 | 529.7092 | -0.0049921 | 529.1696 | 0.0010678 | 743.583 | 0.75035 | 529.1696 | -0.02501 | 529.1696 | -0.010857 | 742.8679 | 0 | 529.1696 | -0.042084 | 745.7024 | 0.00029288 | 743.583 | 0.030713 | 745.7024 | 0.00011904 | 911.4237 | 0.0064374 | 1155.9592 | 0.12766 | 1018.9126 | 0.012598 | 1081.7534 | 0 | 1081.0649 | 0 | 529.17 | 0.0037576 | 529.7092 | 2.0227 | 529.1696 | 8.6589 | 529.1696 | 3.4273 | 529.1696 | 11.9826 | 526.6022 | 0.21538
| 293.0086 | 0.0080162 |  |  | 293.0086 | 0.4847 | 293.0086 | 0 | 493.0769 | 0.017856 | 529.3952 | 0.25642 | 524.1419 | 0.047469 | 493.0769 | 0.051799 | 529.3952 | 0.081938 | 529.3952 | 0.047166 | 529.9345 | 0.086385 | 529.3952 | 0.1616 | 529.3952 | 0.089664 | 529.3952 | 0.15451 | 493.6326 | 0.39587 | 524.14 | 0.0015593 | 529.9345 | 0.35055 | 493.0769 | 3.2277 | 524.14 | 7.6051 | 529.3952 | 7.338 | 524.14 | 0.0039641 | 529.3952 | 0.2045 | 493.6326 | 0.00052251 | 493.6326 | 0.0005216 | 529.3952 | 0.028268 | 529.9345 | 0.0067867 | 529.9345 | 0.0018313 | 529.3952 | -0.0021105 | 743.7474 | 0.74752 | 529.3952 | 0.0186 | 529.3952 | 0.021566 | 743.0323 | 0.0018258 | 529.3952 | 0.036692 | 745.8675 | 0.00054626 | 743.7474 | 0.028855 | 745.8675 | 0.00011061 | 911.5063 | 0.0072477 | 1156.0247 | 0.12806 | 1018.9253 | 0.012544 | 1081.8108 | 0 | 1081.1223 | 0 | 529.395 | 0.0038102 | 529.9345 | 2.0232 | 529.3952 | 8.6511 | 529.3952 | 3.4207 | 529.3952 | 11.9885 | 526.8269 | 0.21486
| 293.0846 | 0.0064874 |  |  | 293.0846 | 0.48401 | 293.0846 | 0 | 493.1907 | 0 | 529.6209 | 0.23693 | 524.3677 | 0.012251 | 493.1907 | 0 | 529.6209 | 0.049444 | 529.6209 | 0.01947 | 530.1599 | 0.026577 | 529.6209 | 0.074168 | 529.6209 | 0.053964 | 529.6209 | 0.061359 | 493.7491 | 0.40223 | 524.37 | -0.056654 | 530.1599 | 0.32888 | 493.1907 | 3.2616 | 524.37 | 7.6339 | 529.6209 | 7.3008 | 524.37 | -0.018072 | 529.6209 | 0.20415 | 493.7491 | 0.0010168 | 493.7491 | 0.00094967 | 529.6209 | -0.0080437 | 530.1599 | -0.005002 | 530.1599 | -0.0041555 | 529.6209 | -0.013117 | 743.9118 | 0.75547 | 529.6209 | -0.018302 | 529.6209 | -0.015068 | 743.1968 | 0 | 529.6209 | -0.0035131 | 746.0327 | 0.00038392 | 743.9118 | 0.030167 | 746.0327 | 0.00011761 | 911.5891 | 0.0072469 | 1156.0902 | 0.12846 | 1018.938 | 0.012489 | 1081.8682 | 0 | 1081.1796 | 0 | 529.621 | 0.0036911 | 530.1599 | 2.0245 | 529.6209 | 8.6544 | 529.6209 | 3.397 | 529.6209 | 11.9218 | 527.0516 | 0.21295
| 293.1605 | 0.0078757 |  |  | 293.1605 | 0.49763 | 293.1605 | 0 | 493.3046 | 0.0083718 | 529.8465 | 0.22592 | 524.5935 | 0.057872 | 493.3046 | 0.036969 | 529.8465 | 0.076187 | 529.8465 | 0.036391 | 530.3852 | 0.061757 | 529.8465 | 0.16056 | 529.8465 | 0.10046 | 529.8465 | 0.16291 | 493.8655 | 0.3607 | 524.59 | 0.010915 | 530.3852 | 0.3316 | 493.3046 | 3.2419 | 524.59 | 7.5382 | 529.8465 | 7.3947 | 524.59 | 0.0029147 | 529.8465 | 0.20902 | 493.8655 | 0.00050764 | 493.8655 | 0.00042807 | 529.8465 | 0.025677 | 530.3852 | -0.0025295 | 530.3852 | 8.339e-05 | 529.8465 | 0.0086713 | 744.0762 | 0.75515 | 529.8465 | 0.010973 | 529.8465 | 0.011302 | 743.3613 | 0.00078262 | 529.8465 | 0.01029 | 746.1979 | 0.00047716 | 744.0762 | 0.028199 | 746.1979 | 0.00010375 | 911.6718 | 0.0063503 | 1156.1556 | 0.12886 | 1018.9507 | 0.012434 | 1081.9254 | 0 | 1081.2368 | 0 | 529.847 | 0.0038988 | 530.3852 | 2.047 | 529.8465 | 8.7288 | 529.8465 | 3.4252 | 529.8465 | 12.0861 | 527.2764 | 0.21427
| 293.2364 | 0.0063799 |  |  | 293.2364 | 0.49613 | 293.2365 | 0 | 493.4184 | 0 | 530.0722 | 0.23523 | 524.8193 | 0.0078503 | 493.4184 | 0 | 530.0722 | -0.080335 | 530.0722 | 0.016582 | 530.6106 | 0.025539 | 530.0722 | 0.068097 | 530.0722 | 0.029044 | 530.0722 | 0.046496 | 493.982 | 0.37754 | 524.82 | -0.04314 | 530.6106 | 0.31841 | 493.4184 | 3.3453 | 524.82 | 7.4466 | 530.0722 | 7.459 | 524.82 | -0.024717 | 530.0722 | 0.21161 | 493.982 | 0.0010481 | 493.982 | 0.00080937 | 530.0722 | -0.03865 | 530.6106 | -0.0032537 | 530.6106 | -0.0049491 | 530.0722 | -0.0062787 | 744.2406 | 0.76236 | 530.0722 | -0.022431 | 530.0722 | -0.0019515 | 743.5257 | 0 | 530.0722 | -0.014638 | 746.3631 | 0.00042121 | 744.2406 | 0.029402 | 746.3631 | 0.00011914 | 911.7545 | 0.0067291 | 1156.2211 | 0.12926 | 1018.9634 | 0.012379 | 1081.9828 | 0 | 1081.2941 | 0 | 530.072 | 0.004148 | 530.6106 | 2.0665 | 530.0722 | 8.8645 | 530.0722 | 3.4511 | 530.0722 | 12.2348 | 527.5011 | 0.21311
| 293.3124 | 0.0074708 |  |  | 293.3124 | 0.50974 | 293.3124 | 0 | 493.5322 | 0.03128 | 530.2979 | 0.23691 | 525.0452 | 0.054909 | 493.5322 | 0.021923 | 530.2979 | 0.19023 | 530.2979 | 0.044439 | 530.836 | 0.073124 | 530.2979 | 0.16211 | 530.2979 | 0.074305 | 530.2979 | 0.18894 | 494.0985 | 0.32628 | 525.05 | -0.020271 | 530.836 | 0.3199 | 493.5322 | 3.3466 | 525.05 | 7.4561 | 530.2979 | 7.5541 | 525.05 | -0.018421 | 530.2979 | 0.22124 | 494.0985 | 0.00054995 | 494.0985 | 0.0003893 | 530.2979 | 0.026739 | 530.836 | 0.0037346 | 530.836 | 0.0019106 | 530.2979 | 0.0073876 | 744.405 | 0.77512 | 530.2979 | 0.010198 | 530.2979 | 0.011338 | 743.6902 | 0.0018258 | 530.2979 | 0.0035993 | 746.5282 | 0.00050238 | 744.405 | 0.027653 | 746.5282 | 0.00010771 | 911.8372 | 0.0072846 | 1156.2866 | 0.12966 | 1018.9762 | 0.012325 | 1082.0402 | 0 | 1081.3513 | 0 | 530.298 | 0.0042255 | 530.836 | 2.0735 | 530.2979 | 8.8959 | 530.2979 | 3.4861 | 530.2979 | 12.2947 | 527.7259 | 0.21294
| 293.3884 | 0.0063469 |  |  | 293.3884 | 0.51382 | 293.3884 | 0 | 493.6461 | 0.0010555 | 530.5236 | 0.22988 | 525.2711 | 0.035211 | 493.6461 | 0 | 530.5236 | 0.026937 | 530.5236 | 0.016445 | 531.0614 | 0.014876 | 530.5236 | 0.072386 | 530.5236 | 0.014072 | 530.5236 | 0.033418 | 494.2149 | 0.3259 | 525.27 | -0.054577 | 531.0614 | 0.30771 | 493.6461 | 3.3921 | 525.27 | 7.4763 | 530.5236 | 7.5515 | 525.27 | -0.0012825 | 530.5236 | 0.2318 | 494.2149 | 0.0010187 | 494.2149 | 0.00086413 | 530.5236 | -0.0049742 | 531.0614 | -0.0055479 | 531.0614 | -0.0029072 | 530.5236 | -0.014741 | 744.5695 | 0.77934 | 530.5236 | -0.016871 | 530.5236 | -0.0062133 | 743.8547 | 0 | 530.5236 | -0.028685 | 746.6934 | 0.0003916 | 744.5695 | 0.02973 | 746.6934 | 0.00011814 | 911.9199 | 0.0069814 | 1156.352 | 0.13007 | 1018.9889 | 0.012271 | 1082.0975 | 0 | 1081.4086 | 0 | 530.524 | 0.004328 | 531.0614 | 2.0642 | 530.5236 | 8.9297 | 530.5236 | 3.4981 | 530.5236 | 12.2913 | 527.9507 | 0.21295
| 293.4643 | 0.0073881 |  |  | 293.4643 | 0.52686 | 293.4643 | 0 | 493.7599 | 0.03128 | 530.7493 | 0.25417 | 525.497 | 0.052704 | 493.7599 | 0.04879 | 530.7493 | 0.25709 | 530.7493 | 0.042829 | 531.2868 | 0.059484 | 530.7493 | 0.16454 | 530.7493 | 0.085928 | 530.7493 | 0.16627 | 494.3314 | 0.27988 | 525.5 | -0.044181 | 531.2868 | 0.31113 | 493.7599 | 3.443 | 525.5 | 7.3923 | 530.7493 | 7.619 | 525.5 | -0.0044305 | 530.7493 | 0.23819 | 494.3314 | 0.0004783 | 494.3314 | 0.00048243 | 530.7493 | 0.035711 | 531.2868 | 0.0053907 | 531.2868 | 0.00058134 | 530.7493 | 0.0082006 | 744.7339 | 0.78313 | 530.7493 | 0.01626 | 530.7493 | 0.0056662 | 744.0192 | 0.0018258 | 530.7493 | 0.030324 | 746.8586 | 0.00054846 | 744.7339 | 0.028309 | 746.8586 | 0.00010457 | 912.0027 | 0.0067657 | 1156.4176 | 0.13047 | 1019.0016 | 0.012217 | 1082.1549 | 0 | 1081.4659 | 0 | 530.749 | 0.0042615 | 531.2868 | 2.0838 | 530.7493 | 8.9876 | 530.7493 | 3.501 | 530.7493 | 12.3682 | 528.1754 | 0.21262
| 293.5403 | 0.0061733 |  |  | 293.5403 | 0.54 | 293.5403 | 0 | 493.8738 | 0 | 530.975 | 0.20258 | 525.7228 | 0.0093911 | 493.8738 | 0 | 530.975 | 0.063501 | 530.975 | 0.016645 | 531.5122 | 0.015435 | 530.975 | 0.041957 | 530.975 | 0.046492 | 530.975 | 0.045198 | 494.4479 | 0.3027 | 525.72 | -0.0015593 | 531.5122 | 0.2905 | 493.8738 | 3.3963 | 525.72 | 7.3528 | 530.975 | 7.6089 | 525.72 | -0.010027 | 530.975 | 0.23454 | 494.4479 | 0.00096079 | 494.4479 | 0.00087972 | 530.975 | -0.0078823 | 531.5122 | -0.0086023 | 531.5122 | -0.0062251 | 530.975 | -0.025984 | 744.8984 | 0.80214 | 530.975 | -0.029306 | 530.975 | -0.0043214 | 744.1837 | 0 | 530.975 | -0.03311 | 747.0239 | 0.0003181 | 744.8984 | 0.030495 | 747.0239 | 0.00011543 | 912.0854 | 0.0072545 | 1156.483 | 0.13087 | 1019.0143 | 0.012163 | 1082.2123 | 0 | 1081.5232 | 0 | 530.975 | 0.0037797 | 531.5122 | 2.0678 | 530.975 | 8.8475 | 530.975 | 3.4778 | 530.975 | 12.2142 | 528.4002 | 0.21189
| 293.6162 | 0.0075204 |  |  | 293.6162 | 0.54992 | 293.6162 | 0 | 493.9876 | 0.0087231 | 531.2007 | 0.25224 | 525.9488 | 0.048163 | 493.9876 | 0.024288 | 531.2007 | 0.19373 | 531.2007 | 0.046522 | 531.7377 | 0.08449 | 531.2007 | 0.17029 | 531.2007 | 0.0934 | 531.2007 | 0.16795 | 494.5644 | 0.26416 | 525.95 | 0.033785 | 531.7377 | 0.2975 | 493.9876 | 3.3514 | 525.95 | 7.2958 | 531.2007 | 7.6157 | 525.95 | 0.02565 | 531.2007 | 0.25564 | 494.5644 | 0.00048249 | 494.5644 | 0.00041248 | 531.2007 | 0.035708 | 531.7377 | 0.0053467 | 531.7377 | 0.0030336 | 531.2007 | 0.015615 | 745.0628 | 0.83353 | 531.2007 | 0.017178 | 531.2007 | 0.00882 | 744.3482 | 0.0013044 | 531.2007 | 0.011522 | 747.1891 | 0.00048703 | 745.0628 | 0.028855 | 747.1891 | 0.00010828 | 912.1683 | 0.0073927 | 1156.5486 | 0.13128 | 1019.027 | 0.01211 | 1082.2696 | 0 | 1081.5806 | 0 | 531.201 | 0.0040594 | 531.7377 | 2.0858 | 531.2007 | 8.8974 | 531.2007 | 3.5238 | 531.2007 | 12.2548 | 528.6251 | 0.21422
| 293.6922 | 0.0060907 |  |  | 293.6922 | 0.55562 | 293.6922 | 0 | 494.1014 | 0 | 531.4264 | 0.20294 | 526.1747 | 0.02652 | 494.1014 | 0 | 531.4264 | -0.023175 | 531.4264 | 0.01215 | 531.9631 | -0.0021015 | 531.4264 | 0.058064 | 531.4264 | 0.036984 | 531.4264 | 0.047465 | 494.6809 | 0.2724 | 526.17 | -0.02235 | 531.9631 | 0.27145 | 494.1014 | 3.4153 | 526.17 | 7.3108 | 531.4264 | 7.6094 | 526.17 | -0.015623 | 531.4264 | 0.24884 | 494.6809 | 0.0009646 | 494.6809 | 0.00081737 | 531.4264 | -0.033895 | 531.9631 | -0.010002 | 531.9631 | -0.0052368 | 531.4264 | -0.0061309 | 745.2272 | 0.82606 | 531.4264 | -0.028473 | 531.4264 | -0.017438 | 744.5127 | 0 | 531.4264 | -0.016356 | 747.3543 | 0.00042779 | 745.2272 | 0.03126 | 747.3543 | 0.000124 | 912.2512 | 0.0069782 | 1156.6141 | 0.13168 | 1019.0397 | 0.012058 | 1082.327 | 0 | 1081.6378 | 0 | 531.426 | 0.0042975 | 531.9631 | 2.0772 | 531.4264 | 8.8476 | 531.4264 | 3.4832 | 531.4264 | 12.16 | 528.8499 | 0.21577
| 293.7682 | 0.0070741 |  |  | 293.7682 | 0.56913 | 293.7682 | 0 | 494.2153 | 0.016802 | 531.6522 | 0.2323 | 526.4006 | 0.067999 | 494.2153 | 0.014163 | 531.6522 | 0.15201 | 531.6522 | 0.04491 | 532.1886 | 0.065167 | 531.6522 | 0.17681 | 531.6522 | 0.065172 | 531.6522 | 0.17215 | 494.7974 | 0.22488 | 526.4 | 0.029627 | 532.1886 | 0.27972 | 494.2153 | 3.4308 | 526.4 | 7.2116 | 531.6522 | 7.5469 | 526.4 | 0.0092106 | 531.6522 | 0.2598 | 494.7974 | 0.00048782 | 494.7974 | 0.00041248 | 531.6522 | 0.017174 | 532.1886 | 0.0018637 | 532.1886 | -0.00043892 | 531.6522 | 0.0078842 | 745.3917 | 0.84517 | 531.6522 | 0.0074851 | 531.6522 | -0.0026201 | 744.6772 | 0.0018258 | 531.6522 | 0.0080453 | 747.5195 | 0.00045961 | 745.3917 | 0.028855 | 747.5195 | 0.00010907 | 912.3339 | 0.007323 | 1156.6796 | 0.13208 | 1019.0525 | 0.012006 | 1082.3844 | 0 | 1081.6952 | 0 | 531.652 | 0.0042726 | 532.1886 | 2.0762 | 531.6522 | 8.7644 | 531.6522 | 3.4696 | 531.6522 | 12.0855 | 529.0747 | 0.21834
| 293.8442 | 0.005851 |  |  | 293.8442 | 0.57637 | 293.8442 | 0 | 494.3292 | 0 | 531.878 | 0.17706 | 526.6265 | 0.01118 | 494.3292 | 0 | 531.878 | -0.074443 | 531.878 | 0.014355 | 532.414 | 0.01366 | 531.878 | 0.073649 | 531.878 | 0.065588 | 531.878 | 0.012367 | 494.9139 | 0.24059 | 526.63 | -0.076405 | 532.414 | 0.26498 | 494.3292 | 3.4319 | 526.63 | 7.1784 | 531.878 | 7.5415 | 526.63 | -0.028215 | 531.878 | 0.24499 | 494.9139 | 0.00097794 | 494.9139 | 0.0009029 | 531.878 | -0.030804 | 532.414 | -0.0053377 | 532.414 | -0.003968 | 531.878 | 0.0013559 | 745.5561 | 0.82371 | 531.878 | -0.025313 | 531.878 | -0.027854 | 744.8417 | 0 | 531.878 | -0.018766 | 747.6847 | 0.00043218 | 745.5561 | 0.030932 | 747.6847 | 0.00011679 | 912.4166 | 0.0077547 | 1156.7451 | 0.13249 | 1019.0652 | 0.011955 | 1082.4418 | 0 | 1081.7524 | 0 | 531.878 | 0.0044443 | 532.414 | 2.0526 | 531.878 | 8.7931 | 531.878 | 3.4778 | 531.878 | 12.0927 | 529.2996 | 0.21845
| 293.9201 | 0.0066526 |  |  | 293.9201 | 0.58768 | 293.9201 | 0 | 494.443 | 0.029129 | 532.1037 | 0.24038 | 526.8525 | 0.06143 | 494.443 | 0.020871 | 532.1037 | 0.13536 | 532.1037 | 0.04255 | 532.6395 | 0.050391 | 532.1037 | 0.17637 | 532.1037 | 0.10627 | 532.1037 | 0.15283 | 495.0304 | 0.2028 | 526.85 | 0.070168 | 532.6395 | 0.27749 | 494.443 | 3.4708 | 526.85 | 7.1776 | 532.1037 | 7.5458 | 526.85 | 0.00081613 | 532.1037 | 0.27654 | 495.0304 | 0.00049583 | 495.0304 | 0.00049801 | 532.1037 | 0.019644 | 532.6395 | 0.0054298 | 532.6395 | 0.0017842 | 532.1037 | 0.013867 | 745.7206 | 0.84389 | 532.1037 | 0.007336 | 532.1037 | 0.022723 | 745.0063 | 0.0023475 | 532.1037 | 0.029516 | 747.85 | 0.00041792 | 745.7206 | 0.029839 | 747.85 | 0.00011093 | 912.4995 | 0.007419 | 1156.8107 | 0.13289 | 1019.0779 | 0.011905 | 1082.4993 | 0 | 1081.8098 | 0 | 532.104 | 0.0041868 | 532.6395 | 2.0775 | 532.1037 | 8.7781 | 532.1037 | 3.4915 | 532.1037 | 12.0959 | 529.5244 | 0.21869
| 293.9961 | 0.0056609 |  |  | 293.9961 | 0.59104 | 293.9961 | 0 | 494.5569 | 0 | 532.3295 | 0.2141 | 527.0785 | 0.026129 | 494.5569 | 0 | 532.3295 | 0.01579 | 532.3295 | 0.021524 | 532.865 | 0.028094 | 532.3295 | 0.058843 | 532.3295 | 0.056455 | 532.3295 | 0.041706 | 495.1469 | 0.21215 | 527.08 | -0.051458 | 532.865 | 0.258 | 494.5569 | 3.5013 | 527.08 | 7.176 | 532.3295 | 7.5168 | 527.08 | -0.00023318 | 532.3295 | 0.27264 | 495.1469 | 0.0009806 | 495.1469 | 0.0010196 | 532.3295 | -0.026655 | 532.865 | -0.0055439 | 532.865 | -0.0052066 | 532.3295 | 0.0086916 | 745.8851 | 0.85649 | 532.3295 | -0.018533 | 532.3295 | -0.010071 | 745.1708 | 0 | 532.3295 | -0.02053 | 748.0152 | 0.00037514 | 745.8851 | 0.031478 | 748.0152 | 0.00011907 | 912.5823 | 0.0077457 | 1156.8762 | 0.1333 | 1019.0906 | 0.011855 | 1082.5566 | 0 | 1081.8672 | 0 | 532.33 | 0.0041452 | 532.865 | 2.072 | 532.3295 | 8.7674 | 532.3295 | 3.459 | 532.3295 | 12.0552 | 529.7493 | 0.21977
| 294.0721 | 0.0064708 |  |  | 294.0721 | 0.60645 | 294.0721 | 0 | 494.6707 | 0.011884 | 532.5553 | 0.23062 | 527.3044 | 0.048442 | 494.6707 | 0.042772 | 532.5553 | 0.14484 | 532.5553 | 0.037638 | 533.0905 | 0.075018 | 532.5553 | 0.15324 | 532.5553 | 0.11623 | 532.5553 | 0.14444 | 495.2634 | 0.16987 | 527.3 | 0.071209 | 533.0905 | 0.25491 | 494.6707 | 3.4658 | 527.3 | 7.1004 | 532.5553 | 7.4797 | 527.3 | 0.012359 | 532.5553 | 0.27426 | 495.2634 | 0.00049049 | 495.2634 | 0.0005216 | 532.5553 | 0.014864 | 533.0905 | -0.00041278 | 533.0905 | -0.00014925 | 532.5553 | -0.0095183 | 746.0495 | 0.86263 | 532.5553 | 0.0060778 | 532.5553 | 0.013603 | 745.3353 | 0.0013044 | 532.5553 | -0.0012589 | 748.1805 | 0.0004629 | 746.0495 | 0.029183 | 748.1805 | 0.00011036 | 912.6652 | 0.0083957 | 1156.9418 | 0.1337 | 1019.1033 | 0.011807 | 1082.614 | 0 | 1081.9244 | 0 | 532.555 | 0.0040511 | 533.0905 | 2.0865 | 532.5553 | 8.8256 | 532.5553 | 3.4753 | 532.5553 | 12.1443 | 529.9742 | 0.22212
| 294.1481 | 0.0054791 |  |  | 294.1481 | 0.60963 | 294.1481 | 0 | 494.7846 | 0 | 532.7812 | 0.21699 | 527.5304 | 0.024367 | 494.7846 | 0 | 532.7812 | -0.028163 | 532.7812 | 0.021575 | 533.316 | 0.023821 | 532.7812 | 0.062471 | 532.7812 | 0.023447 | 532.7812 | 0.038108 | 495.3799 | 0.18072 | 527.53 | -0.04834 | 533.316 | 0.24405 | 494.7846 | 3.5494 | 527.53 | 7.1063 | 532.7812 | 7.4943 | 527.53 | -0.01947 | 532.7812 | 0.27172 | 495.3799 | 0.00094478 | 495.3799 | 0.0009029 | 532.7812 | -0.020719 | 533.316 | -0.0046561 | 533.316 | -0.0045529 | 532.7812 | -0.01116 | 746.214 | 0.86963 | 532.7812 | -0.024048 | 532.7812 | -0.0026284 | 745.4999 | 0 | 532.7812 | -0.012052 | 748.3457 | 0.00041024 | 746.214 | 0.030167 | 748.3457 | 0.000122 | 912.7482 | 0.0086439 | 1157.0073 | 0.1341 | 1019.1161 | 0.01176 | 1082.6715 | 0 | 1081.9818 | 0 | 532.781 | 0.0040732 | 533.316 | 2.0733 | 532.7812 | 8.7667 | 532.7812 | 3.4365 | 532.7812 | 12.009 | 530.1991 | 0.2237
| 294.2241 | 0.0068592 |  |  | 294.2241 | 0.63134 | 294.2241 | 0 | 494.8985 | 0.0080204 | 533.007 | 0.22287 | 527.7564 | 0.062448 | 494.8985 | 0.042557 | 533.007 | 0.19002 | 533.007 | 0.050578 | 533.5416 | 0.075397 | 533.007 | 0.16415 | 533.007 | 0.045247 | 533.007 | 0.13688 | 495.4964 | 0.14668 | 527.76 | 0.021311 | 533.5416 | 0.2516 | 494.8985 | 3.5277 | 527.76 | 6.9389 | 533.007 | 7.5509 | 527.76 | 0.0078116 | 533.007 | 0.28867 | 495.4964 | 0.0004581 | 495.4964 | 0.0003813 | 533.007 | 0.022091 | 533.5416 | 0.0025893 | 533.5416 | 0.0010198 | 533.007 | 0.0021667 | 746.3785 | 0.89729 | 533.007 | 0.0094381 | 533.007 | 0.011668 | 745.6644 | 0.0018258 | 533.007 | 0.029051 | 748.511 | 0.00040805 | 746.3785 | 0.028309 | 748.511 | 0.00011414 | 912.8311 | 0.0084502 | 1157.0729 | 0.13451 | 1019.1288 | 0.011713 | 1082.7289 | 0 | 1082.0392 | 0 | 533.007 | 0.0044498 | 533.5416 | 2.0737 | 533.007 | 8.8158 | 533.007 | 3.4581 | 533.007 | 12.0782 | 530.424 | 0.22553
| 294.3001 | 0.0056361 |  |  | 294.3001 | 0.62839 | 294.3001 | 0 | 495.0124 | 0 | 533.2328 | 0.22289 | 527.9824 | 0.014197 | 495.0124 | 0 | 533.2328 | -0.070837 | 533.2328 | 0.019254 | 533.7671 | 0.010627 | 533.2328 | 0.058951 | 533.2328 | 0.049398 | 533.2328 | 0.045762 | 495.6129 | 0.15715 | 527.98 | -0.037943 | 533.7671 | 0.23046 | 495.0124 | 3.6007 | 527.98 | 6.9291 | 533.2328 | 7.4446 | 527.98 | -0.0019821 | 533.2328 | 0.28775 | 495.6129 | 0.00092458 | 495.6129 | 0.00085614 | 533.2328 | -0.0073981 | 533.7671 | -0.0050464 | 533.7671 | -0.0037369 | 533.2328 | 0.00084224 | 746.543 | 0.90044 | 533.2328 | -0.020716 | 533.2328 | -0.019784 | 745.8289 | 0 | 533.2328 | -0.011666 | 748.6763 | 0.000532 | 746.543 | 0.03115 | 748.6763 | 0.00011828 | 912.914 | 0.0079145 | 1157.1384 | 0.13491 | 1019.1415 | 0.011668 | 1082.7864 | 0 | 1082.0966 | 0 | 533.233 | 0.0043418 | 533.7671 | 2.065 | 533.2328 | 8.7766 | 533.2328 | 3.4264 | 533.2328 | 12.0094 | 530.6489 | 0.22587
| 294.3761 | 0.0066113 |  |  | 294.3761 | 0.64426 | 294.3761 | 0 | 495.1262 | 0.022678 | 533.4587 | 0.21379 | 528.2085 | 0.042397 | 495.1262 | 0.0040996 | 533.4587 | 0.11557 | 533.4587 | 0.043027 | 533.9927 | 0.07085 | 533.4587 | 0.15745 | 533.4587 | 0.09423 | 533.4587 | 0.12932 | 495.7294 | 0.12161 | 528.21 | -0.0046779 | 533.9927 | 0.2359 | 495.1262 | 3.6168 | 528.21 | 6.9512 | 533.4587 | 7.4409 | 528.21 | -0.0033811 | 533.4587 | 0.29247 | 495.7294 | 0.0004722 | 495.7294 | 0.00047483 | 533.4587 | 0.012741 | 533.9927 | 0.0028726 | 533.9927 | -7.2128e-05 | 533.4587 | -0.00088372 | 746.7075 | 0.90236 | 533.4587 | 0.0073895 | 533.4587 | 0.01746 | 745.9935 | 0.0018258 | 533.4587 | 0.0088179 | 748.8415 | 0.00025339 | 746.7075 | 0.029511 | 748.8415 | 0.00010828 | 912.9969 | 0.0077655 | 1157.2041 | 0.13532 | 1019.1542 | 0.011625 | 1082.8438 | 0 | 1082.1539 | 0 | 533.459 | 0.0044526 | 533.9927 | 2.066 | 533.4587 | 8.7676 | 533.4587 | 3.4556 | 533.4587 | 12.0141 | 530.8738 | 0.22714
| 294.4521 | 0.0051981 |  |  | 294.4521 | 0.64678 | 294.4521 | 0 | 495.2401 | 0 | 533.6845 | 0.20578 | 528.4345 | 0.023425 | 495.2401 | 0 | 533.6845 | 0.061099 | 533.6845 | 0.01794 | 534.2183 | 0.018224 | 533.6845 | 0.050857 | 533.6845 | 0.01887 | 533.6845 | 0.058485 | 495.846 | 0.13059 | 528.43 | -0.00051979 | 534.2182 | 0.22125 | 495.2401 | 3.6442 | 528.43 | 6.9291 | 533.6845 | 7.3811 | 528.43 | -0.010726 | 533.6845 | 0.29536 | 495.846 | 0.0009665 | 495.846 | 0.0010196 | 533.6845 | -0.0015753 | 534.2182 | -0.0041857 | 534.2182 | -0.001523 | 533.6845 | -0.0036337 | 746.872 | 0.91459 | 533.6845 | -0.01259 | 533.6845 | -0.0064118 | 746.1581 | 0 | 533.6845 | -0.014846 | 749.0068 | 0.0006022 | 746.872 | 0.03115 | 749.0068 | 0.00012171 | 913.0799 | 0.0080175 | 1157.2696 | 0.13572 | 1019.1669 | 0.011582 | 1082.9012 | 0 | 1082.2113 | 0 | 533.685 | 0.0046159 | 534.2183 | 2.051 | 533.6845 | 8.7924 | 533.6845 | 3.4455 | 533.6845 | 12.0049 | 531.0988 | 0.22606
| 294.5281 | 0.0066031 |  |  | 294.5281 | 0.66378 | 294.5281 | 0 | 495.354 | 0.0048591 | 533.9104 | 0.23695 | 528.6606 | 0.060149 | 495.354 | 0.019753 | 533.9104 | 0.1745 | 533.9104 | 0.048852 | 534.4438 | 0.063652 | 533.9104 | 0.15475 | 533.9104 | 0.062682 | 533.9104 | 0.1394 | 495.9625 | 0.098781 | 528.66 | -0.025469 | 534.4438 | 0.22902 | 495.354 | 3.6797 | 528.66 | 6.7593 | 533.9104 | 7.408 | 528.66 | 0.0018654 | 533.9104 | 0.31018 | 495.9625 | 0.00050154 | 495.9625 | 0.00054478 | 533.9104 | 0.031083 | 534.4438 | 0.0050256 | 534.4438 | 0.0019395 | 533.9104 | 0.015491 | 747.0365 | 0.90668 | 533.9104 | 0.015678 | 533.9104 | 0.0031104 | 746.3226 | 0.0018258 | 533.9104 | 0.019518 | 749.1721 | 0.00029397 | 747.0365 | 0.029402 | 749.1721 | 0.00010543 | 913.1628 | 0.0081178 | 1157.3352 | 0.13613 | 1019.1797 | 0.011541 | 1082.9586 | 0 | 1082.2687 | 0 | 533.91 | 0.0047544 | 534.4438 | 2.0663 | 533.9104 | 8.7776 | 533.9104 | 3.44 | 533.9104 | 12.0062 | 531.3237 | 0.22684
| 294.6041 | 0.0053552 |  |  | 294.6041 | 0.66503 | 294.6041 | 0 | 495.4679 | 0 | 534.1363 | 0.20491 | 528.8866 | 0.01666 | 495.4679 | 0 | 534.1363 | -0.03002 | 534.1363 | 0.020531 | 534.6694 | 0.021769 | 534.1363 | 0.051478 | 534.1363 | 0.044417 | 534.1363 | 0.012419 | 496.079 | 0.10739 | 528.89 | 0.0098758 | 534.6694 | 0.21714 | 495.4679 | 3.6363 | 528.89 | 6.7887 | 534.1363 | 7.3667 | 528.89 | -0.0047802 | 534.1363 | 0.31241 | 496.079 | 0.00095012 | 496.079 | 0.00097684 | 534.1363 | -0.021482 | 534.6694 | -0.0053763 | 534.6694 | -0.0020008 | 534.1363 | 0.0057893 | 747.201 | 0.93018 | 534.1363 | -0.019032 | 534.1363 | -0.017373 | 746.4872 | 0 | 534.1363 | -0.03432 | 749.3374 | 0.00052652 | 747.201 | 0.030604 | 749.3374 | 0.000118 | 913.2458 | 0.0083181 | 1157.4009 | 0.13653 | 1019.1924 | 0.011501 | 1083.0161 | 0 | 1082.326 | 0 | 534.136 | 0.004375 | 534.6694 | 2.0555 | 534.1363 | 8.8265 | 534.1363 | 3.3749 | 534.1363 | 12.0284 | 531.5487 | 0.22761
| 294.6801 | 0.0065948 |  |  | 294.6801 | 0.68366 | 294.6801 | 0 | 495.5818 | 0.0090743 | 534.3622 | 0.2178 | 529.1127 | 0.053874 | 495.5818 | 0.03138 | 534.3622 | 0.096556 | 534.3622 | 0.046867 | 534.895 | 0.056832 | 534.3622 | 0.16378 | 534.3622 | 0.054795 | 534.3622 | 0.15535 | 496.1956 | 0.071841 | 529.11 | -0.0046779 | 534.895 | 0.21978 | 495.5818 | 3.7395 | 529.11 | 6.6627 | 534.3622 | 7.3374 | 529.11 | 0.015157 | 534.3622 | 0.32651 | 496.1956 | 0.00045276 | 496.1956 | 0.00043207 | 534.3622 | 0.025594 | 534.895 | 0.00075622 | 534.895 | -0.0020905 | 534.3622 | 0.0088049 | 747.3655 | 0.93071 | 534.3622 | 0.0087595 | 534.3622 | 0.00018741 | 746.6517 | 0.0023475 | 534.3622 | 0.0037239 | 749.5027 | 0.00037953 | 747.3655 | 0.029183 | 749.5027 | 0.000106 | 913.3289 | 0.0080279 | 1157.4664 | 0.13694 | 1019.2051 | 0.011463 | 1083.0736 | 0 | 1082.3834 | 0 | 534.362 | 0.0045883 | 534.895 | 2.0579 | 534.3622 | 8.852 | 534.3622 | 3.4724 | 534.3622 | 12.0746 | 531.7737 | 0.22875
| 294.7561 | 0.0049172 |  |  | 294.7561 | 0.67906 | 294.7561 | 0 | 495.6957 | 0 | 534.5881 | 0.20023 | 529.3388 | 0.028225 | 495.6957 | 0 | 534.5881 | -0.0074435 | 534.5882 | 0.024402 | 535.1206 | 0.0093248 | 534.5881 | 0.054274 | 534.5882 | 0.028752 | 534.5882 | 0.087333 | 496.3121 | 0.079324 | 529.34 | -0.014034 | 535.1207 | 0.20505 | 495.6957 | 3.7143 | 529.34 | 6.7454 | 534.5881 | 7.308 | 529.34 | -0.015623 | 534.5882 | 0.32306 | 496.3121 | 0.00098594 | 496.3121 | 0.00088332 | 534.5882 | -0.018542 | 535.1207 | -0.0046631 | 535.1207 | -0.0026008 | 534.5882 | -0.017739 | 747.53 | 0.93488 | 534.5881 | -0.01973 | 534.5881 | -0.0088337 | 746.8163 | 0 | 534.5881 | -0.038187 | 749.668 | 0.00047167 | 747.53 | 0.030823 | 749.668 | 0.00012657 | 913.4119 | 0.0071372 | 1157.5321 | 0.13734 | 1019.2178 | 0.011427 | 1083.1311 | 0 | 1082.4408 | 0 | 534.588 | 0.0044581 | 535.1206 | 2.0632 | 534.5882 | 8.8271 | 534.5882 | 3.4248 | 534.5882 | 12.0588 | 531.9987 | 0.2288
| 294.8321 | 0.0069501 |  |  | 294.8321 | 0.70428 | 294.8321 | 0 | 495.8096 | 0.011182 | 534.8141 | 0.22066 | 529.5649 | 0.057839 | 495.8096 | 0.026437 | 534.8141 | 0.15436 | 534.8141 | 0.041697 | 535.3463 | 0.048497 | 534.8141 | 0.16095 | 534.8141 | 0.065588 | 534.8141 | 0.15367 | 496.4286 | 0.046023 | 529.56 | -0.02235 | 535.3463 | 0.21392 | 495.8096 | 3.7339 | 529.56 | 6.6519 | 534.8141 | 7.3468 | 529.56 | -0.0054798 | 534.8141 | 0.33321 | 496.4286 | 0.00053851 | 496.4286 | 0.00045165 | 534.8141 | 0.03142 | 535.3463 | 0.0041287 | 535.3463 | 0.0022527 | 534.8141 | 0.0073418 | 747.6945 | 0.95484 | 534.8141 | 0.0066393 | 534.8141 | -0.013633 | 746.9809 | 0.0028693 | 534.8141 | 0.028593 | 749.8333 | 0.00039928 | 747.6945 | 0.029292 | 749.8333 | 0.000111 | 913.4949 | 0.007411 | 1157.5977 | 0.13775 | 1019.2306 | 0.011392 | 1083.1885 | 0 | 1082.4983 | 0 | 534.814 | 0.0047599 | 535.3463 | 2.0722 | 534.8141 | 8.948 | 534.8141 | 3.4617 | 534.8141 | 12.2048 | 532.2237 | 0.22684
| 294.9081 | 0.0051651 |  |  | 294.9081 | 0.70391 | 294.9082 | 0 | 495.9235 | 0 | 535.04 | 0.20291 | 529.791 | 0.026704 | 495.9235 | 0 | 535.04 | -0.040402 | 535.04 | 0.015848 | 535.5719 | 0.00047837 | 535.04 | 0.048337 | 535.04 | 0.027382 | 535.04 | 0.0070846 | 496.5452 | 0.058371 | 529.79 | 0.026508 | 535.5719 | 0.19305 | 495.9235 | 3.781 | 529.79 | 6.6679 | 535.04 | 7.4021 | 529.79 | -0.016322 | 535.04 | 0.34057 | 496.5452 | 0.0010313 | 496.5452 | 0.0009029 | 535.04 | -0.02549 | 535.5719 | -0.0062934 | 535.5719 | -0.0035139 | 535.04 | -0.001262 | 747.859 | 0.98939 | 535.04 | -0.021347 | 535.04 | -0.0038114 | 747.1455 | 0 | 535.04 | -0.0073526 | 749.9986 | 0.00050677 | 747.859 | 0.03126 | 749.9986 | 0.00013557 | 913.5779 | 0.0081636 | 1157.6633 | 0.13815 | 1019.2433 | 0.011359 | 1083.246 | 0 | 1082.5557 | 0 | 535.04 | 0.0041951 | 535.5719 | 2.0863 | 535.04 | 8.9773 | 535.04 | 3.4434 | 535.04 | 12.2167 | 532.4487 | 0.22592
| 294.9842 | 0.0059832 |  |  | 294.9842 | 0.72136 | 294.9842 | 0 | 496.0374 | 0.0020491 | 535.266 | 0.21677 | 530.0171 | 0.050886 | 496.0374 | 0.029446 | 535.266 | 0.12728 | 535.266 | 0.042537 | 535.7976 | 0.070472 | 535.266 | 0.1512 | 535.266 | 0.10004 | 535.266 | 0.14528 | 496.6617 | 0.036858 | 530.02 | 0.051458 | 535.7976 | 0.20042 | 496.0374 | 3.9839 | 530.02 | 6.6394 | 535.266 | 7.3926 | 530.02 | -0.00513 | 535.266 | 0.34787 | 496.6617 | 0.00049964 | 496.6617 | 0.00045165 | 535.266 | 0.032861 | 535.7976 | 0.00055706 | 535.7976 | 0.00078961 | 535.266 | 0.018114 | 748.0236 | 0.99158 | 535.266 | 0.01233 | 535.266 | -0.0037301 | 747.3101 | 0.0023475 | 535.266 | 0.016019 | 750.164 | 0.00030713 | 748.0236 | 0.029402 | 750.164 | 0.000128 | 913.661 | 0.0081332 | 1157.729 | 0.13856 | 1019.256 | 0.011327 | 1083.3035 | 0 | 1082.613 | 0 | 535.266 | 0.0042671 | 535.7976 | 2.0912 | 535.266 | 8.9609 | 535.266 | 3.4557 | 535.266 | 12.2082 | 532.6737 | 0.22666
| 295.0602 | 0.0044213 |  |  | 295.0602 | 0.71682 | 295.0602 | 0 | 496.1513 | 0 | 535.4919 | 0.20609 | 530.2433 | 0.031215 | 496.1513 | 0 | 535.4919 | 0.0010549 | 535.4919 | 0.011787 | 536.0232 | -2.7834e-05 | 535.4919 | 0.05484 | 535.4919 | 0.080116 | 535.4919 | 0.035511 | 496.7783 | 0.055003 | 530.24 | -0.019232 | 536.0233 | 0.19375 | 496.1513 | 3.9255 | 530.24 | 6.6672 | 535.4919 | 7.4118 | 530.24 | -0.0037309 | 535.4919 | 0.35924 | 496.7783 | 0.0010233 | 496.7783 | 0.00092648 | 535.4919 | -0.010297 | 536.0233 | -0.0052511 | 536.0233 | -0.0029159 | 535.4919 | 0.0047369 | 748.1881 | 0.99137 | 535.4919 | -0.020055 | 535.4919 | 0.00077396 | 747.4747 | 0 | 535.4919 | -0.018238 | 750.3293 | 0.00055613 | 748.1881 | 0.031916 | 750.3293 | 0.00014371 | 913.7441 | 0.0078106 | 1157.7947 | 0.13896 | 1019.2687 | 0.011297 | 1083.361 | 0 | 1082.6705 | 0 | 535.492 | 0.0042477 | 536.0232 | 2.1031 | 535.4919 | 8.9916 | 535.4919 | 3.4532 | 535.4919 | 12.2029 | 532.8987 | 0.22658
| 295.1362 | 0.0065452 |  |  | 295.1362 | 0.7381 | 295.1362 | 0 | 496.2652 | 0.015748 | 535.7179 | 0.21506 | 530.4694 | 0.055775 | 496.2652 | 0.039548 | 535.7179 | 0.12281 | 535.7179 | 0.055112 | 536.2489 | 0.046602 | 535.7179 | 0.15207 | 535.7179 | 0.071814 | 535.7179 | 0.13856 | 496.8949 | 0.031821 | 530.47 | 0.017152 | 536.2489 | 0.20109 | 496.2652 | 3.9952 | 530.47 | 6.6429 | 535.7179 | 7.4223 | 530.47 | -0.0033811 | 535.7179 | 0.36466 | 496.8949 | 0.00052899 | 496.8949 | 0.00047483 | 535.7179 | 0.014945 | 536.2489 | 0.001475 | 536.2489 | 0.0020129 | 535.7179 | 0.012992 | 748.3526 | 0.9951 | 535.7179 | 0.0050753 | 535.7179 | 0.017725 | 747.6393 | 0.0023475 | 535.7179 | 0.010044 | 750.4946 | 0.00036637 | 748.3526 | 0.030057 | 750.4946 | 0.000122 | 913.8271 | 0.0079299 | 1157.8602 | 0.13936 | 1019.2814 | 0.011269 | 1083.4185 | 0 | 1082.7279 | 0 | 535.718 | 0.0049648 | 536.2489 | 2.1162 | 535.7179 | 9.0278 | 535.7179 | 3.4657 | 535.7179 | 12.2303 | 533.1238 | 0.2276
| 295.2123 | 0.004504 |  |  | 295.2123 | 0.74888 | 295.2123 | 0 | 496.3791 | 0 | 535.9439 | 0.20436 | 530.6956 | 0.030199 | 496.3791 | 0 | 535.9439 | 0.035802 | 535.9439 | 0.028005 | 536.4746 | 0.0082681 | 535.9439 | 0.051666 | 535.9439 | 0.059361 | 535.9439 | 0.071202 | 497.0114 | 0.03854 | 530.7 | -0.011954 | 536.4746 | 0.18636 | 496.3791 | 3.9557 | 530.7 | 6.5171 | 535.9439 | 7.4016 | 530.7 | 0.014458 | 535.9439 | 0.3843 | 497.0114 | 0.001045 | 497.0114 | 0.00099643 | 535.9439 | -0.0077129 | 536.4746 | -0.0044476 | 536.4746 | -0.0016129 | 535.9439 | -0.0019452 | 748.5172 | 1.0172 | 535.9439 | -0.020515 | 535.9439 | 0.0037778 | 747.8039 | 0 | 535.9439 | -0.020373 | 750.66 | 0.00052981 | 748.5172 | 0.031588 | 750.66 | 0.00013457 | 913.9103 | 0.0088699 | 1157.9259 | 0.13977 | 1019.2942 | 0.011243 | 1083.476 | 0 | 1082.7854 | 0 | 535.944 | 0.0043169 | 536.4746 | 2.1274 | 535.9439 | 8.9723 | 535.9439 | 3.4188 | 535.9439 | 12.182 | 533.3489 | 0.22444
| 295.2883 | 0.0060989 |  |  | 295.2883 | 0.76271 | 295.2883 | 0 | 496.493 | 0.017505 | 536.1699 | 0.227 | 530.9218 | 0.050589 | 496.493 | 0.03396 | 536.1699 | 0.203 | 536.1699 | 0.04535 | 536.7003 | 0.06441 | 536.1699 | 0.16295 | 536.1699 | 0.067663 | 536.1699 | 0.12428 | 497.128 | 0.015413 | 530.92 | 0.0088362 | 536.7003 | 0.19484 | 496.493 | 4.0438 | 530.92 | 6.482 | 536.1699 | 7.4237 | 530.92 | -0.022969 | 536.1699 | 0.3945 | 497.128 | 0.00052441 | 497.128 | 0.0005216 | 536.1699 | 0.035523 | 536.7003 | 0.0034127 | 536.7003 | 0.0026783 | 536.1699 | 0.0073565 | 748.6817 | 1.011 | 536.1699 | 0.0079893 | 536.1699 | 0.016101 | 747.9685 | 0.0018258 | 536.1699 | 0.039798 | 750.8253 | 0.00029178 | 748.6817 | 0.02962 | 750.8253 | 0.00012614 | 913.9934 | 0.008975 | 1157.9916 | 0.14017 | 1019.3069 | 0.011219 | 1083.5334 | 0 | 1082.8428 | 0 | 536.17 | 0.0050895 | 536.7003 | 2.125 | 536.1699 | 8.9949 | 536.1699 | 3.459 | 536.1699 | 12.1992 | 533.5739 | 0.22442
| 295.3644 | 0.0049254 |  |  | 295.3644 | 0.77068 | 295.3644 | 0 | 496.6069 | 0 | 536.3959 | 0.20248 | 531.148 | 0.022191 | 496.6069 | 0 | 536.3959 | -0.061539 | 536.3959 | 0.01258 | 536.9261 | -0.00050095 | 536.3959 | 0.046612 | 536.3959 | 0.044002 | 536.3959 | 0.056364 | 497.2446 | 0.023744 | 531.15 | 0.070168 | 536.926 | 0.18191 | 496.6069 | 4.0216 | 531.15 | 6.5416 | 536.3959 | 7.4274 | 531.15 | -0.012475 | 536.3959 | 0.39247 | 497.2446 | 0.0010389 | 497.2446 | 0.00092648 | 536.3959 | -0.014738 | 536.926 | -0.0043811 | 536.926 | -0.0023131 | 536.3959 | -0.0064954 | 748.8463 | 1.0301 | 536.3959 | -0.013836 | 536.3959 | -0.0090476 | 748.1331 | 0 | 536.3959 | -0.033269 | 750.9907 | 0.00054187 | 748.8463 | 0.032134 | 750.9907 | 0.00013386 | 914.0765 | 0.0081281 | 1158.0573 | 0.14058 | 1019.3196 | 0.011197 | 1083.5911 | 0 | 1082.9003 | 0 | 536.396 | 0.0044498 | 536.9261 | 2.1248 | 536.3959 | 9.0213 | 536.3959 | 3.4397 | 536.3959 | 12.1992 | 533.799 | 0.22387
| 295.4404 | 0.0055205 |  |  | 295.4404 | 0.79098 | 295.4404 | 0 | 496.7208 | 0.028347 | 536.622 | 0.21852 | 531.3742 | 0.046898 | 496.7208 | 0.046211 | 536.622 | 0.1355 | 536.622 | 0.038754 | 537.1518 | 0.066683 | 536.622 | 0.14337 | 536.622 | 0.075135 | 536.622 | 0.15451 | 497.3611 | 0.008943 | 531.37 | -0.042101 | 537.1518 | 0.18338 | 496.7208 | 4.112 | 531.37 | 6.382 | 536.622 | 7.4247 | 531.37 | -0.0061794 | 536.622 | 0.40642 | 497.3611 | 0.00052174 | 497.3611 | 0.00040489 | 536.622 | 0.027198 | 537.1518 | 0.002848 | 537.1518 | -0.00054645 | 536.622 | 0.013991 | 749.0108 | 1.0322 | 536.622 | 0.0076449 | 536.622 | 0.011123 | 748.2977 | 0.00078262 | 536.622 | 0.015073 | 751.1561 | 0.00033017 | 749.0108 | 0.030385 | 751.1561 | 0.00011408 | 914.1597 | 0.0074704 | 1158.123 | 0.14098 | 1019.3323 | 0.011176 | 1083.6486 | 0 | 1082.9576 | 0 | 536.622 | 0.0044553 | 537.1518 | 2.1347 | 536.622 | 9.0075 | 536.622 | 3.4485 | 536.622 | 12.1973 | 534.0241 | 0.22474
| 295.5165 | 0.0047601 |  |  | 295.5165 | 0.78971 | 295.5165 | 0 | 496.8348 | 0 | 536.848 | 0.22048 | 531.6004 | 0.019465 | 496.8348 | 0 | 536.848 | 0.072271 | 536.848 | 0.021622 | 537.3775 | 0.029238 | 536.848 | 0.053308 | 536.848 | 0.023945 | 536.848 | 0.070848 | 497.4777 | 0.011935 | 531.6 | -0.10655 | 537.3775 | 0.17709 | 496.8348 | 4.0708 | 531.6 | 6.3507 | 536.848 | 7.4743 | 531.6 | -0.017023 | 536.848 | 0.41819 | 497.4777 | 0.00099013 | 497.4777 | 0.00084055 | 536.848 | -0.022139 | 537.3775 | 0.00098447 | 537.3775 | -0.0013168 | 536.848 | 0.0049672 | 749.1754 | 1.0232 | 536.848 | -0.016253 | 536.848 | 0.0017382 | 748.4623 | 0 | 536.848 | -0.00027776 | 751.3214 | 0.00061646 | 749.1754 | 0.032353 | 751.3214 | 0.00011879 | 914.2429 | 0.0076799 | 1158.1887 | 0.14139 | 1019.3451 | 0.011158 | 1083.7061 | 0 | 1083.0151 | 0 | 536.848 | 0.0049039 | 537.3775 | 2.1463 | 536.848 | 9.0691 | 536.848 | 3.3878 | 536.848 | 12.2248 | 534.2492 | 0.22594
| 295.5925 | 0.0059998 |  |  | 295.5925 | 0.80982 | 295.5925 | 0 | 496.9487 | 0.0090743 | 537.0741 | 0.21285 | 531.8266 | 0.046276 | 496.9487 | 0.044277 | 537.0741 | 0.097511 | 537.0741 | 0.025224 | 537.6033 | 0.042813 | 537.0741 | 0.14385 | 537.0741 | 0.094645 | 537.0741 | 0.11001 | 497.5943 | 0.0032598 | 531.83 | -0.019232 | 537.6033 | 0.17895 | 496.9487 | 4.2577 | 531.83 | 6.2303 | 537.0741 | 7.5203 | 531.83 | -0.018072 | 537.0741 | 0.42803 | 497.5943 | 0.00047563 | 497.5943 | 0.00043606 | 537.0741 | 0.013798 | 537.6033 | 0.003646 | 537.6033 | -0.00042502 | 537.0741 | 0.0090982 | 749.34 | 1.0678 | 537.0741 | 0.0048814 | 537.0741 | 0.010838 | 748.627 | 0.0018258 | 537.0741 | 0.019066 | 751.4868 | 0.00027313 | 749.34 | 0.029402 | 751.4868 | 0.00011365 | 914.326 | 0.0081955 | 1158.2544 | 0.14179 | 1019.3578 | 0.011141 | 1083.7637 | 0 | 1083.0726 | 0 | 537.074 | 0.0043695 | 537.6033 | 2.1717 | 537.0741 | 9.1343 | 537.0741 | 3.4296 | 537.0741 | 12.2668 | 534.4743 | 0.22652
| 295.6686 | 0.0037189 |  |  | 295.6686 | 0.79991 | 295.6686 | 0 | 497.0626 | 0 | 537.3001 | 0.19297 | 532.0528 | 0.012528 | 497.0626 | 0 | 537.3001 | -0.057028 | 537.3001 | 0.023296 | 537.829 | 0.01205 | 537.3001 | 0.059285 | 537.3001 | 0.044002 | 537.3001 | 0.011221 | 497.7109 | 0.0055796 | 532.05 | -0.027548 | 537.829 | 0.16691 | 497.0626 | 4.1946 | 532.05 | 6.3016 | 537.3001 | 7.5375 | 532.05 | -0.010726 | 537.3001 | 0.4259 | 497.7109 | 0.0009928 | 497.7109 | 0.00091089 | 537.3001 | -0.019304 | 537.829 | -0.0073511 | 537.829 | -0.0016502 | 537.3001 | -0.011528 | 749.5045 | 1.0425 | 537.3001 | -0.012878 | 537.3001 | -0.0020242 | 748.7916 | 0 | 537.3001 | -0.030208 | 751.6522 | 0.0005671 | 749.5045 | 0.031697 | 751.6522 | 0.00012579 | 914.4092 | 0.0077925 | 1158.3201 | 0.14219 | 1019.3705 | 0.011127 | 1083.8212 | 0 | 1083.1301 | 0 | 537.3 | 0.0051808 | 537.829 | 2.1689 | 537.3001 | 9.1235 | 537.3001 | 3.4134 | 537.3001 | 12.2842 | 534.6995 | 0.22627
| 295.7446 | 0.0054048 |  |  | 295.7446 | 0.81227 | 295.7446 | 0 | 497.1766 | 0.0083718 | 537.5262 | 0.20824 | 532.2791 | 0.047316 | 497.1766 | 0.040623 | 537.5262 | 0.13652 | 537.5262 | 0.037003 | 538.0548 | 0.051149 | 537.5262 | 0.15484 | 537.5262 | 0.074305 | 537.5262 | 0.14276 | 497.8275 | 0.002329 | 532.28 | -0.026508 | 538.0548 | 0.16581 | 497.1766 | 4.3451 | 532.28 | 6.2243 | 537.5262 | 7.5639 | 532.28 | -0.013874 | 537.5262 | 0.45061 | 497.8275 | 0.00051984 | 497.8275 | 0.00047483 | 537.5262 | 0.0016609 | 538.0548 | -0.00056894 | 538.0548 | -0.00074551 | 537.5262 | 0.016615 | 749.6691 | 1.0759 | 537.5262 | 0.016244 | 537.5262 | -0.0024708 | 748.9562 | 0.0018258 | 537.5262 | 0.027599 | 751.8176 | 0.00034333 | 749.6691 | 0.029292 | 751.8176 | 0.0001064 | 914.4924 | 0.0077178 | 1158.3859 | 0.1426 | 1019.3832 | 0.011114 | 1083.8787 | 0 | 1083.1875 | 0 | 537.526 | 0.0047156 | 538.0548 | 2.1857 | 537.5262 | 9.1714 | 537.5262 | 3.4673 | 537.5262 | 12.3754 | 534.9246 | 0.22637
| 295.8207 | 0.0041651 |  |  | 295.8207 | 0.82112 | 295.8207 | 0 | 497.2905 | 0 | 537.7523 | 0.20006 | 532.5053 | 0.024315 | 497.2905 | 0 | 537.7523 | -0.035833 | 537.7523 | 0.021816 | 538.2806 | 0.012861 | 537.7523 | 0.058342 | 537.7523 | 0.025673 | 537.7523 | 0.025676 | 497.9441 | 0.0025985 | 532.51 | -0.068091 | 538.2806 | 0.16069 | 497.2905 | 4.4846 | 532.51 | 6.1955 | 537.7523 | 7.6231 | 532.51 | -0.017023 | 537.7523 | 0.45091 | 497.9441 | 0.00098594 | 497.9441 | 0.00097285 | 537.7523 | -0.028586 | 538.2806 | -0.0038285 | 538.2806 | -0.003437 | 537.7523 | -0.0092959 | 749.8337 | 1.1042 | 537.7523 | 0.0015837 | 537.7523 | 0.0040027 | 749.1209 | 0 | 537.7523 | -0.025133 | 751.983 | 0.0004629 | 749.8337 | 0.031806 | 751.983 | 0.00012461 | 914.5757 | 0.008019 | 1158.4515 | 0.143 | 1019.396 | 0.011103 | 1083.9363 | 0 | 1083.245 | 0 | 537.752 | 0.004627 | 538.2806 | 2.1919 | 537.7523 | 9.2201 | 537.7523 | 3.4793 | 537.7523 | 12.4106 | 535.1498 | 0.227
| 295.8968 | 0.0051651 |  |  | 295.8968 | 0.83719 | 295.8968 | 0 | 497.4044 | 0.033235 | 537.9784 | 0.20706 | 532.7316 | 0.053016 | 497.4044 | 0.038043 | 537.9784 | 0.13942 | 537.9784 | 0.039139 | 538.5064 | 0.069335 | 537.9784 | 0.15653 | 537.9784 | 0.064342 | 537.9784 | 0.1184 | 498.0607 | 0.00026949 | 532.73 | 0.030666 | 538.5064 | 0.16556 | 497.4044 | 4.4471 | 532.73 | 6.1623 | 537.9784 | 7.6222 | 532.73 | -0.017373 | 537.9784 | 0.46745 | 498.0607 | 0.00047639 | 498.0607 | 0.00049801 | 537.9784 | 0.025601 | 538.5064 | 0.0024467 | 538.5064 | 0.00027305 | 537.9784 | 0.012492 | 749.9983 | 1.1094 | 537.9784 | 0.0082815 | 537.9784 | 0.017935 | 749.2855 | 0.00078262 | 537.9784 | 0.0019014 | 752.1484 | 0.00052323 | 749.9983 | 0.02962 | 752.1484 | 0.00011989 | 914.6589 | 0.0078828 | 1158.5172 | 0.14341 | 1019.4087 | 0.011094 | 1083.9938 | 0 | 1083.3025 | 0 | 537.978 | 0.0046603 | 538.5064 | 2.2028 | 537.9784 | 9.3019 | 537.9784 | 3.5172 | 537.9784 | 12.5084 | 535.3749 | 0.22555
| 295.9728 | 0.0042065 |  |  | 295.9728 | 0.84407 | 295.9728 | 0 | 497.5184 | 0 | 538.2045 | 0.20952 | 532.9579 | 0.010791 | 497.5184 | 0 | 538.2045 | 0.064555 | 538.2045 | 0.020054 | 538.7322 | 0.023772 | 538.2045 | 0.065767 | 538.2045 | 0.047323 | 538.2045 | 0.047701 | 498.1773 | 0.00053478 | 532.96 | -0.014034 | 538.7322 | 0.16079 | 497.5184 | 4.5232 | 532.96 | 6.1153 | 538.2045 | 7.6119 | 532.96 | -0.016672 | 538.2045 | 0.46862 | 498.1773 | 0.0010016 | 498.1773 | 0.0010196 | 538.2045 | -0.0013495 | 538.7322 | -0.0034631 | 538.7322 | -0.0010887 | 538.2045 | 0.0076202 | 750.1629 | 1.1228 | 538.2045 | -0.0061605 | 538.2045 | -0.0092268 | 749.4502 | 0 | 538.2045 | -0.011126 | 752.3138 | 0.00037843 | 750.1629 | 0.032025 | 752.3138 | 0.00012232 | 914.7422 | 0.008319 | 1158.583 | 0.14381 | 1019.4214 | 0.011087 | 1084.0514 | 0 | 1083.36 | 0 | 538.205 | 0.0054162 | 538.7322 | 2.2101 | 538.2045 | 9.2892 | 538.2045 | 3.5038 | 538.2045 | 12.4815 | 535.6001 | 0.22545
| 296.0489 | 0.0052808 |  |  | 296.0489 | 0.86369 | 296.0489 | 0 | 497.6323 | 0.015748 | 538.4307 | 0.18453 | 533.1842 | 0.059746 | 497.6323 | 0.01789 | 538.4307 | 0.14426 | 538.4307 | 0.02762 | 538.958 | 0.064031 | 538.4307 | 0.15215 | 538.4307 | 0.078041 | 538.4307 | 0.14024 | 498.2939 | 0.0002653 | 533.18 | 0.014034 | 538.9581 | 0.15992 | 497.6323 | 4.5373 | 533.18 | 6.0317 | 538.4307 | 7.6317 | 533.18 | 0.0060627 | 538.4307 | 0.49104 | 498.2939 | 0.00053585 | 498.2939 | 0.0005216 | 538.4307 | 0.010819 | 538.9581 | -0.0020041 | 538.9581 | -0.0023505 | 538.4307 | -0.0024195 | 750.3275 | 1.1112 | 538.4307 | 0.00081572 | 538.4307 | 0.0011372 | 749.6148 | 0.00078262 | 538.4307 | 0.018752 | 752.4792 | 0.00042999 | 750.3275 | 0.030057 | 752.4792 | 0.00010518 | 914.8254 | 0.0090734 | 1158.6488 | 0.14421 | 1019.4341 | 0.011083 | 1084.109 | 0 | 1083.4175 | 0 | 538.431 | 0.0055214 | 538.958 | 2.2169 | 538.4307 | 9.3339 | 538.4307 | 3.5375 | 538.4307 | 12.5229 | 535.8253 | 0.2263
| 296.125 | 0.0038511 |  |  | 296.125 | 0.86546 | 296.125 | 0 | 497.7463 | 0.0024628 | 538.6568 | 0.19521 | 533.4105 | 0.023042 | 497.7463 | 0 | 538.6568 | 0.05049 | 538.6568 | 0.016471 | 539.1839 | 0.015641 | 538.6568 | 0.055666 | 538.6568 | 0.039294 | 538.6568 | 0.06459 | 498.4105 | 0.00049791 | 533.41 | -0.031706 | 539.1839 | 0.1511 | 497.7463 | 4.6578 | 533.41 | 6.0661 | 538.6568 | 7.7282 | 533.41 | -0.022619 | 538.6568 | 0.50205 | 498.4105 | 0.0010214 | 498.4105 | 0.00099643 | 538.6568 | -0.013725 | 539.1839 | -0.0056147 | 539.1839 | -0.0022884 | 538.6568 | -0.0026322 | 750.4921 | 1.1448 | 538.6568 | -0.026875 | 538.6568 | 0.0022286 | 749.7795 | 0 | 538.6568 | -0.026978 | 752.6446 | 0.00048483 | 750.4921 | 0.031806 | 752.6446 | 0.00012771 | 914.9087 | 0.0097285 | 1158.7145 | 0.14461 | 1019.4469 | 0.01108 | 1084.1665 | 0 | 1083.475 | 0 | 538.657 | 0.005383 | 539.1839 | 2.244 | 538.6568 | 9.3817 | 538.6568 | 3.5531 | 538.6568 | 12.5945 | 536.0505 | 0.22454
| 296.2011 | 0.0056857 |  |  | 296.2011 | 0.87643 | 296.2011 | 0 | 497.8602 | 0.020332 | 538.883 | 0.20775 | 533.6368 | 0.051786 | 497.8602 | 0.050295 | 538.883 | 0.11649 | 538.883 | 0.034634 | 539.4097 | 0.031272 | 538.883 | 0.13783 | 538.883 | 0.092155 | 538.883 | 0.13436 | 498.5271 | 0.00023303 | 533.64 | -0.092001 | 539.4097 | 0.15392 | 497.8602 | 4.695 | 533.64 | 5.9634 | 538.883 | 7.7727 | 533.64 | 0.01096 | 538.883 | 0.51407 | 498.5271 | 0.00049507 | 498.5271 | 0.00048243 | 538.883 | 0.021944 | 539.4097 | 0.00089814 | 539.4097 | -0.0015177 | 538.883 | 0.0044026 | 750.6567 | 1.1509 | 538.883 | 0.01045 | 538.883 | 0.013167 | 749.9441 | 0.0018258 | 538.883 | 0.018758 | 752.81 | 0.00026984 | 750.6567 | 0.02973 | 752.81 | 0.00012643 | 914.9919 | 0.0096746 | 1158.7803 | 0.14501 | 1019.4597 | 0.011078 | 1084.2241 | 0 | 1083.5325 | 0 | 538.883 | 0.0057955 | 539.4097 | 2.2487 | 538.883 | 9.4714 | 538.883 | 3.587 | 538.883 | 12.6765 | 536.2757 | 0.22597
| 296.2772 | 0.0039255 |  |  | 296.2772 | 0.88541 | 296.2771 | 0 | 497.9742 | 0 | 539.1091 | 0.18871 | 533.8632 | 0.027958 | 497.9742 | 0 | 539.1091 | 0.084951 | 539.1091 | 0.023959 | 539.6356 | 0.017126 | 539.1091 | 0.054523 | 539.1091 | 0.059361 | 539.1091 | 0.042558 | 498.6437 | 0.0004254 | 533.86 | -0.016113 | 539.6356 | 0.14611 | 497.9742 | 4.6931 | 533.86 | 5.9743 | 539.1091 | 7.7651 | 533.86 | -0.011776 | 539.1091 | 0.52569 | 498.6437 | 0.0010206 | 498.6437 | 0.001004 | 539.1091 | -0.006588 | 539.6356 | -0.0037065 | 539.6356 | -0.0046956 | 539.1091 | 0.014866 | 750.8213 | 1.1661 | 539.1091 | -0.02676 | 539.1091 | -0.014759 | 750.1088 | 0 | 539.1091 | -0.025292 | 752.9755 | 0.00067679 | 750.8213 | 0.032353 | 752.9755 | 0.00013371 | 915.0753 | 0.0088106 | 1158.8461 | 0.14542 | 1019.4724 | 0.011079 | 1084.2817 | 0 | 1083.5901 | 0 | 539.109 | 0.0047876 | 539.6356 | 2.2495 | 539.1091 | 9.4457 | 539.1091 | 3.5603 | 539.1091 | 12.593 | 536.5009 | 0.22624
| 296.3532 | 0.0053552 |  |  | 296.3532 | 0.89794 | 296.3532 | 0 | 498.0881 | 0.0094255 | 539.3353 | 0.17162 | 534.0895 | 0.049196 | 498.0881 | 0.039118 | 539.3353 | 0.14656 | 539.3353 | 0.037292 | 539.8615 | 0.065167 | 539.3353 | 0.14166 | 539.3353 | 0.077626 | 539.3353 | 0.10665 | 498.7603 | 0.00019237 | 534.09 | -0.011954 | 539.8615 | 0.15489 | 498.0881 | 4.7787 | 534.09 | 5.8305 | 539.3353 | 7.8053 | 534.09 | -0.012475 | 539.3353 | 0.52224 | 498.7603 | 0.00052632 | 498.7603 | 0.00052919 | 539.3353 | 0.027276 | 539.8615 | 0.0022485 | 539.8615 | 0.0021349 | 539.3353 | 0.010127 | 750.9859 | 1.1426 | 539.3353 | 0.014077 | 539.3353 | -0.0082748 | 750.2735 | 0.00078262 | 539.3353 | 0.018241 | 753.1409 | 0.00022596 | 750.9859 | 0.030495 | 753.1409 | 0.00013314 | 915.1586 | 0.0085289 | 1158.9119 | 0.14582 | 1019.4851 | 0.011082 | 1084.3394 | 0 | 1083.6476 | 0 | 539.335 | 0.0051919 | 539.8615 | 2.246 | 539.3353 | 9.5034 | 539.3353 | 3.6016 | 539.3353 | 12.6763 | 536.7262 | 0.22745
| 296.4293 | 0.0038924 |  |  | 296.4293 | 0.8985 | 296.4293 | 0 | 498.2021 | 0 | 539.5615 | 0.18424 | 534.3159 | 0.033567 | 498.2021 | 0 | 539.5615 | 0.033218 | 539.5615 | 0.016434 | 540.0874 | 0.014676 | 539.5615 | 0.057138 | 539.5615 | 0.03166 | 539.5615 | 0.034989 | 498.8769 | 0.00036421 | 534.32 | 0.032746 | 540.0874 | 0.14129 | 498.2021 | 4.8569 | 534.32 | 5.8582 | 539.5615 | 7.7805 | 534.32 | -0.00023318 | 539.5615 | 0.54405 | 498.8769 | 0.0010088 | 498.8769 | 0.00092648 | 539.5615 | -0.015355 | 540.0874 | -0.0046817 | 540.0874 | -0.0028287 | 539.5615 | -0.0072534 | 751.1505 | 1.19 | 539.5615 | -0.018417 | 539.5615 | 0.002487 | 750.4382 | 0 | 539.5615 | -0.010214 | 753.3063 | 0.00063292 | 751.1505 | 0.032899 | 753.3063 | 0.00013228 | 915.242 | 0.0090096 | 1158.9775 | 0.14622 | 1019.4978 | 0.011086 | 1084.397 | 0 | 1083.7051 | 0 | 539.562 | 0.0047793 | 540.0874 | 2.2615 | 539.5615 | 9.521 | 539.5615 | 3.5573 | 539.5615 | 12.6959 | 536.9514 | 0.22753
| 296.5054 | 0.0047767 |  |  | 296.5054 | 0.9219 | 296.5054 | 0 | 498.3161 | 0.01891 | 539.7877 | 0.21028 | 534.5422 | 0.053296 | 498.3161 | 0.011181 | 539.7877 | 0.19577 | 539.7877 | 0.038619 | 540.3133 | 0.058726 | 539.7877 | 0.13976 | 539.7877 | 0.068908 | 539.7877 | 0.13184 | 498.9936 | 0.00017184 | 534.54 | -0.04314 | 540.3133 | 0.15102 | 498.3161 | 4.9228 | 534.54 | 5.793 | 539.7877 | 7.8004 | 534.54 | -0.0037309 | 539.7877 | 0.56486 | 498.9936 | 0.00048287 | 498.9936 | 0.00040489 | 539.7877 | 0.024141 | 540.3133 | 0.0036472 | 540.3133 | 0.0035274 | 539.7877 | 0.0085716 | 751.3151 | 1.1917 | 539.7877 | 0.0056569 | 539.7877 | 0.0027534 | 750.6028 | 0.0013044 | 539.7877 | 0.011819 | 753.4718 | 0.00031591 | 751.3151 | 0.030932 | 753.4718 | 0.00012328 | 915.3253 | 0.0094061 | 1159.0433 | 0.14663 | 1019.5106 | 0.011092 | 1084.4546 | 0 | 1083.7627 | 0 | 539.788 | 0.0054079 | 540.3133 | 2.2727 | 539.7877 | 9.5597 | 539.7877 | 3.5941 | 539.7877 | 12.7457 | 537.1767 | 0.22908
| 296.5815 | 0.0034709 |  |  | 296.5815 | 0.92209 | 296.5815 | 0 | 498.43 | 0 | 540.0139 | 0.18765 | 534.7686 | 0.022337 | 498.43 | 0 | 540.0139 | 0.03028 | 540.0139 | 0.0080086 | 540.5392 | 0.010192 | 540.0139 | 0.051082 | 540.0139 | 0.051059 | 540.0139 | 0.035084 | 499.1102 | 0.00035247 | 534.77 | -0.080564 | 540.5392 | 0.13665 | 498.43 | 5.0177 | 534.77 | 5.7293 | 540.0139 | 7.7973 | 534.77 | -0.012475 | 540.0139 | 0.57252 | 499.1102 | 0.0010614 | 499.1102 | 0.00085614 | 540.0139 | -0.017222 | 540.5392 | -0.0064738 | 540.5392 | -0.0048238 | 540.0139 | -0.0021945 | 751.4798 | 1.2094 | 540.0139 | -0.024197 | 540.0139 | -0.0051323 | 750.7675 | 0 | 540.0139 | -0.019922 | 753.6372 | 0.00054626 | 751.4798 | 0.033227 | 753.6372 | 0.00012228 | 915.4088 | 0.0091024 | 1159.1091 | 0.14703 | 1019.5233 | 0.0111 | 1084.5122 | 0 | 1083.8202 | 0 | 540.014 | 0.0053802 | 540.5392 | 2.2735 | 540.0139 | 9.6088 | 540.0139 | 3.5573 | 540.0139 | 12.7685 | 537.402 | 0.22942
| 296.6576 | 0.0050494 |  |  | 296.6576 | 0.93929 | 296.6576 | 0 | 498.544 | 0.0048591 | 540.2402 | 0.17838 | 534.995 | 0.059198 | 498.544 | 0.021923 | 540.2402 | 0.066183 | 540.2402 | 0.043479 | 540.7651 | 0.052285 | 540.2402 | 0.13201 | 540.2402 | 0.084268 | 540.2402 | 0.12512 | 499.2268 | 0.00018064 | 535 | -0.024429 | 540.7651 | 0.14153 | 498.544 | 5.1446 | 535 | 5.6919 | 540.2402 | 7.7829 | 535 | 0.026349 | 540.2402 | 0.57581 | 499.2268 | 0.00058005 | 499.2268 | 0.00045924 | 540.2402 | 0.021664 | 540.7651 | -0.0013012 | 540.7651 | -0.0010504 | 540.2402 | 0.0085448 | 751.6444 | 1.2012 | 540.2402 | 0.01835 | 540.2402 | 0.012587 | 750.9322 | 0.0013044 | 540.2402 | 0.014078 | 753.8027 | 0.00041134 | 751.6444 | 0.030823 | 753.8027 | 0.00011257 | 915.4921 | 0.0084557 | 1159.1751 | 0.14743 | 1019.536 | 0.01111 | 1084.5698 | 0 | 1083.8777 | 0 | 540.24 | 0.0056709 | 540.7651 | 2.269 | 540.2402 | 9.5859 | 540.2402 | 3.5677 | 540.2402 | 12.7167 | 537.6272 | 0.23004
| 296.7337 | 0.0035536 |  |  | 296.7337 | 0.94923 | 296.7337 | 0 | 498.658 | 0 | 540.4664 | 0.19348 | 535.2214 | 0.027084 | 498.658 | 0 | 540.4664 | 0.0037573 | 540.4664 | 0.017378 | 540.991 | 0.022396 | 540.4664 | 0.059925 | 540.4664 | 0.037245 | 540.4664 | 0.030509 | 499.3435 | 0.00032481 | 535.22 | -0.027548 | 540.991 | 0.12824 | 498.658 | 5.1986 | 535.22 | 5.6875 | 540.4664 | 7.8109 | 535.22 | -0.0058295 | 540.4664 | 0.59626 | 499.3435 | 0.0010294 | 499.3435 | 0.00091089 | 540.4664 | -0.018821 | 540.991 | -0.0037966 | 540.991 | -0.0021094 | 540.4664 | -0.0056817 | 751.809 | 1.2257 | 540.4664 | -0.0077291 | 540.4664 | 0.001008 | 751.0969 | 0 | 540.4664 | -0.022494 | 753.9682 | 0.00057588 | 751.809 | 0.032243 | 753.9682 | 0.00011757 | 915.5756 | 0.0089084 | 1159.2408 | 0.14784 | 1019.5487 | 0.011121 | 1084.6274 | 0 | 1083.9353 | 0 | 540.466 | 0.0056073 | 540.991 | 2.2808 | 540.4664 | 9.6049 | 540.4664 | 3.5384 | 540.4664 | 12.7574 | 537.8525 | 0.23012
| 296.8098 | 0.0049006 |  |  | 296.8098 | 0.96342 | 296.8098 | 0 | 498.772 | 0.0090743 | 540.6927 | 0.19869 | 535.4479 | 0.051235 | 498.772 | 0.032025 | 540.6927 | 0.095451 | 540.6927 | 0.045507 | 541.217 | 0.049254 | 540.6927 | 0.14972 | 540.6927 | 0.076796 | 540.6927 | 0.13268 | 499.4601 | 0.00014417 | 535.45 | 0.015073 | 541.217 | 0.14037 | 498.772 | 5.346 | 535.45 | 5.5785 | 540.6927 | 7.8402 | 535.45 | 0.0018654 | 540.6927 | 0.61001 | 499.4601 | 0.00045238 | 499.4601 | 0.00045924 | 540.6927 | 0.025089 | 541.217 | 0.0042864 | 541.217 | 0.0021325 | 540.6927 | 0.012742 | 751.9737 | 1.2527 | 540.6927 | 0.0023494 | 540.6927 | 0.0045123 | 751.2616 | 0.00078262 | 540.6927 | 0.024961 | 754.1336 | 0.00029726 | 751.9737 | 0.030276 | 754.1336 | 0.00011428 | 915.6589 | 0.0094826 | 1159.3066 | 0.14824 | 1019.5615 | 0.011134 | 1084.6851 | 0 | 1083.9928 | 0 | 540.693 | 0.0062109 | 541.217 | 2.296 | 540.6927 | 9.6431 | 540.6927 | 3.6247 | 540.6927 | 12.8344 | 538.0778 | 0.23174
| 296.8859 | 0.0033057 |  |  | 296.8859 | 0.96025 | 296.8859 | 0 | 498.8859 | 0 | 540.9189 | 0.16032 | 535.6743 | 0.024992 | 498.8859 | 0 | 540.9189 | 0.012359 | 540.9189 | 0.015598 | 541.443 | 0.0061059 | 540.9189 | 0.05992 | 540.9189 | 0.026663 | 540.9189 | 0.038477 | 499.5768 | 0.00030721 | 535.67 | -0.020271 | 541.443 | 0.12661 | 498.8859 | 5.4383 | 535.67 | 5.5861 | 540.9189 | 7.8081 | 535.67 | 0.0060627 | 540.9189 | 0.61178 | 499.5768 | 0.00097413 | 499.5768 | 0.0009029 | 540.9189 | -0.025807 | 541.443 | -0.0053848 | 541.443 | -0.0031701 | 540.9189 | 0.012298 | 752.1383 | 1.2595 | 540.9189 | -0.013242 | 540.9189 | -0.0083946 | 751.4263 | 0 | 540.9189 | -0.029931 | 754.2991 | 0.00065925 | 752.1383 | 0.031478 | 754.2991 | 0.00012914 | 915.7424 | 0.0096044 | 1159.3724 | 0.14864 | 1019.5742 | 0.011148 | 1084.7427 | 0 | 1084.0504 | 0 | 540.919 | 0.0060725 | 541.443 | 2.3011 | 540.9189 | 9.6194 | 540.9189 | 3.5556 | 540.9189 | 12.7101 | 538.3032 | 0.23078
| 296.9621 | 0.0049172 |  |  | 296.9621 | 0.98206 | 296.9621 | 0 | 498.9999 | 0.022091 | 541.1452 | 0.1995 | 535.9007 | 0.054252 | 498.9999 | 0.038043 | 541.1452 | 0.12829 | 541.1452 | 0.03246 | 541.6689 | 0.046602 | 541.1452 | 0.13042 | 541.1452 | 0.063927 | 541.1452 | 0.16123 | 499.6934 | 0.00016303 | 535.9 | 0.010915 | 541.6689 | 0.13523 | 498.9999 | 5.504 | 535.9 | 5.5554 | 541.1452 | 7.7925 | 535.9 | 0.021103 | 541.1452 | 0.63553 | 499.6934 | 0.00052441 | 499.6934 | 0.00045165 | 541.1452 | 0.018298 | 541.6689 | 0.0024858 | 541.6689 | 0.00038299 | 541.1452 | 0.014241 | 752.303 | 1.2665 | 541.1452 | 0.015617 | 541.1452 | -0.01431 | 751.5911 | 0.0018258 | 541.1452 | 0.01225 | 754.4646 | 0.0002128 | 752.303 | 0.030057 | 754.4646 | 0.00012 | 915.8259 | 0.01006 | 1159.4383 | 0.14904 | 1019.5869 | 0.011164 | 1084.8003 | 0 | 1084.108 | 0 | 541.145 | 0.0061583 | 541.6689 | 2.3198 | 541.1452 | 9.6101 | 541.1452 | 3.5807 | 541.1452 | 12.7645 | 538.5285 | 0.23289
| 297.0382 | 0.0033222 |  |  | 297.0382 | 0.98007 | 297.0382 | 0 | 499.1139 | 0 | 541.3715 | 0.18057 | 536.1272 | 0.027127 | 499.1139 | 0 | 541.3715 | -0.019294 | 541.3715 | 0.015563 | 541.8949 | 0.010554 | 541.3715 | 0.047284 | 541.3715 | 0.010125 | 541.3715 | 0.055567 | 499.8101 | 0.00030721 | 536.13 | 0.014034 | 541.8949 | 0.12397 | 499.1139 | 5.5377 | 536.13 | 5.4726 | 541.3715 | 7.8064 | 536.13 | -0.026116 | 541.3715 | 0.64014 | 499.8101 | 0.0010496 | 499.8101 | 0.00092648 | 541.3715 | -0.017296 | 541.8949 | -0.0045257 | 541.8949 | -0.0026818 | 541.3715 | -0.0071116 | 752.4677 | 1.2932 | 541.3715 | -0.013559 | 541.3715 | 0.0026474 | 751.7558 | 0 | 541.3715 | -0.043575 | 754.6301 | 0.00077113 | 752.4677 | 0.032134 | 754.6301 | 0.000152 | 915.9093 | 0.010046 | 1159.5041 | 0.14944 | 1019.5997 | 0.011181 | 1084.858 | 0 | 1084.1655 | 0 | 541.372 | 0.0057651 | 541.8949 | 2.3202 | 541.3715 | 9.6333 | 541.3715 | 3.5609 | 541.3715 | 12.7076 | 538.7538 | 0.23366
| 297.1143 | 0.0044709 |  |  | 297.1143 | 1.0003 | 297.1143 | 0 | 499.2279 | 0.022678 | 541.5978 | 0.20427 | 536.3537 | 0.056031 | 499.2279 | 0.017517 | 541.5978 | 0.16925 | 541.5978 | 0.044945 | 542.1209 | 0.054938 | 541.5978 | 0.14521 | 541.5978 | 0.067663 | 541.5978 | 0.10245 | 499.9267 | 0.00014417 | 536.35 | 0.00051979 | 542.1209 | 0.13317 | 499.2279 | 5.6097 | 536.35 | 5.3238 | 541.5978 | 7.83 | 536.35 | -0.0054798 | 541.5978 | 0.66662 | 499.9267 | 0.00052784 | 499.9267 | 0.00047483 | 541.5978 | 0.01944 | 542.1209 | 0.0030865 | 542.1209 | 0.0015445 | 541.5978 | 0.0032695 | 752.6323 | 1.3069 | 541.5978 | 0.0094399 | 541.5978 | 0.0026114 | 751.9205 | 0.0013044 | 541.5978 | 0.024813 | 754.7956 | 0.00021719 | 752.6323 | 0.031478 | 754.7956 | 0.00014371 | 915.9928 | 0.0095049 | 1159.57 | 0.14984 | 1019.6124 | 0.0112 | 1084.9156 | 0 | 1084.2231 | 0 | 541.598 | 0.0056017 | 542.1209 | 2.3335 | 541.5978 | 9.6623 | 541.5978 | 3.5906 | 541.5978 | 12.754 | 538.9792 | 0.23507
| 297.1904 | 0.0037354 |  |  | 297.1904 | 0.99119 | 297.1904 | 0 | 499.3419 | 0 | 541.8241 | 0.17562 | 536.5801 | 0.015943 | 499.3419 | 0 | 541.8241 | 0.028412 | 541.8241 | 0.025181 | 542.3469 | 0.02066 | 541.8241 | 0.059363 | 541.8241 | 0.039438 | 541.8241 | 0.037106 | 500.0434 | 0.00026027 | 536.58 | -0.02235 | 542.3469 | 0.11629 | 499.3419 | 5.7156 | 536.58 | 5.3537 | 541.8241 | 7.7522 | 536.58 | -0.025068 | 541.8241 | 0.66317 | 500.0434 | 0.0010115 | 500.0434 | 0.00097285 | 541.8241 | -0.028173 | 542.3469 | -0.0045066 | 542.3469 | -0.0025387 | 541.8241 | -0.0096337 | 752.797 | 1.317 | 541.8241 | -0.013877 | 541.8241 | 0.0049341 | 752.0852 | 0 | 541.8241 | -0.017041 | 754.9611 | 0.00074041 | 752.797 | 0.033118 | 754.9611 | 0.00016043 | 916.0763 | 0.0096435 | 1159.6359 | 0.15025 | 1019.6251 | 0.01122 | 1084.9733 | 0 | 1084.2808 | 0 | 541.824 | 0.0053747 | 542.3469 | 2.314 | 541.8241 | 9.5663 | 541.8241 | 3.5456 | 541.8241 | 12.6168 | 539.2046 | 0.23538
| 297.2666 | 0.0047023 |  |  | 297.2666 | 1.0063 | 297.2666 | 0 | 499.4559 | 0.011884 | 542.0505 | 0.18081 | 536.8066 | 0.044954 | 499.4559 | 0.021923 | 542.0505 | 0.13574 | 542.0505 | 0.034115 | 542.5729 | 0.050012 | 542.0505 | 0.13285 | 542.0505 | 0.052304 | 542.0505 | 0.12092 | 500.1601 | 0.00011609 | 536.81 | -0.058736 | 542.5729 | 0.12139 | 499.4559 | 5.8267 | 536.81 | 5.2027 | 542.0505 | 7.7608 | 536.81 | 0.0060627 | 542.0505 | 0.68271 | 500.1601 | 0.00048782 | 500.1601 | 0.00050601 | 542.0505 | 0.0091675 | 542.5729 | -0.00070006 | 542.5729 | 0.00053182 | 542.0505 | 0.0062836 | 752.9616 | 1.3499 | 542.0505 | 0.0020772 | 542.0505 | 0.012522 | 752.25 | 0.0013044 | 542.0505 | 0.022507 | 755.1266 | 0.00020512 | 752.9616 | 0.030932 | 755.1266 | 0.00013986 | 916.1599 | 0.0097856 | 1159.7017 | 0.15065 | 1019.6379 | 0.011241 | 1085.031 | 0 | 1084.3384 | 0 | 542.05 | 0.0055768 | 542.5729 | 2.3226 | 542.0505 | 9.6252 | 542.0505 | 3.5528 | 542.0505 | 12.6667 | 539.4299 | 0.23618
| 297.3427 | 0.0031156 |  |  | 297.3427 | 1.0222 | 297.3427 | 0 | 499.5699 | 0 | 542.2768 | 0.18111 | 537.0331 | 0.022687 | 499.5699 | 0 | 542.2768 | 0.064002 | 542.2768 | 0.018177 | 542.799 | 0.019893 | 542.2768 | 0.057661 | 542.2768 | 0.034118 | 542.2768 | 0.04536 | 500.2767 | 0.00026027 | 537.03 | -0.012994 | 542.799 | 0.11809 | 499.5699 | 5.9337 | 537.03 | 5.2532 | 542.2768 | 7.7214 | 537.03 | -0.017373 | 542.2768 | 0.69706 | 500.2767 | 0.0010416 | 500.2767 | 0.00093408 | 542.2768 | -0.014438 | 542.799 | -0.0060806 | 542.799 | -0.0040201 | 542.2768 | -0.0010569 | 753.1263 | 1.3192 | 542.2768 | -0.016367 | 542.2768 | -0.0028544 | 752.4147 | 0 | 542.2768 | -0.020674 | 755.2921 | 0.00069873 | 753.1263 | 0.032681 | 755.2921 | 0.00015614 | 916.2433 | 0.0094155 | 1159.7676 | 0.15105 | 1019.6506 | 0.011264 | 1085.0886 | 0 | 1084.396 | 0 | 542.277 | 0.0062081 | 542.799 | 2.3258 | 542.2768 | 9.6203 | 542.2768 | 3.5366 | 542.2768 | 12.5887 | 539.6553 | 0.23616
| 297.4188 | 0.004694 |  |  | 297.4188 | 1.0352 | 297.4188 | 0 | 499.6839 | 0.017505 | 542.5032 | 0.1975 | 537.2596 | 0.040615 | 499.6839 | 0.026437 | 542.5032 | 0.12957 | 542.5032 | 0.039868 | 543.025 | 0.058726 | 542.5032 | 0.13494 | 542.5032 | 0.10461 | 542.5032 | 0.1226 | 500.3934 | 0.00014417 | 537.26 | 0.014034 | 543.025 | 0.12099 | 499.6839 | 5.9833 | 537.26 | 5.1994 | 542.5032 | 7.7282 | 537.26 | -0.0075784 | 542.5032 | 0.71173 | 500.3934 | 0.00055795 | 500.3934 | 0.00043606 | 542.5032 | 0.017595 | 543.025 | 0.00068352 | 543.025 | 0.00067149 | 542.5032 | 0.012742 | 753.291 | 1.3397 | 542.5032 | 0.0041619 | 542.5032 | -0.0087763 | 752.5794 | 0.00078262 | 542.5032 | -0.0043788 | 755.4576 | 0.00023803 | 753.291 | 0.03115 | 755.4576 | 0.00012671 | 916.3269 | 0.0092671 | 1159.8335 | 0.15146 | 1019.6633 | 0.011287 | 1085.1464 | 0 | 1084.4536 | 0 | 542.503 | 0.0066207 | 543.025 | 2.3386 | 542.5032 | 9.6734 | 542.5032 | 3.5579 | 542.5032 | 12.6944 | 539.8807 | 0.23594
| 297.495 | 0.0027768 |  |  | 297.495 | 1.03 | 297.495 | 0 | 499.7979 | 0 | 542.7295 | 0.17065 | 537.4862 | 0.021524 | 499.7979 | 0 | 542.7295 | -0.026387 | 542.7295 | 0.010297 | 543.2511 | 0.020842 | 542.7295 | 0.055189 | 542.7295 | 0.03747 | 542.7295 | 0.0041106 | 500.5101 | 0.00025733 | 537.49 | -0.04314 | 543.2511 | 0.11136 | 499.7979 | 6.0069 | 537.49 | 5.1711 | 542.7295 | 7.7197 | 537.49 | -0.025068 | 542.7295 | 0.7097 | 500.5101 | 0.0010694 | 500.5101 | 0.0009029 | 542.7295 | -0.027258 | 543.2511 | -0.0052536 | 543.2511 | -0.0024474 | 542.7295 | -0.012471 | 753.4557 | 1.3671 | 542.7295 | -0.023434 | 542.7295 | -0.0074283 | 752.7442 | 0 | 542.7295 | -0.023069 | 755.6232 | 0.00073493 | 753.4557 | 0.033118 | 755.6232 | 0.00013928 | 916.4105 | 0.0099296 | 1159.8994 | 0.15186 | 1019.6761 | 0.011312 | 1085.204 | 0 | 1084.5112 | 0 | 542.73 | 0.0057817 | 543.2511 | 2.3299 | 542.7295 | 9.6553 | 542.7295 | 3.5534 | 542.7295 | 12.666 | 540.1061 | 0.23418
| 297.5711 | 0.0045866 |  |  | 297.5711 | 1.0443 | 297.5711 | 0 | 499.9119 | 0.018207 | 542.9559 | 0.18372 | 537.7127 | 0.036791 | 499.9119 | 0.051369 | 542.9559 | 0.16094 | 542.9559 | 0.037255 | 543.4772 | 0.052664 | 542.9559 | 0.14341 | 542.9559 | 0.090079 | 542.9559 | 0.11588 | 500.6268 | 0.00011316 | 537.71 | -0.012994 | 543.4772 | 0.11438 | 499.9119 | 6.0385 | 537.71 | 5.0651 | 542.9559 | 7.7112 | 537.71 | -0.0058295 | 542.9559 | 0.73537 | 500.6268 | 0.00051717 | 500.6268 | 0.00050601 | 542.9559 | 0.0066096 | 543.4772 | 0.0015628 | 543.4772 | 0.00060368 | 542.9559 | 0.013617 | 753.6204 | 1.3913 | 542.9559 | 0.0020969 | 542.9559 | 0.0070902 | 752.9089 | 0.00078262 | 542.9559 | 0.010863 | 755.7887 | 0.00023474 | 753.6204 | 0.031478 | 755.7887 | 0.00013328 | 916.4941 | 0.010602 | 1159.9652 | 0.15226 | 1019.6888 | 0.011337 | 1085.2617 | 0 | 1084.5689 | 0 | 542.956 | 0.0063078 | 543.4772 | 2.3391 | 542.9559 | 9.6652 | 542.9559 | 3.5881 | 542.9559 | 12.6637 | 540.3316 | 0.23493
| 297.6472 | 0.0031321 |  |  | 297.6472 | 1.0483 | 297.6473 | 0 | 500.026 | 0 | 543.1823 | 0.17427 | 537.9393 | 0.023585 | 500.026 | 0 | 543.1823 | 0.043939 | 543.1823 | 0.012725 | 543.7032 | 0.017491 | 543.1823 | 0.056651 | 543.1823 | 0.017993 | 543.1823 | 0.017782 | 500.7434 | 0.00025733 | 537.94 | -0.084723 | 543.7032 | 0.10713 | 500.026 | 6.1217 | 537.94 | 5.0203 | 543.1823 | 7.6701 | 537.94 | -0.024717 | 543.1823 | 0.7408 | 500.7434 | 0.0010435 | 500.7434 | 0.00093408 | 543.1823 | -0.0062319 | 543.7032 | -0.0041891 | 543.7032 | -0.0010848 | 543.1823 | 0.0019855 | 753.7851 | 1.4038 | 543.1823 | -0.012316 | 543.1823 | 0.0030695 | 753.0737 | 0 | 543.1823 | -0.029825 | 755.9543 | 0.00078978 | 753.7851 | 0.033336 | 755.9543 | 0.00015414 | 916.5776 | 0.010537 | 1160.0311 | 0.15266 | 1019.7015 | 0.011364 | 1085.3195 | 0 | 1084.6265 | 0 | 543.182 | 0.0062497 | 543.7032 | 2.3312 | 543.1823 | 9.6197 | 543.1823 | 3.5394 | 543.1823 | 12.574 | 540.557 | 0.23361
| 297.7234 | 0.0042808 |  |  | 297.7234 | 1.07 | 297.7234 | 0 | 500.14 | 0.022678 | 543.4087 | 0.20917 | 538.1658 | 0.044541 | 500.14 | 0.049865 | 543.4087 | 0.16133 | 543.4087 | 0.03853 | 543.9293 | 0.052285 | 543.4087 | 0.12941 | 543.4087 | 0.068908 | 543.4087 | 0.11085 | 500.8601 | 0.00014417 | 538.17 | 0.0057175 | 543.9293 | 0.11508 | 500.14 | 6.1938 | 538.17 | 4.9852 | 543.4087 | 7.7312 | 538.17 | -0.025767 | 543.4087 | 0.76226 | 500.8601 | 0.00052899 | 500.8601 | 0.00045924 | 543.4087 | 0.0080514 | 543.9293 | 0.0060175 | 543.9293 | 0.001635 | 543.4087 | 0.015491 | 753.9498 | 1.4194 | 543.4087 | 0.013813 | 543.4087 | 0.0054354 | 753.2384 | 0.0018258 | 543.4087 | 0.0028539 | 756.1198 | 0.00016454 | 753.9498 | 0.032025 | 756.1198 | 0.00014414 | 916.6613 | 0.010551 | 1160.0971 | 0.15306 | 1019.7142 | 0.011391 | 1085.3771 | 0 | 1084.6841 | 0 | 543.409 | 0.0057789 | 543.9293 | 2.3379 | 543.4087 | 9.65 | 543.4087 | 3.5571 | 543.4087 | 12.5687 | 540.7824 | 0.23379
| 297.7996 | 0.0032809 |  |  | 297.7996 | 1.0616 | 297.7996 | 0 | 500.254 | 0 | 543.6351 | 0.13734 | 538.3924 | 0.025654 | 500.254 | 0 | 543.6351 | 0.033607 | 543.6351 | 0.01768 | 544.1554 | 0.010124 | 543.6351 | 0.049173 | 543.6351 | 0.026492 | 543.6351 | 0.043362 | 500.9768 | 0.0002829 | 538.39 | -0.012994 | 544.1554 | 0.098642 | 500.254 | 6.2048 | 538.39 | 4.9311 | 543.6351 | 7.718 | 538.39 | 0.0099102 | 543.6351 | 0.75744 | 500.9768 | 0.0010534 | 500.9768 | 0.00087972 | 543.6351 | -0.018401 | 544.1554 | -0.006203 | 544.1554 | -0.0042631 | 543.6351 | 0.0030407 | 754.1145 | 1.391 | 543.6351 | -0.013612 | 543.6351 | -0.011047 | 753.4032 | 0 | 543.6351 | -0.016996 | 756.2853 | 0.000747 | 754.1145 | 0.034102 | 756.2853 | 0.00016257 | 916.7449 | 0.011145 | 1160.163 | 0.15347 | 1019.727 | 0.011419 | 1085.4348 | 0 | 1084.7417 | 0 | 543.635 | 0.0060614 | 544.1554 | 2.3353 | 543.6351 | 9.7089 | 543.6351 | 3.5878 | 543.6351 | 12.6428 | 541.0079 | 0.2338
| 297.8757 | 0.0043635 |  |  | 297.8757 | 1.0768 | 297.8757 | 0 | 500.368 | 0.007318 | 543.8616 | 0.19698 | 538.619 | 0.049633 | 500.368 | 0.014535 | 543.8616 | 0.11597 | 543.8616 | 0.041097 | 544.3816 | 0.05077 | 543.8616 | 0.13959 | 543.8616 | 0.09506 | 543.8616 | 0.14444 | 501.0935 | 0.00013873 | 538.62 | -0.028587 | 544.3816 | 0.11432 | 500.368 | 6.2224 | 538.62 | 4.8197 | 543.8616 | 7.7129 | 538.62 | -0.018072 | 543.8616 | 0.79909 | 501.0935 | 0.00053242 | 501.0935 | 0.00045165 | 543.8616 | 0.021303 | 544.3816 | 0.0057335 | 544.3816 | 0.0023369 | 543.8616 | 0.0065296 | 754.2792 | 1.4229 | 543.8616 | 0.008253 | 543.8616 | 0.015152 | 753.568 | 0.0018258 | 543.8616 | 0.017246 | 756.4509 | 0.000283 | 754.2792 | 0.032353 | 756.4509 | 0.00014657 | 916.8286 | 0.011068 | 1160.2289 | 0.15387 | 1019.7397 | 0.011448 | 1085.4925 | 0 | 1084.7993 | 0 | 543.862 | 0.0061749 | 544.3816 | 2.3572 | 543.8616 | 9.7483 | 543.8616 | 3.6024 | 543.8616 | 12.7157 | 541.2334 | 0.23568
| 297.9519 | 0.0027437 |  |  | 297.9519 | 1.0776 | 297.9519 | 0 | 500.4821 | 0 | 544.088 | 0.18223 | 538.8456 | 0.024546 | 500.4821 | 0 | 544.088 | 0.0036538 | 544.088 | 0.016556 | 544.6077 | 0.0019144 | 544.088 | 0.06077 | 544.088 | 0.041157 | 544.088 | 0.057301 | 501.2102 | 0.00028122 | 538.85 | -0.0077966 | 544.6077 | 0.098702 | 500.4821 | 6.2751 | 538.85 | 4.8354 | 544.088 | 7.7466 | 538.85 | -0.021219 | 544.088 | 0.81421 | 501.2102 | 0.0010069 | 501.2102 | 0.00094967 | 544.088 | -0.016759 | 544.6077 | -0.0033464 | 544.6077 | -0.0032187 | 544.088 | -0.006158 | 754.4439 | 1.4423 | 544.088 | -0.014347 | 544.088 | 0.0019292 | 753.7328 | 0 | 544.088 | -0.013611 | 756.6165 | 0.00060988 | 754.4439 | 0.034539 | 756.6165 | 0.000154 | 916.9122 | 0.010119 | 1160.2948 | 0.15427 | 1019.7524 | 0.011478 | 1085.5503 | 0 | 1084.8571 | 0 | 544.088 | 0.0058149 | 544.6077 | 2.3634 | 544.088 | 9.7929 | 544.088 | 3.6126 | 544.088 | 12.7003 | 541.4589 | 0.2357
| 298.028 | 0.0047684 |  |  | 298.028 | 1.1058 | 298.028 | 0 | 500.5961 | 0.0069668 | 544.3145 | 0.19835 | 539.0722 | 0.049457 | 500.5961 | 0.03396 | 544.3145 | 0.16487 | 544.3144 | 0.046153 | 544.8338 | 0.054938 | 544.3145 | 0.13469 | 544.3144 | 0.086758 | 544.3144 | 0.099929 | 501.3269 | 0.0001425 | 539.07 | 0.0046779 | 544.8338 | 0.11083 | 500.5961 | 6.2224 | 539.07 | 4.6272 | 544.3145 | 7.8438 | 539.07 | -0.01947 | 544.3144 | 0.84145 | 501.3269 | 0.00048173 | 501.3269 | 0.00049801 | 544.3144 | 0.018972 | 544.8338 | 0.0030187 | 544.8338 | 0.0012353 | 544.3144 | -0.0020878 | 754.6086 | 1.4552 | 544.3145 | 0.0056724 | 544.3145 | 0.018292 | 753.8975 | 0.0028693 | 544.3145 | 0.02519 | 756.7821 | 0.00030384 | 754.6086 | 0.032243 | 756.7821 | 0.00014043 | 916.9958 | 0.0096518 | 1160.3608 | 0.15468 | 1019.7652 | 0.011508 | 1085.608 | 0 | 1084.9147 | 0 | 544.314 | 0.0070388 | 544.8338 | 2.382 | 544.3144 | 9.9084 | 544.3144 | 3.6603 | 544.3144 | 12.861 | 541.6844 | 0.23786
| 298.1042 | 0.0027933 |  |  | 298.1042 | 1.0898 | 298.1042 | 0 | 500.7101 | 0 | 544.5409 | 0.16418 | 539.2988 | 0.024133 | 500.7101 | 0 | 544.5409 | 0.08948 | 544.5409 | 0.018741 | 545.06 | 0.026242 | 544.5409 | 0.053869 | 544.5409 | 0.019452 | 544.5409 | 0.03431 | 501.4436 | 0.00029673 | 539.3 | -0.0015593 | 545.06 | 0.097995 | 500.7101 | 6.3116 | 539.3 | 4.6766 | 544.5409 | 7.8344 | 539.3 | -0.026815 | 544.5409 | 0.84561 | 501.4436 | 0.00097413 | 501.4436 | 0.00092648 | 544.5409 | -0.023606 | 545.06 | -0.0043892 | 545.06 | -0.0031879 | 544.5409 | -0.0043486 | 754.7734 | 1.4586 | 544.5409 | -0.01797 | 544.5409 | -0.0055197 | 754.0623 | 0 | 544.5409 | -0.02437 | 756.9476 | 0.00068667 | 754.7734 | 0.034539 | 756.9476 | 0.00014443 | 917.0795 | 0.0097672 | 1160.4268 | 0.15508 | 1019.778 | 0.011538 | 1085.6658 | 0 | 1084.9723 | 0 | 544.541 | 0.0059312 | 545.06 | 2.3914 | 544.5409 | 9.9276 | 544.5409 | 3.6312 | 544.5409 | 12.8648 | 541.9099 | 0.23662
| 298.1804 | 0.0044874 |  |  | 298.1804 | 1.1044 | 298.1804 | 0 | 500.8242 | 0.010831 | 544.7674 | 0.18957 | 539.5255 | 0.030705 | 500.8242 | 0.016026 | 544.7674 | 0.091217 | 544.7674 | 0.043587 | 545.2862 | 0.052664 | 544.7674 | 0.13966 | 544.7674 | 0.075135 | 544.7674 | 0.12344 | 501.5603 | 0.00015423 | 539.53 | 0.036903 | 545.2862 | 0.10354 | 500.8242 | 6.3777 | 539.53 | 4.5126 | 544.7674 | 7.8509 | 539.53 | -0.010726 | 544.7674 | 0.87838 | 501.5603 | 0.00050383 | 501.5603 | 0.00046724 | 544.7674 | 0.022324 | 545.2862 | 0.0031764 | 545.2862 | 0.0015912 | 544.7674 | 0.0027261 | 754.9381 | 1.4774 | 544.7674 | 0.007379 | 544.7674 | 0.010007 | 754.2271 | 0.0018258 | 544.7674 | 0.022794 | 757.1132 | 0.00012505 | 754.9381 | 0.032353 | 757.1132 | 0.000124 | 917.1632 | 0.0098279 | 1160.4927 | 0.15549 | 1019.7906 | 0.011569 | 1085.7235 | 0 | 1085.03 | 0 | 544.767 | 0.0067066 | 545.2862 | 2.4031 | 544.7674 | 9.9876 | 544.7674 | 3.6614 | 544.7674 | 12.8923 | 542.1354 | 0.2354
| 298.2565 | 0.0025619 |  |  | 298.2565 | 1.1061 | 298.2565 | 0 | 500.9382 | 0 | 544.9939 | 0.17113 | 539.7521 | 0.02642 | 500.9382 | 0 | 544.9939 | -0.014466 | 544.9939 | 0.020074 | 545.5123 | 0.022158 | 544.9939 | 0.050004 | 544.9939 | 0.013432 | 544.9939 | 0.060893 | 501.6771 | 0.0002741 | 539.75 | -0.028587 | 545.5123 | 0.09398 | 500.9382 | 6.4205 | 539.75 | 4.4927 | 544.9939 | 7.8305 | 539.75 | 0.0036143 | 544.9939 | 0.88711 | 501.6771 | 0.00098861 | 501.6771 | 0.00089531 | 544.9939 | -0.015384 | 545.5123 | -0.0044536 | 545.5123 | -0.0046548 | 544.9939 | 0.0090046 | 755.1028 | 1.4783 | 544.9939 | -0.0086059 | 544.9939 | -0.0090217 | 754.3919 | 0 | 544.9939 | -0.024338 | 757.2788 | 0.0009587 | 755.1028 | 0.034102 | 757.2788 | 0.00013771 | 917.2469 | 0.010511 | 1160.5586 | 0.15589 | 1019.8034 | 0.011601 | 1085.7812 | 0 | 1085.0876 | 0 | 544.994 | 0.0065404 | 545.5123 | 2.4063 | 544.9939 | 10.0049 | 544.9939 | 3.6456 | 544.9939 | 12.9047 | 542.3609 | 0.23534
| 298.3327 | 0.004256 |  |  | 298.3327 | 1.1155 | 298.3327 | 0 | 501.0522 | 0 | 545.2204 | 0.16403 | 539.9788 | 0.04111 | 501.0522 | 0.042127 | 545.2204 | 0.090899 | 545.2204 | 0.034277 | 545.7385 | 0.066683 | 545.2204 | 0.14188 | 545.2204 | 0.068493 | 545.2204 | 0.12764 | 501.7938 | 0.00011987 | 539.98 | -0.011954 | 545.7385 | 0.10058 | 501.0522 | 6.526 | 539.98 | 4.4076 | 545.2204 | 7.8516 | 539.98 | 0.0067623 | 545.2204 | 0.89786 | 501.7938 | 0.00049773 | 501.7938 | 0.00046724 | 545.2204 | 0.017226 | 545.7385 | 0.0028428 | 545.7385 | 0.0012037 | 545.2204 | 0.0057954 | 755.2676 | 1.5155 | 545.2204 | 0.008734 | 545.2204 | -0.00078033 | 754.5567 | 0.0018258 | 545.2204 | 0.015597 | 757.4444 | 4.2779e-05 | 755.2676 | 0.031916 | 757.4444 | 0.00011755 | 917.3307 | 0.01126 | 1160.6246 | 0.1563 | 1019.8162 | 0.011633 | 1085.839 | 0 | 1085.1454 | 0 | 545.22 | 0.0066927 | 545.7385 | 2.4227 | 545.2204 | 10.0589 | 545.2204 | 3.6488 | 545.2204 | 12.9684 | 542.5864 | 0.23516
| 298.4089 | 0.0028263 |  |  | 298.4089 | 1.1119 | 298.4089 | 0 | 501.1663 | 0 | 545.4469 | 0.17247 | 540.2055 | 0.026705 | 501.1663 | 0 | 545.4469 | 0.060025 | 545.4469 | 0.013074 | 545.9647 | 0.029506 | 545.4469 | 0.052652 | 545.4469 | 0.01918 | 545.4469 | 0.066891 | 501.9105 | 0.00025063 | 540.21 | -0.033785 | 545.9647 | 0.0873 | 501.1663 | 6.5815 | 540.21 | 4.431 | 545.4469 | 7.8405 | 540.21 | 0.0039641 | 545.4469 | 0.91592 | 501.9105 | 0.00098403 | 501.9105 | 0.00078619 | 545.4469 | -0.0007349 | 545.9647 | -0.0037571 | 545.9647 | -0.0025223 | 545.4469 | -0.01649 | 755.4323 | 1.5309 | 545.4469 | -0.013936 | 545.4469 | 0.0052265 | 754.7215 | 0 | 545.4469 | -0.010115 | 757.61 | 0.00098612 | 755.4323 | 0.033664 | 757.61 | 0.00013383 | 917.4144 | 0.011074 | 1160.6906 | 0.1567 | 1019.8289 | 0.011665 | 1085.8967 | 0 | 1085.203 | 0 | 545.447 | 0.0065349 | 545.9647 | 2.4182 | 545.4469 | 10.0113 | 545.4469 | 3.6276 | 545.4469 | 12.8893 | 542.812 | 0.23407
| 298.4851 | 0.0041899 |  |  | 298.4851 | 1.1312 | 298.4851 | 0 | 501.2803 | 0.027761 | 545.6734 | 0.1674 | 540.4322 | 0.046434 | 501.2803 | 0.039548 | 545.6734 | 0.16013 | 545.6734 | 0.034851 | 546.191 | 0.042813 | 545.6734 | 0.14697 | 545.6734 | 0.062682 | 545.6734 | 0.12428 | 502.0272 | 0.00013076 | 540.43 | 0.0088362 | 546.191 | 0.096323 | 501.2803 | 6.5865 | 540.43 | 4.2728 | 545.6734 | 7.8655 | 540.43 | 0.002565 | 545.6734 | 0.93256 | 502.0272 | 0.0005065 | 502.0272 | 0.00036572 | 545.6734 | 0.01584 | 546.191 | 0.00058061 | 546.191 | 0.0010526 | 545.6734 | 0.0064472 | 755.597 | 1.5317 | 545.6734 | 0.010768 | 545.6734 | 0.011769 | 754.8863 | 0.0018258 | 545.6734 | 0.0075713 | 757.7756 | 1.7551e-05 | 755.597 | 0.032134 | 757.7756 | 0.00013226 | 917.4981 | 0.01087 | 1160.7566 | 0.15711 | 1019.8416 | 0.011697 | 1085.9546 | 0 | 1085.2607 | 0 | 545.673 | 0.0067813 | 546.191 | 2.423 | 545.6734 | 10.0137 | 545.6734 | 3.6327 | 545.6734 | 12.8957 | 543.0376 | 0.23344
| 298.5613 | 0.0028677 |  |  | 298.5613 | 1.1321 | 298.5613 | 0 | 501.3944 | 0 | 545.9 | 0.17094 | 540.6589 | 0.02631 | 501.3944 | 0 | 545.9 | 0.054253 | 545.9 | 0.015716 | 546.4172 | 0.025189 | 545.9 | 0.053154 | 545.9 | 0.045662 | 545.9 | 0.031684 | 502.144 | 0.00025356 | 540.66 | -0.041062 | 546.4172 | 0.091429 | 501.3944 | 6.5824 | 540.66 | 4.2649 | 545.9 | 7.8244 | 540.66 | -0.018771 | 545.9 | 0.94895 | 502.144 | 0.00096536 | 502.144 | 0.00091089 | 545.9 | -0.0083481 | 546.4172 | -0.0019299 | 546.4172 | -0.0026814 | 545.9 | -0.0055685 | 755.7618 | 1.5301 | 545.9 | -0.015661 | 545.9 | -0.013081 | 755.0511 | 0 | 545.9 | -0.019272 | 757.9412 | 0.00098941 | 755.7618 | 0.033883 | 757.9412 | 0.00014126 | 917.5819 | 0.010726 | 1160.8226 | 0.15751 | 1019.8544 | 0.011729 | 1086.0123 | 0 | 1085.3185 | 0 | 545.9 | 0.0060365 | 546.4172 | 2.4418 | 545.9 | 10.0015 | 545.9 | 3.6031 | 545.9 | 12.8369 | 543.2631 | 0.23178
| 298.6375 | 0.0040908 |  |  | 298.6375 | 1.146 | 298.6375 | 0 | 501.5085 | 0.042814 | 546.1265 | 0.16785 | 540.8856 | 0.036727 | 501.5085 | 0.036969 | 546.1265 | 0.16278 | 546.1265 | 0.032673 | 546.6434 | 0.053422 | 546.1265 | 0.12301 | 546.1265 | 0.054795 | 546.1265 | 0.10665 | 502.2607 | 0.0001228 | 540.89 | 0.021311 | 546.6434 | 0.094115 | 501.5085 | 6.6986 | 540.89 | 4.135 | 546.1265 | 7.8445 | 540.89 | 0.00046636 | 546.1265 | 0.96671 | 502.2607 | 0.00047487 | 502.2607 | 0.00055277 | 546.1265 | 0.0053732 | 546.6434 | -0.0004264 | 546.6434 | -0.00070534 | 546.1265 | 0.013117 | 755.9265 | 1.5586 | 546.1265 | 0.0082962 | 546.1265 | -0.0080439 | 755.2159 | 0.0018258 | 546.1265 | 0.011405 | 758.1069 | 5.7039e-05 | 755.9265 | 0.031916 | 758.1069 | 0.00012812 | 917.6656 | 0.010315 | 1160.8885 | 0.15792 | 1019.8671 | 0.011762 | 1086.0701 | 0 | 1085.3761 | 0 | 546.127 | 0.0065404 | 546.6434 | 2.4526 | 546.1265 | 10.0302 | 546.1265 | 3.6402 | 546.1265 | 12.8593 | 543.4887 | 0.23253
| 298.7136 | 0.0028759 |  |  | 298.7136 | 1.1431 | 298.7137 | 0 | 501.6225 | 0 | 546.3531 | 0.17196 | 541.1123 | 0.024874 | 501.6225 | 0 | 546.3531 | -0.014254 | 546.3531 | 0.018183 | 546.8697 | 0.018034 | 546.3531 | 0.059737 | 546.3531 | 0.050228 | 546.3531 | 0.039279 | 502.3774 | 0.00023889 | 541.11 | -0.00051979 | 546.8697 | 0.082237 | 501.6225 | 6.6295 | 541.11 | 4.1333 | 546.3531 | 7.8583 | 541.11 | 0.005713 | 546.3531 | 0.98299 | 502.3774 | 0.0009726 | 502.3774 | 0.00094967 | 546.3531 | -0.0079095 | 546.8697 | -0.0044617 | 546.8697 | -0.0028765 | 546.3531 | -0.0090133 | 756.0913 | 1.572 | 546.3531 | -0.010816 | 546.3531 | -0.0029792 | 755.3808 | 0 | 546.3531 | -0.016203 | 758.2725 | 0.0010081 | 756.0913 | 0.034757 | 758.2725 | 0.00014557 | 917.7495 | 0.010548 | 1160.9546 | 0.15832 | 1019.8798 | 0.011794 | 1086.1279 | 0 | 1085.4338 | 0 | 546.353 | 0.0067204 | 546.8697 | 2.4646 | 546.3531 | 10.0652 | 546.3531 | 3.6183 | 546.3531 | 12.8738 | 543.7143 | 0.23222
| 298.7899 | 0.004504 |  |  | 298.7899 | 1.1538 | 298.7899 | 0 | 501.7366 | 0.0016977 | 546.5797 | 0.15367 | 541.339 | 0.044733 | 501.7366 | 0.040193 | 546.5797 | 0.083318 | 546.5797 | 0.036074 | 547.0959 | 0.032891 | 546.5797 | 0.12193 | 546.5797 | 0.061021 | 546.5797 | 0.11588 | 502.4942 | 0.00011609 | 541.34 | 0.032746 | 547.0959 | 0.094696 | 501.7366 | 6.8483 | 541.34 | 4.0281 | 546.5797 | 7.8942 | 541.34 | -0.013525 | 546.5797 | 1.0001 | 502.4942 | 0.0005145 | 502.4942 | 0.00040489 | 546.5797 | 0.01519 | 547.0959 | 0.0015038 | 547.0959 | 1.7532e-05 | 546.5797 | -0.0031573 | 756.2561 | 1.598 | 546.5797 | 0.010836 | 546.5797 | 0.0035262 | 755.5456 | 0.0013044 | 546.5797 | 0.013126 | 758.4381 | 5.7039e-05 | 756.2561 | 0.032462 | 758.4381 | 0.00012243 | 917.8333 | 0.011066 | 1161.0206 | 0.15873 | 1019.8926 | 0.011827 | 1086.1857 | 0 | 1085.4916 | 0 | 546.58 | 0.0072797 | 547.0959 | 2.4683 | 546.5797 | 10.1232 | 546.5797 | 3.6534 | 546.5797 | 12.9315 | 543.9399 | 0.23223
| 298.866 | 0.0026363 |  |  | 298.866 | 1.1562 | 298.8661 | 0 | 501.8507 | 0 | 546.8063 | 0.15918 | 541.5658 | 0.03186 | 501.8507 | 0 | 546.8063 | -0.0012519 | 546.8063 | 0.0085894 | 547.3222 | 0.021194 | 546.8063 | 0.04974 | 546.8063 | 0.025205 | 546.8063 | 0.042831 | 502.6109 | 0.00024308 | 541.57 | -0.02339 | 547.3222 | 0.084123 | 501.8507 | 6.9242 | 541.57 | 4.0227 | 546.8063 | 7.83 | 541.57 | -0.010027 | 546.8063 | 1.0194 | 502.6109 | 0.0010568 | 502.6109 | 0.00069666 | 546.8063 | -0.012015 | 547.3222 | -0.0067959 | 547.3222 | -0.0024442 | 546.8063 | -0.013991 | 756.4208 | 1.5956 | 546.8063 | -0.0052822 | 546.8063 | -0.0075094 | 755.7104 | 0 | 546.8063 | -0.0061368 | 758.6037 | 0.0010366 | 756.4208 | 0.034211 | 758.6037 | 0.000134 | 917.9171 | 0.010763 | 1161.0867 | 0.15913 | 1019.9053 | 0.01186 | 1086.2435 | 0 | 1085.5493 | 0 | 546.806 | 0.0073102 | 547.3222 | 2.472 | 546.8063 | 10.131 | 546.8063 | 3.5951 | 546.8063 | 12.8981 | 544.1656 | 0.23239
| 298.9423 | 0.0041899 |  |  | 298.9423 | 1.1729 | 298.9423 | 0 | 501.9647 | 0.015046 | 547.0329 | 0.16743 | 541.7925 | 0.04651 | 501.9647 | 0.021923 | 547.0329 | 0.080131 | 547.0329 | 0.038175 | 547.5485 | 0.039025 | 547.0329 | 0.12632 | 547.0329 | 0.046077 | 547.0329 | 0.10665 | 502.7277 | 0.00012699 | 541.79 | 0.006757 | 547.5485 | 0.087451 | 501.9647 | 7.1179 | 541.79 | 3.8749 | 547.0329 | 7.7974 | 541.79 | -0.009677 | 547.0329 | 1.0368 | 502.7277 | 0.00055185 | 502.7277 | 0.00029177 | 547.0329 | 0.018065 | 547.5485 | 0.00020799 | 547.5485 | 0.0018576 | 547.0329 | 0.0077022 | 756.5856 | 1.6257 | 547.0329 | 0.0027189 | 547.0329 | -0.0041841 | 755.8752 | 0.0013044 | 547.0329 | 0.010129 | 758.7694 | 2.4132e-05 | 756.5856 | 0.031588 | 758.7694 | 0.00013328 | 918.001 | 0.010333 | 1161.1527 | 0.15954 | 1019.9181 | 0.011892 | 1086.3013 | 0 | 1085.6071 | 0 | 547.033 | 0.0079775 | 547.5485 | 2.4723 | 547.0329 | 10.1411 | 547.0329 | 3.6596 | 547.0329 | 12.8927 | 544.3912 | 0.23253
| 299.0185 | 0.0022561 |  |  | 299.0185 | 1.1544 | 299.0185 | 0 | 502.0788 | 0 | 547.2595 | 0.14679 | 542.0193 | 0.028978 | 502.0788 | 0 | 547.2595 | 0.039167 | 547.2595 | 0.017307 | 547.7748 | 0.019691 | 547.2595 | 0.047367 | 547.2595 | 0.03063 | 547.2595 | 0.047727 | 502.8444 | 0.00028877 | 542.02 | 0.011954 | 547.7748 | 0.080432 | 502.0788 | 7.0979 | 542.02 | 3.9819 | 547.2595 | 7.7938 | 542.02 | 0.0064125 | 547.2595 | 1.0507 | 502.8444 | 0.00096993 | 502.8444 | 0.00074343 | 547.2595 | -0.0025501 | 547.7748 | -0.0015304 | 547.7748 | -0.0032515 | 547.2595 | -0.0042823 | 756.7504 | 1.6226 | 547.2595 | -0.0088575 | 547.2595 | -0.0090375 | 756.0401 | 0 | 547.2595 | -0.017723 | 758.935 | 0.00099819 | 756.7504 | 0.033774 | 758.935 | 0.00014943 | 918.0848 | 0.010696 | 1161.2188 | 0.15995 | 1019.9308 | 0.011924 | 1086.3591 | 0 | 1085.6648 | 0 | 547.26 | 0.0076037 | 547.7748 | 2.4704 | 547.2595 | 10.119 | 547.2595 | 3.6087 | 547.2595 | 12.894 | 544.6168 | 0.2326
| 299.0947 | 0.0040081 |  |  | 299.0947 | 1.1685 | 299.0947 | 0 | 502.1929 | 0.022482 | 547.4861 | 0.17448 | 542.2461 | 0.044731 | 502.1929 | 0.054808 | 547.4861 | 0.075118 | 547.4861 | 0.041187 | 548.0011 | 0.03483 | 547.4861 | 0.13414 | 547.4861 | 0.07389 | 547.4861 | 0.11924 | 502.9612 | 0.00016178 | 542.25 | 0.028587 | 548.0011 | 0.088019 | 502.1929 | 7.2179 | 542.25 | 3.7449 | 547.4861 | 7.807 | 542.25 | -0.0065291 | 547.4861 | 1.0788 | 502.9612 | 0.00043028 | 502.9612 | 0.00045165 | 547.4861 | 0.02273 | 548.0011 | 0.0010368 | 548.0011 | 0.0013953 | 547.4861 | -0.0074009 | 756.9152 | 1.6528 | 547.4861 | 0.0055447 | 547.4861 | -0.0097939 | 756.2049 | 0.0013044 | 547.4861 | 0.00085382 | 759.1007 | 4.607e-05 | 756.9152 | 0.032025 | 759.1007 | 0.000148 | 918.1688 | 0.011324 | 1161.2848 | 0.16036 | 1019.9435 | 0.011957 | 1086.4169 | 0 | 1085.7225 | 0 | 547.486 | 0.0073462 | 548.0011 | 2.4834 | 547.4861 | 10.0995 | 547.4861 | 3.6196 | 547.4861 | 12.8561 | 544.8425 | 0.23291
| 299.1709 | 0.0021983 |  |  | 299.1709 | 1.1685 | 299.1709 | 0 | 502.307 | 0 | 547.7128 | 0.16511 | 542.4729 | 0.020015 | 502.307 | 0 | 547.7128 | 0.021325 | 547.7128 | 0.017731 | 548.2274 | 0.0078003 | 547.7128 | 0.045496 | 547.7128 | 0.02062 | 547.7128 | 0.031177 | 503.0779 | 0.00035541 | 542.47 | -0.049377 | 548.2274 | 0.077196 | 502.307 | 7.2445 | 542.47 | 3.7536 | 547.7128 | 7.7775 | 542.47 | 0.017256 | 547.7128 | 1.1016 | 503.0779 | 0.00090324 | 503.0779 | 0.00097285 | 547.7128 | -0.014704 | 548.2274 | -0.0033612 | 548.2274 | -0.0030799 | 547.7128 | -0.00068401 | 757.08 | 1.6922 | 547.7128 | -0.01514 | 547.7128 | -0.0061334 | 756.3698 | 0 | 547.7128 | -0.023753 | 759.2664 | 0.00096747 | 757.08 | 0.034102 | 759.2664 | 0.00015914 | 918.2526 | 0.011184 | 1161.3508 | 0.16077 | 1019.9563 | 0.011989 | 1086.4747 | 0 | 1085.7803 | 0 | 547.713 | 0.0066955 | 548.2274 | 2.4886 | 547.7128 | 10.1211 | 547.7128 | 3.6067 | 547.7128 | 12.8081 | 545.0682 | 0.2331
| 299.2471 | 0.0040329 |  |  | 299.2471 | 1.1802 | 299.2471 | 0 | 502.4211 | 0.024828 | 547.9394 | 0.16478 | 542.6997 | 0.032746 | 502.4211 | 0.038688 | 547.9394 | 0.12499 | 547.9394 | 0.038084 | 548.4538 | 0.049633 | 547.9394 | 0.11375 | 547.9394 | 0.054795 | 547.9394 | 0.094891 | 503.1947 | 0.00019405 | 542.7 | -0.051458 | 548.4538 | 0.085881 | 502.4211 | 7.3338 | 542.7 | 3.639 | 547.9394 | 7.811 | 542.7 | -0.00023318 | 547.9394 | 1.1175 | 503.1947 | 0.00048096 | 503.1947 | 0.0005216 | 547.9394 | 0.022628 | 548.4538 | -2.2533e-05 | 548.4538 | -7.8193e-05 | 547.9394 | 0.00099085 | 757.2448 | 1.7174 | 547.9394 | 0.0034018 | 547.9394 | 0.003929 | 756.5346 | 0.00078262 | 547.9394 | 0.0092449 | 759.432 | 5.8136e-05 | 757.2448 | 0.032899 | 759.432 | 0.00014328 | 918.3365 | 0.011029 | 1161.4169 | 0.16117 | 1019.9691 | 0.01202 | 1086.5326 | 0 | 1085.838 | 0 | 547.939 | 0.0073739 | 548.4538 | 2.4886 | 547.9394 | 10.1546 | 547.9394 | 3.6214 | 547.9394 | 12.8465 | 545.2938 | 0.23388
| 299.3233 | 0.0025288 |  |  | 299.3233 | 1.1711 | 299.3233 | 0 | 502.5351 | 0 | 548.1661 | 0.15193 | 542.9265 | 0.0096773 | 502.5351 | 0 | 548.1661 | -0.0079939 | 548.1661 | 0.01921 | 548.6801 | 0.019973 | 548.1661 | 0.052888 | 548.1661 | 0.02755 | 548.1661 | 0.036537 | 503.3115 | 0.00039396 | 542.93 | -0.070168 | 548.6801 | 0.074298 | 502.5351 | 7.4482 | 542.93 | 3.6068 | 548.1661 | 7.8068 | 542.93 | -0.05025 | 548.1661 | 1.1307 | 503.3115 | 0.00096879 | 503.3115 | 0.0009029 | 548.1661 | -0.025927 | 548.6801 | -0.0072199 | 548.6801 | -0.0029212 | 548.1661 | -0.0014124 | 757.4096 | 1.7044 | 548.1661 | -0.010306 | 548.1661 | 0.0023268 | 756.6995 | 0 | 548.1661 | -0.016185 | 759.5977 | 0.0010168 | 757.4096 | 0.035522 | 759.5977 | 0.00015543 | 918.4205 | 0.011178 | 1161.4829 | 0.16158 | 1019.9818 | 0.012052 | 1086.5904 | 0 | 1085.8957 | 0 | 548.166 | 0.0074791 | 548.6801 | 2.495 | 548.1661 | 10.1522 | 548.1661 | 3.6231 | 548.1661 | 12.8265 | 545.5195 | 0.23301
| 299.3995 | 0.0042312 |  |  | 299.3995 | 1.1754 | 299.3995 | 0 | 502.6492 | 0.015748 | 548.3928 | 0.17421 | 543.1533 | 0.045013 | 502.6492 | 0.012299 | 548.3928 | 0.11541 | 548.3928 | 0.028957 | 548.9065 | 0.042813 | 548.3928 | 0.12723 | 548.3928 | 0.063097 | 548.3928 | 0.10497 | 503.4282 | 0.00019992 | 543.15 | 0.0036384 | 548.9065 | 0.079494 | 502.6492 | 7.4829 | 543.15 | 3.5576 | 548.3928 | 7.7767 | 543.15 | -0.025068 | 548.3928 | 1.1484 | 503.4282 | 0.0004943 | 503.4282 | 0.0003813 | 548.3928 | 0.017448 | 548.9065 | 0.0017604 | 548.9065 | 0.00047432 | 548.3928 | -0.0014166 | 757.5744 | 1.7007 | 548.3928 | 0.0037905 | 548.3928 | 0.0031639 | 756.8643 | 0.0023475 | 548.3928 | 0.017255 | 759.7634 | 9.4334e-05 | 757.5744 | 0.033555 | 759.7634 | 0.00013214 | 918.5045 | 0.010883 | 1161.549 | 0.16199 | 1019.9945 | 0.012083 | 1086.6483 | 0 | 1085.9536 | 0 | 548.393 | 0.0074846 | 548.9065 | 2.502 | 548.3928 | 10.1429 | 548.3928 | 3.6063 | 548.3928 | 12.8571 | 545.7452 | 0.23321
| 299.4758 | 0.0021404 |  |  | 299.4758 | 1.1762 | 299.4758 | 0 | 502.7633 | 0 | 548.6194 | 0.17273 | 543.3802 | 0.031512 | 502.7633 | 0 | 548.6194 | 0.018715 | 548.6195 | 0.021967 | 549.1329 | 0.015366 | 548.6194 | 0.052588 | 548.6195 | 0.022152 | 548.6195 | 0.03767 | 503.545 | 0.00036672 | 543.38 | -0.040022 | 549.1329 | 0.078575 | 502.7633 | 7.6144 | 543.38 | 3.5454 | 548.6194 | 7.7388 | 543.38 | -0.026116 | 548.6195 | 1.1629 | 503.545 | 0.00095278 | 503.545 | 0.00083296 | 548.6195 | -0.0053175 | 549.1329 | -0.0014863 | 549.1329 | -0.0011995 | 548.6195 | -0.012992 | 757.7392 | 1.7468 | 548.6194 | -0.014692 | 548.6194 | 0.0063057 | 757.0292 | 0 | 548.6194 | 0.00068551 | 759.9291 | 0.0012274 | 757.7392 | 0.036069 | 759.9291 | 0.00013514 | 918.5884 | 0.010824 | 1161.6151 | 0.1624 | 1020.0073 | 0.012114 | 1086.7061 | 0 | 1086.0113 | 0 | 548.619 | 0.0073684 | 549.1329 | 2.5018 | 548.6195 | 10.1612 | 548.6195 | 3.6025 | 548.6195 | 12.77 | 545.971 | 0.23359
| 299.552 | 0.0038759 |  |  | 299.552 | 1.1972 | 299.552 | 0 | 502.8774 | 0.0094255 | 548.8462 | 0.16337 | 543.607 | 0.061362 | 502.8774 | 0.030091 | 548.8462 | 0.10166 | 548.8461 | 0.034168 | 549.3592 | 0.051528 | 548.8462 | 0.1223 | 548.8461 | 0.076796 | 548.8461 | 0.11588 | 503.6618 | 0.00016681 | 543.61 | 0.081605 | 549.3592 | 0.076212 | 502.8774 | 7.6271 | 543.61 | 3.3964 | 548.8462 | 7.7385 | 543.61 | 0.026 | 548.8461 | 1.1896 | 503.6618 | 0.00046762 | 503.6618 | 0.00045924 | 548.8461 | 0.017944 | 549.3592 | 0.0019113 | 549.3592 | -0.00075076 | 548.8461 | 0.014491 | 757.904 | 1.7199 | 548.8462 | 0.0049944 | 548.8462 | 0.013484 | 757.1941 | 0.00026087 | 548.8462 | 0.014579 | 760.0948 | 0.00014808 | 757.904 | 0.034211 | 760.0948 | 0.00012514 | 918.6724 | 0.011586 | 1161.6811 | 0.16282 | 1020.02 | 0.012144 | 1086.7639 | 0 | 1086.0691 | 0 | 548.846 | 0.0075954 | 549.3592 | 2.5115 | 548.8461 | 10.2099 | 548.8461 | 3.6123 | 548.8461 | 12.829 | 546.1967 | 0.23322
| 299.6282 | 0.0022809 |  |  | 299.6282 | 1.1793 | 299.6282 | 0 | 502.9915 | 0 | 549.0729 | 0.16391 | 543.8339 | 0.022177 | 502.9915 | 0 | 549.0729 | 0.019035 | 549.0729 | 0.013234 | 549.5856 | 0.011377 | 549.0729 | 0.057974 | 549.0729 | 0.018155 | 549.0729 | 0.03477 | 503.7786 | 0.00033655 | 543.83 | -0.038983 | 549.5856 | 0.070643 | 502.9915 | 7.8131 | 543.83 | 3.3416 | 549.0729 | 7.7143 | 543.83 | 0.0022152 | 549.0729 | 1.1961 | 503.7786 | 0.00091238 | 503.7786 | 0.00086413 | 549.0729 | -0.015561 | 549.5856 | -0.0025088 | 549.5856 | -0.0016712 | 549.0729 | -0.019113 | 758.0688 | 1.8095 | 549.0729 | -0.019275 | 549.0729 | 0.0028296 | 757.359 | 0 | 549.0729 | -0.019258 | 760.2605 | 0.0013141 | 758.0688 | 0.036506 | 760.2605 | 0.00013628 | 918.7563 | 0.01212 | 1161.7473 | 0.16323 | 1020.0327 | 0.012174 | 1086.8218 | 0 | 1086.127 | 0 | 549.073 | 0.0077283 | 549.5856 | 2.5186 | 549.0729 | 10.2617 | 549.0729 | 3.6163 | 549.0729 | 12.8889 | 546.4224 | 0.23457
| 299.7045 | 0.0036528 |  |  | 299.7045 | 1.1898 | 299.7045 | 0 | 503.1057 | 0.0045078 | 549.2996 | 0.16096 | 544.0608 | 0.052527 | 503.1057 | 0.024932 | 549.2996 | 0.12424 | 549.2996 | 0.034876 | 549.8121 | 0.044708 | 549.2996 | 0.12328 | 549.2996 | 0.084683 | 549.2996 | 0.12848 | 503.8954 | 0.00016974 | 544.06 | -0.036903 | 549.8121 | 0.077636 | 503.1057 | 7.8917 | 544.06 | 3.2706 | 549.2996 | 7.7298 | 544.06 | 0.01061 | 549.2996 | 1.2271 | 503.8954 | 0.00045009 | 503.8954 | 0.00041248 | 549.2996 | 0.022625 | 549.8121 | 0.0041335 | 549.8121 | 0.0024543 | 549.2996 | -0.0044581 | 758.2336 | 1.8403 | 549.2996 | 0.00393 | 549.2996 | -0.00011241 | 757.5239 | 0.0013044 | 549.2996 | 0.0065513 | 760.4262 | 0.00026765 | 758.2336 | 0.033336 | 760.4262 | 0.00011871 | 918.8404 | 0.011838 | 1161.8133 | 0.16364 | 1020.0455 | 0.012204 | 1086.8798 | 0 | 1086.1847 | 0 | 549.3 | 0.0074708 | 549.8121 | 2.5358 | 549.2996 | 10.3447 | 549.2996 | 3.6299 | 549.2996 | 12.9537 | 546.6482 | 0.2361
| 299.7807 | 0.0022644 |  |  | 299.7807 | 1.1838 | 299.7807 | 0 | 503.2198 | 0 | 549.5263 | 0.15106 | 544.2877 | 0.026946 | 503.2198 | 0 | 549.5263 | 0.059375 | 549.5263 | 0.011099 | 550.0385 | 0.030688 | 549.5263 | 0.057579 | 549.5263 | 0.025718 | 549.5263 | 0.05602 | 504.0121 | 0.00032104 | 544.29 | -0.076405 | 550.0385 | 0.06902 | 503.2198 | 7.9492 | 544.29 | 3.2625 | 549.5263 | 7.747 | 544.29 | -0.011426 | 549.5263 | 1.2403 | 504.0121 | 0.00097146 | 504.0121 | 0.00080937 | 549.5263 | -0.019359 | 550.0385 | -0.0047148 | 550.0385 | -0.0030466 | 549.5263 | -0.0046862 | 758.3985 | 1.8455 | 549.5263 | -0.020974 | 549.5263 | -0.0031575 | 757.6887 | 0 | 549.5263 | -0.01489 | 760.5919 | 0.0013722 | 758.3985 | 0.035195 | 760.5919 | 0.00013243 | 918.9244 | 0.011568 | 1161.8795 | 0.16405 | 1020.0582 | 0.012233 | 1086.9376 | 0 | 1086.2425 | 0 | 549.526 | 0.0073767 | 550.0385 | 2.545 | 549.5263 | 10.3729 | 549.5263 | 3.6156 | 549.5263 | 12.9937 | 546.8739 | 0.23584
| 299.857 | 0.0040164 |  |  | 299.857 | 1.2033 | 299.857 | 0 | 503.3339 | 0.0038054 | 549.7531 | 0.1598 | 544.5146 | 0.046294 | 503.3339 | 0.024503 | 549.7531 | 0.10251 | 549.7531 | 0.035214 | 550.2649 | 0.045087 | 549.7531 | 0.12374 | 549.7531 | 0.064342 | 549.7531 | 0.10413 | 504.1289 | 0.0001513 | 544.51 | 0.041062 | 550.2649 | 0.072298 | 503.3339 | 7.912 | 544.51 | 3.135 | 549.7531 | 7.7228 | 544.51 | -0.0068788 | 549.7531 | 1.2672 | 504.1289 | 0.00053127 | 504.1289 | 0.00040489 | 549.7531 | 0.021944 | 550.2649 | -0.00024051 | 550.2649 | 0.00016581 | 549.7531 | 0.0083133 | 758.5633 | 1.8552 | 549.7531 | -0.0008 | 549.7531 | 0.0036769 | 757.8536 | 0.00078262 | 549.7531 | 0.013432 | 760.7576 | 0.00029617 | 758.5633 | 0.033227 | 760.7576 | 0.00011571 | 919.0084 | 0.012041 | 1161.9456 | 0.16446 | 1020.071 | 0.012262 | 1086.9955 | 0 | 1086.3003 | 0 | 549.753 | 0.0076093 | 550.2649 | 2.5699 | 549.7531 | 10.4353 | 549.7531 | 3.6491 | 549.7531 | 13.0152 | 547.0997 | 0.23676
| 299.9332 | 0.0020908 |  |  | 299.9332 | 1.1886 | 299.9332 | 0 | 503.448 | 0 | 549.9798 | 0.15869 | 544.7415 | 0.037334 | 503.448 | 0 | 549.9798 | 0.039149 | 549.9799 | 0.017764 | 550.4914 | 0.0074794 | 549.9798 | 0.05239 | 549.9799 | 0.036688 | 549.9799 | 0.03879 | 504.2457 | 0.00035499 | 544.74 | -0.037943 | 550.4914 | 0.067867 | 503.448 | 8.0537 | 544.74 | 3.1165 | 549.9798 | 7.7415 | 544.74 | 0.0011659 | 549.9799 | 1.2931 | 504.2457 | 0.0010294 | 504.2457 | 0.00094967 | 549.9799 | -0.0065438 | 550.4914 | -0.0015166 | 550.4914 | -0.0013085 | 549.9799 | -0.0024768 | 758.7281 | 1.8542 | 549.9798 | -0.0069326 | 549.9798 | 0.0060053 | 758.0185 | 0 | 549.9798 | -0.014575 | 760.9233 | 0.0013284 | 758.7281 | 0.035522 | 760.9233 | 0.00013014 | 919.0925 | 0.012389 | 1162.0117 | 0.16488 | 1020.0837 | 0.012291 | 1087.0533 | 0 | 1086.3582 | 0 | 549.98 | 0.0077089 | 550.4914 | 2.5849 | 549.9799 | 10.4509 | 549.9799 | 3.6317 | 549.9799 | 13.0056 | 547.3255 | 0.23723
| 300.0095 | 0.0039337 |  |  | 300.0095 | 1.1955 | 300.0095 | 0.0015699 | 503.5621 | 0 | 550.2066 | 0.17397 | 544.9684 | 0.048683 | 503.5621 | 0.015653 | 550.2066 | 0.10027 | 550.2066 | 0.03937 | 550.7178 | 0.056832 | 550.2066 | 0.12328 | 550.2066 | 0.069324 | 550.2066 | 0.11588 | 504.3625 | 0.00020369 | 544.97 | 0.0025989 | 550.7178 | 0.069999 | 503.5621 | 8.2164 | 544.97 | 3.0795 | 550.2066 | 7.7774 | 544.97 | 0.012708 | 550.2066 | 1.3301 | 504.3625 | 0.00050383 | 504.3625 | 0.00054478 | 550.2066 | 0.016904 | 550.7178 | 0.0038405 | 550.7178 | 0.0019057 | 550.2066 | 0.0083342 | 758.893 | 1.8838 | 550.2066 | 0.0073865 | 550.2066 | -0.001504 | 758.1834 | 0.0018258 | 550.2066 | 0.029062 | 761.0891 | 0.00035759 | 758.893 | 0.033555 | 761.0891 | 0.00011943 | 919.1766 | 0.012293 | 1162.0779 | 0.16529 | 1020.0964 | 0.012319 | 1087.1112 | 0 | 1086.4159 | 0 | 550.207 | 0.0082434 | 550.7178 | 2.5976 | 550.2066 | 10.4579 | 550.2066 | 3.624 | 550.2066 | 12.9954 | 547.5513 | 0.23718
| 300.0857 | 0.0020495 |  |  | 300.0857 | 1.1872 | 300.0857 | -0.0028209 | 503.6762 | 0 | 550.4334 | 0.163 | 545.1954 | 0.025899 | 503.6762 | 0 | 550.4334 | 0.03256 | 550.4334 | 0.016228 | 550.9443 | 0.0081488 | 550.4334 | 0.054181 | 550.4334 | 0.037939 | 550.4334 | 0.047083 | 504.4793 | 0.00041869 | 545.2 | 0.011954 | 550.9443 | 0.067916 | 503.6762 | 8.3975 | 545.2 | 3.0146 | 550.4334 | 7.7603 | 545.2 | -0.014223 | 550.4334 | 1.3435 | 504.4793 | 0.0010016 | 504.4793 | 0.0010196 | 550.4334 | -0.0050799 | 550.9443 | -0.0026405 | 550.9443 | -0.00199 | 550.4334 | -0.0032069 | 759.0578 | 1.8929 | 550.4334 | -0.017565 | 550.4334 | -0.01308 | 758.3483 | 0 | 550.4334 | -0.0276 | 761.2548 | 0.0015225 | 759.0578 | 0.035304 | 761.2548 | 0.000126 | 919.2606 | 0.012469 | 1162.144 | 0.16571 | 1020.1092 | 0.012346 | 1087.1692 | 0 | 1086.4738 | 0 | 550.433 | 0.0082738 | 550.9443 | 2.6087 | 550.4334 | 10.4473 | 550.4334 | 3.6093 | 550.4334 | 12.9745 | 547.7771 | 0.23757
| 300.162 | 0.0035123 |  |  | 300.162 | 1.2061 | 300.162 | 0.0044674 | 503.7904 | 0.011884 | 550.6602 | 0.17097 | 545.4223 | 0.056631 | 503.7904 | 0.027297 | 550.6602 | 0.15847 | 550.6602 | 0.039438 | 551.1708 | 0.04054 | 550.6602 | 0.13059 | 550.6602 | 0.061021 | 550.6602 | 0.10749 | 504.5962 | 0.00021542 | 545.42 | -0.053536 | 551.1708 | 0.070354 | 503.7904 | 8.5271 | 545.42 | 2.882 | 550.6602 | 7.7922 | 545.42 | -0.0044305 | 550.6602 | 1.3696 | 504.5962 | 0.00050307 | 504.5962 | 0.00047483 | 550.6602 | 0.012791 | 551.1708 | 0.0040388 | 551.1708 | 0.00070384 | 550.6602 | 0.0072224 | 759.2227 | 1.9264 | 550.6602 | 0.0046774 | 550.6602 | -0.0025717 | 758.5132 | 0.0013044 | 550.6602 | 0.030668 | 761.4205 | 0.00040586 | 759.2227 | 0.033774 | 761.4205 | 0.00011414 | 919.3447 | 0.012658 | 1162.2102 | 0.16613 | 1020.1219 | 0.012374 | 1087.227 | 0 | 1086.5316 | 0 | 550.66 | 0.0084344 | 551.1708 | 2.6229 | 550.6602 | 10.4745 | 550.6602 | 3.6384 | 550.6602 | 12.9592 | 548.0029 | 0.23842
| 300.2382 | 0.0020495 |  |  | 300.2382 | 1.1931 | 300.2382 | -0.0034326 | 503.9045 | 0 | 550.887 | 0.11859 | 545.6493 | 0.021462 | 503.9045 | 0 | 550.887 | 0.029785 | 550.887 | 0.015436 | 551.3973 | 0.018653 | 550.887 | 0.049343 | 550.887 | 0.0371 | 550.887 | 0.014476 | 504.713 | 0.00041576 | 545.65 | -0.026508 | 551.3973 | 0.064167 | 503.9045 | 8.5155 | 545.65 | 2.9094 | 550.887 | 7.7831 | 545.65 | -0.011076 | 550.887 | 1.3653 | 504.713 | 0.00097679 | 504.713 | 0.00087972 | 550.887 | -0.012434 | 551.3973 | -0.0010367 | 551.3973 | 0.00086795 | 550.887 | -0.0077882 | 759.3875 | 1.9457 | 550.887 | -0.0152 | 550.887 | 0.0025701 | 758.6782 | 0 | 550.887 | -0.014486 | 761.5863 | 0.0015028 | 759.3875 | 0.036397 | 761.5863 | 0.00011914 | 919.4288 | 0.013173 | 1162.2764 | 0.16654 | 1020.1347 | 0.0124 | 1087.2849 | 0 | 1086.5895 | 0 | 550.887 | 0.0083209 | 551.3973 | 2.6094 | 550.887 | 10.4904 | 550.887 | 3.6357 | 550.887 | 12.9341 | 548.2287 | 0.23755
| 300.3145 | 0.0034544 |  |  | 300.3145 | 1.1949 | 300.3145 | 0.002547 | 504.0186 | 0.012236 | 551.1139 | 0.15652 | 545.8762 | 0.041938 | 504.0186 | 0.030091 | 551.1139 | 0.069563 | 551.1138 | 0.033802 | 551.6238 | 0.049633 | 551.1139 | 0.1241 | 551.1138 | 0.060191 | 551.1138 | 0.1352 | 504.8298 | 0.00020075 | 545.88 | 0.078486 | 551.6238 | 0.070597 | 504.0186 | 8.6464 | 545.88 | 2.7789 | 551.1139 | 7.772 | 545.88 | -0.0040807 | 551.1138 | 1.4141 | 504.8298 | 0.00047715 | 504.8298 | 0.00041248 | 551.1138 | 0.023876 | 551.6238 | 0.0023018 | 551.6238 | 0.00022944 | 551.1138 | 0.011654 | 759.5524 | 1.9817 | 551.1139 | 0.0054944 | 551.1139 | 0.0077846 | 758.8431 | 0.0018258 | 551.1139 | 0.019311 | 761.752 | 0.00055504 | 759.5524 | 0.034976 | 761.752 | 0.00010443 | 919.513 | 0.01386 | 1162.3425 | 0.16696 | 1020.1475 | 0.012427 | 1087.3429 | 0 | 1086.6473 | 0 | 551.114 | 0.0083846 | 551.6238 | 2.6255 | 551.1138 | 10.5271 | 551.1138 | 3.6291 | 551.1138 | 13.0182 | 548.4546 | 0.23735
| 300.3908 | 0.0019255 |  |  | 300.3908 | 1.1973 | 300.3908 | -0.0016338 | 504.1328 | 0 | 551.3407 | 0.14808 | 546.1032 | 0.022528 | 504.1328 | 0 | 551.3407 | 0.036622 | 551.3407 | 0.020614 | 551.8503 | 0.016407 | 551.3407 | 0.044962 | 551.3407 | 0.033262 | 551.3407 | 0.026088 | 504.9466 | 0.00037594 | 546.1 | -0.016113 | 551.8503 | 0.058877 | 504.1328 | 8.7864 | 546.1 | 2.7624 | 551.3407 | 7.7451 | 546.1 | -0.010726 | 551.3407 | 1.4271 | 504.9466 | 0.00095926 | 504.9466 | 0.00093408 | 551.3407 | -0.010495 | 551.8503 | -0.0043097 | 551.8503 | -0.0031721 | 551.3407 | 0.0018756 | 759.7172 | 1.9811 | 551.3407 | -0.017774 | 551.3407 | -0.0084066 | 759.008 | 0 | 551.3407 | -0.018001 | 761.9178 | 0.0016037 | 759.7172 | 0.037053 | 761.9178 | 0.00011886 | 919.5971 | 0.013723 | 1162.4087 | 0.16737 | 1020.1602 | 0.012452 | 1087.4008 | 0 | 1086.7051 | 0 | 551.341 | 0.0081437 | 551.8503 | 2.632 | 551.3407 | 10.4948 | 551.3407 | 3.6001 | 551.3407 | 12.897 | 548.6804 | 0.23682
| 300.467 | 0.00338 |  |  | 300.467 | 1.2144 | 300.467 | 0.0061283 | 504.2469 | 0.028738 | 551.5675 | 0.16529 | 546.3302 | 0.048951 | 504.2469 | 0.035679 | 551.5675 | 0.074074 | 551.5675 | 0.033203 | 552.0768 | 0.053043 | 551.5675 | 0.11868 | 551.5675 | 0.025605 | 551.5675 | 0.10749 | 505.0634 | 0.00017561 | 546.33 | 0.02339 | 552.0768 | 0.06603 | 504.2469 | 8.8335 | 546.33 | 2.6811 | 551.5675 | 7.7454 | 546.33 | -0.00058295 | 551.5675 | 1.4509 | 505.0634 | 0.00048821 | 505.0634 | 0.00052919 | 551.5675 | 0.0257 | 552.0768 | 0.0019146 | 552.0768 | 0.0016926 | 551.5675 | 0.006599 | 759.8821 | 2.0201 | 551.5675 | 0.0076428 | 551.5675 | -0.0081801 | 759.1729 | 0.00078262 | 551.5675 | 0.020112 | 762.0835 | 0.00050568 | 759.8821 | 0.034867 | 762.0835 | 0.00012671 | 919.6813 | 0.01305 | 1162.4749 | 0.16779 | 1020.1729 | 0.012478 | 1087.4587 | 0 | 1086.7629 | 0 | 551.568 | 0.0084649 | 552.0768 | 2.6382 | 551.5675 | 10.5125 | 551.5675 | 3.6419 | 551.5675 | 12.92 | 548.9063 | 0.23706
| 300.5433 | 0.0019338 |  |  | 300.5433 | 1.207 | 300.5433 | -0.0034192 | 504.361 | 0 | 551.7944 | 0.16082 | 546.5572 | 0.021157 | 504.361 | 0 | 551.7944 | -0.026146 | 551.7944 | 0.018328 | 552.3034 | 0.020224 | 551.7944 | 0.060353 | 551.7944 | 0.013113 | 551.7944 | 0.017697 | 505.1803 | 0.00042917 | 546.56 | 0.0098758 | 552.3034 | 0.057687 | 504.361 | 8.938 | 546.56 | 2.5884 | 551.7944 | 7.7341 | 546.56 | -0.012125 | 551.7944 | 1.4715 | 505.1803 | 0.00097603 | 505.1803 | 0.00099643 | 551.7944 | -0.016977 | 552.3034 | -0.0034414 | 552.3034 | -0.0014812 | 551.7944 | -0.010311 | 760.047 | 2.0324 | 551.7944 | -0.013513 | 551.7944 | -0.01412 | 759.3379 | 0 | 551.7944 | -0.015926 | 762.2493 | 0.0017638 | 760.047 | 0.036834 | 762.2493 | 0.00014371 | 919.7654 | 0.012508 | 1162.541 | 0.16821 | 1020.1857 | 0.012503 | 1087.5166 | 0 | 1086.8208 | 0 | 551.794 | 0.0085867 | 552.3034 | 2.6439 | 551.7944 | 10.5254 | 551.7944 | 3.6 | 551.7944 | 12.9477 | 549.1322 | 0.23678
| 300.6196 | 0.0033635 |  |  | 300.6196 | 1.2127 | 300.6196 | 0.0060473 | 504.4752 | 0.033039 | 552.0213 | 0.16834 | 546.7843 | 0.047078 | 504.4752 | 0.019753 | 552.0213 | 0.097915 | 552.0213 | 0.034568 | 552.5299 | 0.051149 | 552.0213 | 0.12431 | 552.0213 | 0.052304 | 552.0213 | 0.11504 | 505.2971 | 0.00025356 | 546.78 | 0.035864 | 552.5299 | 0.062929 | 504.4752 | 9.1832 | 546.78 | 2.527 | 552.0213 | 7.7383 | 546.78 | 0.025301 | 552.0213 | 1.5061 | 505.2971 | 0.00049507 | 505.2971 | 0.00048243 | 552.0213 | 0.017995 | 552.5299 | 0.0022673 | 552.5299 | 0.00064588 | 552.0213 | -0.0002382 | 760.2118 | 2.0356 | 552.0213 | 0.0067526 | 552.0213 | -0.0061438 | 759.5028 | 0.0018258 | 552.0213 | 0.011855 | 762.4151 | 0.00074151 | 760.2118 | 0.035195 | 762.4151 | 0.00013517 | 919.8497 | 0.011878 | 1162.6073 | 0.16864 | 1020.1984 | 0.012528 | 1087.5746 | 0 | 1086.8787 | 0 | 552.021 | 0.0087418 | 552.5299 | 2.6504 | 552.0213 | 10.5494 | 552.0213 | 3.6452 | 552.0213 | 12.953 | 549.3581 | 0.23802
| 300.6959 | 0.0019834 |  |  | 300.6959 | 1.2098 | 300.6959 | -0.0041335 | 504.5894 | 0 | 552.2482 | 0.15244 | 547.0113 | 0.021729 | 504.5894 | 0 | 552.2482 | 0.028065 | 552.2482 | 0.012352 | 552.7565 | 0.0064583 | 552.2482 | 0.041904 | 552.2482 | 0.016462 | 552.2482 | 0.040014 | 505.4139 | 0.00049581 | 547.01 | -0.058736 | 552.7565 | 0.054902 | 504.5894 | 9.152 | 547.01 | 2.49 | 552.2482 | 7.7546 | 547.01 | 0.017955 | 552.2482 | 1.5235 | 505.4139 | 0.0010301 | 505.4139 | 0.00088731 | 552.2482 | -0.0075487 | 552.7565 | -0.0050352 | 552.7565 | -0.0031544 | 552.2482 | -0.013242 | 760.3767 | 2.036 | 552.2482 | -0.011415 | 552.2482 | -0.002303 | 759.6677 | 0 | 552.2482 | 0.0011619 | 762.5809 | 0.0019997 | 760.3767 | 0.037053 | 762.5809 | 0.00016003 | 919.9338 | 0.01152 | 1162.6735 | 0.16906 | 1020.2112 | 0.012552 | 1087.6326 | 0 | 1086.9367 | 0 | 552.248 | 0.0087861 | 552.7565 | 2.656 | 552.2482 | 10.5526 | 552.2482 | 3.6075 | 552.2482 | 12.9664 | 549.584 | 0.23841
| 300.7722 | 0.0033139 |  |  | 300.7722 | 1.2125 | 300.7722 | 0.0029056 | 504.7035 | 0.016451 | 552.4751 | 0.16702 | 547.2384 | 0.049031 | 504.7035 | 0.026437 | 552.4751 | 0.082519 | 552.4751 | 0.038653 | 552.9831 | 0.036734 | 552.4751 | 0.11584 | 552.4751 | 0.032037 | 552.4751 | 0.10245 | 505.5308 | 0.00024225 | 547.24 | 0.074327 | 552.9831 | 0.063105 | 504.7035 | 9.1956 | 547.24 | 2.3889 | 552.4751 | 7.7949 | 547.24 | 0.030897 | 552.4751 | 1.5527 | 505.5308 | 0.00054385 | 505.5308 | 0.00041248 | 552.4751 | 0.011984 | 552.9831 | 0.0030357 | 552.9831 | 0.00084138 | 552.4751 | 0.004229 | 760.5416 | 2.0815 | 552.4751 | 0.0041436 | 552.4751 | 0.01054 | 759.8327 | 0.0013044 | 552.4751 | 0.010309 | 762.7467 | 0.00092799 | 760.5416 | 0.03432 | 762.7467 | 0.00014446 | 920.018 | 0.012114 | 1162.7396 | 0.16948 | 1020.2239 | 0.012576 | 1087.6906 | 0 | 1086.9945 | 0 | 552.475 | 0.0091045 | 552.9831 | 2.6735 | 552.4751 | 10.5808 | 552.4751 | 3.6142 | 552.4751 | 12.9441 | 549.8099 | 0.23985
| 300.8484 | 0.0019421 |  |  | 300.8484 | 1.2013 | 300.8484 | -0.0054292 | 504.8177 | 0 | 552.702 | 0.15654 | 547.4654 | 0.035224 | 504.8177 | 0 | 552.702 | 0.031193 | 552.702 | 0.019507 | 553.2097 | 0.014865 | 552.702 | 0.046232 | 552.702 | 0.044002 | 552.702 | 0.0184 | 505.6476 | 0.00049287 | 547.47 | 0.017152 | 553.2096 | 0.057039 | 504.8177 | 9.1589 | 547.47 | 2.3938 | 552.702 | 7.7771 | 547.47 | 0.0095605 | 552.702 | 1.5803 | 505.6476 | 0.00098861 | 505.6476 | 0.00085614 | 552.702 | -0.012834 | 553.2096 | -0.0029872 | 553.2096 | -0.003529 | 552.702 | -0.0089203 | 760.7065 | 2.089 | 552.702 | -0.0087715 | 552.702 | -0.0044863 | 759.9976 | 0 | 552.702 | -0.02351 | 762.9125 | 0.0020161 | 760.7065 | 0.036725 | 762.9125 | 0.00014446 | 920.1022 | 0.012832 | 1162.8059 | 0.16991 | 1020.2367 | 0.012599 | 1087.7484 | 0 | 1087.0524 | 0 | 552.702 | 0.0090187 | 553.2097 | 2.6756 | 552.702 | 10.5759 | 552.702 | 3.6139 | 552.702 | 12.9181 | 550.0358 | 0.23927
| 300.9247 | 0.0029338 |  |  | 300.9247 | 1.2013 | 300.9247 | 0.005342 | 504.9318 | 0.010831 | 552.9289 | 0.16057 | 547.6925 | 0.045797 | 504.9318 | 0.023858 | 552.9289 | 0.10892 | 552.9289 | 0.034498 | 553.4362 | 0.049254 | 552.9289 | 0.11266 | 552.9289 | 0.066833 | 552.9289 | 0.11001 | 505.7644 | 0.00025063 | 547.69 | -0.0015593 | 553.4362 | 0.058039 | 504.9318 | 9.2264 | 547.69 | 2.219 | 552.9289 | 7.7989 | 547.69 | -0.012125 | 552.9289 | 1.6162 | 505.7644 | 0.0004581 | 505.7644 | 0.00045924 | 552.9289 | 0.018759 | 553.4362 | 0.0011525 | 553.4362 | 0.00023485 | 552.9289 | 0.01133 | 760.8714 | 2.1442 | 552.9289 | 0.012953 | 552.9289 | 0.0033549 | 760.1626 | 0.0013044 | 552.9289 | 0.010926 | 763.0783 | 0.00086217 | 760.8714 | 0.035085 | 763.0783 | 0.00012589 | 920.1865 | 0.012809 | 1162.8721 | 0.17034 | 1020.2494 | 0.012622 | 1087.8064 | 0 | 1087.1102 | 0 | 552.929 | 0.0096085 | 553.4362 | 2.6822 | 552.9289 | 10.6501 | 552.9289 | 3.6368 | 552.9289 | 12.9701 | 550.2617 | 0.24015
| 301.001 | 0.0018264 |  |  | 301.001 | 1.1884 | 301.001 | 0.00026058 | 505.046 | 0 | 553.1558 | 0.14244 | 547.9196 | 0.02739 | 505.046 | 0 | 553.1558 | 0.051887 | 553.1558 | 0.012322 | 553.6629 | 0.02683 | 553.1558 | 0.043649 | 553.1558 | 0.041246 | 553.1558 | 0.026966 | 505.8813 | 0.00049791 | 547.92 | 0.0036384 | 553.6629 | 0.052432 | 505.046 | 9.3541 | 547.92 | 2.2176 | 553.1558 | 7.7949 | 547.92 | 0.01096 | 553.1558 | 1.6268 | 505.8813 | 0.00093678 | 505.8813 | 0.00093408 | 553.1558 | -0.011834 | 553.6629 | -0.0040495 | 553.6629 | -0.0018526 | 553.1558 | -0.0071963 | 761.0363 | 2.1562 | 553.1558 | -0.012589 | 553.1558 | -0.0064181 | 760.3276 | 0 | 553.1558 | -0.011132 | 763.2441 | 0.001981 | 761.0363 | 0.037271 | 763.2441 | 0.00014743 | 920.2708 | 0.013053 | 1162.9383 | 0.17077 | 1020.2621 | 0.012645 | 1087.8644 | 0 | 1087.1682 | 0 | 553.156 | 0.01001 | 553.6629 | 2.6835 | 553.1558 | 10.624 | 553.1558 | 3.5462 | 553.1558 | 12.9206 | 550.4877 | 0.23937
| 301.0773 | 0.0031817 |  |  | 301.0773 | 1.2057 | 301.0773 | 0.0037933 | 505.1602 | 0.029129 | 553.3828 | 0.16279 | 548.1467 | 0.049733 | 505.1602 | 0.024932 | 553.3828 | 0.12326 | 553.3828 | 0.041304 | 553.8895 | 0.059863 | 553.3828 | 0.12201 | 553.3828 | 0.063512 | 553.3828 | 0.091532 | 505.9981 | 0.00024769 | 548.15 | -0.010915 | 553.8895 | 0.059345 | 505.1602 | 9.4192 | 548.15 | 2.1435 | 553.3828 | 7.7989 | 548.15 | 0.01026 | 553.3828 | 1.671 | 505.9981 | 0.00049164 | 505.9981 | 0.00048243 | 553.3828 | 0.016412 | 553.8895 | 0.00063036 | 553.8895 | 0.00089373 | 553.3828 | 0.0094289 | 761.2012 | 2.167 | 553.3828 | 0.0074842 | 553.3828 | 0.015893 | 760.4925 | 0.0013044 | 553.3828 | 0.022778 | 763.4099 | 0.00087753 | 761.2012 | 0.034976 | 763.4099 | 0.00012414 | 920.355 | 0.013341 | 1163.0045 | 0.17119 | 1020.2749 | 0.012667 | 1087.9224 | 0 | 1087.2261 | 0 | 553.383 | 0.0094866 | 553.8895 | 2.6941 | 553.3828 | 10.68 | 553.3828 | 3.6383 | 553.3828 | 12.9458 | 550.7137 | 0.24041
| 301.1536 | 0.0019999 |  |  | 301.1536 | 1.2031 | 301.1536 | -0.0037115 | 505.2743 | 0 | 553.6097 | 0.13866 | 548.3738 | 0.030454 | 505.2743 | 0 | 553.6097 | 0.067237 | 553.6097 | 0.015225 | 554.1161 | 0.012479 | 553.6097 | 0.049657 | 553.6097 | 0.020317 | 553.6097 | 0.035505 | 506.115 | 0.00047234 | 548.37 | -0.02235 | 554.1161 | 0.050061 | 505.2743 | 9.4395 | 548.37 | 2.0983 | 553.6097 | 7.8428 | 548.37 | -0.0065291 | 553.6097 | 1.6853 | 506.115 | 0.00094059 | 506.115 | 0.0007746 | 553.6097 | -0.027808 | 554.1161 | -0.00362 | 554.1161 | -0.0026871 | 553.6097 | 0.0036556 | 761.3661 | 2.1869 | 553.6097 | -0.012544 | 553.6097 | -0.0063387 | 760.6575 | 0 | 553.6097 | -0.0098279 | 763.5757 | 0.0020589 | 761.3661 | 0.036834 | 763.5757 | 0.00012571 | 920.4393 | 0.013204 | 1163.0708 | 0.17162 | 1020.2877 | 0.012689 | 1087.9804 | 0 | 1087.2839 | 0 | 553.61 | 0.0095753 | 554.1161 | 2.6982 | 553.6097 | 10.7326 | 553.6097 | 3.6072 | 553.6097 | 12.9846 | 550.9396 | 0.23883
| 301.2299 | 0.0030164 |  |  | 301.2299 | 1.205 | 301.2299 | 0.0049003 | 505.3885 | 0.019261 | 553.8367 | 0.15922 | 548.6009 | 0.039808 | 505.3885 | 0.020498 | 553.8367 | 0.12984 | 553.8367 | 0.035317 | 554.3428 | 0.042056 | 553.8367 | 0.11935 | 553.8367 | 0.059361 | 553.8367 | 0.11169 | 506.2319 | 0.00022464 | 548.6 | -0.0077966 | 554.3428 | 0.054077 | 505.3885 | 9.5408 | 548.6 | 2.0029 | 553.8367 | 7.8248 | 548.6 | -0.023318 | 553.8367 | 1.719 | 506.2319 | 0.0004581 | 506.2319 | 0.00029977 | 553.8367 | 0.024556 | 554.3428 | -0.00019082 | 554.3428 | -0.00086192 | 553.8367 | 0.013867 | 761.531 | 2.1848 | 553.8367 | 0.0041066 | 553.8367 | -0.0062018 | 760.8225 | 0.0013044 | 553.8367 | 0.010557 | 763.7415 | 0.00091702 | 761.531 | 0.034757 | 763.7415 | 0.00010704 | 920.5237 | 0.013369 | 1163.1371 | 0.17205 | 1020.3004 | 0.012711 | 1088.0383 | 0 | 1087.3419 | 0 | 553.837 | 0.0096749 | 554.3428 | 2.7247 | 553.8367 | 10.7688 | 553.8367 | 3.6429 | 553.8367 | 12.9965 | 551.1656 | 0.23988
| 301.3062 | 0.0016611 |  |  | 301.3062 | 1.2003 | 301.3062 | -0.0035108 | 505.5027 | 0 | 554.0637 | 0.14004 | 548.828 | 0.028006 | 505.5027 | 0 | 554.0637 | 0.020167 | 554.0637 | 0.019806 | 554.5694 | 0.023061 | 554.0637 | 0.037374 | 554.0637 | 0.031307 | 554.0637 | 0.019823 | 506.3487 | 0.00044803 | 548.83 | -0.018192 | 554.5694 | 0.048079 | 505.5027 | 9.468 | 548.83 | 2.0143 | 554.0637 | 7.7957 | 548.83 | -0.014574 | 554.0637 | 1.7333 | 506.3487 | 0.00095545 | 506.3487 | 0.00079778 | 554.0637 | -0.0086508 | 554.5694 | -0.0051783 | 554.5694 | -0.0028598 | 554.0637 | 0.0032422 | 761.6959 | 2.2334 | 554.0637 | -0.020191 | 554.0637 | -0.011649 | 760.9874 | 0 | 554.0637 | -0.0142 | 763.9074 | 0.002049 | 761.6959 | 0.036288 | 763.9074 | 0.00011347 | 920.608 | 0.01339 | 1163.2034 | 0.17249 | 1020.3132 | 0.012733 | 1088.0963 | 0 | 1087.3998 | 0 | 554.064 | 0.0098355 | 554.5694 | 2.7247 | 554.0637 | 10.765 | 554.0637 | 3.6153 | 554.0637 | 12.9485 | 551.3916 | 0.23951
| 301.3825 | 0.0032974 |  |  | 301.3825 | 1.2119 | 301.3826 | 0.0066548 | 505.6169 | 0.0097769 | 554.2907 | 0.15094 | 549.0552 | 0.040074 | 505.6169 | 0.0331 | 554.2907 | 0.10893 | 554.2907 | 0.025934 | 554.7961 | 0.044329 | 554.2907 | 0.1124 | 554.2907 | 0.086343 | 554.2907 | 0.12092 | 506.4656 | 0.00022339 | 549.06 | -0.051458 | 554.7961 | 0.051925 | 505.6169 | 9.4928 | 549.06 | 1.8793 | 554.2907 | 7.7758 | 549.06 | -0.0072287 | 554.2907 | 1.7661 | 506.4656 | 0.0004985 | 506.4656 | 0.00049801 | 554.2907 | 0.015573 | 554.7961 | 0.00029186 | 554.7961 | -0.001445 | 554.2907 | 0.011188 | 761.8609 | 2.25 | 554.2907 | 0.0050224 | 554.2907 | 0.010867 | 761.1524 | 0.0018258 | 554.2907 | 0.0067796 | 764.0732 | 0.00098503 | 761.8609 | 0.033446 | 764.0732 | 0.0001039 | 920.6923 | 0.013025 | 1163.2696 | 0.17292 | 1020.3259 | 0.012754 | 1088.1544 | 0 | 1087.4578 | 0 | 554.291 | 0.0097857 | 554.7961 | 2.7341 | 554.2907 | 10.8171 | 554.2907 | 3.6201 | 554.2907 | 13.0191 | 551.6176 | 0.24084
| 301.4589 | 0.0016776 |  |  | 301.4589 | 1.2042 | 301.4589 | -0.00047561 | 505.7311 | 0 | 554.5177 | 0.14817 | 549.2823 | 0.0041703 | 505.7311 | 0 | 554.5177 | -0.040271 | 554.5177 | 0.020975 | 555.0228 | 0.014021 | 554.5177 | 0.045465 | 554.5177 | 0.020905 | 554.5177 | 0.055852 | 506.5825 | 0.0004694 | 549.28 | -0.032746 | 555.0228 | 0.047867 | 505.7311 | 9.5036 | 549.28 | 1.8972 | 554.5177 | 7.8119 | 549.28 | -0.0065291 | 554.5177 | 1.7904 | 506.5825 | 0.0010088 | 506.5825 | 0.0010196 | 554.5177 | -0.0017174 | 555.0228 | -0.0055361 | 555.0228 | -0.0025554 | 554.5177 | -0.0055728 | 762.0258 | 2.2928 | 554.5177 | -0.012257 | 554.5177 | -0.002971 | 761.3174 | 0 | 554.5177 | -0.017537 | 764.2391 | 0.0019657 | 762.0258 | 0.036506 | 764.2391 | 0.00012533 | 920.7767 | 0.01338 | 1163.3359 | 0.17335 | 1020.3387 | 0.012775 | 1088.2124 | 0 | 1087.5156 | 0 | 554.518 | 0.009902 | 555.0228 | 2.7539 | 554.5177 | 10.8397 | 554.5177 | 3.5906 | 554.5177 | 13.0613 | 551.8436 | 0.24069
| 301.5352 | 0.0031238 |  |  | 301.5352 | 1.2012 | 301.5352 | 0.0053757 | 505.8453 | 0 | 554.7447 | 0.14091 | 549.5095 | 0.055147 | 505.8453 | 0.029446 | 554.7447 | 0.12193 | 554.7447 | 0.034529 | 555.2495 | 0.057969 | 554.7447 | 0.11688 | 554.7447 | 0.068908 | 554.7447 | 0.081541 | 506.6993 | 0.00024602 | 549.51 | 0.042101 | 555.2495 | 0.058351 | 505.8453 | 9.5562 | 549.51 | 1.8221 | 554.7447 | 7.8269 | 549.51 | 0.0074619 | 554.7447 | 1.8162 | 506.6993 | 0.00051184 | 506.6993 | 0.0005216 | 554.7447 | 0.019615 | 555.2495 | 0.0014307 | 555.2495 | 0.0011166 | 554.7447 | 0.010684 | 762.1907 | 2.3134 | 554.7447 | 0.0090202 | 554.7447 | 0.0069585 | 761.4824 | 0.0018258 | 554.7447 | 0.0075106 | 764.4049 | 0.00080952 | 762.1907 | 0.034867 | 764.4049 | 0.00013776 | 920.8611 | 0.013866 | 1163.4022 | 0.17379 | 1020.3514 | 0.012796 | 1088.2704 | 0 | 1087.5736 | 0 | 554.745 | 0.010312 | 555.2495 | 2.7604 | 554.7447 | 10.9436 | 554.7447 | 3.6133 | 554.7447 | 13.0956 | 552.0696 | 0.24192
| 301.6115 | 0.0017107 |  |  | 301.6115 | 1.1894 | 301.6115 | -0.0052499 | 505.9595 | 0 | 554.9718 | 0.1439 | 549.7367 | 0.020473 | 505.9595 | 0 | 554.9718 | 0.0091762 | 554.9718 | 0.01639 | 555.4762 | -0.00083485 | 554.9718 | 0.040625 | 554.9718 | 0.044417 | 554.9718 | 0.060466 | 506.8162 | 0.00049162 | 549.74 | -0.050418 | 555.4762 | 0.04677 | 505.9595 | 9.5695 | 549.74 | 1.81 | 554.9718 | 7.8074 | 549.74 | 0.014107 | 554.9718 | 1.8458 | 506.8162 | 0.0010221 | 506.8162 | 0.00094967 | 554.9718 | -0.010746 | 555.4762 | -0.0039818 | 555.4762 | -0.0024063 | 554.9718 | -0.016615 | 762.3557 | 2.3024 | 554.9718 | -0.012333 | 554.9718 | -0.0089694 | 761.6474 | 0 | 554.9718 | -0.018529 | 764.5708 | 0.0021565 | 762.3557 | 0.038692 | 764.5708 | 0.00016971 | 920.9455 | 0.013544 | 1163.4685 | 0.17423 | 1020.3641 | 0.012816 | 1088.3284 | 0 | 1087.6316 | 0 | 554.972 | 0.010456 | 555.4762 | 2.7747 | 554.9718 | 10.9594 | 554.9718 | 3.6031 | 554.9718 | 13.1179 | 552.2957 | 0.2408
| 301.6878 | 0.002347 |  |  | 301.6878 | 1.1991 | 301.6878 | 0.0029859 | 506.0736 | 0.021309 | 555.1988 | 0.14814 | 549.9639 | 0.036791 | 506.0736 | 0.036109 | 555.1988 | 0.09773 | 555.1988 | 0.037032 | 555.7029 | 0.045466 | 555.1988 | 0.11523 | 555.1988 | 0.034917 | 555.1988 | 0.089852 | 506.9331 | 0.00024518 | 549.96 | -0.063932 | 555.7029 | 0.051797 | 506.0736 | 9.4918 | 549.96 | 1.6852 | 555.1988 | 7.8107 | 549.96 | 0.00081613 | 555.1988 | 1.871 | 506.9331 | 0.00051488 | 506.9331 | 0.00045924 | 555.1988 | 0.0049105 | 555.7029 | 0.0004137 | 555.7029 | -0.0013839 | 555.1988 | 0.0015351 | 762.5206 | 2.342 | 555.1988 | 0.0047213 | 555.1988 | -0.003618 | 761.8124 | 0.0018258 | 555.1988 | 0.0047196 | 764.7366 | 0.0010892 | 762.5206 | 0.036288 | 764.7366 | 0.00017514 | 921.0298 | 0.013258 | 1163.5348 | 0.17467 | 1020.3769 | 0.012837 | 1088.3865 | 0 | 1087.6896 | 0 | 555.199 | 0.010475 | 555.7029 | 2.7882 | 555.1988 | 11.006 | 555.1988 | 3.6279 | 555.1988 | 13.1646 | 552.5217 | 0.24168
| 301.7642 | 0.0021569 |  |  | 301.7642 | 1.1879 | 301.7642 | -0.0042179 | 506.1879 | 0 | 555.4259 | 0.13256 | 550.1911 | 0.022326 | 506.1879 | 0 | 555.4259 | -0.027482 | 555.4259 | 0.017159 | 555.9297 | 0.010772 | 555.4259 | 0.040207 | 555.4259 | 0.014796 | 555.4259 | 0.049669 | 507.05 | 0.00054275 | 550.19 | 0.010915 | 555.9297 | 0.045338 | 506.1879 | 9.4709 | 550.19 | 1.677 | 555.4259 | 7.787 | 550.19 | -0.014924 | 555.4259 | 1.8991 | 507.05 | 0.00098022 | 507.05 | 0.00093408 | 555.4259 | -0.010148 | 555.9297 | -0.0041407 | 555.9297 | -0.0039242 | 555.4259 | -0.018364 | 762.6855 | 2.3576 | 555.4259 | -0.012724 | 555.4259 | 0.0034249 | 761.9774 | 0 | 555.4259 | -0.014183 | 764.9025 | 0.0022344 | 762.6855 | 0.038911 | 764.9025 | 0.00020028 | 921.1143 | 0.013231 | 1163.6011 | 0.17511 | 1020.3896 | 0.012857 | 1088.4445 | 0 | 1087.7474 | 0 | 555.426 | 0.010675 | 555.9297 | 2.7926 | 555.4259 | 11.0441 | 555.4259 | 3.6183 | 555.4259 | 13.198 | 552.7478 | 0.24256
| 301.8405 | 0.0026032 |  |  | 301.8405 | 1.195 | 301.8405 | 0.0044592 | 506.3021 | 0.010128 | 555.6529 | 0.1573 | 550.4183 | 0.052412 | 506.3021 | 0.022353 | 555.6529 | 0.078973 | 555.6529 | 0.030229 | 556.1564 | 0.049254 | 555.6529 | 0.11918 | 555.6529 | 0.069324 | 555.6529 | 0.094891 | 507.1669 | 0.00029757 | 550.42 | 0.0046779 | 556.1564 | 0.050904 | 506.3021 | 9.4921 | 550.42 | 1.6398 | 555.6529 | 7.8015 | 550.42 | 0.0050134 | 555.6529 | 1.9257 | 507.1669 | 0.00046953 | 507.1669 | 0.00050601 | 555.6529 | 0.016859 | 556.1564 | 0.0011524 | 556.1564 | 2.5047e-05 | 555.6529 | 0.012236 | 762.8505 | 2.414 | 555.6529 | 0.00065377 | 555.6529 | 0.0074883 | 762.1424 | 0.00078262 | 555.6529 | 0.012041 | 765.0684 | 0.0012329 | 762.8505 | 0.036506 | 765.0684 | 0.00017457 | 921.1987 | 0.013434 | 1163.6674 | 0.17555 | 1020.4024 | 0.012877 | 1088.5026 | 0 | 1087.8054 | 0 | 555.653 | 0.01073 | 556.1564 | 2.8064 | 555.6529 | 11.1074 | 555.6529 | 3.6284 | 555.6529 | 13.2262 | 552.9739 | 0.24326
| 301.9168 | 0.0016776 |  |  | 301.9168 | 1.1829 | 301.9168 | -0.0029065 | 506.4163 | 0 | 555.88 | 0.1504 | 550.6455 | 0.012862 | 506.4163 | 0 | 555.88 | 0.050509 | 555.88 | 0.019544 | 556.3832 | 0.014061 | 555.88 | 0.046706 | 555.88 | 0.052719 | 555.88 | 0.034723 | 507.2838 | 0.00057963 | 550.65 | -0.0077966 | 556.3832 | 0.043963 | 506.4163 | 9.6554 | 550.65 | 1.5949 | 555.88 | 7.8054 | 550.65 | -0.017722 | 555.88 | 1.9497 | 507.2838 | 0.00095659 | 507.2838 | 0.00087972 | 555.88 | -0.010658 | 556.3832 | -0.0019363 | 556.3832 | -0.0029478 | 555.88 | 0.005369 | 763.0154 | 2.4171 | 555.88 | -0.015047 | 555.88 | -0.0095169 | 762.3075 | 0 | 555.88 | -0.0093123 | 765.2342 | 0.0024439 | 763.0154 | 0.039348 | 765.2342 | 0.00017828 | 921.2832 | 0.013651 | 1163.7338 | 0.176 | 1020.4152 | 0.012897 | 1088.5605 | 0 | 1087.8634 | 0 | 555.88 | 0.010589 | 556.3832 | 2.8047 | 555.88 | 11.1134 | 555.88 | 3.6105 | 555.88 | 13.1601 | 553.2 | 0.24274
| 301.9932 | 0.0031156 |  |  | 301.9932 | 1.1922 | 301.9932 | 0.0046178 | 506.5305 | 0.02561 | 556.1071 | 0.15186 | 550.8727 | 0.046197 | 506.5305 | 0.014163 | 556.1071 | 0.12921 | 556.1071 | 0.031363 | 556.6099 | 0.052664 | 556.1071 | 0.10962 | 556.1071 | 0.068078 | 556.1071 | 0.088173 | 507.4007 | 0.00028206 | 550.87 | 0.050418 | 556.6099 | 0.052311 | 506.5305 | 9.6357 | 550.87 | 1.5238 | 556.1071 | 7.7425 | 550.87 | 0.016206 | 556.1071 | 1.9863 | 507.4007 | 0.0004943 | 507.4007 | 0.00040489 | 556.1071 | 0.016154 | 556.6099 | 0.00083423 | 556.6099 | 0.0021722 | 556.1071 | 0.018489 | 763.1804 | 2.4494 | 556.1071 | 0.014362 | 556.1071 | -0.004139 | 762.4725 | 0.0018258 | 556.1071 | 0.022898 | 765.4001 | 0.0012395 | 763.1804 | 0.036288 | 765.4001 | 0.000162 | 921.3677 | 0.013565 | 1163.8001 | 0.17645 | 1020.4279 | 0.012917 | 1088.6186 | 0 | 1087.9214 | 0 | 556.107 | 0.010591 | 556.6099 | 2.8029 | 556.1071 | 11.1056 | 556.1071 | 3.6064 | 556.1071 | 13.1812 | 553.4261 | 0.24469
| 302.0695 | 0.0014132 |  |  | 302.0695 | 1.1787 | 302.0695 | -0.001519 | 506.6447 | 0 | 556.3342 | 0.13328 | 551.1 | 0.014365 | 506.6447 | 0 | 556.3342 | 0.010669 | 556.3342 | 0.016229 | 556.8367 | 0.025639 | 556.3342 | 0.037051 | 556.3342 | 0.022492 | 556.3342 | 0.025045 | 507.5176 | 0.00058131 | 551.1 | -0.082641 | 556.8367 | 0.04326 | 506.6447 | 9.7006 | 551.1 | 1.5275 | 556.3342 | 7.7379 | 551.1 | -0.0033811 | 556.3342 | 1.9956 | 507.5176 | 0.0010107 | 507.5176 | 0.00087972 | 556.3342 | -0.014646 | 556.8367 | -0.0042933 | 556.8367 | -0.0033222 | 556.3342 | -0.0052022 | 763.3454 | 2.4698 | 556.3342 | -0.014108 | 556.3342 | -0.0080704 | 762.6375 | 0 | 556.3342 | -0.024444 | 765.566 | 0.0022849 | 763.3454 | 0.038146 | 765.566 | 0.00017528 | 921.4521 | 0.013458 | 1163.8665 | 0.17689 | 1020.4407 | 0.012936 | 1088.6766 | 0 | 1087.9794 | 0 | 556.334 | 0.010769 | 556.8367 | 2.8104 | 556.3342 | 11.114 | 556.3342 | 3.5974 | 556.3342 | 13.1499 | 553.6522 | 0.24477
| 302.1458 | 0.0027768 |  |  | 302.1458 | 1.1785 | 302.1459 | 0.0045689 | 506.7589 | 0.0048591 | 556.5613 | 0.14628 | 551.3272 | 0.03712 | 506.7589 | 0.053304 | 556.5613 | 0.0943 | 556.5613 | 0.035707 | 557.0635 | 0.054938 | 556.5613 | 0.11971 | 556.5613 | 0.040108 | 556.5613 | 0.11253 | 507.6345 | 0.00029883 | 551.33 | -0.0015593 | 557.0635 | 0.045868 | 506.7589 | 9.7039 | 551.33 | 1.422 | 556.5613 | 7.7613 | 551.33 | -0.0065291 | 556.5613 | 2.0322 | 507.6345 | 0.00052632 | 507.6345 | 0.00047483 | 556.5613 | 0.016302 | 557.0635 | 0.0012243 | 557.0635 | 5.9984e-06 | 556.5613 | 0.0045952 | 763.5103 | 2.5089 | 556.5613 | 0.0070079 | 556.5613 | 0.011742 | 762.8025 | 0.0013044 | 556.5613 | 0.0046941 | 765.7319 | 0.0010816 | 763.5103 | 0.03596 | 765.7319 | 0.00015571 | 921.5366 | 0.013766 | 1163.9327 | 0.17734 | 1020.4534 | 0.012956 | 1088.7347 | 0 | 1088.0374 | 0 | 556.561 | 0.010957 | 557.0635 | 2.8202 | 556.5613 | 11.199 | 556.5613 | 3.6401 | 556.5613 | 13.1627 | 553.8783 | 0.24559
| 302.2222 | 0.0021239 |  |  | 302.2222 | 1.1711 | 302.2222 | -0.0031847 | 506.8731 | 0 | 556.7885 | 0.13955 | 551.5545 | 0.012333 | 506.8731 | 0 | 556.7885 | -0.024093 | 556.7885 | 0.011164 | 557.2903 | 0.0023405 | 556.7885 | 0.02994 | 556.7885 | 0.033611 | 556.7885 | 0.05505 | 507.7514 | 0.0005922 | 551.55 | -0.060813 | 557.2903 | 0.043943 | 506.8731 | 9.6501 | 551.55 | 1.3215 | 556.7885 | 7.7333 | 551.55 | -0.0047802 | 556.7885 | 2.0418 | 507.7514 | 0.0010488 | 507.7514 | 0.0010432 | 556.7885 | -0.0043384 | 557.2903 | -0.0034062 | 557.2903 | -0.0035122 | 556.7885 | -0.0041057 | 763.6753 | 2.5218 | 556.7885 | -0.015196 | 556.7885 | -0.0093755 | 762.9676 | 0 | 556.7885 | -0.012862 | 765.8978 | 0.002139 | 763.6753 | 0.039567 | 765.8978 | 0.00017557 | 921.6212 | 0.014245 | 1163.9992 | 0.17779 | 1020.4662 | 0.012976 | 1088.7929 | 0 | 1088.0953 | 0 | 556.788 | 0.011184 | 557.2903 | 2.8303 | 556.7885 | 11.1738 | 556.7885 | 3.6267 | 556.7885 | 13.1418 | 554.1044 | 0.24522
| 302.2985 | 0.0032561 |  |  | 302.2985 | 1.1801 | 302.2986 | 0.0051182 | 506.9874 | 0 | 557.0156 | 0.14695 | 551.7818 | 0.045503 | 506.9874 | 0.038688 | 557.0156 | 0.10874 | 557.0156 | 0.035717 | 557.5171 | 0.045844 | 557.0156 | 0.11392 | 557.0156 | 0.067248 | 557.0156 | 0.1142 | 507.8683 | 0.00029296 | 551.78 | -0.035864 | 557.5171 | 0.046173 | 506.9874 | 9.6541 | 551.78 | 1.3202 | 557.0156 | 7.697 | 551.78 | -0.0026815 | 557.0156 | 2.0729 | 507.8683 | 0.00053585 | 507.8683 | 0.00056836 | 557.0156 | -0.0024538 | 557.5171 | 0.00025655 | 557.5171 | -0.00022912 | 557.0156 | 0.0028821 | 763.8403 | 2.5441 | 557.0156 | 0.0020682 | 557.0156 | 0.0020188 | 763.1326 | 0.0018258 | 557.0156 | 0.013536 | 766.0637 | 0.0010146 | 763.8403 | 0.037381 | 766.0637 | 0.00015586 | 921.7057 | 0.014389 | 1164.0654 | 0.17825 | 1020.4789 | 0.012995 | 1088.851 | 0 | 1088.1534 | 0 | 557.016 | 0.011331 | 557.5171 | 2.8341 | 557.0156 | 11.1619 | 557.0156 | 3.619 | 557.0156 | 13.1565 | 554.3306 | 0.24613
| 302.3749 | 0.0018346 |  |  | 302.3749 | 1.1701 | 302.3749 | -0.00062405 | 507.1016 | 0 | 557.2428 | 0.12232 | 552.0091 | 0.027768 | 507.1016 | 0 | 557.2428 | 0.015962 | 557.2428 | 0.009966 | 557.744 | 0.010459 | 557.2428 | 0.034451 | 557.2428 | 0.040432 | 557.2428 | 0.041929 | 507.9852 | 0.00052012 | 552.01 | -0.033785 | 557.744 | 0.037304 | 507.1016 | 9.6222 | 552.01 | 1.284 | 557.2428 | 7.666 | 552.01 | -0.01947 | 557.2428 | 2.0973 | 507.9852 | 0.0010401 | 507.9852 | 0.00097285 | 557.2428 | -0.010702 | 557.744 | -0.0073381 | 557.744 | -0.0051811 | 557.2428 | -0.012867 | 764.0053 | 2.571 | 557.2428 | -0.012958 | 557.2428 | -0.0087515 | 763.2976 | 0 | 557.2428 | -0.016701 | 766.2296 | 0.0022223 | 764.0053 | 0.039348 | 766.2296 | 0.00017243 | 921.7902 | 0.014412 | 1164.1318 | 0.1787 | 1020.4917 | 0.013015 | 1088.9089 | 0 | 1088.2114 | 0 | 557.243 | 0.011821 | 557.744 | 2.8315 | 557.2428 | 11.1893 | 557.2428 | 3.5994 | 557.2428 | 13.1026 | 554.5567 | 0.24549
| 302.4513 | 0.0028677 |  |  | 302.4513 | 1.1737 | 302.4513 | 0.0051322 | 507.2158 | 0.012587 | 557.4699 | 0.15247 | 552.2364 | 0.042658 | 507.2158 | 0.022353 | 557.4699 | 0.099205 | 557.4699 | 0.030405 | 557.9708 | 0.045087 | 557.4699 | 0.10485 | 557.4699 | 0.067248 | 557.4699 | 0.12596 | 508.1021 | 0.00022716 | 552.24 | 0.069127 | 557.9708 | 0.045331 | 507.2158 | 9.6701 | 552.24 | 1.2494 | 557.4699 | 7.7203 | 552.24 | -0.00513 | 557.4699 | 2.1321 | 508.1021 | 0.00051717 | 508.1021 | 0.00040489 | 557.4699 | 0.021367 | 557.9708 | 0.0023779 | 557.9708 | 0.0010314 | 557.4699 | -0.0023962 | 764.1703 | 2.5865 | 557.4699 | 0.0099189 | 557.4699 | 0.0058845 | 763.4627 | 0.00078262 | 557.4699 | 0.020976 | 766.3956 | 0.0010805 | 764.1703 | 0.036288 | 766.3956 | 0.00015686 | 921.8748 | 0.014328 | 1164.1982 | 0.17916 | 1020.5045 | 0.013034 | 1088.967 | 0 | 1088.2694 | 0 | 557.47 | 0.011959 | 557.9708 | 2.8418 | 557.4699 | 11.2578 | 557.4699 | 3.6223 | 557.4699 | 13.1454 | 554.7829 | 0.2466
| 302.5276 | 0.0013223 |  |  | 302.5276 | 1.1614 | 302.5276 | -0.0018781 | 507.3301 | 0 | 557.6971 | 0.14169 | 552.4637 | 0.014809 | 507.3301 | 0 | 557.6971 | -0.026753 | 557.6971 | 0.014006 | 558.1977 | 0.025754 | 557.6971 | 0.030502 | 557.6971 | 0.00067633 | 557.6971 | 0.0042712 | 508.2191 | 0.00049874 | 552.46 | -0.034825 | 558.1977 | 0.037484 | 507.3301 | 9.7421 | 552.46 | 1.194 | 557.6971 | 7.6982 | 552.46 | -0.020171 | 557.6971 | 2.1646 | 508.2191 | 0.0010442 | 508.2191 | 0.00078619 | 557.6971 | -0.0079586 | 558.1977 | -0.0036661 | 558.1977 | -0.0028764 | 557.6971 | -0.0060204 | 764.3352 | 2.5909 | 557.6971 | -0.017242 | 557.6971 | -0.0036505 | 763.6277 | 0 | 557.6971 | -0.012273 | 766.5615 | 0.0022947 | 764.3352 | 0.039567 | 766.5615 | 0.00017428 | 921.9594 | 0.014444 | 1164.2647 | 0.17962 | 1020.5172 | 0.013053 | 1089.0251 | 0 | 1088.3274 | 0 | 557.697 | 0.012234 | 558.1977 | 2.855 | 557.6971 | 11.2593 | 557.6971 | 3.5827 | 557.6971 | 13.1388 | 555.0091 | 0.24597
| 302.604 | 0.0026776 |  |  | 302.604 | 1.1694 | 302.604 | 0.0042614 | 507.4443 | 0.026979 | 557.9243 | 0.15448 | 552.6911 | 0.049247 | 507.4443 | 0.024288 | 557.9243 | 0.11729 | 557.9243 | 0.027756 | 558.4245 | 0.05418 | 557.9243 | 0.11475 | 557.9243 | 0.060606 | 557.9243 | 0.092372 | 508.336 | 0.000272 | 552.69 | -0.010915 | 558.4245 | 0.04536 | 507.4443 | 9.7178 | 552.69 | 1.0997 | 557.9243 | 7.679 | 552.69 | -0.0047802 | 557.9243 | 2.1831 | 508.336 | 0.00053928 | 508.336 | 0.0003813 | 557.9243 | 0.012969 | 558.4245 | 0.0022517 | 558.4245 | -0.00063916 | 557.9243 | 0.011624 | 764.5003 | 2.6215 | 557.9243 | 0.0043561 | 557.9243 | 0.0058064 | 763.7928 | 0.0018258 | 557.9243 | 0.00056271 | 766.7274 | 0.0012362 | 764.5003 | 0.037818 | 766.7274 | 0.00015111 | 922.0439 | 0.014742 | 1164.3311 | 0.18008 | 1020.53 | 0.013073 | 1089.0832 | 0 | 1088.3855 | 0 | 557.924 | 0.012101 | 558.4245 | 2.8518 | 557.9243 | 11.2572 | 557.9243 | 3.5734 | 557.9243 | 13.093 | 555.2352 | 0.24614
| 302.6804 | 0.0015289 |  |  | 302.6804 | 1.1592 | 302.6804 | -0.0018684 | 507.5585 | 0 | 558.1515 | 0.13165 | 552.9184 | 0.0060374 | 507.5585 | 0 | 558.1515 | 0.036166 | 558.1515 | 0.012341 | 558.6514 | 0.0074122 | 558.1515 | 0.03508 | 558.1515 | 0.031319 | 558.1515 | 0.022993 | 508.4529 | 0.00053185 | 552.92 | -0.027548 | 558.6514 | 0.03901 | 507.5585 | 9.7385 | 552.92 | 1.1138 | 558.1515 | 7.626 | 552.92 | -0.019821 | 558.1515 | 2.1943 | 508.4529 | 0.0010904 | 508.4529 | 0.00085614 | 558.1515 | -0.0054748 | 558.6514 | -0.0049959 | 558.6514 | -0.0023747 | 558.1515 | -0.005128 | 764.6653 | 2.6796 | 558.1515 | -0.0087823 | 558.1515 | -0.0043737 | 763.9579 | 0 | 558.1515 | -0.021005 | 766.8934 | 0.0023287 | 764.6653 | 0.04066 | 766.8934 | 0.00016825 | 922.1286 | 0.014741 | 1164.3973 | 0.18054 | 1020.5427 | 0.013092 | 1089.1414 | 0 | 1088.4435 | 0 | 558.152 | 0.012134 | 558.6514 | 2.8439 | 558.1515 | 11.1855 | 558.1515 | 3.5254 | 558.1515 | 12.9873 | 555.4614 | 0.24531
| 302.7567 | 0.0026363 |  |  | 302.7567 | 1.1605 | 302.7567 | 0.005536 | 507.6728 | 0.012938 | 558.3787 | 0.14449 | 553.1458 | 0.04512 | 507.6728 | 0.041697 | 558.3787 | 0.08179 | 558.3787 | 0.025719 | 558.8783 | 0.04054 | 558.3787 | 0.10381 | 558.3787 | 0.035081 | 558.3787 | 0.091532 | 508.5698 | 0.00026027 | 553.15 | 0.035864 | 558.8783 | 0.041589 | 507.6728 | 9.598 | 553.15 | 1.0125 | 558.3787 | 7.6097 | 553.15 | -0.00058295 | 558.3787 | 2.2256 | 508.5698 | 0.00056519 | 508.5698 | 0.00047483 | 558.3787 | 0.0060295 | 558.8783 | 0.00094713 | 558.8783 | -0.0003528 | 558.3787 | 0.010531 | 764.8302 | 2.6926 | 558.3787 | 0.00087339 | 558.3787 | -0.00074543 | 764.1229 | 0.0023475 | 558.3787 | 0.0091539 | 767.0593 | 0.0012242 | 764.8302 | 0.037927 | 767.0593 | 0.00014382 | 922.2132 | 0.014808 | 1164.4637 | 0.18101 | 1020.5555 | 0.013111 | 1089.1995 | 0 | 1088.5016 | 0 | 558.379 | 0.0122 | 558.8783 | 2.8512 | 558.3787 | 11.2017 | 558.3787 | 3.516 | 558.3787 | 13.0272 | 555.6877 | 0.24607
| 302.8331 | 0.0018346 |  |  | 302.8331 | 1.1538 | 302.8331 | -0.0020341 | 507.787 | 0 | 558.606 | 0.14721 | 553.3731 | 0.015129 | 507.787 | 0 | 558.606 | 0.015163 | 558.606 | 0.021272 | 559.1052 | -0.0025663 | 558.606 | 0.0412 | 558.606 | 0.036257 | 558.606 | 0.028057 | 508.6868 | 0.00056203 | 553.37 | -0.028587 | 559.1052 | 0.039412 | 507.787 | 9.6199 | 553.37 | 1.0763 | 558.606 | 7.5748 | 553.37 | -0.012125 | 558.606 | 2.2472 | 508.6868 | 0.0010664 | 508.6868 | 0.00085614 | 558.606 | -0.0054759 | 559.1052 | -0.0025614 | 559.1052 | -0.0031952 | 558.606 | 0.0063861 | 764.9953 | 2.7304 | 558.606 | -0.0031527 | 558.606 | 0.00057634 | 764.288 | 0 | 558.606 | -0.026661 | 767.2252 | 0.0023408 | 764.9953 | 0.039894 | 767.2252 | 0.00015554 | 922.2979 | 0.0145 | 1164.5303 | 0.18148 | 1020.5682 | 0.013131 | 1089.2576 | 0 | 1088.5596 | 0 | 558.606 | 0.012521 | 559.1052 | 2.8555 | 558.606 | 11.2034 | 558.606 | 3.4966 | 558.606 | 12.9611 | 555.9139 | 0.24452
| 302.9095 | 0.0027933 |  |  | 302.9095 | 1.1514 | 302.9095 | 0.0027792 | 507.9013 | 0.026197 | 558.8332 | 0.16241 | 553.6005 | 0.047517 | 507.9013 | 0.024503 | 558.8332 | 0.087103 | 558.8332 | 0.042413 | 559.3321 | 0.062515 | 558.8332 | 0.10296 | 558.8332 | 0.0577 | 558.8332 | 0.086493 | 508.8037 | 0.00030176 | 553.6 | -0.026508 | 559.3321 | 0.04266 | 507.9013 | 9.663 | 553.6 | 0.87954 | 558.8332 | 7.585 | 553.6 | -0.0019821 | 558.8332 | 2.2864 | 508.8037 | 0.00051641 | 508.8037 | 0.0003813 | 558.8332 | 0.01635 | 559.3321 | 0.0044402 | 559.3321 | 0.00339 | 558.8332 | 0.0085327 | 765.1603 | 2.7614 | 558.8332 | 0.0084421 | 558.8332 | 0.007063 | 764.4531 | 0.0018258 | 558.8332 | 0.0089529 | 767.3912 | 0.0011978 | 765.1603 | 0.037708 | 767.3912 | 0.00014496 | 922.3825 | 0.014648 | 1164.5967 | 0.18195 | 1020.581 | 0.01315 | 1089.3158 | 0 | 1088.6177 | 0 | 558.833 | 0.012447 | 559.3321 | 2.8574 | 558.8332 | 11.2112 | 558.8332 | 3.5215 | 558.8332 | 12.9907 | 556.1401 | 0.24366
| 302.9859 | 0.0015206 |  |  | 302.9859 | 1.1452 | 302.9859 | -0.0031928 | 508.0156 | 0 | 559.0604 | 0.13908 | 553.8279 | 0.015555 | 508.0156 | 0 | 559.0604 | 0.083551 | 559.0604 | 0.010393 | 559.559 | 0.010274 | 559.0604 | 0.030763 | 559.0604 | 0.038761 | 559.0604 | 0.015444 | 508.9207 | 0.00056706 | 553.83 | -0.036903 | 559.559 | 0.034746 | 508.0156 | 9.7308 | 553.83 | 0.94505 | 559.0604 | 7.5166 | 553.83 | -0.021219 | 559.0604 | 2.3005 | 508.9207 | 0.0010054 | 508.9207 | 0.00083296 | 559.0604 | -0.013787 | 559.559 | -0.0042704 | 559.559 | -0.0032151 | 559.0604 | -0.0045632 | 765.3253 | 2.7797 | 559.0604 | -0.013873 | 559.0604 | -0.0083694 | 764.6182 | 0 | 559.0604 | -0.015835 | 767.5572 | 0.0024637 | 765.3253 | 0.04066 | 767.5572 | 0.00018128 | 922.4672 | 0.015209 | 1164.6631 | 0.18242 | 1020.5938 | 0.013169 | 1089.3739 | 0 | 1088.6757 | 0 | 559.06 | 0.012726 | 559.559 | 2.8447 | 559.0604 | 11.1869 | 559.0604 | 3.479 | 559.0604 | 12.9093 | 556.3664 | 0.24414
| 303.0623 | 0.0028429 |  |  | 303.0623 | 1.1435 | 303.0622 | 0.0024912 | 508.1298 | 0.0161 | 559.2877 | 0.15048 | 554.0553 | 0.04106 | 508.1298 | 0.029876 | 559.2877 | 0.090756 | 559.2877 | 0.036369 | 559.786 | 0.041677 | 559.2877 | 0.11133 | 559.2877 | 0.050228 | 559.2877 | 0.11085 | 509.0376 | 0.0002653 | 554.06 | -0.0025989 | 559.786 | 0.043498 | 508.1298 | 9.6565 | 554.06 | 0.83415 | 559.2877 | 7.5466 | 554.06 | -0.016672 | 559.2877 | 2.3317 | 509.0376 | 0.00050307 | 509.0376 | 0.00045165 | 559.2877 | 0.017147 | 559.786 | 0.0025226 | 559.786 | 0.00086337 | 559.2877 | 0.0049385 | 765.4903 | 2.8193 | 559.2877 | 0.0078172 | 559.2877 | -0.0013036 | 764.7833 | 0.00078262 | 559.2877 | 0.014515 | 767.7231 | 0.0014304 | 765.4903 | 0.03902 | 767.7231 | 0.00016685 | 922.5518 | 0.015263 | 1164.7295 | 0.18289 | 1020.6065 | 0.013188 | 1089.432 | 0 | 1088.7338 | 0 | 559.288 | 0.012826 | 559.786 | 2.8581 | 559.2877 | 11.2794 | 559.2877 | 3.5217 | 559.2877 | 12.988 | 556.5926 | 0.2456
| 303.1386 | 0.0016611 |  |  | 303.1386 | 1.1292 | 303.1386 | -0.0024185 | 508.2441 | 0 | 559.515 | 0.14348 | 554.2827 | 0.034332 | 508.2441 | 0 | 559.515 | -0.023764 | 559.515 | 0.013869 | 560.0129 | 0.0087671 | 559.515 | 0.039048 | 559.515 | 0.054795 | 559.515 | 0.0089495 | 509.1546 | 0.00055909 | 554.28 | -0.00051979 | 560.0129 | 0.033481 | 508.2441 | 9.6472 | 554.28 | 0.86215 | 559.515 | 7.5222 | 554.28 | -0.00513 | 559.515 | 2.3526 | 509.1546 | 0.00096079 | 509.1546 | 0.0009029 | 559.515 | -0.016223 | 560.0129 | -0.0038593 | 560.0129 | -0.0017197 | 559.515 | -0.0058182 | 765.6553 | 2.8432 | 559.515 | -0.008058 | 559.515 | -0.0096403 | 764.9484 | 0 | 559.515 | -0.017066 | 767.8891 | 0.0024999 | 765.6553 | 0.041534 | 767.8891 | 0.00018428 | 922.6365 | 0.015121 | 1164.7959 | 0.18337 | 1020.6193 | 0.013208 | 1089.4901 | 0 | 1088.7919 | 0 | 559.515 | 0.012953 | 560.0129 | 2.8751 | 559.515 | 11.3057 | 559.515 | 3.4811 | 559.515 | 12.9718 | 556.8189 | 0.24634
| 303.215 | 0.002752 |  |  | 303.215 | 1.1215 | 303.215 | 0.0021175 | 508.3584 | 0.014695 | 559.7423 | 0.1461 | 554.5102 | 0.037073 | 508.3584 | 0.010436 | 559.7423 | 0.085933 | 559.7423 | 0.040105 | 560.2399 | 0.047739 | 559.7423 | 0.10733 | 559.7423 | 0.051889 | 559.7423 | 0.11085 | 509.2715 | 0.0002938 | 554.51 | 0.058736 | 560.2399 | 0.042113 | 508.3584 | 9.7446 | 554.51 | 0.77571 | 559.7423 | 7.5347 | 554.51 | 0.0046636 | 559.7423 | 2.384 | 509.2715 | 0.00046839 | 509.2715 | 0.00045924 | 559.7423 | -0.011497 | 560.2399 | 0.0031564 | 560.2399 | 0.0010022 | 559.7423 | 0.001751 | 765.8204 | 2.8525 | 559.7423 | 0.0047797 | 559.7423 | 0.0016837 | 765.1134 | 0.0013044 | 559.7423 | 0.01769 | 768.0551 | 0.0013931 | 765.8204 | 0.038583 | 768.0551 | 0.00015963 | 922.7212 | 0.01522 | 1164.8624 | 0.18385 | 1020.632 | 0.013227 | 1089.5483 | 0 | 1088.8499 | 0 | 559.742 | 0.013316 | 560.2399 | 2.882 | 559.7423 | 11.3698 | 559.7423 | 3.5278 | 559.7423 | 13.0086 | 557.0452 | 0.24614
| 303.2914 | 0.0017107 |  |  | 303.2914 | 1.1069 | 303.2914 | -0.0043092 | 508.4726 | 0 | 559.9696 | 0.13363 | 554.7376 | 0.017491 | 508.4726 | 0 | 559.9696 | -0.001096 | 559.9696 | 0.010846 | 560.4669 | 0.006165 | 559.9696 | 0.01976 | 559.9696 | 0.02017 | 559.9696 | 0.026305 | 509.3885 | 0.00062154 | 554.74 | -0.021311 | 560.4669 | 0.032252 | 508.4726 | 9.8067 | 554.74 | 0.73983 | 559.9696 | 7.5024 | 554.74 | 0.0060627 | 559.9696 | 2.406 | 509.3885 | 0.00095469 | 509.3885 | 0.00081737 | 559.9696 | -0.014229 | 560.4669 | -0.0048455 | 560.4669 | -0.0033966 | 559.9696 | -0.012742 | 765.9854 | 2.9184 | 559.9696 | -0.016256 | 559.9696 | 0.0024245 | 765.2785 | 0 | 559.9696 | -0.024685 | 768.2211 | 0.0025328 | 765.9854 | 0.040332 | 768.2211 | 0.00016905 | 922.8059 | 0.015672 | 1164.9288 | 0.18433 | 1020.6448 | 0.013246 | 1089.6064 | 0 | 1088.908 | 0 | 559.97 | 0.013657 | 560.4669 | 2.8823 | 559.9696 | 11.3906 | 559.9696 | 3.5178 | 559.9696 | 12.9833 | 557.2715 | 0.24605
| 303.3678 | 0.0025784 |  |  | 303.3678 | 1.1104 | 303.3678 | 0.0033679 | 508.5869 | 0.030498 | 560.1969 | 0.14709 | 554.9651 | 0.047208 | 508.5869 | 0.023428 | 560.1969 | 0.055389 | 560.1969 | 0.03388 | 560.6938 | 0.039403 | 560.1969 | 0.11363 | 560.1969 | 0.067663 | 560.1969 | 0.09657 | 509.5055 | 0.00032774 | 554.97 | 0.02339 | 560.6938 | 0.04108 | 508.5869 | 9.6265 | 554.97 | 0.69036 | 560.1969 | 7.4795 | 554.97 | -0.0023318 | 560.1969 | 2.4335 | 509.5055 | 0.00050231 | 509.5055 | 0.00036572 | 560.1969 | 0.013172 | 560.6938 | 0.0011536 | 560.6938 | 0.0014328 | 560.1969 | 0.0069794 | 766.1504 | 2.9149 | 560.1969 | 0.0081441 | 560.1969 | -0.0056066 | 765.4437 | 0.0018258 | 560.1969 | 0.0095126 | 768.3871 | 0.0011923 | 766.1504 | 0.038146 | 768.3871 | 0.0001532 | 922.8907 | 0.015593 | 1164.9954 | 0.18481 | 1020.6575 | 0.013266 | 1089.6647 | 0 | 1088.9661 | 0 | 560.197 | 0.013662 | 560.6938 | 2.8851 | 560.1969 | 11.378 | 560.1969 | 3.5211 | 560.1969 | 12.9803 | 557.4978 | 0.24505
| 303.4442 | 0.0012231 |  |  | 303.4442 | 1.1034 | 303.4442 | -0.001858 | 508.7012 | 0 | 560.4242 | 0.14456 | 555.1925 | 0.015242 | 508.7012 | 0 | 560.4242 | -0.010392 | 560.4242 | 0.020446 | 560.9208 | 0.008918 | 560.4242 | 0.044045 | 560.4242 | 0.030542 | 560.4242 | 0.037165 | 509.6224 | 0.00065591 | 555.19 | 0.0015593 | 560.9208 | 0.030811 | 508.7012 | 9.6098 | 555.19 | 0.71863 | 560.4242 | 7.4305 | 555.19 | -0.018771 | 560.4242 | 2.4475 | 509.6224 | 0.0010069 | 509.6224 | 0.00083296 | 560.4242 | -0.023743 | 560.9208 | -0.0039056 | 560.9208 | -0.0029815 | 560.4242 | -0.0024323 | 766.3155 | 2.9529 | 560.4242 | -0.0055704 | 560.4242 | -0.0057807 | 765.6088 | 0 | 560.4242 | -0.013921 | 768.5531 | 0.0023233 | 766.3155 | 0.040769 | 768.5531 | 0.0001762 | 922.9755 | 0.015325 | 1165.0618 | 0.18529 | 1020.6703 | 0.013285 | 1089.7228 | 0 | 1089.0242 | 0 | 560.424 | 0.013729 | 560.9208 | 2.8823 | 560.4242 | 11.3793 | 560.4242 | 3.5083 | 560.4242 | 12.9575 | 557.7241 | 0.24224
| 303.5206 | 0.0028511 |  |  | 303.5206 | 1.1168 | 303.5206 | 0.003153 | 508.8155 | 0.011533 | 560.6516 | 0.15989 | 555.42 | 0.042504 | 508.8155 | 0.029446 | 560.6516 | 0.094105 | 560.6516 | 0.031166 | 561.1478 | 0.051528 | 560.6516 | 0.10326 | 560.6516 | 0.059361 | 560.6516 | 0.10413 | 509.7394 | 0.00032984 | 555.42 | 0.019232 | 561.1478 | 0.039914 | 508.8155 | 9.7062 | 555.42 | 0.59822 | 560.6516 | 7.388 | 555.42 | 0.0043138 | 560.6516 | 2.4655 | 509.7394 | 0.00051793 | 509.7394 | 0.00047483 | 560.6516 | 0.016254 | 561.1478 | 0.0013546 | 561.1478 | 0.0018408 | 560.6516 | 0.0088306 | 766.4805 | 2.9678 | 560.6516 | 0.010128 | 560.6516 | 0.0039528 | 765.7739 | 0.0013044 | 560.6516 | 0.0065183 | 768.7191 | 0.0012472 | 766.4805 | 0.039676 | 768.7191 | 0.00015606 | 923.0602 | 0.015232 | 1165.1283 | 0.18578 | 1020.683 | 0.013304 | 1089.781 | 0 | 1089.0823 | 0 | 560.652 | 0.014064 | 561.1478 | 2.8835 | 560.6516 | 11.4047 | 560.6516 | 3.5095 | 560.6516 | 12.9547 | 557.9504 | 0.24313
| 303.597 | 0.0014049 |  |  | 303.597 | 1.116 | 303.597 | -0.0011203 | 508.9298 | 0 | 560.8789 | 0.12503 | 555.6475 | 0.015364 | 508.9298 | 0 | 560.8789 | -0.016803 | 560.8789 | 0.010664 | 561.3749 | 0.019306 | 560.8789 | 0.032891 | 560.8789 | 0.034296 | 560.8789 | 0.037469 | 509.8564 | 0.00066052 | 555.65 | 0.029627 | 561.3749 | 0.029841 | 508.9298 | 9.6459 | 555.65 | 0.63818 | 560.8789 | 7.3589 | 555.65 | 0.0029147 | 560.8789 | 2.4838 | 509.8564 | 0.0010343 | 509.8564 | 0.00094967 | 560.8789 | -0.016947 | 561.3749 | -0.005504 | 561.3749 | -0.002851 | 560.8789 | -0.0055652 | 766.6456 | 3.0082 | 560.8789 | -0.008523 | 560.8789 | -0.0083486 | 765.939 | 0 | 560.8789 | -0.033855 | 768.8851 | 0.0024242 | 766.6456 | 0.041643 | 768.8851 | 0.00019185 | 923.145 | 0.014905 | 1165.1948 | 0.18626 | 1020.6958 | 0.013323 | 1089.8391 | 0 | 1089.1404 | 0 | 560.879 | 0.013956 | 561.3749 | 2.8679 | 560.8789 | 11.3647 | 560.8789 | 3.4479 | 560.8789 | 12.8454 | 558.1767 | 0.24044
| 303.6735 | 0.0023801 |  |  | 303.6735 | 1.1165 | 303.6734 | 0.0034229 | 509.0441 | 0.0217 | 561.1063 | 0.16437 | 555.875 | 0.074401 | 509.0441 | 0.025362 | 561.1063 | 0.092787 | 561.1063 | 0.039433 | 561.6019 | 0.066304 | 561.1063 | 0.10716 | 561.1063 | 0.074305 | 561.1063 | 0.092372 | 509.9733 | 0.00033194 | 555.87 | -0.0057175 | 561.6019 | 0.041115 | 509.0441 | 9.7152 | 555.87 | 0.53925 | 561.1063 | 7.3897 | 555.87 | -0.021219 | 561.1063 | 2.5144 | 509.9733 | 0.00052784 | 509.9733 | 0.00047483 | 561.1063 | 0.026256 | 561.6019 | 0.0054062 | 561.6019 | 0.003031 | 561.1063 | 0.011429 | 766.8107 | 3.0285 | 561.1063 | 0.016358 | 561.1063 | 0.0021445 | 766.1041 | 0.0013044 | 561.1063 | 0.0080387 | 769.0511 | 0.0013262 | 766.8107 | 0.040004 | 769.0511 | 0.00016443 | 923.2299 | 0.015525 | 1165.2613 | 0.18675 | 1020.7086 | 0.013342 | 1089.8973 | 0 | 1089.1985 | 0 | 561.106 | 0.0141 | 561.6019 | 2.882 | 561.1063 | 11.4287 | 561.1063 | 3.4446 | 561.1063 | 12.903 | 558.4031 | 0.24284
| 303.7499 | 0.0014214 |  |  | 303.7499 | 1.0964 | 303.7499 | -0.0020841 | 509.1583 | 0 | 561.3336 | 0.13145 | 556.1025 | 0.023253 | 509.1583 | 0 | 561.3336 | -0.0035486 | 561.3337 | 0.0097718 | 561.8289 | 0.007414 | 561.3336 | 0.037138 | 561.3337 | 0.030318 | 561.3337 | -0.0028984 | 510.0903 | 0.00068776 | 556.1 | 0.020271 | 561.8289 | 0.028407 | 509.1583 | 9.7691 | 556.1 | 0.58626 | 561.3336 | 7.3624 | 556.1 | -0.0016322 | 561.3337 | 2.5461 | 510.0903 | 0.0010286 | 510.0903 | 0.00097285 | 561.3337 | -0.0088115 | 561.8289 | -0.0065364 | 561.8289 | -0.0029354 | 561.3337 | -0.00096328 | 766.9757 | 3.0879 | 561.3336 | -0.025257 | 561.3336 | -0.0043691 | 766.2692 | 0 | 561.3336 | -0.02165 | 769.2171 | 0.0025174 | 766.9757 | 0.041862 | 769.2171 | 0.00017186 | 923.3146 | 0.016426 | 1165.3278 | 0.18725 | 1020.7213 | 0.013361 | 1089.9556 | 0 | 1089.2566 | 0 | 561.334 | 0.014457 | 561.8289 | 2.8984 | 561.3337 | 11.5103 | 561.3337 | 3.4496 | 561.3337 | 12.9716 | 558.6295 | 0.24372
| 303.8263 | 0.0025206 |  |  | 303.8263 | 1.0837 | 303.8263 | 0.002972 | 509.2726 | 0.010128 | 561.561 | 0.15293 | 556.33 | 0.048104 | 509.2726 | 0.030521 | 561.561 | 0.11071 | 561.561 | 0.031116 | 562.056 | 0.06441 | 561.561 | 0.1068 | 561.561 | 0.061436 | 561.561 | 0.10749 | 510.2073 | 0.00035708 | 556.33 | 0.0077966 | 562.056 | 0.04007 | 509.2726 | 9.8288 | 556.33 | 0.52266 | 561.561 | 7.4033 | 556.33 | -0.0030314 | 561.561 | 2.5958 | 510.2073 | 0.00050231 | 510.2073 | 0.0005136 | 561.561 | 0.023093 | 562.056 | 0.0029777 | 562.056 | 0.0019939 | 561.561 | 0.0073929 | 767.1408 | 3.1107 | 561.561 | 0.0082764 | 561.561 | -0.0093719 | 766.4344 | 0.0018258 | 561.561 | 0.01728 | 769.3831 | 0.0012922 | 767.1408 | 0.040332 | 769.3831 | 0.00014657 | 923.3995 | 0.016691 | 1165.3943 | 0.18774 | 1020.7341 | 0.01338 | 1090.0138 | 0 | 1089.3148 | 0 | 561.561 | 0.014631 | 562.056 | 2.9165 | 561.561 | 11.5913 | 561.561 | 3.4751 | 561.561 | 13.0651 | 558.8558 | 0.24539
| 303.9027 | 0.001314 |  |  | 303.9027 | 1.0774 | 303.9027 | -0.00086758 | 509.387 | 0 | 561.7884 | 0.14141 | 556.5575 | 0.0085448 | 509.387 | 0 | 561.7884 | -0.0086412 | 561.7884 | 0.01713 | 562.2831 | 0.018701 | 561.7884 | 0.030487 | 561.7884 | 0.017202 | 561.7884 | 0.023694 | 510.3243 | 0.00068105 | 556.56 | 0.071209 | 562.2831 | 0.033236 | 509.387 | 9.7456 | 556.56 | 0.53869 | 561.7884 | 7.3713 | 556.56 | 0.0092106 | 561.7884 | 2.6123 | 510.3243 | 0.0010126 | 510.3243 | 0.00098843 | 561.7884 | -0.010437 | 562.2831 | -0.0053123 | 562.2831 | -0.0019675 | 561.7884 | -0.0084343 | 767.3059 | 3.1478 | 561.7884 | -0.017811 | 561.7884 | -0.0090073 | 766.5995 | 0 | 561.7884 | -0.019093 | 769.5492 | 0.0024351 | 767.3059 | 0.042736 | 769.5492 | 0.00015243 | 923.4844 | 0.01655 | 1165.4608 | 0.18824 | 1020.7468 | 0.013399 | 1090.072 | 0 | 1089.3729 | 0 | 561.788 | 0.014684 | 562.2831 | 2.934 | 561.7884 | 11.6317 | 561.7884 | 3.4562 | 561.7884 | 13.0259 | 559.0822 | 0.24523
| 303.9791 | 0.0021652 |  |  | 303.9791 | 1.0715 | 303.9791 | 0.0016054 | 509.5013 | 0.024242 | 562.0158 | 0.14966 | 556.7851 | 0.055255 | 509.5013 | 0.018262 | 562.0158 | 0.073582 | 562.0158 | 0.033025 | 562.5101 | 0.039025 | 562.0158 | 0.11089 | 562.0158 | 0.053134 | 562.0158 | 0.10749 | 510.4413 | 0.00032397 | 556.79 | -0.006757 | 562.5102 | 0.040499 | 509.5013 | 9.714 | 556.79 | 0.45362 | 562.0158 | 7.3925 | 556.79 | 0.0046636 | 562.0158 | 2.6498 | 510.4413 | 0.00051222 | 510.4413 | 0.00049042 | 562.0158 | 0.022863 | 562.5102 | 0.00087914 | 562.5102 | 0.00074792 | 562.0158 | 0.0084592 | 767.4709 | 3.177 | 562.0158 | 0.010458 | 562.0158 | 0.0076777 | 766.7646 | 0.0013044 | 562.0158 | 0.015606 | 769.7152 | 0.0013284 | 767.4709 | 0.041315 | 769.7152 | 0.00012528 | 923.5692 | 0.016353 | 1165.5273 | 0.18874 | 1020.7596 | 0.013418 | 1090.1301 | 0 | 1089.431 | 0 | 562.016 | 0.014601 | 562.5101 | 2.9465 | 562.0158 | 11.6786 | 562.0158 | 3.4768 | 562.0158 | 13.0625 | 559.3086 | 0.24671
| 304.0555 | 0.001314 |  |  | 304.0555 | 1.0564 | 304.0556 | -0.00034599 | 509.6156 | 0 | 562.2433 | 0.13478 | 557.0126 | 0.01999 | 509.6156 | 0 | 562.2433 | 0.028852 | 562.2433 | 0.010837 | 562.7372 | 0.013742 | 562.2433 | 0.028689 | 562.2433 | 0.012355 | 562.2433 | 0.0030127 | 510.5583 | 0.00063411 | 557.01 | -0.081605 | 562.7372 | 0.025549 | 509.6156 | 9.7528 | 557.01 | 0.46177 | 562.2433 | 7.4165 | 557.01 | -0.0044305 | 562.2433 | 2.6779 | 510.5583 | 0.0010107 | 510.5583 | 0.0009029 | 562.2433 | 9.0545e-05 | 562.7372 | -0.0059768 | 562.7372 | -0.0027161 | 562.2433 | -0.0029734 | 767.636 | 3.237 | 562.2433 | -0.014569 | 562.2433 | -0.00147 | 766.9298 | 0 | 562.2433 | -0.01163 | 769.8813 | 0.0024746 | 767.636 | 0.043392 | 769.8813 | 0.00014686 | 923.6541 | 0.016409 | 1165.5939 | 0.18924 | 1020.7723 | 0.013437 | 1090.1883 | 0 | 1089.4891 | 0 | 562.243 | 0.015138 | 562.7372 | 2.9518 | 562.2433 | 11.6816 | 562.2433 | 3.4407 | 562.2433 | 13.0336 | 559.535 | 0.24571
| 304.132 | 0.0023966 |  |  | 304.132 | 1.0623 | 304.132 | 0.0036273 | 509.7299 | 0.019261 | 562.4707 | 0.14748 | 557.2402 | 0.058059 | 509.7299 | 0.045781 | 562.4707 | 0.05563 | 562.4707 | 0.034278 | 562.9643 | 0.041298 | 562.4707 | 0.089886 | 562.4707 | 0.061852 | 562.4707 | 0.066528 | 510.6753 | 0.00031014 | 557.24 | 0.052495 | 562.9643 | 0.037015 | 509.7299 | 9.7044 | 557.24 | 0.39627 | 562.4707 | 7.3785 | 557.24 | 0.019704 | 562.4707 | 2.7164 | 510.6753 | 0.0005004 | 510.6753 | 0.00043606 | 562.4707 | 0.02649 | 562.9643 | 0.00083239 | 562.9643 | 0.0011451 | 562.4707 | 0.0046486 | 767.8011 | 3.2458 | 562.4707 | 0.011697 | 562.4707 | -0.0020147 | 767.0949 | 0.0018258 | 562.4707 | 0.016152 | 770.0473 | 0.001336 | 767.8011 | 0.041097 | 770.0473 | 0.000128 | 923.739 | 0.016036 | 1165.6604 | 0.18974 | 1020.7852 | 0.013455 | 1090.2466 | 0 | 1089.5474 | 0 | 562.471 | 0.01526 | 562.9643 | 2.9675 | 562.4707 | 11.7113 | 562.4707 | 3.4445 | 562.4707 | 13.0463 | 559.7614 | 0.24537
| 304.2084 | 0.0014049 |  |  | 304.2084 | 1.052 | 304.2084 | -0.00074783 | 509.8442 | 0 | 562.6981 | 0.12568 | 557.4678 | 0.019407 | 509.8442 | 0 | 562.6981 | -0.02871 | 562.6982 | 0.010927 | 563.1915 | 0.0040421 | 562.6981 | 0.027061 | 562.6982 | 0.033161 | 562.6982 | -0.0048248 | 510.7923 | 0.00061777 | 557.47 | -0.034825 | 563.1915 | 0.028121 | 509.8442 | 9.7735 | 557.47 | 0.39083 | 562.6981 | 7.3382 | 557.47 | -0.0012825 | 562.6982 | 2.7319 | 510.7923 | 0.001018 | 510.7923 | 0.00089531 | 562.6982 | -0.0079875 | 563.1915 | -0.0036993 | 563.1915 | -0.0021903 | 562.6982 | -0.012268 | 767.9662 | 3.2747 | 562.6981 | -0.011648 | 562.6981 | -0.01747 | 767.2601 | 0 | 562.6981 | -0.0087727 | 770.2134 | 0.00249 | 767.9662 | 0.042846 | 770.2134 | 0.00014457 | 923.824 | 0.015602 | 1165.727 | 0.19025 | 1020.7979 | 0.013473 | 1090.3048 | 0 | 1089.6055 | 0 | 562.698 | 0.01536 | 563.1915 | 2.964 | 562.6982 | 11.7062 | 562.6982 | 3.4388 | 562.6982 | 13.0037 | 559.9879 | 0.24355
| 304.2849 | 0.0024545 |  |  | 304.2849 | 1.0588 | 304.2849 | 0.0049492 | 509.9585 | 0.007318 | 562.9256 | 0.14046 | 557.6954 | 0.04838 | 509.9585 | 0.039118 | 562.9256 | 0.078275 | 562.9256 | 0.032755 | 563.4186 | 0.056074 | 562.9256 | 0.10278 | 562.9256 | 0.057285 | 562.9256 | 0.087333 | 510.9093 | 0.00030763 | 557.7 | 0.016113 | 563.4186 | 0.03388 | 509.9585 | 9.7783 | 557.7 | 0.32505 | 562.9256 | 7.3805 | 557.7 | 0.017606 | 562.9256 | 2.7713 | 510.9093 | 0.00051984 | 510.9093 | 0.00046724 | 562.9256 | 0.027112 | 563.4186 | 0.0006313 | 563.4186 | 0.00091979 | 562.9256 | 0.0036673 | 768.1313 | 3.2976 | 562.9256 | 0.00068604 | 562.9256 | 0.0094612 | 767.4253 | 0.0013044 | 562.9256 | -0.0077009 | 770.3794 | 0.0012614 | 768.1313 | 0.040441 | 770.3794 | 0.00013657 | 923.9089 | 0.016035 | 1165.7936 | 0.19075 | 1020.8107 | 0.013492 | 1090.3632 | 0 | 1089.6637 | 0 | 562.926 | 0.015872 | 563.4186 | 2.9756 | 562.9256 | 11.7768 | 562.9256 | 3.4437 | 562.9256 | 13.0387 | 560.2143 | 0.24378
| 304.3613 | 0.0011735 |  |  | 304.3613 | 1.0456 | 304.3613 | -0.0019114 | 510.0729 | 0 | 563.1531 | 0.12471 | 557.923 | 0.016471 | 510.0729 | 0 | 563.1531 | 0.0012316 | 563.1531 | 0.0066172 | 563.6457 | 0.00069303 | 563.1531 | 0.023145 | 563.1531 | -0.0023329 | 563.1531 | 0.059179 | 511.0263 | 0.00067435 | 557.92 | -0.010915 | 563.6457 | 0.025034 | 510.0729 | 9.773 | 557.92 | 0.35332 | 563.1531 | 7.3662 | 557.92 | -0.008278 | 563.1531 | 2.7887 | 511.0263 | 0.0010019 | 511.0263 | 0.00091089 | 563.1531 | -0.020607 | 563.6457 | -0.0035881 | 563.6457 | -0.0037163 | 563.1531 | -0.0092161 | 768.2964 | 3.3313 | 563.1531 | -0.0074518 | 563.1531 | -0.0025473 | 767.5904 | 0 | 563.1531 | -0.01009 | 770.5455 | 0.002501 | 768.2964 | 0.041862 | 770.5455 | 0.000153 | 923.9938 | 0.016727 | 1165.8601 | 0.19126 | 1020.8234 | 0.013509 | 1090.4214 | 0 | 1089.7218 | 0 | 563.153 | 0.01577 | 563.6457 | 2.9844 | 563.1531 | 11.7559 | 563.1531 | 3.4132 | 563.1531 | 13.0282 | 560.4408 | 0.24222
| 304.4377 | 0.0022148 |  |  | 304.4377 | 1.0476 | 304.4377 | 0.0033826 | 510.1872 | 0.01955 | 563.3806 | 0.15437 | 558.1506 | 0.039038 | 510.1872 | 0.03138 | 563.3806 | 0.15148 | 563.3806 | 0.035711 | 563.8729 | 0.056074 | 563.3806 | 0.11306 | 563.3806 | 0.046077 | 563.3806 | 0.09657 | 511.1433 | 0.00036672 | 558.15 | 0.045222 | 563.8729 | 0.036681 | 510.1872 | 9.853 | 558.15 | 0.27885 | 563.3806 | 7.3649 | 558.15 | 0.0046636 | 563.3806 | 2.8312 | 511.1433 | 0.00048249 | 511.1433 | 0.00045165 | 563.3806 | 0.033717 | 563.8729 | 0.0035439 | 563.8729 | 0.0017314 | 563.3806 | 0.010766 | 768.4615 | 3.3795 | 563.3806 | 0.0089682 | 563.3806 | -0.0018024 | 767.7556 | 0.0013044 | 563.3806 | 0.014288 | 770.7116 | 0.0012933 | 768.4615 | 0.040878 | 770.7116 | 0.00014171 | 924.0788 | 0.017103 | 1165.9268 | 0.19177 | 1020.8362 | 0.013527 | 1090.4796 | 0 | 1089.78 | 0 | 563.381 | 0.01608 | 563.8729 | 3.0027 | 563.3806 | 11.8046 | 563.3806 | 3.4406 | 563.3806 | 13.0557 | 560.6672 | 0.24411
| 304.5142 | 0.0011322 |  |  | 304.5142 | 1.0338 | 304.5142 | -0.0031979 | 510.3015 | 0 | 563.6081 | 0.14072 | 558.3782 | 0.0072339 | 510.3015 | 0 | 563.6081 | 0.0053805 | 563.6081 | 0.0077887 | 564.1001 | 0.016409 | 563.6081 | 0.034208 | 563.6081 | 0.040528 | 563.6081 | 0.020297 | 511.2604 | 0.00072674 | 558.38 | -0.014034 | 564.1 | 0.025647 | 510.3015 | 9.9284 | 558.38 | 0.29081 | 563.6081 | 7.3643 | 558.38 | -0.0072287 | 563.6081 | 2.8623 | 511.2604 | 0.00098861 | 511.2604 | 0.0010432 | 563.6081 | -0.02087 | 564.1 | -0.0031066 | 564.1 | -0.0025621 | 563.6081 | 0.00073415 | 768.6266 | 3.4046 | 563.6081 | -0.013482 | 563.6081 | -0.011369 | 767.9208 | 0 | 563.6081 | -0.020619 | 770.8777 | 0.0024779 | 768.6266 | 0.044048 | 770.8777 | 0.000163 | 924.1638 | 0.01757 | 1165.9933 | 0.19228 | 1020.8489 | 0.013545 | 1090.5378 | 0 | 1089.8381 | 0 | 563.608 | 0.01626 | 564.1001 | 3.0143 | 563.6081 | 11.8645 | 563.6081 | 3.409 | 563.6081 | 13.0627 | 560.8937 | 0.24392
| 304.5906 | 0.0024379 |  |  | 304.5906 | 1.0377 | 304.5906 | 0.0019137 | 510.4158 | 0.016451 | 563.8356 | 0.13077 | 558.6059 | 0.037286 | 510.4158 | 0.015281 | 563.8356 | 0.081806 | 563.8356 | 0.031055 | 564.3272 | 0.030885 | 563.8356 | 0.10337 | 563.8356 | 0.063512 | 563.8356 | 0.090692 | 511.3774 | 0.00036002 | 558.61 | 0.015073 | 564.3272 | 0.031476 | 510.4158 | 9.9349 | 558.61 | 0.26988 | 563.8356 | 7.3949 | 558.61 | 0.014107 | 563.8356 | 2.9059 | 511.3774 | 0.00050688 | 511.3774 | 0.00060713 | 563.8356 | 0.01474 | 564.3272 | -0.0029481 | 564.3272 | -0.0016812 | 563.8356 | 0.0059873 | 768.7917 | 3.416 | 563.8356 | 0.0060747 | 563.8356 | -0.00087822 | 768.0859 | 0.00078262 | 563.8356 | 0.0070226 | 771.0437 | 0.0013306 | 768.7917 | 0.042736 | 771.0437 | 0.00015371 | 924.2488 | 0.018135 | 1166.0598 | 0.1928 | 1020.8617 | 0.013562 | 1090.5961 | 0 | 1089.8964 | 0 | 563.836 | 0.015955 | 564.3272 | 3.017 | 563.8356 | 11.8704 | 563.8356 | 3.4379 | 563.8356 | 13.0576 | 561.1202 | 0.24552
| 304.6671 | 0.0011239 |  |  | 304.6671 | 1.0198 | 304.6671 | -0.0015818 | 510.5302 | 0 | 564.0631 | 0.095716 | 558.8335 | 0.0073091 | 510.5302 | 0 | 564.0631 | 0.008152 | 564.0631 | 0.019421 | 564.5544 | 0.016276 | 564.0631 | 0.032088 | 564.0631 | 0.010355 | 564.0631 | 0.03198 | 511.4944 | 0.00071626 | 558.83 | -0.060813 | 564.5544 | 0.026267 | 510.5302 | 9.9957 | 558.83 | 0.2514 | 564.0631 | 7.3672 | 558.83 | -0.0086277 | 564.0631 | 2.9214 | 511.4944 | 0.00098937 | 511.4944 | 0.0010352 | 564.0631 | 0.001799 | 564.5544 | -0.0026172 | 564.5544 | -0.00032036 | 564.0631 | 0.0019973 | 768.9568 | 3.439 | 564.0631 | -0.015683 | 564.0631 | 0.0039903 | 768.2511 | 0 | 564.0631 | 0.0056958 | 771.2098 | 0.0026117 | 768.9568 | 0.044704 | 771.2098 | 0.00017 | 924.3338 | 0.017981 | 1166.1265 | 0.19331 | 1020.8745 | 0.013579 | 1090.6544 | 0 | 1089.9546 | 0 | 564.063 | 0.016559 | 564.5544 | 3.0145 | 564.0631 | 11.874 | 564.0631 | 3.3989 | 564.0631 | 13.0197 | 561.3467 | 0.24335
| 304.7436 | 0.0021404 |  |  | 304.7436 | 1.0127 | 304.7436 | 0.0024558 | 510.6445 | 0.016802 | 564.2906 | 0.13617 | 559.0612 | 0.049232 | 510.6445 | 0.022783 | 564.2906 | 0.1166 | 564.2906 | 0.034517 | 564.7816 | 0.039782 | 564.2906 | 0.10326 | 564.2906 | 0.036177 | 564.2906 | 0.10749 | 511.6114 | 0.00035624 | 559.06 | 0.006757 | 564.7816 | 0.032822 | 510.6445 | 10.0693 | 559.06 | 0.22584 | 564.2906 | 7.368 | 559.06 | 0.002565 | 564.2906 | 2.952 | 511.6114 | 0.00048363 | 511.6114 | 0.00044366 | 564.2906 | 0.019554 | 564.7816 | 0.0031166 | 564.7816 | 0.00084111 | 564.2906 | 0.0065071 | 769.1219 | 3.5172 | 564.2906 | 0.0089184 | 564.2906 | -0.010658 | 768.4163 | 0.0013044 | 564.2906 | 0.01465 | 771.3759 | 0.0013887 | 769.1219 | 0.042408 | 771.3759 | 0.00015414 | 924.4188 | 0.01721 | 1166.1931 | 0.19383 | 1020.8872 | 0.013595 | 1090.7126 | 0 | 1090.0128 | 0 | 564.291 | 0.016711 | 564.7816 | 3.0244 | 564.2906 | 11.8737 | 564.2906 | 3.4093 | 564.2906 | 12.9982 | 561.5732 | 0.24498
| 304.82 | 0.0012479 |  |  | 304.82 | 1.004 | 304.82 | -0.0025854 | 510.7589 | 0 | 564.5182 | 0.10674 | 559.2889 | 0.023948 | 510.7589 | 0 | 564.5182 | -0.012096 | 564.5181 | 0.01602 | 565.0088 | 0.012454 | 564.5182 | 0.034933 | 564.5181 | 0.033323 | 564.5181 | 0.0044505 | 511.7285 | 0.00072003 | 559.29 | -0.0088362 | 565.0088 | 0.024507 | 510.7589 | 10.0648 | 559.29 | 0.22748 | 564.5182 | 7.3675 | 559.29 | 0.016905 | 564.5181 | 2.9729 | 511.7285 | 0.00098137 | 511.7285 | 0.00087972 | 564.5181 | -0.012195 | 565.0088 | -0.0054824 | 565.0088 | -0.003774 | 564.5181 | -0.0016141 | 769.2871 | 3.5507 | 564.5182 | -0.009865 | 564.5182 | -0.0030177 | 768.5815 | 0 | 564.5182 | -0.026754 | 771.542 | 0.0026194 | 769.2871 | 0.045797 | 771.542 | 0.00016814 | 924.5039 | 0.01692 | 1166.2596 | 0.19435 | 1020.9 | 0.013611 | 1090.771 | 0 | 1090.071 | 0 | 564.518 | 0.017337 | 565.0088 | 3.0296 | 564.5181 | 11.9254 | 564.5181 | 3.4122 | 564.5181 | 13.0003 | 561.7997 | 0.24457
| 304.8965 | 0.0022644 |  |  | 304.8965 | 1.0074 | 304.8965 | 0.0022012 | 510.8732 | 0.0045078 | 564.7457 | 0.13583 | 559.5166 | 0.031541 | 510.8732 | 0.022353 | 564.7457 | 0.064844 | 564.7457 | 0.035329 | 565.236 | 0.04736 | 564.7457 | 0.10415 | 564.7457 | 0.059776 | 564.7457 | 0.093211 | 511.8455 | 0.00036379 | 559.52 | 0.021311 | 565.236 | 0.032144 | 510.8732 | 10.0977 | 559.52 | 0.18616 | 564.7457 | 7.3708 | 559.52 | -0.0089774 | 564.7457 | 3.0217 | 511.8455 | 0.00049888 | 511.8455 | 0.00045165 | 564.7457 | 0.024374 | 565.236 | 0.0034378 | 565.236 | 0.00155 | 564.7457 | 0.019488 | 769.4522 | 3.5903 | 564.7457 | 0.0025962 | 564.7457 | 0.0053489 | 768.7467 | 0.0013044 | 564.7457 | 0.013443 | 771.7081 | 0.0014051 | 769.4522 | 0.043939 | 771.7081 | 0.00016114 | 924.5889 | 0.01724 | 1166.3263 | 0.19487 | 1020.9128 | 0.013627 | 1090.8292 | 0 | 1090.1291 | 0 | 564.746 | 0.017154 | 565.236 | 3.0411 | 564.7457 | 11.9774 | 564.7457 | 3.4299 | 564.7457 | 13.0372 | 562.0262 | 0.24475
| 304.973 | 0.0013388 |  |  | 304.973 | 0.99413 | 304.9729 | -0.0035538 | 510.9876 | 0 | 564.9733 | 0.1342 | 559.7443 | 0.029001 | 510.9876 | 0 | 564.9733 | 0.010798 | 564.9733 | 0.013455 | 565.4633 | 0.032177 | 564.9733 | 0.025059 | 564.9733 | 0.030416 | 564.9733 | 0.023631 | 511.9625 | 0.00069405 | 559.74 | 0.041062 | 565.4633 | 0.02309 | 510.9876 | 10.0043 | 559.74 | 0.19867 | 564.9733 | 7.3882 | 559.74 | -0.0075784 | 564.9733 | 3.0596 | 511.9625 | 0.0009928 | 511.9625 | 0.0009029 | 564.9733 | -0.0098738 | 565.4633 | -0.0059045 | 565.4633 | -0.0020533 | 564.9733 | 0.0094484 | 769.6173 | 3.603 | 564.9733 | -0.019229 | 564.9733 | -0.0087593 | 768.9119 | 0 | 564.9733 | -0.019837 | 771.8742 | 0.0026666 | 769.6173 | 0.045906 | 771.8742 | 0.00017914 | 924.674 | 0.017404 | 1166.3929 | 0.19539 | 1020.9255 | 0.013643 | 1090.8876 | 0 | 1090.1874 | 0 | 564.973 | 0.017974 | 565.4633 | 3.0548 | 564.9733 | 12.0465 | 564.9733 | 3.4071 | 564.9733 | 13.037 | 562.2528 | 0.2451
| 305.0494 | 0.0020743 |  |  | 305.0494 | 0.98733 | 305.0494 | 0.0046219 | 511.1019 | 0 | 565.2009 | 0.13372 | 559.972 | 0.056284 | 511.1019 | 0.010436 | 565.2009 | 0.080391 | 565.2009 | 0.033636 | 565.6905 | 0.045087 | 565.2009 | 0.10588 | 565.2009 | 0.074305 | 565.2009 | 0.093211 | 512.0796 | 0.00033068 | 559.97 | -0.04314 | 565.6905 | 0.032915 | 511.1019 | 9.9601 | 559.97 | 0.17067 | 565.2009 | 7.4137 | 559.97 | 0.022152 | 565.2009 | 3.1055 | 512.0796 | 0.0004943 | 512.0796 | 0.00045165 | 565.2009 | 0.012767 | 565.6905 | 0.0029369 | 565.6905 | 0.0015613 | 565.2009 | 0.011338 | 769.7825 | 3.6284 | 565.2009 | 0.005506 | 565.2009 | 0.003154 | 769.0771 | 0.00078262 | 565.2009 | 0.0036862 | 772.0404 | 0.0014666 | 769.7825 | 0.042299 | 772.0404 | 0.00015993 | 924.7591 | 0.017131 | 1166.4596 | 0.19591 | 1020.9383 | 0.013658 | 1090.9458 | 0 | 1090.2456 | 0 | 565.201 | 0.017691 | 565.6905 | 3.0684 | 565.2009 | 12.074 | 565.2009 | 3.4003 | 565.2009 | 13.0956 | 562.4793 | 0.24641
| 305.1259 | 0.0010991 |  |  | 305.1259 | 0.98183 | 305.1259 | -0.0024609 | 511.2163 | 0 | 565.4284 | 0.11891 | 560.1997 | 0.0097096 | 511.2163 | 0 | 565.4284 | 0.053683 | 565.4284 | 0.008773 | 565.9178 | 0.0033968 | 565.4284 | 0.034341 | 565.4284 | 0.0048903 | 565.4284 | 0.015415 | 512.1966 | 0.00067728 | 560.2 | 0.010915 | 565.9178 | 0.018304 | 511.2163 | 9.9711 | 560.2 | 0.1666 | 565.4284 | 7.3819 | 560.2 | 0.0064125 | 565.4284 | 3.1267 | 512.1966 | 0.0010206 | 512.1966 | 0.00087972 | 565.4284 | -0.023754 | 565.9178 | -0.0067843 | 565.9178 | -0.0038895 | 565.4284 | 0.001431 | 769.9476 | 3.6701 | 565.4284 | -0.014189 | 565.4284 | -0.0056519 | 769.2423 | 0 | 565.4284 | -0.026831 | 772.2065 | 0.0025404 | 769.9476 | 0.04525 | 772.2065 | 0.00018607 | 924.8442 | 0.016844 | 1166.5262 | 0.19644 | 1020.9511 | 0.013672 | 1091.0041 | 0 | 1090.3038 | 0 | 565.428 | 0.017855 | 565.9178 | 3.0649 | 565.4284 | 12.1019 | 565.4284 | 3.3874 | 565.4284 | 13.0804 | 562.7059 | 0.24606
| 305.2024 | 0.0020743 |  |  | 305.2024 | 0.97955 | 305.2024 | 0.0034582 | 511.3307 | 0.02561 | 565.6561 | 0.15808 | 560.4274 | 0.061965 | 511.3307 | 0.021708 | 565.6561 | 0.11583 | 565.6561 | 0.039127 | 566.145 | 0.053801 | 565.6561 | 0.10806 | 565.6561 | 0.063097 | 565.6561 | 0.068442 | 512.3137 | 0.0003466 | 560.43 | 0.018192 | 566.145 | 0.034921 | 511.3307 | 10.2181 | 560.43 | 0.15572 | 565.6561 | 7.383 | 560.43 | 0.00011659 | 565.6561 | 3.1621 | 512.3137 | 0.00052784 | 512.3137 | 0.00042807 | 565.6561 | 0.0064575 | 566.145 | 0.0034201 | 566.145 | 0.0017867 | 565.6561 | 0.0093298 | 770.1128 | 3.6885 | 565.6561 | 0.0094877 | 565.6561 | 0.01625 | 769.4075 | 0.0018258 | 565.6561 | 0.015697 | 772.3726 | 0.0012889 | 770.1128 | 0.043829 | 772.3726 | 0.00016093 | 924.9293 | 0.017087 | 1166.5929 | 0.19696 | 1020.9638 | 0.013686 | 1091.0625 | 0 | 1090.3622 | 0 | 565.656 | 0.018231 | 566.145 | 3.078 | 565.6561 | 12.1021 | 565.6561 | 3.382 | 565.6561 | 13.0787 | 562.9325 | 0.24692
| 305.2788 | 0.0014049 |  |  | 305.2788 | 0.96439 | 305.2789 | -0.0028436 | 511.445 | 0 | 565.8837 | 0.14589 | 560.6552 | 0.018808 | 511.445 | 0 | 565.8837 | 0.019369 | 565.8837 | 0.016166 | 566.3723 | 0.018422 | 565.8837 | 0.013477 | 565.8837 | 0.039901 | 565.8837 | 0.0042768 | 512.4307 | 0.00068315 | 560.66 | 0.028587 | 566.3723 | 0.026911 | 511.445 | 10.158 | 560.66 | 0.14322 | 565.8837 | 7.3531 | 560.66 | -0.010377 | 565.8837 | 3.2024 | 512.4307 | 0.0010557 | 512.4307 | 0.00099643 | 565.8837 | -0.0085594 | 566.3723 | -0.0014503 | 566.3723 | -0.00054217 | 565.8837 | 0.0027666 | 770.2779 | 3.7656 | 565.8837 | -0.015709 | 565.8837 | -0.016666 | 769.5727 | 0 | 565.8837 | -0.0057276 | 772.5388 | 0.0026172 | 770.2779 | 0.046999 | 772.5388 | 0.00016907 | 925.0145 | 0.017507 | 1166.6596 | 0.19749 | 1020.9766 | 0.0137 | 1091.1207 | 0 | 1090.4204 | 0 | 565.884 | 0.018771 | 566.3723 | 3.076 | 565.8837 | 12.1444 | 565.8837 | 3.3304 | 565.8837 | 13.0261 | 563.1591 | 0.24665
| 305.3553 | 0.0022726 |  |  | 305.3553 | 0.96301 | 305.3553 | 0.004331 | 511.5594 | 0.024242 | 566.1113 | 0.14285 | 560.8829 | 0.045058 | 511.5594 | 0.017517 | 566.1113 | 0.12488 | 566.1113 | 0.028969 | 566.5996 | 0.062515 | 566.1113 | 0.10648 | 566.1113 | 0.043172 | 566.1113 | 0.074944 | 512.5478 | 0.00033655 | 560.88 | 0.063932 | 566.5996 | 0.027888 | 511.5594 | 10.1769 | 560.88 | 0.11387 | 566.1113 | 7.3521 | 560.88 | 0.022852 | 566.1113 | 3.218 | 512.5478 | 0.00053165 | 512.5478 | 0.00056836 | 566.1113 | 0.018984 | 566.5996 | 0.00083274 | 566.5996 | 0.0014788 | 566.1113 | 0.0099513 | 770.4431 | 3.7748 | 566.1113 | 0.0032273 | 566.1113 | 0.011723 | 769.738 | 0.0013044 | 566.1113 | 0.015984 | 772.7049 | 0.0013678 | 770.4431 | 0.044048 | 772.7049 | 0.00013555 | 925.0995 | 0.017729 | 1166.7262 | 0.19802 | 1020.9894 | 0.013713 | 1091.1791 | 0 | 1090.4786 | 0 | 566.111 | 0.017957 | 566.5996 | 3.0796 | 566.1113 | 12.1354 | 566.1113 | 3.3833 | 566.1113 | 13.041 | 563.3857 | 0.24628
| 305.4318 | 0.0010578 |  |  | 305.4318 | 0.95515 | 305.4318 | -0.0020261 | 511.6738 | 0 | 566.3389 | 0.12205 | 561.1107 | 0.0010312 | 511.6738 | 0 | 566.3389 | -0.10074 | 566.3389 | 0.0034796 | 566.8269 | 0.005308 | 566.3389 | 0.021362 | 566.3389 | 0.015751 | 566.3389 | 0.032205 | 512.6649 | 0.00066555 | 561.11 | -0.04314 | 566.8269 | 0.018675 | 511.6738 | 10.3664 | 561.11 | 0.11686 | 566.3389 | 7.3299 | 561.11 | -0.015274 | 566.3389 | 3.2221 | 512.6649 | 0.0010126 | 512.6649 | 0.0009029 | 566.3389 | -0.013699 | 566.8269 | -0.0053776 | 566.8269 | -0.0040836 | 566.3389 | -0.009296 | 770.6082 | 3.8484 | 566.3389 | -0.023045 | 566.3389 | -0.0021738 | 769.9032 | 0 | 566.3389 | -0.021385 | 772.8711 | 0.002366 | 770.6082 | 0.04678 | 772.8711 | 0.00015461 | 925.1847 | 0.017743 | 1166.7929 | 0.19855 | 1021.0021 | 0.013725 | 1091.2374 | 0 | 1090.5369 | 0 | 566.339 | 0.019175 | 566.8269 | 3.085 | 566.3389 | 12.171 | 566.3389 | 3.3354 | 566.3389 | 13.0044 | 563.6123 | 0.24552
| 305.5083 | 0.00219 |  |  | 305.5083 | 0.9562 | 305.5083 | 0.0028362 | 511.7882 | 0.011533 | 566.5666 | 0.12858 | 561.3385 | 0.039217 | 511.7882 | 0.020871 | 566.5666 | 0.096279 | 566.5666 | 0.027713 | 567.0543 | 0.03604 | 566.5666 | 0.092631 | 566.5666 | 0.052304 | 566.5666 | 0.075157 | 512.7819 | 0.000329 | 561.34 | 0.036903 | 567.0542 | 0.026602 | 511.7882 | 10.2478 | 561.34 | 0.071463 | 566.5666 | 7.3234 | 561.34 | 0.0032645 | 566.5666 | 3.2611 | 512.7819 | 0.0004924 | 512.7819 | 0.00033454 | 566.5666 | 0.012005 | 567.0542 | -0.0021015 | 567.0542 | -0.0031894 | 566.5666 | 0.0079476 | 770.7734 | 3.8818 | 566.5666 | 0.0014655 | 566.5666 | -0.0035311 | 770.0684 | 0.0013044 | 566.5666 | 0.020489 | 773.0372 | 0.0011715 | 770.7734 | 0.045032 | 773.0372 | 0.00013333 | 925.2699 | 0.017681 | 1166.8595 | 0.19908 | 1021.0149 | 0.013737 | 1091.2958 | 0 | 1090.5951 | 0 | 566.567 | 0.01894 | 567.0543 | 3.093 | 566.5666 | 12.193 | 566.5666 | 3.3405 | 566.5666 | 13.0463 | 563.8389 | 0.24702
| 305.5848 | 0.00083468 |  |  | 305.5848 | 0.93947 | 305.5848 | -0.0016624 | 511.9026 | 0 | 566.7942 | 0.10419 | 561.5663 | 0.028784 | 511.9026 | 0 | 566.7942 | 0.0036787 | 566.7943 | 0.0092356 | 567.2816 | 0.010423 | 566.7942 | 0.020409 | 566.7943 | 0.042756 | 566.7943 | -0.016607 | 512.899 | 0.00066471 | 561.57 | -0.037943 | 567.2816 | 0.024245 | 511.9026 | 10.298 | 561.57 | 0.095381 | 566.7942 | 7.3033 | 561.57 | -0.015973 | 566.7943 | 3.2909 | 512.899 | 0.00095583 | 512.899 | 0.00078619 | 566.7943 | -0.016258 | 567.2816 | -0.0066765 | 567.2816 | -0.0037076 | 566.7943 | -0.0041456 | 770.9386 | 3.9119 | 566.7942 | -0.019919 | 566.7942 | -0.012805 | 770.2337 | 0 | 566.7942 | -0.024137 | 773.2034 | 0.0024516 | 770.9386 | 0.047327 | 773.2034 | 0.00014747 | 925.3551 | 0.017703 | 1166.9263 | 0.19961 | 1021.0276 | 0.013749 | 1091.3541 | 0 | 1090.6534 | 0 | 566.794 | 0.019594 | 567.2816 | 3.1014 | 566.7943 | 12.2014 | 566.7943 | 3.3393 | 566.7943 | 12.9892 | 564.0655 | 0.24652
| 305.6613 | 0.0021817 |  |  | 305.6613 | 0.93798 | 305.6613 | 0.0044104 | 512.0169 | 0.012236 | 567.0219 | 0.13856 | 561.7941 | 0.061444 | 512.0169 | 0.022353 | 567.0219 | 0.092215 | 567.0219 | 0.026039 | 567.5089 | 0.057211 | 567.0219 | 0.10646 | 567.0219 | 0.070154 | 567.0219 | 0.11085 | 513.0161 | 0.00033571 | 561.79 | 0.0046779 | 567.5089 | 0.026434 | 512.0169 | 10.3403 | 561.79 | 0.077714 | 567.0219 | 7.324 | 561.79 | 0.021103 | 567.0219 | 3.3357 | 513.0161 | 0.00047982 | 513.0161 | 0.00045165 | 567.0219 | 0.016208 | 567.5089 | -0.00082981 | 567.5089 | 7.8659e-05 | 567.0219 | 0.015865 | 771.1037 | 3.9288 | 567.0219 | 0.0013098 | 567.0219 | -0.0023497 | 770.3989 | 0.0013044 | 567.0219 | 0.0027065 | 773.3696 | 0.0012505 | 771.1037 | 0.044485 | 773.3696 | 0.0001299 | 925.4403 | 0.017541 | 1166.9929 | 0.20014 | 1021.0404 | 0.013759 | 1091.4125 | 0 | 1090.7117 | 0 | 567.022 | 0.019452 | 567.5089 | 3.1165 | 567.0219 | 12.2159 | 567.0219 | 3.3474 | 567.0219 | 12.9963 | 564.2922 | 0.24587
| 305.7378 | 0.0013636 |  |  | 305.7378 | 0.92783 | 305.7378 | -0.0035697 | 512.1313 | 0 | 567.2496 | 0.12409 | 562.0219 | 0.0064102 | 512.1313 | 0 | 567.2496 | -0.010277 | 567.2496 | 0.0096176 | 567.7363 | 0.0098028 | 567.2496 | 0.026632 | 567.2496 | 0.018245 | 567.2496 | 0.020667 | 513.1331 | 0.00065675 | 562.02 | -0.027548 | 567.7363 | 0.01888 | 512.1313 | 10.2867 | 562.02 | 0.090217 | 567.2496 | 7.2898 | 562.02 | -0.017722 | 567.2496 | 3.3649 | 513.1331 | 0.00096384 | 513.1331 | 0.00092648 | 567.2496 | -0.016038 | 567.7363 | -0.0061155 | 567.7363 | -0.0031184 | 567.2496 | 0.0067924 | 771.2689 | 3.9561 | 567.2496 | -0.011462 | 567.2496 | -0.0079784 | 770.5641 | 0 | 567.2496 | -0.018897 | 773.5357 | 0.0024308 | 771.2689 | 0.046562 | 773.5357 | 0.00015128 | 925.5256 | 0.017541 | 1167.0597 | 0.20068 | 1021.0532 | 0.013769 | 1091.4708 | 0 | 1090.77 | 0 | 567.25 | 0.020001 | 567.7363 | 3.1312 | 567.2496 | 12.2765 | 567.2496 | 3.3229 | 567.2496 | 12.9613 | 564.5188 | 0.24527
| 305.8143 | 0.0019421 |  |  | 305.8143 | 0.92805 | 305.8143 | 0.0048968 | 512.2457 | 0.011533 | 567.4773 | 0.15444 | 562.2497 | 0.034144 | 512.2457 | 0.045781 | 567.4773 | 0.10701 | 567.4773 | 0.033969 | 567.9636 | 0.03303 | 567.4773 | 0.11394 | 567.4773 | 0.065588 | 567.4773 | 0.10749 | 513.2502 | 0.00032104 | 562.25 | 0.045222 | 567.9636 | 0.033349 | 512.2457 | 10.2952 | 562.25 | 0.059231 | 567.4773 | 7.2927 | 562.25 | -0.0061794 | 567.4773 | 3.4045 | 513.2502 | 0.00050154 | 513.2502 | 0.00047483 | 567.4773 | 0.0095066 | 567.9636 | 0.0059922 | 567.9636 | 0.0018918 | 567.4773 | 0.0072149 | 771.4341 | 4.0084 | 567.4773 | 0.010697 | 567.4773 | 0.0068221 | 770.7294 | 0.0018258 | 567.4773 | 0.021067 | 773.7019 | 0.0013503 | 771.4341 | 0.044813 | 773.7019 | 0.00014286 | 925.6108 | 0.018203 | 1167.1263 | 0.20121 | 1021.066 | 0.013779 | 1091.5292 | 0 | 1090.8283 | 0 | 567.477 | 0.019397 | 567.9636 | 3.1428 | 567.4773 | 12.304 | 567.4773 | 3.3258 | 567.4773 | 13.0046 | 564.7455 | 0.24624
| 305.8908 | 0.0010578 |  |  | 305.8908 | 0.91043 | 305.8908 | -0.0023301 | 512.3601 | 0 | 567.705 | 0.12842 | 562.4776 | 0.0055283 | 512.3601 | 0 | 567.705 | -0.066692 | 567.705 | 0.014153 | 568.191 | -0.00039472 | 567.705 | 0.017311 | 567.705 | 0.024665 | 567.705 | 0.00097117 | 513.3673 | 0.000715 | 562.48 | -0.068091 | 568.191 | 0.020473 | 512.3601 | 10.2529 | 562.48 | 0.049718 | 567.705 | 7.2662 | 562.48 | -0.024367 | 567.705 | 3.4125 | 513.3673 | 0.0010099 | 513.3673 | 0.00085614 | 567.705 | -0.0088876 | 568.191 | -0.0049604 | 568.191 | -0.002138 | 567.705 | 0.0095724 | 771.5993 | 4.0152 | 567.705 | -0.017865 | 567.705 | 0.0019284 | 770.8946 | 0 | 567.705 | -0.014399 | 773.8681 | 0.0026962 | 771.5993 | 0.047545 | 773.8681 | 0.00015614 | 925.6961 | 0.018543 | 1167.1931 | 0.20175 | 1021.0787 | 0.013787 | 1091.5875 | 0 | 1090.8866 | 0 | 567.705 | 0.020438 | 568.191 | 3.1465 | 567.705 | 12.2914 | 567.705 | 3.2986 | 567.705 | 12.9434 | 564.9722 | 0.24531
| 305.9673 | 0.0020082 |  |  | 305.9673 | 0.90753 | 305.9673 | 0.0036789 | 512.4745 | 0.016802 | 567.9327 | 0.14841 | 562.7054 | 0.046252 | 512.4745 | 0.045781 | 567.9327 | 0.11601 | 567.9328 | 0.029031 | 568.4184 | 0.042056 | 567.9327 | 0.10466 | 567.9328 | 0.055625 | 567.9328 | 0.091532 | 513.4844 | 0.00039522 | 562.71 | -0.035864 | 568.4184 | 0.030308 | 512.4745 | 10.2647 | 562.71 | 0.08152 | 567.9327 | 7.2296 | 562.71 | 0.0081613 | 567.9328 | 3.4334 | 513.4844 | 0.00052784 | 513.4844 | 0.0003813 | 567.9328 | 0.01132 | 568.4184 | 0.0020806 | 568.4184 | 0.0022577 | 567.9328 | -0.0062377 | 771.7645 | 4.0806 | 567.9327 | 0.011979 | 567.9327 | 0.0018379 | 771.0599 | 0.0018258 | 567.9327 | 0.015789 | 774.0343 | 0.0014106 | 771.7645 | 0.045578 | 774.0343 | 0.00014186 | 925.7814 | 0.018264 | 1167.2598 | 0.20228 | 1021.0915 | 0.013795 | 1091.646 | 0 | 1090.9448 | 0 | 567.933 | 0.021274 | 568.4184 | 3.1397 | 567.9328 | 12.2714 | 567.9328 | 3.2831 | 567.9328 | 12.8808 | 565.1989 | 0.24619
| 306.0438 | 0.00097517 |  |  | 306.0438 | 0.90097 | 306.0438 | -0.0001039 | 512.5889 | 0 | 568.1605 | 0.13229 | 562.9333 | 0.0038995 | 512.5889 | 0 | 568.1605 | -0.0059712 | 568.1605 | 0.011135 | 568.6458 | 0.021185 | 568.1605 | 0.014419 | 568.1605 | 0.032326 | 568.1605 | 0.032555 | 513.6015 | 0.00076613 | 562.93 | -0.028587 | 568.6458 | 0.0211 | 512.5889 | 10.2532 | 562.93 | 0.065483 | 568.1605 | 7.1805 | 562.93 | 0.0074619 | 568.1605 | 3.4341 | 513.6015 | 0.0010141 | 513.6015 | 0.0009029 | 568.1605 | -0.017483 | 568.6458 | -0.0035746 | 568.6458 | -0.0026074 | 568.1605 | 0.0051466 | 771.9297 | 4.1305 | 568.1605 | -0.010287 | 568.1605 | -0.005308 | 771.2252 | 0 | 568.1605 | -0.023 | 774.2005 | 0.0025075 | 771.9297 | 0.047873 | 774.2005 | 0.00015171 | 925.8666 | 0.018175 | 1167.3265 | 0.20282 | 1021.1042 | 0.013802 | 1091.7043 | 0 | 1091.0032 | 0 | 568.16 | 0.021452 | 568.6458 | 3.1365 | 568.1605 | 12.2254 | 568.1605 | 3.2726 | 568.1605 | 12.8497 | 565.4256 | 0.2445
| 306.1204 | 0.0021074 |  |  | 306.1204 | 0.90213 | 306.1204 | 0.00393 | 512.7034 | 0.014343 | 568.3882 | 0.13404 | 563.1612 | 0.042522 | 512.7034 | 0.047715 | 568.3882 | 0.12175 | 568.3882 | 0.028759 | 568.8732 | 0.057969 | 568.3882 | 0.10832 | 568.3882 | 0.066418 | 568.3882 | 0.10413 | 513.7186 | 0.00037259 | 563.16 | 0.019232 | 568.8732 | 0.028479 | 512.7034 | 10.2929 | 563.16 | 0.074181 | 568.3882 | 7.1445 | 563.16 | 0.018654 | 568.3882 | 3.4434 | 513.7186 | 0.00049964 | 513.7186 | 0.0005216 | 568.3882 | 0.016985 | 568.8732 | 0.0003959 | 568.8732 | -0.00017815 | 568.3882 | 0.021862 | 772.0949 | 4.1685 | 568.3882 | 0.00066881 | 568.3882 | 0.007186 | 771.3904 | 0.0013044 | 568.3882 | 0.019349 | 774.3667 | 0.0011704 | 772.0949 | 0.045687 | 774.3667 | 0.00015514 | 925.952 | 0.018376 | 1167.3933 | 0.20335 | 1021.1171 | 0.013809 | 1091.7627 | 0 | 1091.0615 | 0 | 568.388 | 0.021881 | 568.8732 | 3.1366 | 568.3882 | 12.2135 | 568.3882 | 3.2343 | 568.3882 | 12.7845 | 565.6523 | 0.24519
| 306.1969 | 0.00081913 |  |  | 306.1969 | 0.88527 | 306.1969 | 0.00045453 | 512.8178 | 0 | 568.616 | 0.12611 | 563.389 | 0.010789 | 512.8178 | 0 | 568.616 | -0.018857 | 568.616 | 0.010332 | 569.1006 | -0.00062247 | 568.616 | 0.013584 | 568.616 | 0.02131 | 568.616 | -0.0091486 | 513.8357 | 0.00074937 | 563.39 | -0.049377 | 569.1006 | 0.016881 | 512.8178 | 10.3175 | 563.39 | 0.042923 | 568.616 | 7.1228 | 563.39 | -0.0047802 | 568.616 | 3.4677 | 513.8357 | 0.0010168 | 513.8357 | 0.0009029 | 568.616 | -0.0099893 | 569.1006 | -0.0055971 | 569.1006 | -0.0029522 | 568.616 | 0.007373 | 772.2601 | 4.1878 | 568.616 | -0.014714 | 568.616 | -0.002325 | 771.5557 | 0 | 568.616 | -0.014212 | 774.5329 | 0.0024011 | 772.2601 | 0.048638 | 774.5329 | 0.00016814 | 926.0373 | 0.018422 | 1167.4601 | 0.20389 | 1021.1298 | 0.013814 | 1091.8212 | 0 | 1091.1198 | 0 | 568.616 | 0.021906 | 569.1006 | 3.1277 | 568.616 | 12.2131 | 568.616 | 3.226 | 568.616 | 12.7421 | 565.879 | 0.24391
| 306.2734 | 0.0021239 |  |  | 306.2734 | 0.87939 | 306.2734 | 0.00508 | 512.9322 | 0.015748 | 568.8438 | 0.12679 | 563.6169 | 0.042361 | 512.9322 | 0.041267 | 568.8438 | -0.010091 | 568.8438 | 0.024711 | 569.3281 | 0.037735 | 568.8438 | 0.1003 | 568.8438 | 0.034531 | 568.8438 | 0.055948 | 513.9528 | 0.00037846 | 563.62 | -0.019232 | 569.3281 | 0.024921 | 512.9322 | 10.4483 | 563.62 | 0.041835 | 568.8438 | 7.0761 | 563.62 | -0.011076 | 568.8438 | 3.4882 | 513.9528 | 0.00052708 | 513.9528 | 0.0003813 | 568.8438 | 0.014532 | 569.3281 | -0.00055897 | 569.3281 | -0.00043029 | 568.8438 | 0.0088063 | 772.4253 | 4.2268 | 568.8438 | 0.0043078 | 568.8438 | -0.0030719 | 771.721 | 0.0023475 | 568.8438 | -0.0070971 | 774.6991 | 0.0010903 | 772.4253 | 0.046125 | 774.6991 | 0.00016643 | 926.1226 | 0.018457 | 1167.5267 | 0.20442 | 1021.1426 | 0.013819 | 1091.8795 | 0 | 1091.1781 | 0 | 568.844 | 0.021526 | 569.3281 | 3.1382 | 568.8438 | 12.2684 | 568.8438 | 3.229 | 568.8438 | 12.8009 | 566.1058 | 0.24513
| 306.3499 | 0.0010826 |  |  | 306.3499 | 0.87417 | 306.3499 | -0.0015668 | 513.0466 | 0 | 569.0715 | 0.11034 | 563.8448 | 0.030887 | 513.0466 | 0 | 569.0715 | 0.0053963 | 569.0716 | 0.0066918 | 569.5555 | 0.026821 | 569.0715 | 0.014576 | 569.0716 | 0.024602 | 569.0716 | 0.044024 | 514.0699 | 0.00073889 | 563.84 | -0.0036384 | 569.5555 | 0.018218 | 513.0466 | 10.3692 | 563.84 | 0.048087 | 569.0715 | 7.0563 | 563.84 | 0.0018654 | 569.0716 | 3.4882 | 514.0699 | 0.0010496 | 514.0699 | 0.00092648 | 569.0716 | -0.020208 | 569.5555 | -0.0056067 | 569.5555 | -0.0036785 | 569.0716 | 0.0021635 | 772.5905 | 4.2535 | 569.0715 | -0.01596 | 569.0715 | -0.0063005 | 771.8863 | 0 | 569.0715 | -0.015563 | 774.8653 | 0.0023035 | 772.5905 | 0.04995 | 774.8653 | 0.00018857 | 926.208 | 0.018941 | 1167.5935 | 0.20496 | 1021.1553 | 0.013823 | 1091.938 | 0 | 1091.2365 | 0 | 569.072 | 0.022612 | 569.5555 | 3.1373 | 569.0716 | 12.2672 | 569.0716 | 3.2221 | 569.0716 | 12.7653 | 566.3325 | 0.24411
| 306.4265 | 0.0023222 |  |  | 306.4265 | 0.88172 | 306.4265 | 0.0057198 | 513.161 | 0.011884 | 569.2993 | 0.12606 | 564.0728 | 0.059344 | 513.161 | 0.038473 | 569.2993 | 0.051836 | 569.2993 | 0.03318 | 569.783 | 0.042813 | 569.2993 | 0.098072 | 569.2993 | 0.017535 | 569.2993 | 0.081806 | 514.187 | 0.00036085 | 564.07 | 0.014034 | 569.783 | 0.027684 | 513.161 | 10.3792 | 564.07 | 0.056242 | 569.2993 | 7.0472 | 564.07 | -0.009677 | 569.2993 | 3.5323 | 514.187 | 0.00052327 | 514.187 | 0.00054478 | 569.2993 | 0.02459 | 569.783 | 0.00038538 | 569.783 | 0.0014269 | 569.2993 | 0.0097049 | 772.7557 | 4.3103 | 569.2993 | 0.011591 | 569.2993 | 0.0071737 | 772.0516 | 0.00026087 | 569.2993 | 0.011252 | 775.0315 | 0.00098393 | 772.7557 | 0.047983 | 775.0315 | 0.00018743 | 926.2934 | 0.019004 | 1167.6603 | 0.2055 | 1021.1682 | 0.013826 | 1091.9963 | 0 | 1091.2948 | 0 | 569.299 | 0.02252 | 569.783 | 3.1473 | 569.2993 | 12.3199 | 569.2993 | 3.2292 | 569.2993 | 12.7692 | 566.5593 | 0.24477
| 306.503 | 0.00093385 |  |  | 306.503 | 0.86548 | 306.503 | 9.4574e-05 | 513.2755 | 0 | 569.5271 | 0.14384 | 564.3007 | 0.010744 | 513.2755 | 0 | 569.5271 | -0.06003 | 569.5272 | 0.01682 | 570.0104 | 0.0081497 | 569.5271 | 0.023313 | 569.5272 | 0.021818 | 569.5272 | -0.0075906 | 514.3041 | 0.00068776 | 564.3 | -0.075368 | 570.0104 | 0.02095 | 513.2755 | 10.2075 | 564.3 | 0.030691 | 569.5271 | 7.0368 | 564.3 | -0.0093273 | 569.5272 | 3.5748 | 514.3041 | 0.0009928 | 514.3041 | 0.0010664 | 569.5272 | 0.0047195 | 570.0104 | -0.0024699 | 570.0104 | -0.0011961 | 569.5272 | 0.0014266 | 772.921 | 4.3354 | 569.5271 | -0.011027 | 569.5271 | -0.0026525 | 772.2168 | 0 | 569.5271 | -0.026976 | 775.1978 | 0.0022344 | 772.921 | 0.051808 | 775.1978 | 0.00019143 | 926.3788 | 0.018848 | 1167.727 | 0.20604 | 1021.1809 | 0.013828 | 1092.0548 | 0 | 1091.3531 | 0 | 569.527 | 0.023193 | 570.0104 | 3.1666 | 569.5272 | 12.3355 | 569.5272 | 3.2002 | 569.5272 | 12.7504 | 566.786 | 0.24397
| 306.5795 | 0.0019751 |  |  | 306.5795 | 0.86058 | 306.5795 | 0.0030529 | 513.3899 | 0.0062641 | 569.755 | 0.13765 | 564.5286 | 0.045135 | 513.3899 | 0.034604 | 569.755 | 0.044644 | 569.755 | 0.029332 | 570.2379 | 0.046602 | 569.755 | 0.088541 | 569.755 | 0.075965 | 569.755 | 0.11588 | 514.4212 | 0.00032858 | 564.53 | 0.0036384 | 570.2379 | 0.025384 | 513.3899 | 10.138 | 564.53 | 0.043195 | 569.755 | 7.0405 | 564.53 | 0.0022152 | 569.755 | 3.5826 | 514.4212 | 0.00047029 | 514.4212 | 0.0005216 | 569.755 | 0.016609 | 570.2379 | 0.0013972 | 570.2379 | -0.00026984 | 569.755 | -0.0025317 | 773.0862 | 4.3411 | 569.755 | 0.0042916 | 569.755 | 0.0095633 | 772.3821 | 0.0018258 | 569.755 | 0.02201 | 775.364 | 0.00093457 | 773.0862 | 0.048529 | 775.364 | 0.00018585 | 926.4642 | 0.019238 | 1167.7939 | 0.20658 | 1021.1937 | 0.013829 | 1092.1132 | 0 | 1091.4115 | 0 | 569.755 | 0.022761 | 570.2379 | 3.1561 | 569.755 | 12.3629 | 569.755 | 3.1846 | 569.755 | 12.7517 | 567.0128 | 0.24489
| 306.6561 | 0.001157 |  |  | 306.6561 | 0.84575 | 306.6561 | -0.0036109 | 513.5044 | 0 | 569.9828 | 0.1257 | 564.7566 | 0.012145 | 513.5044 | 0 | 569.9828 | 0.012317 | 569.9828 | 0.011887 | 570.4654 | -0.012526 | 569.9828 | 0.021224 | 569.9828 | 0.017041 | 569.9828 | -0.024271 | 514.5383 | 0.00069782 | 564.76 | -0.035864 | 570.4654 | 0.017951 | 513.5044 | 10.2101 | 564.76 | 0.032051 | 569.9828 | 6.9452 | 564.76 | -0.017023 | 569.9828 | 3.5739 | 514.5383 | 0.00096879 | 514.5383 | 0.00085614 | 569.9828 | -0.0083339 | 570.4654 | -0.0053374 | 570.4654 | -0.0033287 | 569.9828 | -0.0003668 | 773.2514 | 4.3564 | 569.9828 | -0.021391 | 569.9828 | -0.0076474 | 772.5474 | 0 | 569.9828 | -0.026262 | 775.5303 | 0.0022772 | 773.2514 | 0.05148 | 775.5303 | 0.00017471 | 926.5496 | 0.019708 | 1167.8607 | 0.20711 | 1021.2064 | 0.01383 | 1092.1716 | 0 | 1091.4698 | 0 | 569.983 | 0.023528 | 570.4654 | 3.1322 | 569.9828 | 12.2981 | 569.9828 | 3.1303 | 569.9828 | 12.604 | 567.2396 | 0.24393
| 306.7326 | 0.0021239 |  |  | 306.7326 | 0.8423 | 306.7326 | 0.0036163 | 513.6188 | 0.0076692 | 570.2106 | 0.12265 | 564.9846 | 0.03052 | 513.6188 | 0.048145 | 570.2106 | 0.10903 | 570.2106 | 0.036843 | 570.6929 | 0.04054 | 570.2106 | 0.10472 | 570.2106 | 0.031984 | 570.2106 | 0.065159 | 514.6555 | 0.00037091 | 564.98 | -0.0088362 | 570.6929 | 0.027363 | 513.6188 | 10.2155 | 564.98 | 0.014111 | 570.2106 | 6.9052 | 564.98 | 0.007112 | 570.2106 | 3.5955 | 514.6555 | 0.0004985 | 514.6555 | 0.00033454 | 570.2106 | 0.029904 | 570.6929 | 0.0041644 | 570.6929 | 0.0010146 | 570.2106 | 0.0081151 | 773.4167 | 4.3998 | 570.2106 | 0.012135 | 570.2106 | -0.0026259 | 772.7127 | 0.0013044 | 570.2106 | 0.020508 | 775.6965 | 0.0010497 | 773.4167 | 0.04842 | 775.6965 | 0.00016557 | 926.635 | 0.020003 | 1167.9275 | 0.20765 | 1021.2192 | 0.013829 | 1092.2301 | 0 | 1091.5282 | 0 | 570.211 | 0.02396 | 570.6929 | 3.1203 | 570.2106 | 12.3206 | 570.2106 | 3.1006 | 570.2106 | 12.5819 | 567.4664 | 0.24453
| 306.8092 | 0.00099996 |  |  | 306.8092 | 0.83074 | 306.8092 | -0.0019851 | 513.7332 | 0 | 570.4385 | 0.12669 | 565.2126 | 0.0077936 | 513.7332 | 0 | 570.4385 | -0.019665 | 570.4385 | 0.0083687 | 570.9204 | -0.010289 | 570.4385 | 0.021523 | 570.4385 | 0.023524 | 570.4385 | 0.031494 | 514.7726 | 0.00075985 | 565.21 | -0.04314 | 570.9204 | 0.017665 | 513.7332 | 10.1775 | 565.21 | 0.014383 | 570.4385 | 6.8732 | 565.21 | 0.00011659 | 570.4385 | 3.6041 | 514.7726 | 0.00093258 | 514.7726 | 0.00069266 | 570.4385 | -0.011038 | 570.9204 | -0.0015067 | 570.9204 | -0.00154 | 570.4385 | -0.0015846 | 773.5819 | 4.4389 | 570.4385 | -0.0062966 | 570.4385 | -0.013817 | 772.8781 | 0 | 570.4385 | -0.019694 | 775.8628 | 0.0023112 | 773.5819 | 0.05159 | 775.8628 | 0.00015928 | 926.7205 | 0.019965 | 1167.9943 | 0.20819 | 1021.232 | 0.013828 | 1092.2885 | 0 | 1091.5865 | 0 | 570.438 | 0.023949 | 570.9204 | 3.1248 | 570.4385 | 12.2929 | 570.4385 | 3.0809 | 570.4385 | 12.5489 | 567.6932 | 0.2435
| 306.8857 | 0.0017685 |  |  | 306.8857 | 0.82959 | 306.8857 | 0.0020206 | 513.8477 | 0.007318 | 570.6664 | 0.13593 | 565.4405 | 0.022469 | 513.8477 | 0.039118 | 570.6664 | 0.11018 | 570.6664 | 0.030564 | 571.148 | 0.051528 | 570.6664 | 0.10077 | 570.6664 | 0.030667 | 570.6664 | 0.072629 | 514.8897 | 0.00039019 | 565.44 | -0.011954 | 571.148 | 0.024749 | 513.8477 | 10.0912 | 565.44 | 0.024168 | 570.6664 | 6.8621 | 565.44 | -0.012125 | 570.6664 | 3.6305 | 514.8897 | 0.00043409 | 514.8897 | 0.00035812 | 570.6664 | 0.025879 | 571.148 | 0.0017209 | 571.148 | 0.0013003 | 570.6664 | 0.008134 | 773.7471 | 4.4794 | 570.6664 | 0.006556 | 570.6664 | 0.0066526 | 773.0434 | 0.0013044 | 570.6664 | 0.0051151 | 776.029 | 0.001087 | 773.7471 | 0.048638 | 776.029 | 0.00014828 | 926.806 | 0.019578 | 1168.0612 | 0.20873 | 1021.2448 | 0.013825 | 1092.3469 | 0 | 1091.645 | 0 | 570.666 | 0.024113 | 571.148 | 3.1247 | 570.6664 | 12.3056 | 570.6664 | 3.0693 | 570.6664 | 12.5493 | 567.9201 | 0.24525
| 306.9623 | 0.00083468 |  |  | 306.9623 | 0.81339 | 306.9623 | -0.0036265 | 513.9621 | 0 | 570.8942 | 0.1106 | 565.6685 | -0.0019186 | 513.9621 | 0 | 570.8942 | -0.023009 | 570.8942 | 0.0098487 | 571.3755 | 0.013788 | 570.8942 | 0.014092 | 570.8942 | 0.018657 | 570.8942 | 0.0050053 | 515.0068 | 0.00078248 | 565.67 | 0.0046779 | 571.3755 | 0.016541 | 513.9621 | 10.0672 | 565.67 | 0.013568 | 570.8942 | 6.8716 | 565.67 | 0.015856 | 570.8942 | 3.6437 | 515.0068 | 0.00095278 | 515.0068 | 0.0009029 | 570.8942 | -0.0090151 | 571.3755 | -0.0047065 | 571.3755 | -0.002658 | 570.8942 | -0.0053137 | 773.9124 | 4.4882 | 570.8942 | -0.02631 | 570.8942 | -0.0068825 | 773.2087 | 0 | 570.8942 | -0.030282 | 776.1953 | 0.0023726 | 773.9124 | 0.05159 | 776.1953 | 0.00016057 | 926.8914 | 0.019343 | 1168.1279 | 0.20926 | 1021.2575 | 0.013822 | 1092.4054 | 0 | 1091.7034 | 0 | 570.894 | 0.024401 | 571.3755 | 3.1255 | 570.8942 | 12.3656 | 570.8942 | 3.0809 | 570.8942 | 12.5503 | 568.1469 | 0.24409
| 307.0388 | 0.0020082 |  |  | 307.0388 | 0.81035 | 307.0388 | 0.0049317 | 514.0766 | 0.007318 | 571.1221 | 0.13615 | 565.8966 | 0.049254 | 514.0766 | 0.023428 | 571.1221 | 0.070748 | 571.1221 | 0.03878 | 571.6031 | 0.033269 | 571.1221 | 0.09467 | 571.1221 | 0.05687 | 571.1221 | 0.11337 | 515.124 | 0.00039229 | 565.9 | -0.012994 | 571.6031 | 0.025305 | 514.0766 | 9.9756 | 565.9 | 0.023081 | 571.1221 | 6.8409 | 565.9 | 0.022152 | 571.1221 | 3.6751 | 515.124 | 0.00051831 | 515.124 | 0.00054478 | 571.1221 | 0.022359 | 571.6031 | 0.0025904 | 571.6031 | 0.001637 | 571.1221 | 0.017739 | 774.0776 | 4.5483 | 571.1221 | 0.0087424 | 571.1221 | -0.002033 | 773.374 | 0.0018258 | 571.1221 | 0.0091644 | 776.3615 | 0.0010092 | 774.0776 | 0.049076 | 776.3615 | 0.00015243 | 926.9769 | 0.019512 | 1168.1948 | 0.2098 | 1021.2703 | 0.013818 | 1092.4639 | 0 | 1091.7617 | 0 | 571.122 | 0.024149 | 571.6031 | 3.1452 | 571.1221 | 12.41 | 571.1221 | 3.1201 | 571.1221 | 12.5868 | 568.3738 | 0.24414
| 307.1154 | 0.00098343 |  |  | 307.1154 | 0.80339 | 307.1154 | -0.0023271 | 514.1911 | 0 | 571.35 | 0.13101 | 566.1246 | 0.013788 | 514.1911 | 0 | 571.35 | -0.015978 | 571.35 | 0.013272 | 571.8306 | 0.0026795 | 571.35 | 0.018565 | 571.35 | 0.013884 | 571.35 | -0.012503 | 515.2411 | 0.00078164 | 566.12 | 0.040022 | 571.8306 | 0.017487 | 514.1911 | 10.0956 | 566.12 | 0.026071 | 571.35 | 6.8411 | 566.12 | 0.0046636 | 571.35 | 3.7082 | 515.2411 | 0.0010126 | 515.2411 | 0.0010196 | 571.35 | -0.015053 | 571.8306 | -0.0036475 | 571.8306 | -0.0020123 | 571.35 | -0.014366 | 774.2429 | 4.5732 | 571.35 | -0.0073662 | 571.35 | 0.0033072 | 773.5393 | 0 | 571.35 | -0.028604 | 776.5278 | 0.0022827 | 774.2429 | 0.052136 | 776.5278 | 0.000157 | 927.0624 | 0.019836 | 1168.2616 | 0.21033 | 1021.2831 | 0.013813 | 1092.5223 | 0 | 1091.8202 | 0 | 571.35 | 0.025408 | 571.8306 | 3.1522 | 571.35 | 12.4827 | 571.35 | 3.0859 | 571.35 | 12.6106 | 568.6006 | 0.24286
| 307.1919 | 0.0019834 |  |  | 307.1919 | 0.79743 | 307.1919 | 0.0039531 | 514.3055 | 0.011884 | 571.578 | 0.14219 | 566.3526 | 0.045858 | 514.3055 | 0.053734 | 571.578 | 0.058244 | 571.5779 | 0.045171 | 572.0582 | 0.055316 | 571.578 | 0.10177 | 571.5779 | 0.077211 | 571.5779 | 0.10749 | 515.3583 | 0.00038935 | 566.35 | -0.054577 | 572.0582 | 0.030999 | 514.3055 | 9.8685 | 566.35 | 0.022809 | 571.578 | 6.8309 | 566.35 | 0.011659 | 571.5779 | 3.738 | 515.3583 | 0.0004943 | 515.3583 | 0.00047483 | 571.5779 | 0.044539 | 572.0582 | 0.0092698 | 572.0582 | 0.0042081 | 571.5779 | 0.026234 | 774.4082 | 4.6211 | 571.578 | 0.017509 | 571.578 | -0.006398 | 773.7047 | 0.0013044 | 571.578 | 0.017329 | 776.6941 | 0.0010651 | 774.4082 | 0.049185 | 776.6941 | 0.00014188 | 927.148 | 0.019952 | 1168.3285 | 0.21087 | 1021.2958 | 0.013806 | 1092.5808 | 0 | 1091.8785 | 0 | 571.578 | 0.025303 | 572.0582 | 3.1605 | 571.5779 | 12.5053 | 571.5779 | 3.0947 | 571.5779 | 12.6298 | 568.8275 | 0.24503
| 307.2685 | 0.00095864 |  |  | 307.2685 | 0.78341 | 307.2685 | -0.0010433 | 514.42 | 0 | 571.8059 | 0.12541 | 566.5807 | 0.010909 | 514.42 | 0 | 571.8059 | -0.032706 | 571.8059 | 0.011731 | 572.2858 | 0.022055 | 571.8059 | 0.019704 | 571.8059 | 0.020677 | 571.8059 | 0.015694 | 515.4754 | 0.00079422 | 566.58 | -0.0036384 | 572.2858 | 0.012835 | 514.42 | 9.8869 | 566.58 | 0.0024236 | 571.8059 | 6.8157 | 566.58 | -0.00023318 | 571.8059 | 3.7632 | 515.4754 | 0.0010462 | 515.4754 | 0.00092648 | 571.8059 | 0.0065176 | 572.2858 | -0.0051916 | 572.2858 | -0.004126 | 571.8059 | -0.0047721 | 774.5734 | 4.6456 | 571.8059 | -0.015542 | 571.8059 | -0.0033269 | 773.87 | 0 | 571.8059 | -0.022665 | 776.8604 | 0.0024264 | 774.5734 | 0.05159 | 776.8604 | 0.00015788 | 927.2335 | 0.019721 | 1168.3954 | 0.21141 | 1021.3087 | 0.013799 | 1092.6393 | 0 | 1091.9369 | 0 | 571.806 | 0.025638 | 572.2858 | 3.1606 | 571.8059 | 12.5358 | 571.8059 | 3.0917 | 571.8059 | 12.6275 | 569.0544 | 0.24461
| 307.3451 | 0.001876 |  |  | 307.3451 | 0.78883 | 307.3451 | 0.0041116 | 514.5345 | 0.0080204 | 572.0338 | 0.12718 | 566.8087 | 0.035653 | 514.5345 | 0.036109 | 572.0338 | 0.03721 | 572.0338 | 0.025285 | 572.5134 | 0.030655 | 572.0338 | 0.095631 | 572.0338 | 0.044832 | 572.0338 | 0.083974 | 515.5926 | 0.00040696 | 566.81 | 0.016113 | 572.5134 | 0.023544 | 514.5345 | 9.8136 | 566.81 | 0.0035108 | 572.0338 | 6.7718 | 566.81 | 0.035093 | 572.0338 | 3.7917 | 515.5926 | 0.00055985 | 515.5926 | 0.00045165 | 572.0338 | 0.034879 | 572.5134 | 0.0031371 | 572.5134 | 0.00053343 | 572.0338 | 0.019988 | 774.7387 | 4.6855 | 572.0338 | 0.0052416 | 572.0338 | -8.6512e-05 | 774.0353 | 0.00078262 | 572.0338 | 0.010634 | 777.0267 | 0.001109 | 774.7387 | 0.04842 | 777.0267 | 0.00014002 | 927.3191 | 0.020028 | 1168.4622 | 0.21194 | 1021.3214 | 0.013791 | 1092.6978 | 0 | 1091.9954 | 0 | 572.034 | 0.025669 | 572.5134 | 3.1608 | 572.0338 | 12.5488 | 572.0338 | 3.0856 | 572.0338 | 12.6224 | 569.2813 | 0.24538
| 307.4216 | 0.0010743 |  |  | 307.4216 | 0.77313 | 307.4216 | -0.0025442 | 514.6489 | 0 | 572.2618 | 0.11009 | 567.0368 | 0.031652 | 514.6489 | 0 | 572.2618 | 0.0092679 | 572.2618 | 0.0042996 | 572.741 | 0.0053774 | 572.2618 | 0.010669 | 572.2618 | -0.0008683 | 572.2618 | 0.0055103 | 515.7097 | 0.00074853 | 567.04 | -0.10863 | 572.741 | 0.010887 | 514.6489 | 9.7925 | 567.04 | 0.026614 | 572.2618 | 6.7744 | 567.04 | -0.0016322 | 572.2618 | 3.8154 | 515.7097 | 0.0010862 | 515.7097 | 0.0009029 | 572.2618 | -0.012045 | 572.741 | -0.0058493 | 572.741 | -0.003703 | 572.2618 | -0.014991 | 774.904 | 4.6959 | 572.2618 | -0.025366 | 572.2618 | -0.0076896 | 774.2007 | 0 | 572.2618 | -0.030332 | 777.193 | 0.0024022 | 774.904 | 0.052683 | 777.193 | 0.00016702 | 927.4047 | 0.020584 | 1168.5291 | 0.21247 | 1021.3342 | 0.013782 | 1092.7564 | 0 | 1092.0538 | 0 | 572.262 | 0.02607 | 572.741 | 3.1723 | 572.2618 | 12.575 | 572.2618 | 3.0375 | 572.2618 | 12.5872 | 569.5082 | 0.24376
| 307.4982 | 0.002033 |  |  | 307.4982 | 0.76637 | 307.4982 | 0.0041422 | 514.7634 | 0.0080204 | 572.4897 | 0.12194 | 567.2649 | 0.030636 | 514.7634 | 0.046641 | 572.4897 | 0.069563 | 572.4897 | 0.030666 | 572.9686 | 0.041677 | 572.4897 | 0.084001 | 572.4897 | 0.069324 | 572.4897 | 0.055842 | 515.8269 | 0.00034367 | 567.26 | -0.020271 | 572.9686 | 0.015886 | 514.7634 | 9.6891 | 567.26 | -0.010895 | 572.4897 | 6.7761 | 567.26 | 0.0029147 | 572.4897 | 3.8313 | 515.8269 | 0.00053775 | 515.8269 | 0.00045165 | 572.4897 | 0.020583 | 572.9686 | -0.00085493 | 572.9686 | -0.0019183 | 572.4897 | 0.0012619 | 775.0693 | 4.7627 | 572.4897 | -0.00087976 | 572.4897 | 0.0060549 | 774.366 | 0.00026087 | 572.4897 | 0.011193 | 777.3593 | 0.0010157 | 775.0693 | 0.050278 | 777.3593 | 0.00018474 | 927.4903 | 0.020643 | 1168.5959 | 0.21301 | 1021.3469 | 0.013772 | 1092.8148 | 0 | 1092.1122 | 0 | 572.49 | 0.026483 | 572.9686 | 3.1746 | 572.4897 | 12.6178 | 572.4897 | 3.0727 | 572.4897 | 12.5706 | 569.7351 | 0.24431
| 307.5748 | 0.00076629 |  |  | 307.5748 | 0.75011 | 307.5748 | -0.0020642 | 514.8779 | 0 | 572.7177 | 0.13728 | 567.493 | 0.015532 | 514.8779 | 0 | 572.7177 | -0.019464 | 572.7177 | 0.014598 | 573.1963 | 0.022614 | 572.7177 | 0.015398 | 572.7177 | 0.017486 | 572.7177 | 0.027184 | 515.944 | 0.00074476 | 567.49 | -0.04314 | 573.1963 | 0.018812 | 514.8779 | 9.6958 | 567.49 | 0.0051416 | 572.7177 | 6.7493 | 567.49 | -0.009677 | 572.7177 | 3.8503 | 515.944 | 0.00097603 | 515.944 | 0.0009029 | 572.7177 | 0.0019201 | 573.1963 | -0.0029732 | 573.1963 | -0.00076293 | 572.7177 | -0.0029456 | 775.2345 | 4.7743 | 572.7177 | -0.013597 | 572.7177 | -0.0074407 | 774.5314 | 0 | 572.7177 | -0.0097197 | 777.5256 | 0.0024297 | 775.2345 | 0.053776 | 777.5256 | 0.00022171 | 927.5759 | 0.021045 | 1168.6628 | 0.21354 | 1021.3597 | 0.013761 | 1092.8733 | 0 | 1092.1707 | 0 | 572.718 | 0.027369 | 573.1963 | 3.182 | 572.7177 | 12.6076 | 572.7177 | 3.0476 | 572.7177 | 12.5629 | 569.962 | 0.24319
| 307.6514 | 0.0019999 |  |  | 307.6514 | 0.75291 | 307.6514 | 0.0050969 | 514.9924 | 0 | 572.9457 | 0.12987 | 567.7211 | 0.03824 | 514.9924 | 0.030951 | 572.9457 | 0.091681 | 572.9457 | 0.02478 | 573.4239 | 0.045466 | 572.9457 | 0.095262 | 572.9457 | 0.065588 | 572.9457 | 0.10833 | 516.0612 | 0.00040318 | 567.72 | 0.028587 | 573.4239 | 0.022642 | 514.9924 | 9.6108 | 567.72 | 0.021179 | 572.9457 | 6.7419 | 567.72 | 0.0099102 | 572.9457 | 3.8587 | 516.0612 | 0.00045276 | 516.0612 | 0.00045924 | 572.9457 | 0.01781 | 573.4239 | -0.00076958 | 573.4239 | -0.00017827 | 572.9457 | 0.009669 | 775.3998 | 4.8121 | 572.9457 | 0.016351 | 572.9457 | 0.00028759 | 774.6967 | 0.0013044 | 572.9457 | 0.008384 | 777.6919 | 0.0010179 | 775.3998 | 0.050934 | 777.6919 | 0.00020714 | 927.6615 | 0.021498 | 1168.7297 | 0.21407 | 1021.3725 | 0.013749 | 1092.9318 | 0 | 1092.2291 | 0 | 572.946 | 0.026876 | 573.4239 | 3.1756 | 572.9457 | 12.6289 | 572.9457 | 3.0624 | 572.9457 | 12.5604 | 570.189 | 0.24404
| 307.728 | 0.00095864 |  |  | 307.728 | 0.73301 | 307.728 | -0.00036063 | 515.1069 | 0 | 573.1737 | 0.12605 | 567.9492 | 0.024835 | 515.1069 | 0 | 573.1737 | -0.011517 | 573.1737 | 0.012587 | 573.6516 | 0.0062858 | 573.1737 | 0.018193 | 573.1737 | 0.0055946 | 573.1737 | -0.00044243 | 516.1784 | 0.00075524 | 567.95 | -0.016113 | 573.6516 | 0.016672 | 515.1069 | 9.6074 | 567.95 | 0.017373 | 573.1737 | 6.7369 | 567.95 | -0.022269 | 573.1737 | 3.8825 | 516.1784 | 0.00092001 | 516.1784 | 0.00087172 | 573.1737 | -0.010696 | 573.6516 | -0.0032304 | 573.6516 | -0.0024096 | 573.1737 | 0.0036343 | 775.5651 | 4.8423 | 573.1737 | -0.024122 | 573.1737 | -0.0012195 | 774.8621 | 0 | 573.1737 | -0.031484 | 777.8583 | 0.0023759 | 775.5651 | 0.054759 | 777.8583 | 0.00022643 | 927.7471 | 0.021479 | 1168.7966 | 0.2146 | 1021.3853 | 0.013736 | 1092.9904 | 0 | 1092.2875 | 0 | 573.174 | 0.027333 | 573.6516 | 3.1835 | 573.1737 | 12.6675 | 573.1737 | 3.0572 | 573.1737 | 12.5265 | 570.4159 | 0.24203
| 307.8046 | 0.0017603 |  |  | 307.8046 | 0.73555 | 307.8046 | 0.006021 | 515.2214 | 0.022678 | 573.4017 | 0.12125 | 568.1773 | 0.023738 | 515.2214 | 0.025792 | 573.4017 | 0.053264 | 573.4017 | 0.029972 | 573.8792 | 0.035465 | 573.4017 | 0.098972 | 573.4017 | 0.043587 | 573.4017 | 0.079252 | 516.2956 | 0.00035205 | 568.18 | 0.040022 | 573.8792 | 0.020536 | 515.2214 | 9.6953 | 568.18 | 0.018461 | 573.4017 | 6.7482 | 568.18 | -0.016672 | 573.4017 | 3.9357 | 516.2956 | 0.00047372 | 516.2956 | 0.00042048 | 573.4017 | 0.011173 | 573.8792 | 0.00099478 | 573.8792 | 0.00045877 | 573.4017 | 0.0064495 | 775.7304 | 4.8985 | 573.4017 | 0.0056309 | 573.4017 | 0.012607 | 775.0275 | 0.0018258 | 573.4017 | 0.020152 | 778.0246 | 0.0009587 | 775.7304 | 0.052355 | 778.0246 | 0.000206 | 927.8328 | 0.021181 | 1168.8635 | 0.21513 | 1021.3981 | 0.013722 | 1093.0488 | 0 | 1092.3459 | 0 | 573.402 | 0.027798 | 573.8792 | 3.2051 | 573.4017 | 12.741 | 573.4017 | 3.0955 | 573.4017 | 12.5881 | 570.6429 | 0.24299
| 307.8811 | 0.00054998 |  |  | 307.8811 | 0.71717 | 307.8811 | -0.0037548 | 515.3359 | 0 | 573.6297 | 0.1235 | 568.4055 | 0.011508 | 515.3359 | 0 | 573.6297 | -0.02105 | 573.6297 | 0.015371 | 574.1069 | 0.0045201 | 573.6297 | 0.025607 | 573.6297 | 0.0041655 | 573.6297 | 0.018568 | 516.4127 | 0.00079422 | 568.41 | 0.014034 | 574.1069 | 0.015182 | 515.3359 | 9.5416 | 568.41 | 0.012209 | 573.6297 | 6.7377 | 568.41 | -0.033112 | 573.6297 | 3.9641 | 516.4127 | 0.00098861 | 516.4127 | 0.00095726 | 573.6297 | -0.0068754 | 574.1069 | -0.0044992 | 574.1069 | -0.0026908 | 573.6297 | -0.0060928 | 775.8957 | 4.9316 | 573.6297 | -0.0094712 | 573.6297 | -0.0047346 | 775.1928 | 0 | 573.6297 | -0.0083553 | 778.1909 | 0.0022169 | 775.8957 | 0.055743 | 778.1909 | 0.00018143 | 927.9184 | 0.020603 | 1168.9304 | 0.21566 | 1021.4108 | 0.013708 | 1093.1074 | 0 | 1092.4044 | 0 | 573.63 | 0.028355 | 574.1069 | 3.2095 | 573.6297 | 12.7697 | 573.6297 | 3.0781 | 573.6297 | 12.6437 | 570.8699 | 0.24205
| 307.9577 | 0.0018594 |  |  | 307.9577 | 0.7248 | 307.9577 | 0.0048825 | 515.4504 | 0.034408 | 573.8578 | 0.12524 | 568.6336 | 0.039173 | 515.4504 | 0.023213 | 573.8578 | 0.11359 | 573.8578 | 0.031195 | 574.3346 | 0.039782 | 573.8578 | 0.088151 | 573.8578 | 0.044832 | 573.8578 | 0.086493 | 516.5299 | 0.00044384 | 568.63 | 0.029627 | 574.3346 | 0.020581 | 515.4504 | 9.5597 | 568.63 | 0.0067725 | 573.8578 | 6.7412 | 568.63 | -0.024367 | 573.8578 | 3.9933 | 516.5299 | 0.00051831 | 516.5299 | 0.00054478 | 573.8578 | 0.029753 | 574.3346 | -0.0013929 | 574.3346 | 0.00034335 | 573.8578 | 0.005453 | 776.061 | 4.9301 | 573.8578 | 0.0098332 | 573.8578 | 0.0014088 | 775.3582 | 0.0013044 | 573.8578 | 0.017278 | 778.3573 | 0.00071738 | 776.061 | 0.05312 | 778.3573 | 0.00016486 | 928.0041 | 0.020421 | 1168.9974 | 0.21619 | 1021.4236 | 0.013692 | 1093.1659 | 0 | 1092.4629 | 0 | 573.858 | 0.028432 | 574.3346 | 3.2196 | 573.8578 | 12.8304 | 573.8578 | 3.0916 | 573.8578 | 12.6234 | 571.0968 | 0.24335
| 308.0343 | 0.00080086 |  |  | 308.0343 | 0.70576 | 308.0343 | -0.0032935 | 515.5649 | 0 | 574.0858 | 0.10791 | 568.8618 | 0.001499 | 515.5649 | 0 | 574.0858 | -0.004062 | 574.0858 | 0.0067612 | 574.5623 | -0.009554 | 574.0858 | 0.018879 | 574.0858 | -0.00058301 | 574.0858 | 0.005108 | 516.6471 | 0.00081894 | 568.86 | 0.024429 | 574.5623 | 0.011822 | 515.5649 | 9.648 | 568.86 | -0.0021971 | 574.0858 | 6.7217 | 568.86 | -0.0086277 | 574.0858 | 4.0089 | 516.6471 | 0.0010408 | 516.6471 | 0.00099643 | 574.0858 | -0.0044935 | 574.5623 | -0.0079322 | 574.5623 | -0.0040768 | 574.0858 | 0.0025053 | 776.2263 | 5.0012 | 574.0858 | -0.02395 | 574.0858 | -0.0051612 | 775.5236 | 0 | 574.0858 | -0.01654 | 778.5236 | 0.0022191 | 776.2263 | 0.055962 | 778.5236 | 0.00016743 | 928.0898 | 0.020818 | 1169.0643 | 0.21671 | 1021.4364 | 0.013675 | 1093.2245 | 0 | 1092.5214 | 0 | 574.086 | 0.02918 | 574.5623 | 3.217 | 574.0858 | 12.8702 | 574.0858 | 3.0779 | 574.0858 | 12.6025 | 571.3238 | 0.24328
| 308.111 | 0.0023222 |  |  | 308.111 | 0.70674 | 308.1109 | 0.0043688 | 515.6794 | 0.0020491 | 574.3139 | 0.13951 | 569.09 | 0.039334 | 515.6794 | 0.046641 | 574.3139 | 0.056317 | 574.3139 | 0.028046 | 574.79 | 0.056453 | 574.3139 | 0.10398 | 574.3139 | 0.048568 | 574.3139 | 0.077117 | 516.7643 | 0.00037678 | 569.09 | 0.0098758 | 574.79 | 0.025431 | 515.6794 | 9.636 | 569.09 | 0.0032391 | 574.3139 | 6.7056 | 569.09 | 0.005713 | 574.3139 | 4.0376 | 516.7643 | 0.00052251 | 516.7643 | 0.00045165 | 574.3139 | 0.030194 | 574.79 | 0.0020316 | 574.79 | 0.0011916 | 574.3139 | 0.0028673 | 776.3917 | 4.9856 | 574.3139 | -0.002337 | 574.3139 | 0.0069772 | 775.689 | 0.00078262 | 574.3139 | 0.016783 | 778.69 | 0.00086217 | 776.3917 | 0.052464 | 778.69 | 0.00016528 | 928.1755 | 0.020755 | 1169.1312 | 0.21724 | 1021.4492 | 0.013658 | 1093.2831 | 0 | 1092.5798 | 0 | 574.314 | 0.029919 | 574.79 | 3.2171 | 574.3139 | 12.8923 | 574.3139 | 3.0666 | 574.3139 | 12.591 | 571.5509 | 0.24327
| 308.1875 | 0.00077593 |  |  | 308.1875 | 0.6889 | 308.1876 | -0.0022886 | 515.7939 | 0 | 574.5419 | 0.11641 | 569.3182 | -0.0019678 | 515.7939 | 0 | 574.5419 | -0.049385 | 574.5419 | 0.011386 | 575.0178 | -0.0036443 | 574.5419 | 0.0132 | 574.5419 | 0.010258 | 574.5419 | -0.031641 | 516.8815 | 0.00075733 | 569.32 | -0.061854 | 575.0178 | 0.012726 | 515.7939 | 9.598 | 569.32 | -0.00083807 | 574.5419 | 6.6876 | 569.32 | -0.0012825 | 574.5419 | 4.0606 | 516.8815 | 0.0010328 | 516.8815 | 0.00078619 | 574.5419 | -0.0070483 | 575.0178 | -0.0042894 | 575.0178 | -0.0037679 | 574.5419 | -0.007917 | 776.557 | 5.0477 | 574.5419 | -0.014147 | 574.5419 | -0.0044788 | 775.8544 | 0 | 574.5419 | -0.02165 | 778.8563 | 0.0023616 | 776.557 | 0.055524 | 778.8563 | 0.00018085 | 928.2613 | 0.020651 | 1169.1982 | 0.21777 | 1021.462 | 0.01364 | 1093.3416 | 0 | 1092.6383 | 0 | 574.542 | 0.029964 | 575.0178 | 3.2159 | 574.5419 | 12.9144 | 574.5419 | 3.0717 | 574.5419 | 12.5904 | 571.7779 | 0.24182
| 308.2642 | 0.0021404 |  |  | 308.2642 | 0.68852 | 308.2642 | 0.0052337 | 515.9085 | 0.019261 | 574.77 | 0.12119 | 569.5464 | 0.037312 | 515.9085 | 0.044706 | 574.77 | 0.11088 | 574.77 | 0.032837 | 575.2455 | 0.037111 | 574.77 | 0.091849 | 574.77 | 0.038114 | 574.77 | 0.061412 | 516.9987 | 0.00038265 | 569.55 | 0.04314 | 575.2455 | 0.018784 | 515.9085 | 9.7522 | 569.55 | 0.0081316 | 574.77 | 6.6754 | 569.55 | -0.0065291 | 574.77 | 4.0724 | 516.9987 | 0.00051793 | 516.9987 | 0.00033454 | 574.77 | 0.015149 | 575.2455 | -0.0002841 | 575.2455 | 0.00070859 | 574.77 | 0.018489 | 776.7223 | 5.015 | 574.77 | 0.008778 | 574.77 | 0.012481 | 776.0198 | 0.00026087 | 574.77 | 0.0092388 | 779.0227 | 0.0010607 | 776.7223 | 0.052792 | 779.0227 | 0.00016871 | 928.347 | 0.020963 | 1169.2651 | 0.21829 | 1021.4747 | 0.01362 | 1093.4001 | 0 | 1092.6968 | 0 | 574.77 | 0.02964 | 575.2455 | 3.2275 | 574.77 | 12.9516 | 574.77 | 3.0824 | 574.77 | 12.6049 | 572.0049 | 0.24306
| 308.3408 | 0.00062805 |  |  | 308.3408 | 0.67562 | 308.3408 | -0.0017054 | 516.023 | 0 | 574.9981 | 0.096949 | 569.7746 | 0.0076358 | 516.023 | 0 | 574.9981 | -0.047967 | 574.9981 | 0.0093289 | 575.4733 | 0.0038969 | 574.9981 | 0.011885 | 574.9981 | 0.015067 | 574.9981 | 0.019503 | 517.1159 | 0.00079338 | 569.77 | -0.014034 | 575.4733 | 0.010798 | 516.023 | 9.7516 | 569.77 | 0.021721 | 574.9981 | 6.6633 | 569.77 | -0.021219 | 574.9981 | 4.0957 | 517.1159 | 0.0009707 | 517.1159 | 0.00073943 | 574.9981 | 0.0034918 | 575.4733 | -0.0051369 | 575.4733 | -0.0042305 | 574.9981 | 0.0036632 | 776.8876 | 5.0507 | 574.9981 | -0.021757 | 574.9981 | 0.0040656 | 776.1852 | 0 | 574.9981 | -0.024103 | 779.189 | 0.0024297 | 776.8876 | 0.056727 | 779.189 | 0.00018471 | 928.4328 | 0.021191 | 1169.3321 | 0.21881 | 1021.4875 | 0.0136 | 1093.4587 | 0 | 1092.7554 | 0 | 574.998 | 0.030282 | 575.4733 | 3.238 | 574.9981 | 12.975 | 574.9981 | 3.0385 | 574.9981 | 12.5802 | 572.2319 | 0.24128
| 308.4174 | 0.0018264 |  |  | 308.4174 | 0.67454 | 308.4174 | 0.0043482 | 516.1375 | 0.027761 | 575.2262 | 0.11272 | 570.0028 | 0.050639 | 516.1375 | 0.011554 | 575.2262 | 0.048261 | 575.2262 | 0.023245 | 575.701 | 0.040161 | 575.2262 | 0.10182 | 575.2262 | 0.030138 | 575.2262 | 0.055373 | 517.2331 | 0.00041157 | 570 | 0.053536 | 575.701 | 0.021209 | 516.1375 | 9.7656 | 570 | -0.0062742 | 575.2262 | 6.6849 | 570 | -0.0026815 | 575.2262 | 4.13 | 517.2331 | 0.00046229 | 517.2331 | 0.00040489 | 575.2262 | 0.02701 | 575.701 | -0.00041636 | 575.701 | -0.0011634 | 575.2262 | 0.017989 | 777.053 | 5.0843 | 575.2262 | 0.0055049 | 575.2262 | 0.0083205 | 776.3506 | 0.0013044 | 575.2262 | 0.0091123 | 779.3554 | 0.00090934 | 777.053 | 0.054541 | 779.3554 | 0.00017343 | 928.5186 | 0.02149 | 1169.399 | 0.21933 | 1021.5003 | 0.013579 | 1093.5173 | 0 | 1092.8138 | 0 | 575.226 | 0.030531 | 575.701 | 3.2594 | 575.2262 | 13.0269 | 575.2262 | 3.0597 | 575.2262 | 12.5817 | 572.459 | 0.24261
| 308.494 | 0.00057213 |  |  | 308.494 | 0.65178 | 308.494 | -0.0024676 | 516.252 | 0 | 575.4543 | 0.13012 | 570.231 | -0.004323 | 516.252 | 0 | 575.4543 | -0.0095828 | 575.4543 | 0.014862 | 575.9288 | 0.001156 | 575.4543 | 0.018868 | 575.4543 | 0.0038945 | 575.4543 | 0.012214 | 517.3503 | 0.00079924 | 570.23 | -0.049377 | 575.9288 | 0.015297 | 516.252 | 9.9236 | 570.23 | -0.0062742 | 575.4543 | 6.6413 | 570.23 | -0.013175 | 575.4543 | 4.1432 | 517.3503 | 0.00091315 | 517.3503 | 0.00083296 | 575.4543 | -0.0067703 | 575.9288 | -0.0014915 | 575.9288 | -9.2702e-06 | 575.4543 | -0.0071587 | 777.2183 | 5.0948 | 575.4543 | -0.011022 | 575.4543 | -0.008829 | 776.516 | 0 | 575.4543 | -0.022177 | 779.5218 | 0.0023134 | 777.2183 | 0.059022 | 779.5218 | 0.00018714 | 928.6044 | 0.021612 | 1169.4661 | 0.21986 | 1021.5131 | 0.013558 | 1093.5759 | 0 | 1092.8723 | 0 | 575.454 | 0.031486 | 575.9288 | 3.2691 | 575.4543 | 13.0629 | 575.4543 | 3.06 | 575.4543 | 12.5668 | 572.6861 | 0.24102
| 308.5706 | 0.0020908 |  |  | 308.5706 | 0.65591 | 308.5706 | 0.0060478 | 516.3666 | 0 | 575.6825 | 0.11312 | 570.4593 | 0.041662 | 516.3666 | 0.020498 | 575.6825 | 0.047049 | 575.6825 | 0.025977 | 576.1566 | 0.036171 | 575.6825 | 0.096693 | 575.6825 | 0.043587 | 575.6825 | 0.070934 | 517.4675 | 0.00039019 | 570.46 | 0.0088362 | 576.1566 | 0.016093 | 516.3666 | 9.8246 | 570.46 | 0.0070443 | 575.6825 | 6.6616 | 570.46 | 0.0039641 | 575.6825 | 4.162 | 517.4675 | 0.00046419 | 517.4675 | 0.00045165 | 575.6825 | 0.016464 | 576.1566 | -0.00029243 | 576.1566 | 0.00090238 | 575.6825 | 0.012742 | 777.3836 | 5.1284 | 575.6825 | 0.0047238 | 575.6825 | 0.00074559 | 776.6814 | 0.0013044 | 575.6825 | 0.024749 | 779.6882 | 0.00083255 | 777.3836 | 0.056289 | 779.6882 | 0.00016471 | 928.6902 | 0.021422 | 1169.5331 | 0.22037 | 1021.5258 | 0.013535 | 1093.6345 | 0 | 1092.9308 | 0 | 575.682 | 0.0316 | 576.1566 | 3.2625 | 575.6825 | 13.0804 | 575.6825 | 3.0674 | 575.6825 | 12.5691 | 572.9131 | 0.24097
| 308.6472 | 0.00025845 |  |  | 308.6472 | 0.64402 | 308.6472 | -0.0034995 | 516.4811 | 0 | 575.9106 | 0.11829 | 570.6876 | 0.0086587 | 516.4811 | 0 | 575.9106 | -0.031055 | 575.9106 | 0.010039 | 576.3844 | 0.0076651 | 575.9106 | 0.015221 | 575.9106 | 0.0068668 | 575.9106 | -0.028429 | 517.5847 | 0.00075901 | 570.69 | -0.0036384 | 576.3844 | 0.011365 | 516.4811 | 9.8145 | 570.69 | 0.0016082 | 575.9106 | 6.6009 | 570.69 | 0.018654 | 575.9106 | 4.2006 | 517.5847 | 0.00097603 | 517.5847 | 0.00078619 | 575.9106 | 0.002405 | 576.3844 | -0.00060371 | 576.3844 | -0.0015055 | 575.9106 | -0.003815 | 777.549 | 5.1757 | 575.9106 | -0.016133 | 575.9106 | -0.0085054 | 776.8468 | 0 | 575.9106 | -0.015475 | 779.8546 | 0.0023134 | 777.549 | 0.059896 | 779.8546 | 0.00018614 | 928.776 | 0.021432 | 1169.6001 | 0.2209 | 1021.5386 | 0.013512 | 1093.6931 | 0 | 1092.9894 | 0 | 575.911 | 0.032325 | 576.3844 | 3.2742 | 575.9106 | 13.0571 | 575.9106 | 3.0398 | 575.9106 | 12.5363 | 573.1402 | 0.24038
| 308.7239 | 0.0020578 |  |  | 308.7239 | 0.64424 | 308.7239 | 0.0042224 | 516.5956 | 0.0097769 | 576.1388 | 0.11576 | 570.9158 | 0.047849 | 516.5956 | 0.03439 | 576.1388 | 0.11652 | 576.1387 | 0.021303 | 576.6122 | 0.050012 | 576.1388 | 0.10007 | 576.1387 | 0.047323 | 576.1387 | 0.10497 | 517.7019 | 0.00037385 | 570.92 | 0.051458 | 576.6122 | 0.024157 | 516.5956 | 9.8741 | 570.92 | -0.00083807 | 576.1388 | 6.6333 | 570.92 | -0.0040807 | 576.1387 | 4.2037 | 517.7019 | 0.00052251 | 517.7019 | 0.00035812 | 576.1387 | 0.030837 | 576.6122 | 0.00081624 | 576.6122 | -0.00072181 | 576.1387 | 0.016615 | 777.7143 | 5.1633 | 576.1388 | 0.004297 | 576.1388 | 0.0072728 | 777.0122 | 0.0018258 | 576.1388 | 0.014249 | 780.021 | 0.00093127 | 777.7143 | 0.056508 | 780.021 | 0.00015371 | 928.8619 | 0.022081 | 1169.6671 | 0.22141 | 1021.5514 | 0.013489 | 1093.7517 | 0 | 1093.0478 | 0 | 576.139 | 0.032713 | 576.6122 | 3.28 | 576.1387 | 13.1241 | 576.1387 | 3.0429 | 576.1387 | 12.5525 | 573.3673 | 0.24121
| 308.8005 | 0.00062516 |  |  | 308.8005 | 0.63772 | 308.8005 | -0.002512 | 516.7102 | 0 | 576.3669 | 0.10227 | 571.1441 | 0.018524 | 516.7102 | 0 | 576.3669 | -0.023594 | 576.3669 | 0.0074711 | 576.84 | -0.0021397 | 576.3669 | -0.0027214 | 576.3669 | -0.0080631 | 576.3669 | -0.010995 | 517.8191 | 0.00076865 | 571.14 | -0.071209 | 576.84 | 0.0072999 | 516.7102 | 9.8332 | 571.14 | 0.0032391 | 576.3669 | 6.5946 | 571.14 | -0.013525 | 576.3669 | 4.2357 | 517.8191 | 0.0010206 | 517.8191 | 0.00076301 | 576.3669 | -0.0099215 | 576.84 | -0.0063556 | 576.84 | -0.0056719 | 576.3669 | -0.0032669 | 777.8797 | 5.2081 | 576.3669 | -0.010507 | 576.3669 | -0.019486 | 777.1776 | 0 | 576.3669 | -0.013112 | 780.1874 | 0.0023935 | 777.8797 | 0.059787 | 780.1874 | 0.00017485 | 928.9478 | 0.02305 | 1169.7341 | 0.22193 | 1021.5642 | 0.013464 | 1093.8103 | 0 | 1093.1064 | 0 | 576.367 | 0.033367 | 576.84 | 3.2797 | 576.3669 | 13.1343 | 576.3669 | 3.0207 | 576.3669 | 12.5561 | 573.5944 | 0.24
| 308.8771 | 0.0018842 |  |  | 308.8771 | 0.63978 | 308.8771 | 0.0042688 | 516.8247 | 0.019261 | 576.5951 | 0.12935 | 571.3724 | 0.052064 | 516.8247 | 0.016026 | 576.5951 | 0.092748 | 576.5951 | 0.02829 | 577.0679 | 0.045466 | 576.5951 | 0.10584 | 576.5951 | 0.046077 | 576.5951 | 0.095731 | 517.9364 | 0.00040025 | 571.37 | 0.015073 | 577.0679 | 0.022225 | 516.8247 | 9.7748 | 571.37 | 0.017645 | 576.5951 | 6.6431 | 571.37 | 0.011659 | 576.5951 | 4.2644 | 517.9364 | 0.00050688 | 517.9364 | 0.00043606 | 576.5951 | 0.02903 | 577.0679 | 0.0027468 | 577.0679 | 0.0016557 | 576.5951 | 0.016365 | 778.045 | 5.2472 | 576.5951 | 0.018709 | 576.5951 | 0.008242 | 777.3431 | 0.0013044 | 576.5951 | 0.015071 | 780.3538 | 0.0010157 | 778.045 | 0.056945 | 780.3538 | 0.00013986 | 929.0336 | 0.02334 | 1169.8012 | 0.22244 | 1021.577 | 0.013439 | 1093.8689 | 0 | 1093.1649 | 0 | 576.595 | 0.033447 | 577.0679 | 3.2928 | 576.5951 | 13.2008 | 576.5951 | 3.0405 | 576.5951 | 12.5861 | 573.8216 | 0.24126
| 308.9538 | 0.00074289 |  |  | 308.9538 | 0.6239 | 308.9538 | -0.001604 | 516.9393 | 0 | 576.8233 | 0.10699 | 571.6007 | 0.0084698 | 516.9393 | 0 | 576.8233 | -0.048781 | 576.8233 | 0.0094086 | 577.2957 | -0.0068107 | 576.8233 | 0.01259 | 576.8233 | 0.009138 | 576.8233 | 0.01154 | 518.0536 | 0.00083235 | 571.6 | -0.021311 | 577.2957 | 0.014473 | 516.9393 | 9.7842 | 571.6 | -0.023942 | 576.8233 | 6.6008 | 571.6 | 0.012009 | 576.8233 | 4.2966 | 518.0536 | 0.0010008 | 518.0536 | 0.00095726 | 576.8233 | -0.0054938 | 577.2957 | -0.0060971 | 577.2957 | -0.0038629 | 576.8233 | 0.0026654 | 778.2104 | 5.1968 | 576.8233 | -0.018153 | 576.8233 | -0.00082739 | 777.5085 | 0 | 576.8233 | -0.013974 | 780.5202 | 0.0024582 | 778.2104 | 0.061317 | 780.5202 | 0.00016557 | 929.1195 | 0.022789 | 1169.8682 | 0.22296 | 1021.5897 | 0.013413 | 1093.9275 | 0 | 1093.2235 | 0 | 576.823 | 0.034062 | 577.2957 | 3.2914 | 576.8233 | 13.2573 | 576.8233 | 2.9897 | 576.8233 | 12.5435 | 574.0487 | 0.24111
| 309.0304 | 0.0017024 |  |  | 309.0304 | 0.61599 | 309.0304 | 0.0049725 | 517.0539 | 0.011884 | 577.0515 | 0.12866 | 571.829 | 0.047581 | 517.0539 | 0.0331 | 577.0515 | 0.085101 | 577.0515 | 0.024184 | 577.5236 | 0.050012 | 577.0515 | 0.101 | 577.0515 | 0.048568 | 577.0515 | 0.06625 | 518.1708 | 0.000443 | 571.83 | -0.051458 | 577.5236 | 0.021558 | 517.0539 | 9.8065 | 571.83 | 0.018188 | 577.0515 | 6.5925 | 571.83 | 0.020753 | 577.0515 | 4.3148 | 518.1708 | 0.00049964 | 518.1708 | 0.00052919 | 577.0515 | 0.043067 | 577.5236 | 0.0032388 | 577.5236 | 0.0013324 | 577.0515 | 0.0040375 | 778.3758 | 5.2309 | 577.0515 | -0.0041743 | 577.0515 | 0.011897 | 777.6739 | 0.0023475 | 577.0515 | 0.024339 | 780.6866 | 0.0009916 | 778.3758 | 0.058366 | 780.6866 | 0.00014543 | 929.2054 | 0.022069 | 1169.9352 | 0.22347 | 1021.6025 | 0.013387 | 1093.9862 | 0 | 1093.2821 | 0 | 577.051 | 0.034269 | 577.5236 | 3.2965 | 577.0515 | 13.2611 | 577.0515 | 3.0168 | 577.0515 | 12.5676 | 574.2758 | 0.2424
| 309.1071 | 0.00090906 |  |  | 309.1071 | 0.59987 | 309.1071 | -0.0013209 | 517.1684 | 0 | 577.2797 | 0.11712 | 572.0573 | 0.0020734 | 517.1684 | 0 | 577.2797 | -0.068514 | 577.2797 | 0.011794 | 577.7514 | -0.0009727 | 577.2797 | 0.0075922 | 577.2797 | 0.019724 | 577.2797 | 0.016471 | 518.2881 | 0.00086086 | 572.06 | -0.038983 | 577.7514 | 0.015258 | 517.1684 | 9.8284 | 572.06 | 0.00079277 | 577.2797 | 6.5629 | 572.06 | -0.010377 | 577.2797 | 4.3184 | 518.2881 | 0.00094211 | 518.2881 | 0.00094967 | 577.2797 | -0.011666 | 577.7514 | -0.0039529 | 577.7514 | -0.0026167 | 577.2797 | 0.00061543 | 778.5411 | 5.2272 | 577.2797 | -0.023709 | 577.2797 | 0.0042857 | 777.8394 | 0 | 577.2797 | -0.012828 | 780.8531 | 0.0025086 | 778.5411 | 0.062082 | 780.8531 | 0.00017328 | 929.2914 | 0.022167 | 1170.0022 | 0.22398 | 1021.6153 | 0.01336 | 1094.0448 | 0 | 1093.3406 | 0 | 577.28 | 0.035233 | 577.7514 | 3.3039 | 577.2797 | 13.3025 | 577.2797 | 3.001 | 577.2797 | 12.5687 | 574.503 | 0.24093
| 309.1837 | 0.0017024 |  |  | 309.1837 | 0.59795 | 309.1837 | 0.004203 | 517.283 | 0.012236 | 577.5079 | 0.12114 | 572.2857 | 0.038288 | 517.283 | 0.03439 | 577.5079 | 0.12641 | 577.5079 | 0.030336 | 577.9793 | 0.034042 | 577.5079 | 0.095605 | 577.5079 | 0.068908 | 577.5079 | 0.11001 | 518.4053 | 0.0004254 | 572.29 | 0.014034 | 577.9793 | 0.020927 | 517.283 | 9.8617 | 572.29 | 0.0043263 | 577.5079 | 6.5595 | 572.29 | 0.0053631 | 577.5079 | 4.3489 | 518.4053 | 0.00044628 | 518.4053 | 0.00042807 | 577.5079 | 0.040122 | 577.9793 | 8.1508e-05 | 577.9793 | 1.5635e-05 | 577.5079 | 0.0071663 | 778.7065 | 5.2418 | 577.5079 | 0.0067878 | 577.5079 | 0.006138 | 778.0048 | 0.0013044 | 577.5079 | 0.020015 | 781.0195 | 0.0011989 | 778.7065 | 0.059022 | 781.0195 | 0.000174 | 929.3773 | 0.022805 | 1170.0692 | 0.2245 | 1021.6281 | 0.013333 | 1094.1034 | 0 | 1093.3992 | 0 | 577.508 | 0.035737 | 577.9793 | 3.3031 | 577.5079 | 13.2827 | 577.5079 | 2.9839 | 577.5079 | 12.4994 | 574.7302 | 0.24094
| 309.2604 | 0.00063152 |  |  | 309.2604 | 0.58438 | 309.2604 | -0.0043098 | 517.3976 | 0 | 577.7362 | 0.11638 | 572.514 | 0.0048391 | 517.3976 | 0 | 577.7362 | -0.061599 | 577.7361 | 0.0073903 | 578.2072 | 0.01126 | 577.7362 | 0.017386 | 577.7361 | 0.018767 | 577.7361 | 0.0094584 | 518.5225 | 0.00083403 | 572.51 | -0.026508 | 578.2072 | 0.01529 | 517.3976 | 9.7509 | 572.51 | -0.025572 | 577.7362 | 6.5214 | 572.51 | 0.00046636 | 577.7361 | 4.3386 | 518.5225 | 0.00094745 | 518.5225 | 0.00087972 | 577.7361 | -0.0075681 | 578.2072 | -0.0035907 | 578.2072 | -0.0041587 | 577.7361 | 0.0077238 | 778.8719 | 5.2783 | 577.7362 | -0.0041218 | 577.7362 | -0.012765 | 778.1703 | 0 | 577.7362 | -0.026643 | 781.1859 | 0.0026984 | 778.8719 | 0.06405 | 781.1859 | 0.000192 | 929.4633 | 0.02282 | 1170.1363 | 0.22501 | 1021.6409 | 0.013305 | 1094.1621 | 0 | 1093.4578 | 0 | 577.736 | 0.035981 | 578.2072 | 3.3104 | 577.7361 | 13.2727 | 577.7361 | 2.9827 | 577.7361 | 12.4696 | 574.9573 | 0.23934
| 309.337 | 0.0018429 |  |  | 309.337 | 0.58443 | 309.337 | 0.0032113 | 517.5122 | 0.0041566 | 577.9644 | 0.1056 | 572.7424 | 0.047564 | 517.5122 | 0.030951 | 577.9644 | 0.11753 | 577.9644 | 0.023812 | 578.4351 | 0.021492 | 577.9644 | 0.10295 | 577.9644 | 0.05604 | 577.9644 | 0.084814 | 518.6398 | 0.00041576 | 572.74 | 0.014034 | 578.4351 | 0.013977 | 517.5122 | 9.625 | 572.74 | 0.014926 | 577.9644 | 6.527 | 572.74 | 0.029147 | 577.9644 | 4.3763 | 518.6398 | 0.00051298 | 518.6398 | 0.00045165 | 577.9644 | 0.03865 | 578.4351 | -0.0016202 | 578.4351 | -0.0014201 | 577.9644 | 0.00060338 | 779.0373 | 5.2631 | 577.9644 | 0.0067986 | 577.9644 | 0.018378 | 778.3357 | 0.0013044 | 577.9644 | 0.014926 | 781.3524 | 0.0011825 | 779.0373 | 0.061864 | 781.3524 | 0.00017343 | 929.5493 | 0.023181 | 1170.2034 | 0.22552 | 1021.6537 | 0.013277 | 1094.2207 | 0 | 1093.5164 | 0 | 577.964 | 0.03644 | 578.4351 | 3.3016 | 577.9644 | 13.2875 | 577.9644 | 2.9831 | 577.9644 | 12.4594 | 575.1845 | 0.23923
| 309.4137 | 0.00046472 |  |  | 309.4137 | 0.57444 | 309.4137 | -0.0025968 | 517.6267 | 0 | 578.1927 | 0.097186 | 572.9708 | -0.0021978 | 517.6267 | 0 | 578.1927 | -0.043184 | 578.1927 | 0.01206 | 578.663 | -0.0078758 | 578.1927 | 0.01191 | 578.1927 | -0.015313 | 578.1927 | -0.022628 | 518.757 | 0.00084786 | 572.97 | -0.047299 | 578.663 | 0.011116 | 517.6267 | 9.684 | 572.97 | -0.012798 | 578.1927 | 6.503 | 572.97 | 0.017606 | 578.1927 | 4.3765 | 518.757 | 0.0010382 | 518.757 | 0.00080937 | 578.1927 | 0.0026438 | 578.663 | -0.0039681 | 578.663 | -0.005064 | 578.1927 | -0.0032154 | 779.2026 | 5.2969 | 578.1927 | -0.021832 | 578.1927 | -0.012243 | 778.5012 | 0 | 578.1927 | -0.020465 | 781.5188 | 0.0025942 | 779.2026 | 0.065689 | 781.5188 | 0.00020685 | 929.6353 | 0.023749 | 1170.2704 | 0.22603 | 1021.6664 | 0.013249 | 1094.2794 | 0 | 1093.5749 | 0 | 578.193 | 0.037038 | 578.663 | 3.3009 | 578.1927 | 13.329 | 578.1927 | 2.9747 | 578.1927 | 12.4289 | 575.4117 | 0.23778
| 309.4903 | 0.0018594 |  |  | 309.4903 | 0.58186 | 309.4903 | 0.0037756 | 517.7413 | 0.014695 | 578.4209 | 0.12208 | 573.1992 | 0.045011 | 517.7413 | 0.021244 | 578.4209 | 0.092701 | 578.4209 | 0.031579 | 578.891 | 0.023264 | 578.4209 | 0.092944 | 578.4209 | 0.053549 | 578.4209 | 0.10581 | 518.8743 | 0.00043252 | 573.2 | -0.0036384 | 578.891 | 0.018322 | 517.7413 | 9.5597 | 573.2 | 0.0051416 | 578.4209 | 6.4547 | 573.2 | -0.0033811 | 578.4209 | 4.404 | 518.8743 | 0.00053928 | 518.8743 | 0.00035812 | 578.4209 | 0.030644 | 578.891 | 0.0005254 | 578.891 | 0.0017905 | 578.4209 | 0.011585 | 779.3681 | 5.3251 | 578.4209 | 0.0064664 | 578.4209 | 0.0068877 | 778.6667 | 0.00078262 | 578.4209 | 0.017101 | 781.6853 | 0.002716 | 779.3681 | 0.061645 | 781.6853 | 0.00020814 | 929.7213 | 0.023309 | 1170.3375 | 0.22653 | 1021.6793 | 0.01322 | 1094.338 | 0 | 1093.6335 | 0 | 578.421 | 0.03757 | 578.891 | 3.3056 | 578.4209 | 13.3374 | 578.4209 | 2.9776 | 578.4209 | 12.4502 | 575.6389 | 0.23703
| 309.567 | 0.00078584 |  |  | 309.567 | 0.5705 | 309.567 | -0.0027235 | 517.8559 | 0 | 578.6492 | 0.11709 | 573.4276 | 0.006417 | 517.8559 | 0 | 578.6492 | -0.025486 | 578.6492 | -0.0041292 | 579.1189 | 0.020818 | 578.6492 | 0.013141 | 578.6492 | 0.035055 | 578.6492 | 0.0036916 | 518.9915 | 0.00089103 | 573.43 | 0.030666 | 579.1189 | 0.013484 | 517.8559 | 9.6401 | 573.43 | -0.015244 | 578.6492 | 6.4534 | 573.43 | 0.012359 | 578.6492 | 4.3907 | 518.9915 | 0.00099356 | 518.9915 | 0.00076301 | 578.6492 | 0.0017416 | 579.1189 | -0.0042951 | 579.1189 | -0.0028369 | 578.6492 | -0.010967 | 779.5334 | 5.3122 | 578.6492 | -0.029173 | 578.6492 | -0.0077532 | 778.8321 | 0 | 578.6492 | -0.016612 | 781.8517 | 0.0026117 | 779.5334 | 0.06405 | 781.8517 | 0.00018614 | 929.8073 | 0.022984 | 1170.4047 | 0.22704 | 1021.692 | 0.013191 | 1094.3967 | 0 | 1093.6921 | 0 | 578.649 | 0.037695 | 579.1189 | 3.3074 | 578.6492 | 13.3601 | 578.6492 | 2.9136 | 578.6492 | 12.3829 | 575.8662 | 0.23635
| 309.6437 | 0.0022561 |  |  | 309.6437 | 0.56633 | 309.6437 | 0.0019937 | 517.9705 | 0.014343 | 578.8775 | 0.12319 | 573.656 | 0.035972 | 517.9705 | 0.014908 | 578.8775 | 0.10743 | 578.8775 | 0.02695 | 579.3469 | 0.039025 | 578.8775 | 0.090801 | 578.8775 | 0.058116 | 578.8775 | 0.084814 | 519.1088 | 0.00045935 | 573.66 | 0.024429 | 579.3468 | 0.016184 | 517.9705 | 9.5505 | 573.66 | 0.0021518 | 578.8775 | 6.4348 | 573.66 | -0.00513 | 578.8775 | 4.4481 | 519.1088 | 0.00047448 | 519.1088 | 0.00041248 | 578.8775 | 0.018798 | 579.3468 | 0.0018328 | 579.3468 | 0.0005965 | 578.8775 | -0.0041485 | 779.6988 | 5.3071 | 578.8775 | 0.007228 | 578.8775 | 0.0041257 | 778.9976 | 0.0018258 | 578.8775 | 0.0075416 | 782.0182 | 0.00249 | 779.6988 | 0.060661 | 782.0182 | 0.00019143 | 929.8933 | 0.023174 | 1170.4717 | 0.22755 | 1021.7048 | 0.013162 | 1094.4554 | 0 | 1093.7507 | 0 | 578.878 | 0.038329 | 579.3469 | 3.3255 | 578.8775 | 13.397 | 578.8775 | 2.9761 | 578.8775 | 12.3999 | 576.0934 | 0.23664
| 309.7203 | 0.00034399 |  |  | 309.7203 | 0.54967 | 309.7203 | -0.0012661 | 518.0851 | 0 | 579.1058 | 0.10377 | 573.8844 | 0.0022898 | 518.0851 | 0 | 579.1058 | 0.0019976 | 579.1058 | 0.0032433 | 579.5748 | 0.0052594 | 579.1058 | 0.020509 | 579.1058 | 0.0090194 | 579.1058 | -0.0099818 | 519.2261 | 0.00089061 | 573.88 | -0.016113 | 579.5748 | 0.011036 | 518.0851 | 9.4372 | 573.88 | -0.011982 | 579.1058 | 6.4405 | 573.88 | 0.015157 | 579.1058 | 4.4599 | 519.2261 | 0.00094135 | 519.2261 | 0.00084055 | 579.1058 | 0.010111 | 579.5748 | -0.002992 | 579.5748 | -0.0025265 | 579.1058 | -0.012492 | 779.8642 | 5.2905 | 579.1058 | -0.024513 | 579.1058 | -0.017905 | 779.1631 | 0 | 579.1058 | -0.019407 | 782.1847 | 0.0026008 | 779.8642 | 0.064596 | 782.1847 | 0.000203 | 929.9794 | 0.02317 | 1170.5388 | 0.22806 | 1021.7176 | 0.013132 | 1094.514 | 0 | 1093.8093 | 0 | 579.106 | 0.038979 | 579.5748 | 3.3236 | 579.1058 | 13.4247 | 579.1058 | 2.9311 | 579.1058 | 12.3882 | 576.3206 | 0.23692
| 309.797 | 0.0018677 |  |  | 309.797 | 0.55372 | 309.797 | 0.0052022 | 518.1997 | 0.021309 | 579.3341 | 0.11003 | 574.1128 | 0.034204 | 518.1997 | 0.026007 | 579.3341 | 0.09277 | 579.3341 | 0.028426 | 579.8028 | 0.05418 | 579.3341 | 0.089142 | 579.3341 | 0.050644 | 579.3341 | 0.058272 | 519.3433 | 0.00043336 | 574.11 | 0.062891 | 579.8028 | 0.018137 | 518.1997 | 9.5007 | 574.11 | 0.0037826 | 579.3341 | 6.4181 | 574.11 | -0.00093273 | 579.3341 | 4.466 | 519.3433 | 0.00048363 | 519.3433 | 0.00043606 | 579.3341 | 0.027086 | 579.8028 | 0.0013025 | 579.8028 | 0.00062105 | 579.3341 | 0.019863 | 780.0296 | 5.3125 | 579.3341 | 0.018243 | 579.3341 | 0.006814 | 779.3286 | 0.00026087 | 579.3341 | 0.027719 | 782.3511 | 0.002558 | 780.0296 | 0.06241 | 782.3511 | 0.00019714 | 930.0654 | 0.023561 | 1170.606 | 0.22856 | 1021.7303 | 0.013103 | 1094.5728 | 0 | 1093.8679 | 0 | 579.334 | 0.039536 | 579.8028 | 3.3228 | 579.3341 | 13.4295 | 579.3341 | 2.9423 | 579.3341 | 12.3609 | 576.5479 | 0.23809
| 309.8737 | 0.00039204 |  |  | 309.8737 | 0.53347 | 309.8737 | -0.0023508 | 518.3143 | 0 | 579.5625 | 0.10295 | 574.3413 | 0.024165 | 518.3143 | 0 | 579.5625 | -0.043392 | 579.5625 | 0.012762 | 580.0308 | 0.008313 | 579.5625 | 0.003654 | 579.5625 | 0.034388 | 579.5625 | -0.026804 | 519.4606 | 0.00087846 | 574.34 | -0.02339 | 580.0308 | 0.0098461 | 518.3143 | 9.5001 | 574.34 | 0.021721 | 579.5625 | 6.389 | 574.34 | 0.022503 | 579.5625 | 4.4714 | 519.4606 | 0.00092915 | 519.4606 | 0.00091089 | 579.5625 | -0.0042372 | 580.0308 | -0.0048603 | 580.0308 | -0.0031468 | 579.5625 | 0.0066906 | 780.1951 | 5.3028 | 579.5625 | -0.012444 | 579.5625 | -0.0068763 | 779.4941 | 0 | 579.5625 | -0.021723 | 782.5176 | 0.0010936 | 780.1951 | 0.065033 | 782.5176 | 0.00019914 | 930.1516 | 0.023936 | 1170.673 | 0.22906 | 1021.7432 | 0.013073 | 1094.6315 | 0 | 1093.9265 | 0 | 579.562 | 0.039627 | 580.0308 | 3.326 | 579.5625 | 13.4113 | 579.5625 | 2.9193 | 579.5625 | 12.3017 | 576.7752 | 0.23846
| 309.9504 | 0.0016528 |  |  | 309.9504 | 0.53583 | 309.9504 | 0.004579 | 518.4289 | 0.024828 | 579.7908 | 0.12581 | 574.5697 | 0.04546 | 518.4289 | 0.012299 | 579.7908 | 0.087653 | 579.7908 | 0.029189 | 580.2588 | 0.043192 | 579.7908 | 0.082188 | 579.7908 | 0.053549 | 579.7908 | 0.076755 | 519.5779 | 0.00048282 | 574.57 | 0.015073 | 580.2588 | 0.017367 | 518.4289 | 9.4782 | 574.57 | 0.023896 | 579.7908 | 6.3764 | 574.57 | 0.042788 | 579.7908 | 4.5059 | 519.5779 | 0.00057929 | 519.5779 | 0.00067348 | 579.7908 | 0.037914 | 580.2588 | 0.0019042 | 580.2588 | 0.0016728 | 579.7908 | -0.0034443 | 780.3605 | 5.3092 | 579.7908 | 0.014249 | 579.7908 | -0.0046278 | 779.6595 | 0.00026087 | 579.7908 | 0.011947 | 782.6841 | 0.0024702 | 780.3605 | 0.065908 | 782.6841 | 0.00023285 | 930.2376 | 0.02389 | 1170.7401 | 0.22957 | 1021.7559 | 0.013043 | 1094.6902 | 0 | 1093.9852 | 0 | 579.791 | 0.03996 | 580.2588 | 3.329 | 579.7908 | 13.3913 | 579.7908 | 2.9274 | 579.7908 | 12.2681 | 577.0024 | 0.23851
| 310.027 | 0.001876 |  |  | 310.027 | 0.52559 | 310.027 | 0.0055319 | 518.5435 | 0 | 580.0192 | 0.12985 | 574.7982 | 0.041962 | 518.5435 | 0 | 580.0192 | 0.083919 | 580.0192 | 0.029424 | 580.4868 | 0.055316 | 580.0192 | 0.088825 | 580.0192 | 0.056455 | 580.0192 | 0.093211 | 519.6951 | 0.00055616 | 574.8 | 0.017152 | 580.4868 | 0.019328 | 518.5435 | 9.4099 | 574.8 | 0.0035108 | 580.0192 | 6.3218 | 574.8 | -0.0012825 | 580.0192 | 4.4958 | 519.6951 | 0.00070353 | 519.6951 | 0.00076301 | 580.0192 | 0.031705 | 580.4868 | 0.0049631 | 580.4868 | 0.0026475 | 580.0192 | 0.0020831 | 780.5259 | 5.3288 | 580.0192 | 0.0061093 | 580.0192 | 0.0070439 | 779.8251 | 0 | 580.0192 | 0.011817 | 782.8506 | 0.0010388 | 780.5259 | 0.067001 | 782.8506 | 0.00022 | 930.3237 | 0.024352 | 1170.8073 | 0.23007 | 1021.7687 | 0.013013 | 1094.7489 | 0 | 1094.0438 | 0 | 580.019 | 0.040583 | 580.4868 | 3.3471 | 580.0192 | 13.4439 | 580.0192 | 2.9024 | 580.0192 | 12.2227 | 577.2297 | 0.23987
| 310.1037 | 0 |  |  | 310.1037 | 0.5146 | 310.1037 | -0.0040498 | 518.6581 | 0.016451 | 580.2475 | 0.094919 | 575.0266 | 0.02071 | 518.6581 | 0.024288 | 580.2475 | -0.045726 | 580.2475 | 0.0086798 | 580.7148 | -0.00085591 | 580.2475 | 0.011114 | 580.2475 | 0.0052262 | 580.2475 | 0.013127 | 519.8124 | 0.000171 | 575.03 | -0.045222 | 580.7148 | 0.011114 | 518.6581 | 9.3581 | 575.03 | 0.0048699 | 580.2475 | 6.2859 | 575.03 | 0.016905 | 580.2475 | 4.504 | 519.8124 | 0.0003834 | 519.8124 | 0.00042407 | 580.2475 | 0.010933 | 580.7148 | -0.0032634 | 580.7148 | -0.0018547 | 580.2475 | 0.0090153 | 780.6913 | 5.3328 | 580.2475 | -0.016429 | 580.2475 | -0.0097363 | 779.9905 | 0 | 580.2475 | -0.0076833 | 783.0171 | 0.0027083 | 780.6913 | 0.06864 | 783.0171 | 0.00022471 | 930.4098 | 0.025065 | 1170.8744 | 0.23057 | 1021.7815 | 0.012983 | 1094.8076 | 0 | 1094.1024 | 0 | 580.248 | 0.041494 | 580.7148 | 3.3408 | 580.2475 | 13.3907 | 580.2475 | 2.8829 | 580.2475 | 12.1551 | 577.457 | 0.23777
| 310.1804 | 0 |  |  | 310.1804 | 0.51613 | 310.1804 | 0.0082898 | 518.7727 | 0.0031665 | 580.4759 | 0.11815 | 575.2551 | 0.048971 | 518.7727 | 0 | 580.4759 | 0.067748 | 580.4759 | 0.032221 | 580.9428 | 0.042056 | 580.4759 | 0.099548 | 580.4759 | 0.067663 | 580.4759 | 0.10413 | 519.9297 | 0.00022716 | 575.26 | 0.033785 | 580.9428 | 0.018706 | 518.7727 | 9.3527 | 575.26 | 0.0048699 | 580.4759 | 6.2963 | 575.26 | 0.027749 | 580.4759 | 4.5211 | 519.9297 | 0.00034872 | 519.9297 | 0.00039689 | 580.4759 | 0.041226 | 580.9428 | 0.0038847 | 580.9428 | 0.002888 | 580.4759 | -0.0093305 | 780.8568 | 5.3394 | 580.4759 | 0.0092031 | 580.4759 | 0.0057578 | 780.1561 | 0 | 580.4759 | 0.023369 | 783.1836 | 0.001449 | 780.8568 | 0.065471 | 783.1836 | 0.00020557 | 930.496 | 0.025204 | 1170.9415 | 0.23107 | 1021.7943 | 0.012954 | 1094.8663 | 0 | 1094.1611 | 0 | 580.476 | 0.042133 | 580.9428 | 3.3478 | 580.4759 | 13.4305 | 580.4759 | 2.8913 | 580.4759 | 12.1658 | 577.6843 | 0.23851
| 310.2571 | 0 |  |  | 310.2571 | 0.49887 | 310.2571 | -0.000768 | 518.8874 | 0.014695 | 580.7043 | 0.10148 | 575.4836 | 0.019394 | 518.8874 | 0.011554 | 580.7043 | -0.062794 | 580.7043 | 0.0053402 | 581.1709 | 0.0095106 | 580.7043 | 0.0046885 | 580.7043 | -0.0048872 | 580.7043 | -0.04836 | 520.047 | 0.00021458 | 575.48 | 0.036903 | 581.1709 | 0.010366 | 518.8874 | 9.1781 | 575.48 | -0.0081769 | 580.7043 | 6.239 | 575.48 | 0.02565 | 580.7043 | 4.5104 | 520.047 | 0.0003148 | 520.047 | 0.00035812 | 580.7043 | 0.008697 | 581.1709 | -0.0053097 | 581.1709 | -0.0018517 | 580.7043 | 0.0032198 | 781.0222 | 5.3375 | 580.7043 | -0.019439 | 580.7043 | -0.0056327 | 780.3216 | 0 | 580.7043 | -0.010718 | 783.3501 | 0.002796 | 781.0222 | 0.06875 | 783.3501 | 0.00020714 | 930.5821 | 0.025151 | 1171.0088 | 0.23157 | 1021.8071 | 0.012924 | 1094.9251 | 0 | 1094.2197 | 0 | 580.704 | 0.042466 | 581.1709 | 3.341 | 580.7043 | 13.4236 | 580.7043 | 2.8593 | 580.7043 | 12.133 | 577.9117 | 0.23613
| 310.3338 | 0 |  |  | 310.3338 | 0.50534 | 310.3338 | 0.0052536 | 519.002 | 0 | 580.9327 | 0.12508 | 575.7121 | 0.016291 | 519.002 | 0 | 580.9327 | 0.066559 | 580.9327 | 0.03393 | 581.3989 | 0.035079 | 580.9327 | 0.091186 | 580.9327 | 0.041457 | 580.9327 | 0.046656 | 520.1643 | 0.00023051 | 575.71 | -0.00051979 | 581.3989 | 0.017383 | 519.002 | 9.2022 | 575.71 | -0.0057306 | 580.9327 | 6.2249 | 575.71 | 0.026349 | 580.9327 | 4.5479 | 520.1643 | 0.00029879 | 520.1643 | 0.00034653 | 580.9327 | 0.03332 | 581.3989 | 0.0038497 | 581.3989 | 0.0016793 | 580.9327 | 0.013117 | 781.1876 | 5.3098 | 580.9327 | 0.0072267 | 580.9327 | -0.001881 | 780.4871 | 0 | 580.9327 | 0.01783 | 783.5166 | 0.0015741 | 781.1876 | 0.067001 | 783.5166 | 0.00018671 | 930.6683 | 0.024622 | 1171.0759 | 0.23208 | 1021.8199 | 0.012895 | 1094.9838 | 0 | 1094.2784 | 0 | 580.933 | 0.042995 | 581.3989 | 3.3507 | 580.9327 | 13.4849 | 580.9327 | 2.887 | 580.9327 | 12.1513 | 578.139 | 0.23849
| 310.4105 | 0 |  |  | 310.4105 | 0.48719 | 310.4105 | -0.00030659 | 519.1166 | 0.017505 | 581.1611 | 0.090381 | 575.9407 | 0.014736 | 519.1166 | 0.036109 | 581.1611 | -0.0144 | 581.1611 | 0.011612 | 581.627 | -0.010316 | 581.1611 | 0.017708 | 581.1611 | 0.002169 | 581.1611 | 0.019283 | 520.2816 | 0.00019614 | 575.94 | -0.054577 | 581.627 | 0.012184 | 519.1166 | 9.0758 | 575.94 | -0.022855 | 581.1611 | 6.2352 | 575.94 | 0.012359 | 581.1611 | 4.5624 | 520.2816 | 0.00030527 | 520.2816 | 0.00027619 | 581.1611 | -0.0042529 | 581.627 | -0.0036229 | 581.627 | -0.0017391 | 581.1611 | 0.013242 | 781.3531 | 5.292 | 581.1611 | -0.0075404 | 581.1611 | -0.0067683 | 780.6526 | 0 | 581.1611 | -0.023731 | 783.6832 | 0.0030966 | 781.3531 | 0.071373 | 783.6832 | 0.00020857 | 930.7545 | 0.023682 | 1171.1431 | 0.23257 | 1021.8326 | 0.012866 | 1095.0425 | 0 | 1094.337 | 0 | 581.161 | 0.043601 | 581.627 | 3.3529 | 581.1611 | 13.5282 | 581.1611 | 2.8691 | 581.1611 | 12.1562 | 578.3663 | 0.23742
| 310.4872 | 0 |  |  | 310.4872 | 0.49392 | 310.4872 | 0.0043524 | 519.2313 | 0 | 581.3895 | 0.10689 | 576.1692 | 0.034908 | 519.2313 | 0 | 581.3895 | 0.058436 | 581.3895 | 0.029326 | 581.8551 | 0.050391 | 581.3895 | 0.084408 | 581.3895 | 0.047738 | 581.3895 | 0.06779 | 520.3989 | 0.0001777 | 576.17 | -0.018192 | 581.8551 | 0.020285 | 519.2313 | 8.9291 | 576.17 | -2.2651e-05 | 581.3895 | 6.2228 | 576.17 | 0.032645 | 581.3895 | 4.6001 | 520.3989 | 0.0002824 | 520.3989 | 0.00045165 | 581.3895 | 0.046748 | 581.8551 | 0.0037209 | 581.8551 | 0.00012101 | 581.3895 | 0.013742 | 781.5185 | 5.2788 | 581.3895 | 0.0044613 | 581.3895 | 0.0050428 | 780.8181 | 0 | 581.3895 | 0.0064827 | 783.8497 | 0.0015028 | 781.5185 | 0.069405 | 783.8497 | 0.00019671 | 930.8407 | 0.023628 | 1171.2102 | 0.23307 | 1021.8455 | 0.012837 | 1095.1013 | 0 | 1094.3957 | 0 | 581.39 | 0.043894 | 581.8551 | 3.3625 | 581.3895 | 13.5712 | 581.3895 | 2.891 | 581.3895 | 12.1509 | 578.5937 | 0.23859
| 310.5639 | 0 |  |  | 310.5639 | 0.47699 | 310.5639 | -0.001139 | 519.3459 | 0.007318 | 581.618 | 0.083337 | 576.3977 | 0.014352 | 519.3459 | 0.025362 | 581.618 | -0.0074744 | 581.618 | 0.0037055 | 582.0832 | 0.013149 | 581.618 | 0.01438 | 581.618 | -0.0096091 | 581.618 | 0.0061687 | 520.5162 | 0.000171 | 576.4 | -0.045222 | 582.0832 | 0.01049 | 519.3459 | 8.7748 | 576.4 | -2.2651e-05 | 581.618 | 6.2125 | 576.4 | 0.076017 | 581.618 | 4.6062 | 520.5162 | 0.0003026 | 520.5162 | 0.00045924 | 581.618 | -0.0062889 | 582.0832 | -0.0032747 | 582.0832 | -0.0015447 | 581.618 | -0.0026813 | 781.684 | 5.2394 | 581.618 | -0.010006 | 581.618 | 0.000538 | 780.9836 | 0 | 581.618 | -0.014562 | 784.0162 | 0.0028564 | 781.684 | 0.073122 | 784.0162 | 0.00020657 | 930.9269 | 0.024527 | 1171.2775 | 0.23357 | 1021.8582 | 0.012808 | 1095.16 | 0 | 1094.4545 | 0 | 581.618 | 0.044509 | 582.0832 | 3.3609 | 581.618 | 13.608 | 581.618 | 2.8834 | 581.618 | 12.1164 | 578.8211 | 0.2386
| 310.6406 | 0 |  |  | 310.6406 | 0.4812 | 310.6406 | 0.0054178 | 519.4606 | 0 | 581.8464 | 0.11671 | 576.6263 | 0.034571 | 519.4606 | 0 | 581.8464 | 0.084911 | 581.8464 | 0.028968 | 582.3113 | 0.044708 | 581.8464 | 0.10195 | 581.8464 | 0.034107 | 581.8464 | 0.087333 | 520.6335 | 0.00016681 | 576.63 | -0.047299 | 582.3113 | 0.020337 | 519.4606 | 8.757 | 576.63 | 0.0075879 | 581.8464 | 6.2103 | 576.63 | 0.069372 | 581.8464 | 4.6271 | 520.6335 | 0.00030146 | 520.6335 | 0.00044366 | 581.8464 | 0.046012 | 582.3113 | 0.0033741 | 582.3113 | 0.0013147 | 581.8464 | 0.0087588 | 781.8494 | 5.2361 | 581.8464 | 0.0063151 | 581.8464 | 0.0067299 | 781.1492 | 0 | 581.8464 | 0.011235 | 784.1828 | 0.0016092 | 781.8494 | 0.070826 | 784.1828 | 0.00019414 | 931.0132 | 0.025056 | 1171.3446 | 0.23407 | 1021.871 | 0.01278 | 1095.2188 | 0 | 1094.5131 | 0 | 581.846 | 0.045453 | 582.3113 | 3.3858 | 581.8464 | 13.6505 | 581.8464 | 2.8768 | 581.8464 | 12.1807 | 579.0484 | 0.23963
| 310.7173 | 0 |  |  | 310.7173 | 0.46858 | 310.7173 | 0.00065256 | 519.5752 | 0.011182 | 582.0749 | 0.094503 | 576.8549 | 0.0030805 | 519.5752 | 0.037614 | 582.0749 | -0.033665 | 582.0749 | 0.0034045 | 582.5394 | 0.011293 | 582.0749 | 0.0081921 | 582.0749 | -0.0068824 | 582.0749 | 0.020932 | 520.7508 | 0.00018357 | 576.85 | -0.025469 | 582.5394 | 0.0070637 | 519.5752 | 8.6881 | 576.85 | -0.023942 | 582.0749 | 6.2165 | 576.85 | 0.083712 | 582.0749 | 4.6584 | 520.7508 | 0.00034224 | 520.7508 | 0.00024501 | 582.0749 | 0.00016684 | 582.5394 | -0.0063805 | 582.5394 | -0.0029567 | 582.0749 | 0.013617 | 782.0149 | 5.2481 | 582.0749 | -0.008777 | 582.0749 | -0.014931 | 781.3147 | 0 | 582.0749 | -0.019677 | 784.3493 | 0.0029079 | 782.0149 | 0.074105 | 784.3493 | 0.00020543 | 931.0995 | 0.024743 | 1171.4119 | 0.23457 | 1021.8838 | 0.012752 | 1095.2776 | 0 | 1094.5718 | 0 | 582.075 | 0.046162 | 582.5394 | 3.3786 | 582.0749 | 13.6487 | 582.0749 | 2.8478 | 582.0749 | 12.1372 | 579.2758 | 0.2395
| 310.7941 | 0 |  |  | 310.7941 | 0.46818 | 310.794 | 0.0081107 | 519.6898 | 0 | 582.3033 | 0.10759 | 577.0835 | 0.03079 | 519.6898 | 0 | 582.3033 | 0.053178 | 582.3033 | 0.032499 | 582.7675 | 0.042435 | 582.3033 | 0.094109 | 582.3033 | 0.025663 | 582.3033 | 0.080324 | 520.8681 | 0.0001513 | 577.08 | -0.020271 | 582.7675 | 0.018549 | 519.6898 | 8.6158 | 577.08 | -0.0095359 | 582.3033 | 6.1886 | 577.08 | 0.08686 | 582.3033 | 4.6767 | 520.8681 | 0.0002946 | 520.8681 | 0.00029977 | 582.3033 | 0.042331 | 582.7675 | 0.0044884 | 582.7675 | 0.0011867 | 582.3033 | 0.0057688 | 782.1803 | 5.2991 | 582.3033 | 0.012905 | 582.3033 | 0.0064603 | 781.4802 | 0 | 582.3033 | 0.039377 | 784.5159 | 0.0013481 | 782.1803 | 0.071482 | 784.5159 | 0.00017571 | 931.1857 | 0.024822 | 1171.479 | 0.23507 | 1021.8966 | 0.012725 | 1095.3363 | 0 | 1094.6305 | 0 | 582.303 | 0.046561 | 582.7675 | 3.3843 | 582.3033 | 13.7432 | 582.3033 | 2.8429 | 582.3033 | 12.1664 | 579.5032 | 0.24242
| 310.8708 | 0 |  |  | 310.8708 | 0.45603 | 310.8708 | -0.0019981 | 519.8045 | 0.0080204 | 582.5318 | 0.096621 | 577.312 | 0.0092692 | 519.8045 | 0.022783 | 582.5318 | 0.052488 | 582.5318 | 0.0067437 | 582.9956 | 0.012698 | 582.5318 | 0.0070756 | 582.5318 | 0.0087354 | 582.5318 | 0.0046804 | 520.9854 | 0.00018441 | 577.31 | -0.0036384 | 582.9956 | 0.0087226 | 519.8045 | 8.5373 | 577.31 | -0.0024689 | 582.5318 | 6.1998 | 577.31 | 0.11274 | 582.5318 | 4.6789 | 520.9854 | 0.00027859 | 520.9854 | 0.00033454 | 582.5318 | 0.0098565 | 582.9956 | -0.0031556 | 582.9956 | -0.0032096 | 582.5318 | -0.0068365 | 782.3458 | 5.2353 | 582.5318 | -0.020082 | 582.5318 | -0.005368 | 781.6458 | 0 | 582.5318 | -0.019649 | 784.6824 | 0.0029342 | 782.3458 | 0.076073 | 784.6824 | 0.00018514 | 931.272 | 0.025639 | 1171.5463 | 0.23556 | 1021.9094 | 0.012698 | 1095.3951 | 0 | 1094.6892 | 0 | 582.532 | 0.047034 | 582.9956 | 3.395 | 582.5318 | 13.7674 | 582.5318 | 2.8362 | 582.5318 | 12.1247 | 579.7306 | 0.23946
| 310.9475 | 0 |  |  | 310.9475 | 0.45802 | 310.9475 | 0.0052876 | 519.9192 | 0 | 582.7603 | 0.10591 | 577.5406 | 0.036708 | 519.9192 | 0 | 582.7603 | 0.070746 | 582.7603 | 0.025209 | 583.2238 | 0.055316 | 582.7603 | 0.088857 | 582.7603 | 0.03583 | 582.7603 | 0.07544 | 521.1027 | 0.00021375 | 577.54 | -0.016113 | 583.2238 | 0.014884 | 519.9192 | 8.3809 | 577.54 | -0.0087205 | 582.7603 | 6.1944 | 577.54 | 0.1089 | 582.7603 | 4.7316 | 521.1027 | 0.0002744 | 521.1027 | 0.00045165 | 582.7603 | 0.042699 | 583.2238 | 0.00091059 | 583.2238 | 0.00014918 | 582.7603 | 0.0056226 | 782.5113 | 5.2437 | 582.7603 | 0.0042552 | 582.7603 | 0.00013887 | 781.8113 | 0 | 582.7603 | 0.0022213 | 784.849 | 0.0017232 | 782.5113 | 0.074543 | 784.849 | 0.00017971 | 931.3583 | 0.026069 | 1171.6135 | 0.23606 | 1021.9222 | 0.012672 | 1095.4539 | 0 | 1094.7479 | 0 | 582.76 | 0.04773 | 583.2238 | 3.4202 | 582.7603 | 13.8082 | 582.7603 | 2.8667 | 582.7603 | 12.1971 | 579.9581 | 0.23845
| 311.0242 | 0 |  |  | 311.0242 | 0.44409 | 311.0242 | -0.0017422 | 520.0338 | 0.023069 | 582.9888 | 0.10322 | 577.7693 | 0.017945 | 520.0338 | 0.024288 | 582.9888 | -0.079346 | 582.9888 | 0.0059431 | 583.452 | -0.0037121 | 582.9888 | 0.0082839 | 582.9888 | 0.022368 | 582.9888 | -0.015909 | 521.2201 | 0.00027536 | 577.77 | -0.012994 | 583.452 | 0.0046707 | 520.0338 | 8.4542 | 577.77 | 0.0013364 | 582.9888 | 6.1832 | 577.77 | 0.15437 | 582.9888 | 4.755 | 521.2201 | 0.00029269 | 521.2201 | 0.00027619 | 582.9888 | 0.028501 | 583.452 | -0.0032232 | 583.452 | -0.0034173 | 582.9888 | 0.00010966 | 782.6768 | 5.2244 | 582.9888 | -0.017302 | 582.9888 | -0.0082945 | 781.9769 | 0 | 582.9888 | -0.023018 | 785.0155 | 0.0030494 | 782.6768 | 0.076182 | 785.0155 | 0.00021014 | 931.4446 | 0.02622 | 1171.6808 | 0.23655 | 1021.935 | 0.012646 | 1095.5127 | 0 | 1094.8066 | 0 | 582.989 | 0.048665 | 583.452 | 3.4311 | 582.9888 | 13.8545 | 582.9888 | 2.8395 | 582.9888 | 12.1888 | 580.1855 | 0.23657
| 311.1009 | 0 |  |  | 311.1009 | 0.44697 | 311.1009 | 0.0039502 | 520.1485 | 0 | 583.2173 | 0.078367 | 577.9979 | 0.033478 | 520.1485 | 0 | 583.2173 | 0.12411 | 583.2173 | 0.034398 | 583.6801 | 0.04736 | 583.2173 | 0.081522 | 583.2173 | 0.029539 | 583.2173 | 0.072474 | 521.3374 | 0.00024476 | 578 | 0.056654 | 583.6801 | 0.015872 | 520.1485 | 8.2735 | 578 | 0.01248 | 583.2173 | 6.2432 | 578 | 0.1673 | 583.2173 | 4.7579 | 521.3374 | 0.00032852 | 521.3374 | 0.00028818 | 583.2173 | 0.047116 | 583.6801 | 0.0033655 | 583.6801 | 0.0013056 | 583.2173 | 0.0096581 | 782.8423 | 5.2071 | 583.2173 | 0.0092637 | 583.2173 | 0.023195 | 782.1425 | 0 | 583.2173 | 0.0090773 | 785.1821 | 0.0017638 | 782.8423 | 0.072684 | 785.1821 | 0.00018486 | 931.531 | 0.026308 | 1171.7479 | 0.23705 | 1021.9478 | 0.012621 | 1095.5714 | 0 | 1094.8654 | 0 | 583.217 | 0.049128 | 583.6801 | 3.4394 | 583.2173 | 13.9388 | 583.2173 | 2.8586 | 583.2173 | 12.2186 | 580.4129 | 0.23583
| 311.1777 | 0 |  |  | 311.1777 | 0.43422 | 311.1777 | -0.0028687 | 520.2632 | 0.014343 | 583.4459 | 0.087037 | 578.2265 | 0.014904 | 520.2632 | 0.035034 | 583.4459 | -0.053688 | 583.4459 | -0.0018532 | 583.9083 | 0.0024994 | 583.4459 | 0.003713 | 583.4459 | 0.0025911 | 583.4459 | -0.004393 | 521.4547 | 0.00023303 | 578.23 | -0.035864 | 583.9083 | 0.0036703 | 520.2632 | 8.1656 | 578.23 | -0.027475 | 583.4459 | 6.227 | 578.23 | 0.20473 | 583.4459 | 4.7934 | 521.4547 | 0.00029612 | 521.4547 | 0.00034653 | 583.4459 | 0.013656 | 583.9083 | -0.0061665 | 583.9083 | -0.003525 | 583.4459 | -0.01624 | 783.0077 | 5.1858 | 583.4459 | -0.019779 | 583.4459 | -0.007122 | 782.308 | 0 | 583.4459 | -0.027122 | 785.3487 | 0.0036253 | 783.0077 | 0.076729 | 785.3487 | 0.00019943 | 931.6174 | 0.026204 | 1171.8152 | 0.23755 | 1021.9606 | 0.012597 | 1095.6302 | 0 | 1094.9241 | 0 | 583.446 | 0.049604 | 583.9083 | 3.461 | 583.4459 | 13.9858 | 583.4459 | 2.8439 | 583.4459 | 12.2041 | 580.6404 | 0.23376
| 311.2544 | 0 |  |  | 311.2544 | 0.43666 | 311.2544 | 0.0041591 | 520.3778 | 0 | 583.6744 | 0.12041 | 578.4552 | 0.031637 | 520.3778 | 0 | 583.6744 | 0.079562 | 583.6744 | 0.027689 | 584.1365 | 0.04736 | 583.6744 | 0.092952 | 583.6744 | 0.025819 | 583.6744 | 0.055576 | 521.572 | 0.00020495 | 578.46 | 0.018192 | 584.1365 | 0.018035 | 520.3778 | 8.1388 | 578.46 | -0.012798 | 583.6744 | 6.2194 | 578.46 | 0.18235 | 583.6744 | 4.8456 | 521.572 | 0.00026792 | 521.572 | 0.00047883 | 583.6744 | 0.034242 | 584.1365 | 0.0027278 | 584.1365 | 0.0032783 | 583.6744 | 0.020737 | 783.1732 | 5.161 | 583.6744 | 0.0093494 | 583.6744 | 0.010981 | 782.4736 | 0 | 583.6744 | 0.014427 | 785.5153 | 0.0021708 | 783.1732 | 0.075198 | 785.5153 | 0.000196 | 931.7037 | 0.026487 | 1171.8825 | 0.23804 | 1021.9733 | 0.012573 | 1095.6891 | 0 | 1094.9828 | 0 | 583.674 | 0.050571 | 584.1365 | 3.4873 | 583.6744 | 14.0155 | 583.6744 | 2.8817 | 583.6744 | 12.244 | 580.8679 | 0.23496
| 311.3311 | 0 |  |  | 311.3311 | 0.42286 | 311.3311 | 0.00051078 | 520.4925 | 0.0031028 | 583.903 | 0.085238 | 578.6838 | 0.00074596 | 520.4925 | 0.03439 | 583.903 | -0.0078087 | 583.903 | -0.00038732 | 584.3647 | 0.0060037 | 583.903 | 0.0060013 | 583.903 | 0.002724 | 583.903 | -0.0024978 | 521.6894 | 0.00020411 | 578.68 | -0.050418 | 584.3647 | 0.0038519 | 520.4925 | 7.9865 | 578.68 | -0.0040998 | 583.903 | 6.202 | 578.68 | 0.23482 | 583.903 | 4.8398 | 521.6894 | 0.00027783 | 521.6894 | 0.00037371 | 583.903 | 0.020522 | 584.3647 | -0.0064833 | 584.3647 | -0.0048508 | 583.903 | -0.022611 | 783.3387 | 5.161 | 583.903 | -0.018253 | 583.903 | -0.0071516 | 782.6391 | 0 | 583.903 | -0.022469 | 785.6819 | 0.0036626 | 783.3387 | 0.078477 | 785.6819 | 0.00021057 | 931.7902 | 0.026439 | 1171.9497 | 0.23853 | 1021.9861 | 0.01255 | 1095.7479 | 0 | 1095.0415 | 0 | 583.903 | 0.051116 | 584.3647 | 3.4837 | 583.903 | 14.0429 | 583.903 | 2.8566 | 583.903 | 12.221 | 581.0954 | 0.23505
| 311.4079 | 0 |  |  | 311.4079 | 0.42676 | 311.4079 | 0.0073152 | 520.6072 | 0 | 584.1315 | 0.11369 | 578.9125 | 0.046415 | 520.6072 | 0 | 584.1315 | 0.081514 | 584.1315 | 0.038293 | 584.5929 | 0.045466 | 584.1315 | 0.092801 | 584.1315 | 0.043587 | 584.1315 | 0.045428 | 521.8067 | 0.00021458 | 578.91 | 0.029627 | 584.5929 | 0.021 | 520.6072 | 7.9531 | 578.91 | 0.0092188 | 584.1315 | 6.2184 | 578.91 | 0.2523 | 584.1315 | 4.8652 | 521.8067 | 0.0003026 | 521.8067 | 0.00026859 | 584.1315 | 0.04638 | 584.5929 | 0.0051332 | 584.5929 | 0.0035225 | 584.1315 | 0.0044494 | 783.5042 | 5.1648 | 584.1315 | 0.0031447 | 584.1315 | 0.010729 | 782.8047 | 0 | 584.1315 | 0.0069965 | 785.8485 | 0.0024795 | 783.5042 | 0.075526 | 785.8485 | 0.00016814 | 931.8765 | 0.025786 | 1172.017 | 0.23903 | 1021.999 | 0.012527 | 1095.8068 | 0 | 1095.1003 | 0 | 584.132 | 0.051714 | 584.5929 | 3.5021 | 584.1315 | 14.1129 | 584.1315 | 2.874 | 584.1315 | 12.2265 | 581.3228 | 0.23661
| 311.4846 | 0 |  |  | 311.4846 | 0.41165 | 311.4846 | 0.00016675 | 520.7219 | 0.0027516 | 584.3601 | 0.075309 | 579.1412 | 0.025916 | 520.7219 | 0.020871 | 584.3601 | -0.016055 | 584.3601 | 0.010272 | 584.8212 | -0.003696 | 584.3601 | -0.00093618 | 584.3601 | 0.0011491 | 584.3601 | -0.025434 | 521.9241 | 0.00019321 | 579.14 | -0.061854 | 584.8212 | 0.0061278 | 520.7219 | 7.757 | 579.14 | 0.0029672 | 584.3601 | 6.1953 | 579.14 | 0.37017 | 584.3601 | 4.8749 | 521.9241 | 0.00033347 | 521.9241 | 0.00019065 | 584.3601 | 0.01045 | 584.8212 | -0.0045908 | 584.8212 | -0.0051801 | 584.3601 | 0.0018044 | 783.6697 | 5.1625 | 584.3601 | -0.016947 | 584.3601 | -0.0010972 | 782.9703 | 0 | 584.3601 | -0.03331 | 786.0151 | 0.004002 | 783.6697 | 0.079461 | 786.0151 | 0.00017771 | 931.963 | 0.025496 | 1172.0844 | 0.23952 | 1022.0117 | 0.012506 | 1095.8656 | 0 | 1095.1591 | 0 | 584.36 | 0.052019 | 584.8212 | 3.5148 | 584.3601 | 14.1233 | 584.3601 | 2.8402 | 584.3601 | 12.2101 | 581.5503 | 0.23624
| 311.5614 | 0 |  |  | 311.5614 | 0.41318 | 311.5614 | 0.0037617 | 520.8366 | 0 | 584.5887 | 0.10598 | 579.3699 | 0.04572 | 520.8366 | 0 | 584.5887 | 0.10756 | 584.5887 | 0.032289 | 585.0494 | 0.050012 | 584.5887 | 0.088261 | 584.5887 | 0.063927 | 584.5887 | 0.076277 | 522.0414 | 0.00022925 | 579.37 | 0.034825 | 585.0494 | 0.015257 | 520.8366 | 7.7449 | 579.37 | 0.0024236 | 584.5887 | 6.194 | 579.37 | 0.38801 | 584.5887 | 4.8868 | 522.0414 | 0.0003148 | 522.0414 | 0.00030736 | 584.5887 | 0.044907 | 585.0494 | 0.0033086 | 585.0494 | 0.00055779 | 584.5887 | 0.0088423 | 783.8352 | 5.1608 | 584.5887 | 0.015287 | 584.5887 | 0.0065215 | 783.1359 | 0 | 584.5887 | 0.0075225 | 786.1817 | 0.0025716 | 783.8352 | 0.077712 | 786.1817 | 0.00015843 | 932.0494 | 0.025588 | 1172.1516 | 0.24001 | 1022.0245 | 0.012485 | 1095.9244 | 0 | 1095.2178 | 0 | 584.589 | 0.053013 | 585.0494 | 3.5228 | 584.5887 | 14.1532 | 584.5887 | 2.8709 | 584.5887 | 12.2107 | 581.7779 | 0.23738
| 311.6381 | 0 |  |  | 311.6381 | 0.39905 | 311.6381 | -0.0018258 | 520.9513 | 0.01891 | 584.8173 | 0.097769 | 579.5986 | 0.0011611 | 520.9513 | 0.03396 | 584.8173 | -0.029078 | 584.8173 | 0.0019296 | 585.2777 | 0.0056341 | 584.8173 | 0.0059073 | 584.8173 | -0.014985 | 584.8173 | -0.020733 | 522.1588 | 0.00019908 | 579.6 | -0.034825 | 585.2777 | 0.0091511 | 520.9513 | 7.7926 | 579.6 | -0.019321 | 584.8173 | 6.1559 | 579.6 | 0.45761 | 584.8173 | 4.8894 | 522.1588 | 0.00033119 | 522.1588 | 0.00024141 | 584.8173 | 0.019454 | 585.2777 | -0.0074483 | 585.2777 | -0.0026693 | 584.8173 | 0.0090285 | 784.0007 | 5.1204 | 584.8173 | -0.011697 | 584.8173 | -0.0045359 | 783.3015 | 0 | 584.8173 | -0.011647 | 786.3483 | 0.0041907 | 784.0007 | 0.08121 | 786.3483 | 0.00017914 | 932.1359 | 0.026137 | 1172.2189 | 0.24051 | 1022.0373 | 0.012465 | 1095.9833 | 0 | 1095.2766 | 0 | 584.817 | 0.054372 | 585.2777 | 3.529 | 584.8173 | 14.1677 | 584.8173 | 2.8114 | 584.8173 | 12.1679 | 582.0054 | 0.23643
| 311.7149 | 0 |  |  | 311.7149 | 0.40296 | 311.7149 | 0.0061954 | 521.066 | 0 | 585.0459 | 0.10267 | 579.8273 | 0.032701 | 521.066 | 0 | 585.0459 | 0.095472 | 585.0459 | 0.032385 | 585.5059 | 0.045844 | 585.0459 | 0.094522 | 585.0459 | 0.034816 | 585.0459 | 0.049849 | 522.2761 | 0.00020075 | 579.83 | -0.04314 | 585.5059 | 0.015282 | 521.066 | 7.6749 | 579.83 | 0.0070443 | 585.0459 | 6.1435 | 579.83 | 0.47161 | 585.0459 | 4.8889 | 522.2761 | 0.00033652 | 522.2761 | 0.00021783 | 585.0459 | 0.043067 | 585.5059 | 0.0022358 | 585.5059 | 0.0018074 | 585.0459 | 0.015865 | 784.1662 | 5.1238 | 585.0459 | 0.0037762 | 585.0459 | -0.0095389 | 783.4671 | 0 | 585.0459 | 0.028256 | 786.5149 | 0.0027912 | 784.1662 | 0.081428 | 786.5149 | 0.00017157 | 932.2224 | 0.026748 | 1172.2861 | 0.241 | 1022.0501 | 0.012446 | 1096.0421 | 0 | 1095.3353 | 0 | 585.046 | 0.055729 | 585.5059 | 3.524 | 585.0459 | 14.1701 | 585.0459 | 2.8906 | 585.0459 | 12.1626 | 582.2329 | 0.23737
| 311.7916 | 0 |  |  | 311.7916 | 0.38966 | 311.7916 | 0.00031293 | 521.1807 | 0.015046 | 585.2745 | 0.087729 | 580.056 | 0.0039712 | 521.1807 | 0.0040996 | 585.2745 | -0.059843 | 585.2745 | 0.0075155 | 585.7342 | -0.013834 | 585.2745 | -0.0014493 | 585.2745 | 0.022277 | 585.2745 | -0.0079132 | 522.3935 | 0.00019992 | 580.06 | -0.00051979 | 585.7342 | 0.0040778 | 521.1807 | 7.642 | 580.06 | -0.006546 | 585.2745 | 6.092 | 580.06 | 0.55976 | 585.2745 | 4.8846 | 522.3935 | 0.00036892 | 522.3935 | 0.00017506 | 585.2745 | 0.015493 | 585.7342 | -0.0047849 | 585.7342 | -0.003324 | 585.2745 | 0.00081946 | 784.3318 | 5.0304 | 585.2745 | -0.026568 | 585.2745 | -0.0028903 | 783.6327 | 0 | 585.2745 | -0.0071705 | 786.6815 | 0.0042201 | 784.3318 | 0.08591 | 786.6815 | 0.00019428 | 932.3088 | 0.026194 | 1172.3535 | 0.24149 | 1022.0629 | 0.012428 | 1096.101 | 0 | 1095.3942 | 0 | 585.275 | 0.055812 | 585.7342 | 3.5156 | 585.2745 | 14.0988 | 585.2745 | 2.8221 | 585.2745 | 12.0461 | 582.4605 | 0.23476
| 311.8684 | 0 |  |  | 311.8684 | 0.38873 | 311.8684 | 0.0050674 | 521.2954 | 0 | 585.5032 | 0.10543 | 580.2848 | 0.032529 | 521.2954 | 0 | 585.5032 | 0.074868 | 585.5032 | 0.024868 | 585.9625 | 0.039025 | 585.5032 | 0.08209 | 585.5032 | 0.018699 | 585.5032 | 0.079817 | 522.5108 | 0.0001798 | 580.28 | 0.014034 | 585.9625 | 0.013914 | 521.2954 | 7.6815 | 580.28 | -0.018777 | 585.5032 | 6.0661 | 580.28 | 0.58599 | 585.5032 | 4.8781 | 522.5108 | 0.00036282 | 522.5108 | 0.00029577 | 585.5032 | 0.052269 | 585.9625 | 0.0015141 | 585.9625 | 0.00097969 | 585.5032 | 0.0036256 | 784.4973 | 4.9996 | 585.5032 | 0.0086054 | 585.5032 | -0.0037044 | 783.7983 | 0 | 585.5032 | 0.0097714 | 786.8482 | 0.0028578 | 784.4973 | 0.085254 | 786.8482 | 0.00017814 | 932.3953 | 0.025903 | 1172.4208 | 0.24199 | 1022.0757 | 0.012411 | 1096.1598 | 0 | 1095.4529 | 0 | 585.503 | 0.056388 | 585.9625 | 3.507 | 585.5032 | 14.1144 | 585.5032 | 2.8198 | 585.5032 | 12.0488 | 582.688 | 0.23505
| 311.9452 | 0 |  |  | 311.9452 | 0.38022 | 311.9452 | -0.0040626 | 521.4101 | 0 | 585.7318 | 0.081827 | 580.5135 | 0.0033274 | 521.4101 | 0.017517 | 585.7318 | -0.030966 | 585.7318 | 0.00010187 | 586.1908 | -0.010124 | 585.7318 | 0.003414 | 585.7318 | -0.018194 | 585.7318 | 0.022618 | 522.6282 | 0.00021458 | 580.51 | -0.0036384 | 586.1908 | 0.0042438 | 521.4101 | 7.5871 | 580.51 | -0.01171 | 585.7318 | 6.0316 | 580.51 | 0.71086 | 585.7318 | 4.881 | 522.6282 | 0.00034757 | 522.6282 | 0.00035413 | 585.7318 | 0.010051 | 586.1908 | -0.0059096 | 586.1908 | -0.005139 | 585.7318 | -0.0030417 | 784.6628 | 4.9486 | 585.7318 | -0.011032 | 585.7318 | -0.0097689 | 783.9639 | 0 | 585.7318 | -0.038076 | 787.0148 | 0.0045262 | 784.6628 | 0.088205 | 787.0148 | 0.00022114 | 932.4819 | 0.026719 | 1172.4882 | 0.24248 | 1022.0885 | 0.012395 | 1096.2186 | 0 | 1095.5117 | 0 | 585.732 | 0.05741 | 586.1908 | 3.4964 | 585.7318 | 14.0725 | 585.7318 | 2.7871 | 585.7318 | 11.9862 | 582.9156 | 0.23374
| 312.0219 | 0 |  |  | 312.0219 | 0.3841 | 312.0219 | 0.0039844 | 521.5249 | 0 | 585.9605 | 0.071544 | 580.7423 | 0.030821 | 521.5249 | 0 | 585.9605 | 0.083396 | 585.9605 | 0.031205 | 586.4191 | 0.037114 | 585.9605 | 0.095783 | 585.9605 | 0.036246 | 585.9605 | 0.063248 | 522.7456 | 0.00019028 | 580.74 | 0.025469 | 586.4191 | 0.016589 | 521.5249 | 7.5586 | 580.74 | -0.0098077 | 585.9605 | 6.0068 | 580.74 | 0.73149 | 585.9605 | 4.8769 | 522.7456 | 0.00035405 | 522.7456 | 0.00034254 | 585.9605 | 0.055214 | 586.4191 | 0.0032684 | 586.4191 | 5.0335e-05 | 585.9605 | -0.0002075 | 784.8284 | 4.9462 | 585.9605 | 0.01221 | 585.9605 | 0.0088497 | 784.1295 | 0 | 585.9605 | 0.00056366 | 787.1814 | 0.0031187 | 784.8284 | 0.087768 | 787.1814 | 0.00019057 | 932.5684 | 0.026815 | 1172.5554 | 0.24297 | 1022.1013 | 0.01238 | 1096.2776 | 0 | 1095.5704 | 0 | 585.96 | 0.058415 | 586.4191 | 3.4869 | 585.9605 | 14.1434 | 585.9605 | 2.8004 | 585.9605 | 12.0122 | 583.1432 | 0.23526
| 312.0987 | 0 |  |  | 312.0987 | 0.37236 | 312.0987 | -0.0032825 | 521.6396 | 0.02346 | 586.1891 | 0.087096 | 580.9711 | 0.008094 | 521.6396 | 0.044062 | 586.1891 | -0.093825 | 586.1891 | 0.003484 | 586.6474 | 0.0021138 | 586.1891 | 0.015077 | 586.1891 | 0.007996 | 586.1891 | -0.012185 | 522.8629 | 0.00024225 | 580.97 | -0.036903 | 586.6474 | 0.0073146 | 521.6396 | 7.5604 | 580.97 | 0.0018799 | 586.1891 | 5.9827 | 580.97 | 0.89203 | 586.1891 | 4.9015 | 522.8629 | 0.00036206 | 522.8629 | 0.00028418 | 586.1891 | 0.030521 | 586.6474 | -0.0046989 | 586.6474 | -0.0034175 | 586.1891 | 0.00527 | 784.9939 | 4.9426 | 586.1891 | -0.010557 | 586.1891 | -0.0025961 | 784.2951 | 0 | 586.1891 | -0.010914 | 787.3481 | 0.004754 | 784.9939 | 0.092686 | 787.3481 | 0.000211 | 932.6549 | 0.026555 | 1172.6228 | 0.24346 | 1022.1141 | 0.012365 | 1096.3364 | 0 | 1095.6293 | 0 | 586.189 | 0.058759 | 586.6474 | 3.5024 | 586.1891 | 14.1987 | 586.1891 | 2.7895 | 586.1891 | 12.0145 | 583.3708 | 0.23521
| 312.1755 | 0 |  |  | 312.1755 | 0.37162 | 312.1755 | 0.0062705 | 521.7543 | 0 | 586.4178 | 0.10615 | 581.1998 | 0.038175 | 521.7543 | 0 | 586.4178 | 0.088492 | 586.4178 | 0.025856 | 586.8758 | 0.036941 | 586.4178 | 0.085473 | 586.4178 | 0.036446 | 586.4178 | 0.069785 | 522.9803 | 0.00022422 | 581.2 | 0.0098758 | 586.8758 | 0.0153 | 521.7543 | 7.5692 | 581.2 | -0.011167 | 586.4178 | 5.9979 | 581.2 | 0.82663 | 586.4178 | 4.9385 | 522.9803 | 0.00034757 | 522.9803 | 0.0002606 | 586.4178 | 0.052269 | 586.8758 | 0.00018193 | 586.8758 | 0.00062887 | 586.4178 | 0.0016102 | 785.1594 | 4.9374 | 586.4178 | 0.0089511 | 586.4178 | 0.00056467 | 784.4607 | 0 | 586.4178 | 0.014244 | 787.5147 | 0.0033621 | 785.1594 | 0.090719 | 787.5147 | 0.00019971 | 932.7415 | 0.026809 | 1172.6902 | 0.24395 | 1022.1269 | 0.012352 | 1096.3953 | 0 | 1095.6881 | 0 | 586.418 | 0.059501 | 586.8758 | 3.5191 | 586.4178 | 14.2966 | 586.4178 | 2.8036 | 586.4178 | 12.1057 | 583.5984 | 0.23571
| 312.2522 | 0 |  |  | 312.2522 | 0.35853 | 312.2522 | -0.0018735 | 521.869 | 0.021309 | 586.6465 | 0.068798 | 581.4286 | 0.013286 | 521.869 | 0.020126 | 586.6465 | -0.053512 | 586.6465 | 0.009757 | 587.1041 | -0.0074898 | 586.6465 | 0.01195 | 586.6465 | -0.0047827 | 586.6465 | -0.0092367 | 523.0977 | 0.00024392 | 581.43 | -0.068091 | 587.1041 | 0.0057034 | 521.869 | 7.5207 | 581.43 | -0.0062742 | 586.6465 | 5.9833 | 581.43 | 0.9515 | 586.6465 | 4.9323 | 523.0977 | 0.00033347 | 523.0977 | 0.00031935 | 586.6465 | 0.019873 | 587.1041 | -0.0056584 | 587.1041 | -0.0029354 | 586.6465 | -0.0073261 | 785.325 | 4.8869 | 586.6465 | -0.015264 | 586.6465 | 0.0064058 | 784.6264 | 0 | 586.6465 | -0.025127 | 787.6814 | 0.0049646 | 785.325 | 0.093779 | 787.6814 | 0.00022543 | 932.8281 | 0.027354 | 1172.7576 | 0.24444 | 1022.1396 | 0.01234 | 1096.4542 | 0 | 1095.7469 | 0 | 586.647 | 0.059722 | 587.1041 | 3.5122 | 586.6465 | 14.3609 | 586.6465 | 2.7836 | 586.6465 | 12.0573 | 583.826 | 0.23497
| 312.329 | 0 |  |  | 312.329 | 0.36563 | 312.329 | 0.0090397 | 521.9838 | 0 | 586.8752 | 0.11958 | 581.6575 | 0.037919 | 521.9838 | 0 | 586.8752 | 0.092746 | 586.8752 | 0.031312 | 587.3325 | 0.029991 | 586.8752 | 0.086828 | 586.8752 | 0.058116 | 586.8752 | 0.048665 | 523.2151 | 0.00021752 | 581.66 | 0.0015593 | 587.3325 | 0.01996 | 521.9838 | 7.3323 | 581.66 | -0.00083807 | 586.8752 | 5.9887 | 581.66 | 0.98822 | 586.8752 | 4.9629 | 523.2151 | 0.00031785 | 523.2151 | 0.00045165 | 586.8752 | 0.053373 | 587.3325 | 0.004063 | 587.3325 | 0.00053538 | 586.8752 | 0.0061332 | 785.4905 | 4.8188 | 586.8752 | 0.014832 | 586.8752 | 0.0064434 | 784.792 | 0 | 586.8752 | 0.028822 | 787.848 | 0.003407 | 785.4905 | 0.091265 | 787.848 | 0.00018286 | 932.9146 | 0.027484 | 1172.8248 | 0.24493 | 1022.1525 | 0.012328 | 1096.5131 | 0 | 1095.8058 | 0 | 586.875 | 0.060608 | 587.3325 | 3.5412 | 586.8752 | 14.4108 | 586.8752 | 2.8001 | 586.8752 | 12.0987 | 584.0536 | 0.23587
| 312.4058 | 0 |  |  | 312.4058 | 0.34667 | 312.4058 | -0.0031838 | 522.0985 | 0.0016977 | 587.1039 | 0.097122 | 581.8863 | 0.018097 | 522.0985 | 0.020871 | 587.1039 | -0.052112 | 587.1039 | 0.011261 | 587.5608 | 0.0055745 | 587.1039 | 0.011363 | 587.1039 | 0.028275 | 587.1039 | 0.00065195 | 523.3324 | 0.00022255 | 581.89 | -0.014034 | 587.5608 | 0.0092822 | 522.0985 | 7.3252 | 581.89 | -0.006546 | 587.1039 | 5.957 | 581.89 | 1.1225 | 587.1039 | 4.944 | 523.3324 | 0.00036396 | 523.3324 | 0.00048642 | 587.1039 | 0.034096 | 587.5608 | -0.0020068 | 587.5608 | -0.0023995 | 587.1039 | 0.0081054 | 785.6561 | 4.7495 | 587.1039 | -0.013097 | 587.1039 | 0.0050594 | 784.9576 | 0 | 587.1039 | -0.019138 | 788.0147 | 0.0050459 | 785.6561 | 0.095419 | 788.0147 | 0.00021714 | 933.0012 | 0.027153 | 1172.8922 | 0.24542 | 1022.1653 | 0.012318 | 1096.572 | 0 | 1095.8646 | 0 | 587.104 | 0.060581 | 587.5608 | 3.5378 | 587.1039 | 14.4096 | 587.1039 | 2.7905 | 587.1039 | 12.0791 | 584.2812 | 0.23453
| 312.4826 | 0 |  |  | 312.4826 | 0.35487 | 312.4826 | 0.0026016 | 522.2133 | 0 | 587.3327 | 0.081219 | 582.1151 | 0.038328 | 522.2133 | 0 | 587.3327 | 0.075191 | 587.3327 | 0.025027 | 587.7892 | 0.026827 | 587.3327 | 0.079687 | 587.3327 | 0.035836 | 587.3327 | 0.090692 | 523.4498 | 0.00021375 | 582.12 | 0.016113 | 587.7892 | 0.012555 | 522.2133 | 7.3234 | 582.12 | -0.0062742 | 587.3327 | 5.9526 | 582.12 | 1.1106 | 587.3327 | 4.9562 | 523.4498 | 0.00036396 | 523.4498 | 0.00040848 | 587.3327 | 0.052269 | 587.7892 | -0.00019896 | 587.7892 | 8.557e-05 | 587.3327 | 0.0029302 | 785.8216 | 4.7399 | 587.3327 | 0.0066909 | 587.3327 | 0.015116 | 785.1232 | 0 | 587.3327 | 0.010507 | 788.1814 | 0.0037636 | 785.8216 | 0.092358 | 788.1814 | 0.00018443 | 933.0878 | 0.027452 | 1172.9596 | 0.2459 | 1022.178 | 0.012309 | 1096.6309 | 0 | 1095.9235 | 0 | 587.333 | 0.061827 | 587.7892 | 3.5385 | 587.3327 | 14.4381 | 587.3327 | 2.8099 | 587.3327 | 12.0697 | 584.5089 | 0.23531
| 312.5594 | 0 |  |  | 312.5594 | 0.34095 | 312.5594 | -0.0028056 | 522.328 | 0.010831 | 587.5614 | 0.098988 | 582.3439 | 0.014589 | 522.328 | 0.03439 | 587.5614 | 0.017273 | 587.5614 | 0.0089836 | 588.0176 | 0.010231 | 587.5614 | 0.011235 | 587.5614 | 0.0028453 | 587.5614 | 0.017209 | 523.5672 | 0.00020872 | 582.34 | -0.069127 | 588.0176 | 0.0089716 | 522.328 | 7.1085 | 582.34 | -0.0068178 | 587.5614 | 5.9331 | 582.34 | 1.2555 | 587.5614 | 4.9544 | 523.5672 | 0.00035215 | 523.5672 | 0.00026859 | 587.5614 | 0.033372 | 588.0176 | -0.0015877 | 588.0176 | -0.0020825 | 587.5614 | 0.0033566 | 785.9872 | 4.706 | 587.5614 | -0.00092603 | 587.5614 | 0.0021525 | 785.2889 | 0 | 587.5614 | -0.014966 | 788.3481 | 0.0055775 | 785.9872 | 0.093561 | 788.3481 | 0.00019243 | 933.1745 | 0.027614 | 1173.027 | 0.24639 | 1022.1909 | 0.0123 | 1096.6898 | 0 | 1095.9823 | 0 | 587.561 | 0.062826 | 588.0176 | 3.547 | 587.5614 | 14.3792 | 587.5614 | 2.7764 | 587.5614 | 12.0258 | 584.7365 | 0.23492
| 312.6362 | 0 |  |  | 312.6362 | 0.34601 | 312.6362 | 0.0069378 | 522.4428 | 0 | 587.7902 | 0.093844 | 582.5728 | 0.029723 | 522.4428 | 0 | 587.7902 | 0.06286 | 587.7902 | 0.023889 | 588.246 | 0.032167 | 587.7902 | 0.081135 | 587.7902 | 0.028895 | 587.7902 | 0.078096 | 523.6846 | 0.0001865 | 582.57 | 0.024429 | 588.246 | 0.014816 | 522.4428 | 7.1101 | 582.57 | -0.012525 | 587.7902 | 5.8743 | 582.57 | 1.3282 | 587.7902 | 4.9628 | 523.6846 | 0.00032128 | 523.6846 | 0.00029177 | 587.7902 | 0.059263 | 588.246 | 0.0011187 | 588.246 | -0.00020743 | 587.7902 | 0.0027194 | 786.1527 | 4.607 | 587.7902 | 0.00093346 | 587.7902 | -0.003864 | 785.4545 | 0 | 587.7902 | 0.015302 | 788.5147 | 0.0042494 | 786.1527 | 0.092031 | 788.5147 | 0.00017571 | 933.2612 | 0.027435 | 1173.0944 | 0.24688 | 1022.2037 | 0.012293 | 1096.7488 | 0 | 1096.0411 | 0 | 587.79 | 0.063721 | 588.246 | 3.5334 | 587.7902 | 14.4108 | 587.7902 | 2.756 | 587.7902 | 11.9544 | 584.9642 | 0.23636
| 312.713 | 0 |  |  | 312.713 | 0.33151 | 312.713 | -0.0029046 | 522.5575 | 0.022678 | 588.0189 | 0.057136 | 582.8017 | 0.027492 | 522.5575 | 0.014535 | 588.0189 | -0.052588 | 588.0189 | 0.0093631 | 588.4744 | 0.0025714 | 588.0189 | -0.0004125 | 588.0189 | -0.0072108 | 588.0189 | -0.011491 | 523.802 | 0.00019824 | 582.8 | -0.04314 | 588.4744 | 0.0028321 | 522.5575 | 6.9543 | 582.8 | -0.005187 | 588.0189 | 5.8644 | 582.8 | 1.4827 | 588.0189 | 4.9576 | 523.802 | 0.00031327 | 523.802 | 0.00042048 | 588.0189 | 0.02028 | 588.4744 | -0.0080067 | 588.4744 | -0.0040828 | 588.0189 | 0.0015255 | 786.3183 | 4.5916 | 588.0189 | -0.017534 | 588.0189 | -0.0087716 | 785.6202 | 0 | 588.0189 | -0.014792 | 788.6814 | 0.0058509 | 786.3183 | 0.097605 | 788.6814 | 0.00019685 | 933.3478 | 0.027421 | 1173.1619 | 0.24736 | 1022.2164 | 0.012287 | 1096.8076 | 0 | 1096.1 | 0 | 588.019 | 0.064197 | 588.4744 | 3.5245 | 588.0189 | 14.3548 | 588.0189 | 2.7319 | 588.0189 | 11.914 | 585.1919 | 0.23497
| 312.7898 | 0 |  |  | 312.7898 | 0.33298 | 312.7898 | 0.0092361 | 522.6723 | 0.0059811 | 588.2477 | 0.095091 | 583.0305 | 0.034713 | 522.6723 | 0 | 588.2477 | 0.05515 | 588.2477 | 0.024519 | 588.7028 | 0.021607 | 588.2477 | 0.08537 | 588.2477 | 0.056455 | 588.2477 | 0.064164 | 523.9194 | 0.00025356 | 583.03 | 0.018192 | 588.7028 | 0.0137 | 522.6723 | 6.8909 | 583.03 | 0.01683 | 588.2477 | 5.8562 | 583.03 | 1.4891 | 588.2477 | 4.9522 | 523.9194 | 0.00033614 | 523.9194 | 0.00046724 | 588.2477 | 0.056686 | 588.7028 | 0.00093304 | 588.7028 | 0.00041894 | 588.2477 | -0.0015256 | 786.4839 | 4.5735 | 588.2477 | 0.0058993 | 588.2477 | 0.011228 | 785.7858 | 0 | 588.2477 | 0.0077284 | 788.8481 | 0.0044918 | 786.4839 | 0.099026 | 788.8481 | 0.00017485 | 933.4346 | 0.027461 | 1173.2293 | 0.24785 | 1022.2292 | 0.012282 | 1096.8666 | 0 | 1096.1588 | 0 | 588.248 | 0.065086 | 588.7028 | 3.5277 | 588.2477 | 14.3698 | 588.2477 | 2.7426 | 588.2477 | 11.8639 | 585.4196 | 0.23543
| 312.8666 | 0 |  |  | 312.8666 | 0.32127 | 312.8666 | -0.0036986 | 522.787 | 0.007318 | 588.4765 | 0.10594 | 583.2594 | -0.00031798 | 522.787 | 0.012299 | 588.4765 | -0.034287 | 588.4765 | 0.010226 | 588.9313 | 0.0076248 | 588.4765 | 0.0093907 | 588.4765 | 0.0013349 | 588.4765 | 0.023254 | 524.0368 | 0.00026739 | 583.26 | -0.02235 | 588.9313 | 0.011508 | 522.787 | 6.8886 | 583.26 | -0.01606 | 588.4765 | 5.7992 | 583.26 | 1.6318 | 588.4765 | 4.963 | 524.0368 | 0.00034262 | 524.0368 | 0.00039689 | 588.4765 | 0.037914 | 588.9313 | -0.0012568 | 588.9313 | -0.0020156 | 588.4765 | 0.0039892 | 786.6495 | 4.541 | 588.4765 | -0.0064535 | 588.4765 | -7.2876e-05 | 785.9515 | 0 | 588.4765 | -0.0056926 | 789.0148 | 0.0062337 | 786.6495 | 0.10296 | 789.0148 | 0.00020585 | 933.5212 | 0.028201 | 1173.2966 | 0.24833 | 1022.2421 | 0.012277 | 1096.9255 | 0 | 1096.2177 | 0 | 588.476 | 0.06492 | 588.9313 | 3.5369 | 588.4765 | 14.3827 | 588.4765 | 2.702 | 588.4765 | 11.7976 | 585.6473 | 0.23454
| 312.9434 | 0 |  |  | 312.9434 | 0.32846 | 312.9434 | 0.0042159 | 522.9018 | 0 | 588.7053 | 0.11323 | 583.4883 | 0.032546 | 522.9018 | 0 | 588.7053 | 0.062802 | 588.7053 | 0.032887 | 589.1597 | 0.053043 | 588.7053 | 0.087915 | 588.7053 | 0.046492 | 588.7053 | 0.062949 | 524.1542 | 0.00023428 | 583.49 | -0.011954 | 589.1597 | 0.018692 | 522.9018 | 6.871 | 583.49 | -0.0084487 | 588.7053 | 5.8289 | 583.49 | 1.7199 | 588.7053 | 4.9798 | 524.1542 | 0.00030451 | 524.1542 | 0.00024901 | 588.7053 | 0.068097 | 589.1597 | 0.0040927 | 589.1597 | 0.0035617 | 588.7053 | 0.018489 | 786.815 | 4.5335 | 588.7053 | 0.013167 | 588.7053 | -0.0018816 | 786.1172 | 0 | 588.7053 | 0.0080479 | 789.1815 | 0.0048604 | 786.815 | 0.1022 | 789.1815 | 0.00019057 | 933.608 | 0.029229 | 1173.3641 | 0.24881 | 1022.2548 | 0.012274 | 1096.9845 | 0 | 1096.2765 | 0 | 588.705 | 0.067257 | 589.1597 | 3.5412 | 588.7053 | 14.426 | 588.7053 | 2.7292 | 588.7053 | 11.8349 | 585.875 | 0.23383
| 313.0202 | 0 |  |  | 313.0202 | 0.31703 | 313.0202 | 0.00057853 | 523.0166 | 0.0055617 | 588.9341 | 0.076847 | 583.7172 | 0.0083047 | 523.0166 | 0.026437 | 588.9341 | -0.065138 | 588.9341 | -0.0018336 | 589.3882 | 0.017008 | 588.9341 | 0.0034302 | 588.9341 | 0.0089932 | 588.9341 | 0.014146 | 524.2717 | 0.00020662 | 583.72 | -0.024429 | 589.3882 | 0.0045542 | 523.0166 | 6.8118 | 583.72 | -0.012798 | 588.9341 | 5.7796 | 583.72 | 1.8609 | 588.9341 | 4.9739 | 524.2717 | 0.00032661 | 524.2717 | 0.00029177 | 588.9341 | 0.01837 | 589.3882 | -0.0074967 | 589.3882 | -0.0047082 | 588.9341 | -0.018863 | 786.9806 | 4.4467 | 588.9341 | -0.015548 | 588.9341 | -0.0043369 | 786.2828 | 0 | 588.9341 | -0.017734 | 789.3483 | 0.0066711 | 786.9806 | 0.10646 | 789.3483 | 0.00021485 | 933.6947 | 0.029294 | 1173.4315 | 0.24929 | 1022.2676 | 0.012272 | 1097.0435 | 0 | 1096.3355 | 0 | 588.934 | 0.067835 | 589.3882 | 3.5427 | 588.9341 | 14.4133 | 588.9341 | 2.7208 | 588.9341 | 11.804 | 586.1027 | 0.23263
| 313.097 | 0 |  |  | 313.097 | 0.31806 | 313.097 | 0.0046874 | 523.1313 | 0 | 589.1629 | 0.097013 | 583.9462 | 0.049842 | 523.1313 | 0 | 589.1629 | 0.059561 | 589.1629 | 0.029513 | 589.6167 | 0.033582 | 589.1629 | 0.092348 | 589.1629 | 0.043172 | 589.1629 | 0.073077 | 524.3891 | 0.00019824 | 583.95 | -0.035864 | 589.6167 | 0.014694 | 523.1313 | 6.7277 | 583.95 | -0.0030125 | 589.1629 | 5.8144 | 583.95 | 1.892 | 589.1629 | 5.0048 | 524.3891 | 0.00031747 | 524.3891 | 0.00024141 | 589.1629 | 0.062208 | 589.6167 | 0.0025644 | 589.6167 | 0.00061891 | 589.1629 | -0.00014157 | 787.1462 | 4.4171 | 589.1629 | 0.0060332 | 589.1629 | 0.017213 | 786.4485 | 0 | 589.1629 | 0.012997 | 789.515 | 0.0054659 | 787.1462 | 0.10624 | 789.515 | 0.00020443 | 933.7815 | 0.029027 | 1173.4989 | 0.24977 | 1022.2805 | 0.01227 | 1097.1024 | 0 | 1096.3943 | 0 | 589.163 | 0.067982 | 589.6167 | 3.5553 | 589.1629 | 14.4703 | 589.1629 | 2.721 | 589.1629 | 11.8528 | 586.3305 | 0.23336
| 313.1738 | 0 |  |  | 313.1738 | 0.30618 | 313.1738 | -0.0022075 | 523.2461 | 0.011884 | 589.3917 | 0.086272 | 584.1751 | 0.017684 | 523.2461 | 0.04879 | 589.3917 | -0.0055107 | 589.3918 | 0.0045935 | 589.8451 | 0.004637 | 589.3917 | 0.007915 | 589.3918 | 0.02575 | 589.3918 | 0.0045152 | 524.5065 | 0.00024811 | 584.18 | -0.038983 | 589.8451 | 0.0036273 | 523.2461 | 6.566 | 584.18 | 0.0070443 | 589.3917 | 5.7695 | 584.18 | 2.0397 | 589.3918 | 4.9912 | 524.5065 | 0.00034491 | 524.5065 | 0.00035013 | 589.3918 | 0.039018 | 589.8451 | -0.0042045 | 589.8451 | -0.0034534 | 589.3918 | -0.010733 | 787.3118 | 4.3836 | 589.3917 | -0.01184 | 589.3917 | 0.0036161 | 786.6142 | 0 | 589.3917 | -0.02102 | 789.6817 | 0.007218 | 787.3118 | 0.10919 | 789.6817 | 0.00020957 | 933.8683 | 0.029122 | 1173.5664 | 0.25025 | 1022.2932 | 0.01227 | 1097.1614 | 0 | 1096.4533 | 0 | 589.392 | 0.069394 | 589.8451 | 3.5608 | 589.3918 | 14.4733 | 589.3918 | 2.6929 | 589.3918 | 11.79 | 586.5582 | 0.23193
| 313.2506 | 0 |  |  | 313.2506 | 0.31043 | 313.2506 | 0.0048276 | 523.3609 | 0 | 589.6206 | 0.10669 | 584.404 | 0.042418 | 523.3609 | 0 | 589.6206 | 0.065274 | 589.6206 | 0.025534 | 590.0736 | 0.022925 | 589.6206 | 0.082886 | 589.6206 | 0.023342 | 589.6206 | 0.05837 | 524.6239 | 0.00022464 | 584.4 | 0.073286 | 590.0736 | 0.014657 | 523.3609 | 6.6456 | 584.4 | 0.0075879 | 589.6206 | 5.7863 | 584.4 | 2.1019 | 589.6206 | 5.011 | 524.6239 | 0.00032204 | 524.6239 | 0.00021783 | 589.6206 | 0.059999 | 590.0736 | 0.0022385 | 590.0736 | 0.0011628 | 589.6206 | 0.006123 | 787.4774 | 4.3351 | 589.6206 | 0.0093922 | 589.6206 | 0.0089841 | 786.7799 | 0 | 589.6206 | 0.022255 | 789.8484 | 0.0059056 | 787.4774 | 0.10875 | 789.8484 | 0.00020714 | 933.9551 | 0.029099 | 1173.6339 | 0.25073 | 1022.306 | 0.012271 | 1097.2203 | 0 | 1096.5121 | 0 | 589.621 | 0.070591 | 590.0736 | 3.5772 | 589.6206 | 14.5394 | 589.6206 | 2.7184 | 589.6206 | 11.8419 | 586.786 | 0.2331
| 313.3274 | 0 |  |  | 313.3274 | 0.29438 | 313.3274 | -0.0015093 | 523.4757 | 0.012938 | 589.8494 | 0.083917 | 584.633 | 0.0026504 | 523.4757 | 0.012299 | 589.8494 | -0.0031514 | 589.8495 | 0.0039425 | 590.3021 | -0.012291 | 589.8494 | 0.0081932 | 589.8495 | 0.0026125 | 589.8495 | 0.01895 | 524.7413 | 0.00023344 | 584.63 | -0.055613 | 590.3021 | 0.0049962 | 523.4757 | 6.5251 | 584.63 | -0.012798 | 589.8494 | 5.7483 | 584.63 | 2.252 | 589.8495 | 5.0166 | 524.7413 | 0.00031404 | 524.7413 | 0.00030376 | 589.8495 | 0.045275 | 590.3021 | -0.0063078 | 590.3021 | -0.0025604 | 589.8495 | -0.016865 | 787.643 | 4.2929 | 589.8494 | -0.017652 | 589.8494 | 0.0043549 | 786.9455 | 0 | 589.8494 | -0.0083715 | 790.0151 | 0.0076007 | 787.643 | 0.11302 | 790.0151 | 0.00023143 | 934.0419 | 0.029425 | 1173.7013 | 0.25121 | 1022.3188 | 0.012272 | 1097.2793 | 0 | 1096.571 | 0 | 589.849 | 0.071693 | 590.3021 | 3.5751 | 589.8495 | 14.5015 | 589.8495 | 2.6956 | 589.8495 | 11.7623 | 587.0137 | 0.23114
| 313.4043 | 0 |  |  | 313.4043 | 0.29842 | 313.4043 | 0.0039523 | 523.5905 | 0 | 590.0783 | 0.080422 | 584.862 | 0.044711 | 523.5905 | 0 | 590.0783 | 0.09139 | 590.0783 | 0.021153 | 590.5307 | 0.02419 | 590.0783 | 0.072055 | 590.0783 | 0.035301 | 590.0783 | 0.080281 | 524.8588 | 0.00020201 | 584.86 | 0.047299 | 590.5307 | 0.013708 | 523.5905 | 6.5839 | 584.86 | 0.00079277 | 590.0783 | 5.7423 | 584.86 | 2.3058 | 590.0783 | 5.0289 | 524.8588 | 0.00032395 | 524.8588 | 0.00019065 | 590.0783 | 0.073987 | 590.5307 | 0.00037204 | 590.5307 | 0.00043659 | 590.0783 | 0.0040828 | 787.8086 | 4.2955 | 590.0783 | 0.0051943 | 590.0783 | 0.0068314 | 787.1112 | 0 | 590.0783 | 0.0093181 | 790.1819 | 0.0062337 | 787.8086 | 0.11269 | 790.1819 | 0.00021257 | 934.1287 | 0.029968 | 1173.7688 | 0.25168 | 1022.3317 | 0.012274 | 1097.3384 | 0 | 1096.6299 | 0 | 590.078 | 0.072169 | 590.5307 | 3.5826 | 590.0783 | 14.5392 | 590.0783 | 2.7023 | 590.0783 | 11.7614 | 587.2415 | 0.23358
| 313.4811 | 0 |  |  | 313.4811 | 0.28762 | 313.4811 | -0.0046296 | 523.7053 | 0.02737 | 590.3072 | 0.084399 | 585.0909 | 0.0071656 | 523.7053 | 0.03396 | 590.3072 | -0.04513 | 590.3072 | 0.0046216 | 590.7592 | -0.0022505 | 590.3072 | 0.0041442 | 590.3072 | -0.0087016 | 590.3072 | -0.011753 | 524.9762 | 0.00025566 | 585.09 | -0.0025989 | 590.7592 | 0.0097331 | 523.7053 | 6.4364 | 585.09 | -0.0087205 | 590.3072 | 5.7412 | 585.09 | 2.5114 | 590.3072 | 5.046 | 524.9762 | 0.00032013 | 524.9762 | 0.000257 | 590.3072 | 0.035801 | 590.7592 | -0.0018742 | 590.7592 | -0.0020131 | 590.3072 | 0.00091854 | 787.9742 | 4.2169 | 590.3072 | -0.0066012 | 590.3072 | 0.0021343 | 787.2769 | 0 | 590.3072 | -0.012198 | 790.3486 | 0.0081475 | 787.9742 | 0.11586 | 790.3486 | 0.000221 | 934.2155 | 0.029711 | 1173.8363 | 0.25215 | 1022.3444 | 0.012278 | 1097.3973 | 0 | 1096.6888 | 0 | 590.307 | 0.073282 | 590.7592 | 3.5905 | 590.3072 | 14.5672 | 590.3072 | 2.6721 | 590.3072 | 11.7597 | 587.4693 | 0.23345
| 313.5579 | 0 |  |  | 313.5579 | 0.29468 | 313.5579 | 0.0084149 | 523.8201 | 0 | 590.5361 | 0.080751 | 585.3199 | 0.034209 | 523.8201 | 0 | 590.5361 | 0.076947 | 590.5361 | 0.025745 | 590.9877 | 0.038267 | 590.5361 | 0.072916 | 590.5361 | 0.050644 | 590.5361 | 0.083974 | 525.0936 | 0.00027242 | 585.32 | 0.037943 | 590.9877 | 0.014439 | 523.8201 | 6.4082 | 585.32 | -0.0076332 | 590.5361 | 5.737 | 585.32 | 2.522 | 590.5361 | 5.059 | 525.0936 | 0.00034681 | 525.0936 | 0.00020624 | 590.5361 | 0.071042 | 590.9877 | 0.00069614 | 590.9877 | 1.9183e-05 | 590.5361 | 0.0088821 | 788.1398 | 4.1769 | 590.5361 | 0.0076156 | 590.5361 | -0.0018418 | 787.4426 | 0 | 590.5361 | 0.0027973 | 790.5154 | 0.0071086 | 788.1398 | 0.11597 | 790.5154 | 0.00021357 | 934.3024 | 0.029132 | 1173.9038 | 0.25262 | 1022.3572 | 0.012282 | 1097.4563 | 0 | 1096.7478 | 0 | 590.536 | 0.074019 | 590.9877 | 3.5987 | 590.5361 | 14.5795 | 590.5361 | 2.6933 | 590.5361 | 11.7638 | 587.6971 | 0.23352
| 313.6347 | 0 |  |  | 313.6347 | 0.28411 | 313.6347 | -0.0038804 | 523.9349 | 0.0031028 | 590.765 | 0.066585 | 585.5489 | 0.013244 | 523.9349 | 0.026867 | 590.765 | -0.034356 | 590.765 | 0.0062758 | 591.2163 | 0.007945 | 590.765 | 0.0066068 | 590.765 | 0.010853 | 590.765 | 0.033386 | 525.2111 | 0.0002829 | 585.55 | -0.044181 | 591.2163 | 0.0073277 | 523.9349 | 6.3682 | 585.55 | -0.0073615 | 590.765 | 5.6994 | 585.55 | 2.7613 | 590.765 | 5.046 | 525.2111 | 0.00034491 | 525.2111 | 0.00024141 | 590.765 | 0.049324 | 591.2163 | -0.003957 | 591.2163 | -0.0028846 | 590.765 | 0.0030687 | 788.3055 | 4.1742 | 590.765 | -0.01436 | 590.765 | -0.0042229 | 787.6083 | 0 | 590.765 | -0.0057697 | 790.6821 | 0.0088037 | 788.3055 | 0.12012 | 790.6821 | 0.000214 | 934.3893 | 0.029349 | 1173.9713 | 0.2531 | 1022.3701 | 0.012287 | 1097.5154 | 0 | 1096.8066 | 0 | 590.765 | 0.074473 | 591.2163 | 3.5974 | 590.765 | 14.5968 | 590.765 | 2.6673 | 590.765 | 11.7013 | 587.9249 | 0.23291
| 313.7116 | 0 |  |  | 313.7116 | 0.28783 | 313.7116 | 0.003777 | 524.0497 | 0 | 590.9939 | 0.11075 | 585.7779 | 0.039231 | 524.0497 | 0 | 590.9939 | 0.065198 | 590.9939 | 0.029278 | 591.4449 | 0.046981 | 590.9939 | 0.083479 | 590.9939 | 0.039138 | 590.9939 | 0.092372 | 525.3285 | 0.00026153 | 585.78 | 0.04314 | 591.4449 | 0.018913 | 524.0497 | 6.2967 | 585.78 | 0.011937 | 590.9939 | 5.6874 | 585.78 | 2.7252 | 590.9939 | 5.0559 | 525.3285 | 0.00032661 | 525.3285 | 0.00024501 | 590.9939 | 0.080244 | 591.4449 | 0.0060745 | 591.4449 | 0.0019702 | 590.9939 | 0.018863 | 788.4711 | 4.1121 | 590.9939 | 0.016157 | 590.9939 | 0.0072096 | 787.774 | 0 | 590.9939 | 0.027447 | 790.8489 | 0.0077648 | 788.4711 | 0.12045 | 790.8489 | 0.00017505 | 934.4761 | 0.029672 | 1174.0388 | 0.25357 | 1022.3829 | 0.012292 | 1097.5743 | 0 | 1096.8656 | 0 | 590.994 | 0.076234 | 591.4449 | 3.6121 | 590.9939 | 14.5878 | 590.9939 | 2.681 | 590.9939 | 11.7148 | 588.1527 | 0.23362
| 313.7884 | 0 |  |  | 313.7884 | 0.27425 | 313.7884 | -0.0013596 | 524.1645 | 0.02561 | 591.2228 | 0.058793 | 586.007 | 0.0056817 | 524.1645 | 0.011181 | 591.2228 | -0.061508 | 591.2228 | 0.0019322 | 591.6734 | -0.0001439 | 591.2228 | -0.004544 | 591.2228 | 0.035775 | 591.2228 | -0.010402 | 525.446 | 0.00025063 | 586.01 | 0.012994 | 591.6734 | 0.0037771 | 524.1645 | 6.3069 | 586.01 | 0.015742 | 591.2228 | 5.6635 | 586.01 | 2.8927 | 591.2228 | 5.034 | 525.446 | 0.00034491 | 525.446 | 0.00030736 | 591.2228 | 0.047484 | 591.6734 | -0.0062449 | 591.6734 | -0.0045466 | 591.2228 | 0.0017013 | 788.6367 | 4.0705 | 591.2228 | -0.020687 | 591.2228 | -0.0042535 | 787.9397 | 0 | 591.2228 | -0.016342 | 791.0157 | 0.0097333 | 788.6367 | 0.12263 | 791.0157 | 0.00019962 | 934.563 | 0.029306 | 1174.1063 | 0.25403 | 1022.3956 | 0.012299 | 1097.6334 | 0 | 1096.9246 | 0 | 591.223 | 0.076178 | 591.6734 | 3.6028 | 591.2228 | 14.5717 | 591.2228 | 2.6098 | 591.2228 | 11.6611 | 588.3806 | 0.23205
| 313.8653 | 0 |  |  | 313.8653 | 0.27789 | 313.8653 | 0.0058029 | 524.2794 | 0 | 591.4518 | 0.091724 | 586.236 | 0.03491 | 524.2794 | 0 | 591.4518 | 0.056955 | 591.4518 | 0.019742 | 591.902 | 0.035366 | 591.4518 | 0.076966 | 591.4518 | 0.051889 | 591.4518 | 0.079663 | 525.5634 | 0.00027242 | 586.24 | -0.0057175 | 591.902 | 0.01342 | 524.2794 | 6.2274 | 586.24 | -0.015516 | 591.4518 | 5.7067 | 586.24 | 3.0061 | 591.4518 | 5.0732 | 525.5634 | 0.00033652 | 525.5634 | 0.00033454 | 591.4518 | 0.085029 | 591.902 | 0.0032594 | 591.902 | -0.00014676 | 591.4518 | 0.0053341 | 788.8023 | 4.0319 | 591.4518 | -0.0017758 | 591.4518 | 0.0079523 | 788.1055 | 0 | 591.4518 | 0.020929 | 791.1825 | 0.0083663 | 788.8023 | 0.12263 | 791.1825 | 0.00018862 | 934.65 | 0.029051 | 1174.1738 | 0.2545 | 1022.4084 | 0.012306 | 1097.6924 | 0 | 1096.9835 | 0 | 591.452 | 0.077624 | 591.902 | 3.6243 | 591.4518 | 14.6827 | 591.4518 | 2.6669 | 591.4518 | 11.7071 | 588.6084 | 0.23331
| 313.9421 | 0 |  |  | 313.9421 | 0.26837 | 313.9421 | -0.0021048 | 524.3942 | 0 | 591.6807 | 0.075786 | 586.465 | 0.015371 | 524.3942 | 0.018262 | 591.6807 | -0.050558 | 591.6807 | 0.0013718 | 592.1306 | -0.0046578 | 591.6807 | 0.0035742 | 591.6807 | -0.0089145 | 591.6807 | 0.011533 | 525.6809 | 0.00024308 | 586.47 | -0.076405 | 592.1306 | 0.0056684 | 524.3942 | 6.2609 | 586.47 | -0.0043715 | 591.6807 | 5.6313 | 586.47 | 3.2684 | 591.6807 | 5.072 | 525.6809 | 0.00040169 | 525.6809 | 0.00029977 | 591.6807 | 0.058895 | 592.1306 | -0.0047981 | 592.1306 | -0.0019616 | 591.6807 | -0.0018974 | 788.968 | 3.9473 | 591.6807 | -0.016033 | 591.6807 | -0.015612 | 788.2712 | 0 | 591.6807 | -0.027694 | 791.3492 | 0.010061 | 788.968 | 0.12613 | 791.3492 | 0.00021019 | 934.7369 | 0.029119 | 1174.2413 | 0.25496 | 1022.4213 | 0.012314 | 1097.7515 | 0 | 1097.0425 | 0 | 591.681 | 0.078319 | 592.1306 | 3.6226 | 591.6807 | 14.6498 | 591.6807 | 2.6349 | 591.6807 | 11.6579 | 588.8363 | 0.23279
| 314.019 | 0 |  |  | 314.019 | 0.27217 | 314.019 | 0.0032777 | 524.509 | 0 | 591.9097 | 0.082054 | 586.6941 | 0.038191 | 524.509 | 0 | 591.9097 | 0.087806 | 591.9097 | 0.022282 | 592.3592 | 0.023497 | 591.9097 | 0.073384 | 591.9097 | 0.042341 | 591.9097 | 0.078492 | 525.7983 | 0.00024183 | 586.69 | 0.0077966 | 592.3592 | 0.011432 | 524.509 | 6.3151 | 586.69 | -0.0030125 | 591.9097 | 5.6241 | 586.69 | 3.3394 | 591.9097 | 5.0663 | 525.7983 | 0.00034148 | 525.7983 | 0.00031136 | 591.9097 | 0.083189 | 592.3592 | 0.00069937 | 592.3592 | 0.00070772 | 591.9097 | 0.0062235 | 789.1336 | 3.9392 | 591.9097 | 0.0025061 | 591.9097 | 0.0048272 | 788.4369 | 0 | 591.9097 | 0.0017292 | 791.516 | 0.0090771 | 789.1336 | 0.12646 | 791.516 | 0.00018791 | 934.8239 | 0.029527 | 1174.3088 | 0.25543 | 1022.4341 | 0.012323 | 1097.8104 | 0 | 1097.1014 | 0 | 591.91 | 0.079482 | 592.3592 | 3.619 | 591.9097 | 14.6657 | 591.9097 | 2.6254 | 591.9097 | 11.6304 | 589.0641 | 0.23325
| 314.0958 | 0 |  |  | 314.0958 | 0.26107 | 314.0958 | -0.00082737 | 524.6238 | 0.0013465 | 592.1386 | 0.07311 | 586.9232 | 0.012126 | 524.6238 | 0.0067085 | 592.1386 | -0.009176 | 592.1386 | 0.00054937 | 592.5879 | -0.0053296 | 592.1386 | -0.00025397 | 592.1386 | 0.0079498 | 592.1386 | 0.020202 | 525.9158 | 0.00021668 | 586.92 | -0.038983 | 592.5879 | 0.0054358 | 524.6238 | 6.2404 | 586.92 | -0.0084487 | 592.1386 | 5.5825 | 586.92 | 3.5552 | 592.1386 | 5.062 | 525.9158 | 0.00032738 | 525.9158 | 0.00028418 | 592.1386 | 0.053742 | 592.5879 | -0.0055949 | 592.5879 | -0.0034112 | 592.1386 | 0.0087803 | 789.2993 | 3.8823 | 592.1386 | -0.012254 | 592.1386 | -0.0073791 | 788.6026 | 0 | 592.1386 | -0.0186 | 791.6828 | 0.010882 | 789.2993 | 0.12952 | 791.6828 | 0.00022114 | 934.9108 | 0.030573 | 1174.3765 | 0.25589 | 1022.4468 | 0.012332 | 1097.8695 | 0 | 1097.1604 | 0 | 592.139 | 0.079822 | 592.5879 | 3.6171 | 592.1386 | 14.6528 | 592.1386 | 2.5943 | 592.1386 | 11.5733 | 589.292 | 0.23225
| 314.1727 | 0 |  |  | 314.1727 | 0.26546 | 314.1727 | 0.0060232 | 524.7387 | 0.010203 | 592.3676 | 0.086601 | 587.1522 | 0.02826 | 524.7387 | 0 | 592.3676 | 0.041621 | 592.3676 | 0.022287 | 592.8165 | 0.039025 | 592.3676 | 0.081083 | 592.3676 | 0.027575 | 592.3676 | 0.063408 | 526.0333 | 0.00021458 | 587.15 | -0.010915 | 592.8165 | 0.012729 | 524.7387 | 6.1995 | 587.15 | 0.0045981 | 592.3676 | 5.5459 | 587.15 | 3.5899 | 592.3676 | 5.0389 | 526.0333 | 0.00028317 | 526.0333 | 0.00027619 | 592.3676 | 0.085766 | 592.8165 | 0.00028377 | 592.8165 | 0.0013743 | 592.3676 | 0.0041286 | 789.4649 | 3.8217 | 592.3676 | 0.0041457 | 592.3676 | 0.0046312 | 788.7684 | 0 | 592.3676 | -0.001959 | 791.8496 | 0.0097333 | 789.4649 | 0.12788 | 791.8496 | 0.00019957 | 934.9979 | 0.031205 | 1174.444 | 0.25634 | 1022.4597 | 0.012342 | 1097.9286 | 0 | 1097.2194 | 0 | 592.368 | 0.081559 | 592.8165 | 3.6204 | 592.3676 | 14.6896 | 592.3676 | 2.5943 | 592.3676 | 11.5484 | 589.5199 | 0.23283
| 314.2495 | 0 |  |  | 314.2495 | 0.25158 | 314.2495 | -0.0033102 | 524.8535 | 0 | 592.5966 | 0.079853 | 587.3813 | 0.019042 | 524.8535 | 0.038688 | 592.5966 | -0.011565 | 592.5966 | 0.01079 | 593.0451 | -0.0016865 | 592.5966 | 0.0074192 | 592.5966 | 0.034616 | 592.5966 | 0.0087138 | 526.1507 | 0.00022129 | 587.38 | 0.0046779 | 593.0451 | 0.0051972 | 524.8535 | 6.1719 | 587.38 | -0.0087205 | 592.5966 | 5.4917 | 587.38 | 3.8008 | 592.5966 | 5.0245 | 526.1507 | 0.00032052 | 526.1507 | 0.00016347 | 592.5966 | 0.057054 | 593.0451 | -0.0039333 | 593.0451 | -0.0032468 | 592.5966 | -0.005396 | 789.6305 | 3.7836 | 592.5966 | -0.011653 | 592.5966 | 0.00061227 | 788.9341 | 0 | 592.5966 | -0.017911 | 792.0164 | 0.011592 | 789.6305 | 0.13127 | 792.0164 | 0.00021871 | 935.0848 | 0.030818 | 1174.5115 | 0.2568 | 1022.4725 | 0.012352 | 1097.9877 | 0 | 1097.2783 | 0 | 592.597 | 0.08247 | 593.0451 | 3.6048 | 592.5966 | 14.6322 | 592.5966 | 2.5831 | 592.5966 | 11.4859 | 589.7478 | 0.23159
| 314.3264 | 0 |  |  | 314.3264 | 0.25294 | 314.3264 | 0.0059282 | 524.9684 | 0 | 592.8256 | 0.085247 | 587.6104 | 0.037584 | 524.9684 | 0 | 592.8256 | 0.090624 | 592.8256 | 0.027306 | 593.2738 | 0.032906 | 592.8256 | 0.076516 | 592.8256 | 0.052304 | 592.8256 | 0.087333 | 526.2682 | 0.00023512 | 587.61 | 0.014034 | 593.2738 | 0.013537 | 524.9684 | 5.9948 | 587.61 | 0.0081316 | 592.8256 | 5.5056 | 587.61 | 3.8463 | 592.8256 | 5.017 | 526.2682 | 0.00033347 | 526.2682 | 0.00016747 | 592.8256 | 0.099385 | 593.2738 | 0.0023053 | 593.2738 | 0.0014786 | 592.8256 | 0.012492 | 789.7962 | 3.7687 | 592.8256 | 0.0016487 | 592.8256 | 0.0048974 | 789.0998 | 0 | 592.8256 | 0.031347 | 792.1832 | 0.010554 | 789.7962 | 0.13182 | 792.1832 | 0.00017368 | 935.1719 | 0.030337 | 1174.5791 | 0.25725 | 1022.4853 | 0.012363 | 1098.0466 | 0 | 1097.3374 | 0 | 592.826 | 0.083439 | 593.2738 | 3.6074 | 592.8256 | 14.659 | 592.8256 | 2.5776 | 592.8256 | 11.5192 | 589.9757 | 0.2327
| 314.4033 | 0 |  |  | 314.4033 | 0.24752 | 314.4032 | -0.0027318 | 525.0832 | 0.013641 | 593.0547 | 0.068347 | 587.8395 | 0.020713 | 525.0832 | 0.016399 | 593.0547 | -0.027718 | 593.0547 | -0.0013128 | 593.5024 | -0.0031898 | 593.0547 | 0.0023223 | 593.0547 | 0.0070539 | 593.0547 | 0.00062926 | 526.3857 | 0.00024308 | 587.84 | -0.0036384 | 593.5025 | 0.0045596 | 525.0832 | 6.0109 | 587.84 | 0.01683 | 593.0547 | 5.4721 | 587.84 | 4.0866 | 593.0547 | 5.0251 | 526.3857 | 0.00034491 | 526.3857 | 0.00014789 | 593.0547 | 0.050061 | 593.5025 | -0.0053312 | 593.5025 | -0.0040725 | 593.0547 | -0.0049431 | 789.9619 | 3.685 | 593.0547 | -0.0092973 | 593.0547 | -0.011206 | 789.2656 | 0 | 593.0547 | -0.018879 | 792.35 | 0.012358 | 789.9619 | 0.1352 | 792.35 | 0.00019939 | 935.2589 | 0.030846 | 1174.6466 | 0.25771 | 1022.498 | 0.012375 | 1098.1057 | 0 | 1097.3964 | 0 | 593.055 | 0.083406 | 593.5024 | 3.6094 | 593.0547 | 14.6641 | 593.0547 | 2.5491 | 593.0547 | 11.4898 | 590.2037 | 0.2325
| 314.4801 | 0 |  |  | 314.4801 | 0.25423 | 314.4801 | 0.0067993 | 525.1981 | 0 | 593.2837 | 0.08839 | 588.0687 | 0.026091 | 525.1981 | 0 | 593.2837 | 0.08166 | 593.2837 | 0.019457 | 593.7311 | 0.029234 | 593.2837 | 0.060961 | 593.2837 | 0.031724 | 593.2837 | 0.072425 | 526.5032 | 0.00023931 | 588.07 | -0.044181 | 593.7311 | 0.011408 | 525.1981 | 6.0814 | 588.07 | 0.0032391 | 593.2837 | 5.4918 | 588.07 | 4.1684 | 593.2837 | 5.0514 | 526.5032 | 0.00031137 | 526.5032 | 0.00018666 | 593.2837 | 0.096808 | 593.7311 | -6.8504e-05 | 593.7311 | -0.0010883 | 593.2837 | 0.0050169 | 790.1275 | 3.6554 | 593.2837 | 0.012717 | 593.2837 | 0.00051824 | 789.4313 | 0 | 593.2837 | 0.015831 | 792.5168 | 0.011428 | 790.1275 | 0.13553 | 792.5168 | 0.00018511 | 935.3459 | 0.031878 | 1174.7142 | 0.25816 | 1022.5109 | 0.012387 | 1098.1648 | 0 | 1097.4553 | 0 | 593.284 | 0.085288 | 593.7311 | 3.6216 | 593.2837 | 14.7378 | 593.2837 | 2.5661 | 593.2837 | 11.5194 | 590.4316 | 0.23418
| 314.557 | 0 |  |  | 314.557 | 0.24248 | 314.557 | -0.0029809 | 525.3129 | 0.0080204 | 593.5127 | 0.090867 | 588.2978 | 0.0091239 | 525.3129 | 0.010436 | 593.5127 | -0.0518 | 593.5127 | 0.013545 | 593.9598 | 0.0047782 | 593.5127 | 0.0020986 | 593.5127 | 0.0080804 | 593.5127 | 0.019802 | 526.6206 | 0.00024895 | 588.3 | -0.074327 | 593.9598 | 0.0067629 | 525.3129 | 6.0099 | 588.3 | 0.0013364 | 593.5127 | 5.4692 | 588.3 | 4.4359 | 593.5127 | 5.0438 | 526.6206 | 0.00032318 | 526.6206 | 0.00022982 | 593.5127 | 0.06957 | 593.9598 | -0.0020339 | 593.9598 | -0.0018246 | 593.5127 | 0.0093276 | 790.2932 | 3.5907 | 593.5127 | -0.012328 | 593.5127 | 0.002528 | 789.5971 | 0 | 593.5127 | -0.017315 | 792.6836 | 0.013342 | 790.2932 | 0.13848 | 792.6836 | 0.00021325 | 935.433 | 0.032242 | 1174.7819 | 0.25861 | 1022.5237 | 0.0124 | 1098.2239 | 0 | 1097.5144 | 0 | 593.513 | 0.083403 | 593.9598 | 3.6321 | 593.5127 | 14.7655 | 593.5127 | 2.573 | 593.5127 | 11.4981 | 590.6595 | 0.23356
| 314.6339 | 0 |  |  | 314.6339 | 0.24892 | 314.6339 | 0.0081848 | 525.4278 | 0 | 593.7418 | 0.094888 | 588.5269 | 0.028646 | 525.4278 | 0 | 593.7418 | 0.11667 | 593.7418 | 0.021947 | 594.1885 | 0.029787 | 593.7418 | 0.081772 | 593.7418 | 0.063512 | 593.7418 | 0.071307 | 526.7381 | 0.00025775 | 588.53 | -0.026508 | 594.1885 | 0.016294 | 525.4278 | 5.9701 | 588.53 | -0.0046433 | 593.7418 | 5.4661 | 588.53 | 4.4268 | 593.7418 | 5.0511 | 526.7381 | 0.00029994 | 526.7381 | 0.00023342 | 593.7418 | 0.10491 | 594.1885 | 0.0005507 | 594.1885 | 0.00018878 | 593.7418 | 0.0059728 | 790.4589 | 3.5307 | 593.7418 | 0.017448 | 593.7418 | 0.0095436 | 789.7628 | 0 | 593.7418 | 0.0079787 | 792.8505 | 0.012577 | 790.4589 | 0.14001 | 792.8505 | 0.00021397 | 935.5201 | 0.031863 | 1174.8495 | 0.25905 | 1022.5365 | 0.012413 | 1098.283 | 0 | 1097.5734 | 0 | 593.742 | 0.085992 | 594.1885 | 3.6463 | 593.7418 | 14.8462 | 593.7418 | 2.5815 | 593.7418 | 11.5341 | 590.8875 | 0.23467
| 314.7107 | 0 |  |  | 314.7107 | 0.23549 | 314.7107 | -0.00058224 | 525.5426 | 0.038513 | 593.9708 | 0.074324 | 588.7561 | 0.02274 | 525.5426 | 0.01379 | 593.9708 | -0.022239 | 593.9708 | 0.0021137 | 594.4172 | -0.0083873 | 593.9708 | 0.011893 | 593.9708 | 0.0021885 | 593.9708 | -0.00325 | 526.8556 | 0.00030176 | 588.76 | -0.04314 | 594.4172 | 0.0046977 | 525.5426 | 5.9919 | 588.76 | 0.037215 | 593.9708 | 5.4242 | 588.76 | 4.8015 | 593.9708 | 5.0348 | 526.8556 | 0.00032395 | 526.8556 | 0.00023342 | 593.9708 | 0.069201 | 594.4172 | -0.0040112 | 594.4172 | -0.0031742 | 593.9708 | 0.00015807 | 790.6245 | 3.5166 | 593.9708 | -0.01012 | 593.9708 | -0.0012096 | 789.9286 | 0 | 593.9708 | -0.0062892 | 793.0173 | 0.014545 | 790.6245 | 0.14264 | 793.0173 | 0.00025243 | 935.6071 | 0.031313 | 1174.917 | 0.2595 | 1022.5493 | 0.012426 | 1098.342 | 0 | 1097.6323 | 0 | 593.971 | 0.08672 | 594.4172 | 3.641 | 593.9708 | 14.8036 | 593.9708 | 2.5727 | 593.9708 | 11.4832 | 591.1155 | 0.23323
| 314.7876 | 0 |  |  | 314.7876 | 0.23675 | 314.7876 | 0.0064666 | 525.6575 | 0 | 594.1999 | 0.079719 | 588.9853 | 0.03752 | 525.6575 | 0 | 594.1999 | 0.070081 | 594.1999 | 0.024744 | 594.646 | 0.043571 | 594.1999 | 0.075912 | 594.1999 | 0.044002 | 594.1999 | 0.081882 | 526.9731 | 0.00028122 | 588.99 | -0.059772 | 594.646 | 0.012391 | 525.6575 | 5.9882 | 588.99 | -0.011438 | 594.1999 | 5.4111 | 588.99 | 4.8224 | 594.1999 | 5.0353 | 526.9731 | 0.00032738 | 526.9731 | 0.00017107 | 594.1999 | 0.11227 | 594.646 | 0.00027634 | 594.646 | 0.0019508 | 594.1999 | 0.0095779 | 790.7902 | 3.4374 | 594.1999 | 0.0088765 | 594.1999 | 0.011015 | 790.0944 | 0 | 594.1999 | 0.01214 | 793.1842 | 0.01378 | 790.7902 | 0.14231 | 793.1842 | 0.00023271 | 935.6942 | 0.031812 | 1174.9846 | 0.25994 | 1022.5621 | 0.01244 | 1098.4012 | 0 | 1097.6914 | 0 | 594.2 | 0.088019 | 594.646 | 3.6318 | 594.1999 | 14.8068 | 594.1999 | 2.5894 | 594.1999 | 11.4444 | 591.3434 | 0.23326
| 314.8645 | 0 |  |  | 314.8645 | 0.22497 | 314.8645 | -0.0021179 | 525.7724 | 0 | 594.429 | 0.079651 | 589.2145 | 0.0073519 | 525.7724 | 0.039548 | 594.429 | -0.03474 | 594.429 | 0.0022753 | 594.8747 | 0.0075336 | 594.429 | 0.0065722 | 594.429 | 0.018536 | 594.429 | 0.0066555 | 527.0906 | 0.00028961 | 589.21 | -0.075368 | 594.8747 | 0.006248 | 525.7724 | 5.9954 | 589.21 | -0.011982 | 594.429 | 5.3621 | 589.21 | 5.0236 | 594.429 | 5.0038 | 527.0906 | 0.00036892 | 527.0906 | 0.00022183 | 594.429 | 0.097913 | 594.8747 | -0.0030023 | 594.8747 | -0.0021308 | 594.429 | -0.00099991 | 790.9559 | 3.3851 | 594.429 | -0.0074536 | 594.429 | -0.013831 | 790.2601 | 0 | 594.429 | -0.01837 | 793.351 | 0.015748 | 790.9559 | 0.14428 | 793.351 | 0.00024728 | 935.7814 | 0.03239 | 1175.0522 | 0.26038 | 1022.5749 | 0.012455 | 1098.4603 | 0 | 1097.7505 | 0 | 594.429 | 0.088451 | 594.8747 | 3.6197 | 594.429 | 14.7703 | 594.429 | 2.5671 | 594.429 | 11.4014 | 591.5714 | 0.23195
| 314.9414 | 0 |  |  | 314.9414 | 0.23038 | 314.9414 | 0.0035479 | 525.8873 | 0 | 594.6581 | 0.064319 | 589.4436 | 0.033582 | 525.8873 | 0 | 594.6581 | 0.057315 | 594.6581 | 0.019022 | 595.1034 | 0.032803 | 594.6581 | 0.063536 | 594.6581 | 0.034639 | 594.6581 | 0.049302 | 527.2081 | 0.00025733 | 589.44 | 0.042101 | 595.1034 | 0.0095007 | 525.8873 | 5.9627 | 589.44 | 0.00024916 | 594.6581 | 5.3522 | 589.44 | 5.1914 | 594.6581 | 4.9843 | 527.2081 | 0.00036815 | 527.2081 | 0.00024141 | 594.6581 | 0.10748 | 595.1034 | 7.5017e-05 | 595.1034 | -0.00080758 | 594.6581 | -0.0044202 | 791.1216 | 3.3544 | 594.6581 | 0.01201 | 594.6581 | 0.0066176 | 790.4259 | 0 | 594.6581 | 0.012739 | 793.5178 | 0.014928 | 791.1216 | 0.14482 | 793.5178 | 0.000224 | 935.8685 | 0.031872 | 1175.1199 | 0.26082 | 1022.5877 | 0.012469 | 1098.5194 | 0 | 1097.8094 | 0 | 594.658 | 0.089774 | 595.1034 | 3.6044 | 594.6581 | 14.7545 | 594.6581 | 2.5767 | 594.6581 | 11.3903 | 591.7994 | 0.23129
| 315.0183 | 0 |  |  | 315.0183 | 0.21856 | 315.0183 | -0.0031644 | 526.0022 | 0.0020491 | 594.8872 | 0.068073 | 589.6729 | 0.0072352 | 526.0022 | 0.014163 | 594.8872 | -0.045581 | 594.8872 | 0.0079963 | 595.3322 | 0.0046788 | 594.8872 | 0.010159 | 594.8872 | 0.01503 | 594.8872 | 0.027768 | 527.3256 | 0.00025482 | 589.67 | -0.038983 | 595.3322 | 0.0069698 | 526.0022 | 5.9002 | 589.67 | -0.00083807 | 594.8872 | 5.2881 | 589.67 | 5.438 | 594.8872 | 4.9665 | 527.3256 | 0.00032852 | 527.3256 | 0.00028418 | 594.8872 | 0.083925 | 595.3322 | -0.0029257 | 595.3322 | -0.0036419 | 594.8872 | 0.0056551 | 791.2873 | 3.2851 | 594.8872 | -0.011792 | 594.8872 | 0.0039527 | 790.5917 | 0 | 594.8872 | -0.012917 | 793.6847 | 0.016842 | 791.2873 | 0.14734 | 793.6847 | 0.00021614 | 935.9557 | 0.031622 | 1175.1875 | 0.26125 | 1022.6005 | 0.012484 | 1098.5785 | 0 | 1097.8685 | 0 | 594.887 | 0.090015 | 595.3322 | 3.5981 | 594.8872 | 14.7234 | 594.8872 | 2.5545 | 594.8872 | 11.3281 | 592.0274 | 0.23089
| 315.0952 | 0 |  |  | 315.0952 | 0.22401 | 315.0952 | 0.0049215 | 526.117 | 0 | 595.1163 | 0.087122 | 589.9021 | 0.035481 | 526.117 | 0 | 595.1163 | 0.073063 | 595.1163 | 0.020398 | 595.561 | 0.031669 | 595.1163 | 0.067762 | 595.1163 | 0.027197 | 595.1163 | 0.088173 | 527.4431 | 0.00026949 | 589.9 | 0.063932 | 595.561 | 0.010044 | 526.117 | 5.8316 | 589.9 | 0.00052096 | 595.1163 | 5.2768 | 589.9 | 5.5244 | 595.1163 | 4.9631 | 527.4431 | 0.00029994 | 527.4431 | 0.00029977 | 595.1163 | 0.11521 | 595.561 | 0.0014963 | 595.561 | 0.00026853 | 595.1163 | -0.00326 | 791.453 | 3.2574 | 595.1163 | 0.0020907 | 595.1163 | 0.012712 | 790.7575 | 0 | 595.1163 | 0.012304 | 793.8516 | 0.01624 | 791.453 | 0.14712 | 793.8516 | 0.00019043 | 936.0428 | 0.031521 | 1175.2551 | 0.26168 | 1022.6133 | 0.012499 | 1098.6377 | 0 | 1097.9276 | 0 | 595.116 | 0.091649 | 595.561 | 3.6057 | 595.1163 | 14.7686 | 595.1163 | 2.5826 | 595.1163 | 11.3136 | 592.2555 | 0.23092
| 315.1721 | 0 |  |  | 315.1721 | 0.21653 | 315.1721 | -0.0025227 | 526.2319 | 0.02737 | 595.3455 | 0.078179 | 590.1313 | 0.017882 | 526.2319 | 0.020498 | 595.3455 | -0.015102 | 595.3455 | 0.0040815 | 595.7898 | 0.0081593 | 595.3455 | 0.005419 | 595.3455 | -0.01008 | 595.3455 | -0.0047871 | 527.5606 | 0.00026153 | 590.13 | -0.0036384 | 595.7898 | 0.0045041 | 526.2319 | 5.8065 | 590.13 | -0.0032843 | 595.3455 | 5.2691 | 590.13 | 5.7049 | 595.3455 | 4.9797 | 527.5606 | 0.00033271 | 527.5606 | 0.00041648 | 595.3455 | 0.087974 | 595.7898 | -0.0020559 | 595.7898 | -0.0019762 | 595.3455 | -0.014741 | 791.6187 | 3.2009 | 595.3455 | -0.012091 | 595.3455 | -0.0059017 | 790.9233 | 0 | 595.3455 | -0.012434 | 794.0184 | 0.018209 | 791.6187 | 0.14832 | 794.0184 | 0.00019285 | 936.1301 | 0.031798 | 1175.3229 | 0.26211 | 1022.6262 | 0.012515 | 1098.6968 | 0 | 1097.9866 | 0 | 595.345 | 0.091832 | 595.7898 | 3.6066 | 595.3455 | 14.8188 | 595.3455 | 2.5635 | 595.3455 | 11.3234 | 592.4835 | 0.2309
| 315.249 | 0 |  |  | 315.249 | 0.21905 | 315.249 | 0.0062221 | 526.3468 | 0 | 595.5746 | 0.070165 | 590.3605 | 0.035363 | 526.3468 | 0 | 595.5746 | 0.052306 | 595.5746 | 0.02641 | 596.0186 | 0.023351 | 595.5746 | 0.077963 | 595.5746 | 0.016111 | 595.5746 | 0.062591 | 527.6781 | 0.00026823 | 590.36 | 0.020271 | 596.0186 | 0.014962 | 526.3468 | 5.7978 | 590.36 | -0.0024689 | 595.5746 | 5.277 | 590.36 | 5.8406 | 595.5746 | 4.9862 | 527.6781 | 0.00036472 | 527.6781 | 0.00043207 | 595.5746 | 0.11742 | 596.0186 | 0.0015044 | 596.0186 | 0.001574 | 595.5746 | 0.0052622 | 791.7844 | 3.135 | 595.5746 | 0.0089477 | 595.5746 | 0.00081882 | 791.0891 | 0.046171 | 595.5746 | 0.013667 | 794.1853 | 0.017553 | 791.7844 | 0.14909 | 794.1853 | 0.00017243 | 936.2173 | 0.032265 | 1175.3905 | 0.26254 | 1022.6389 | 0.01253 | 1098.756 | 0 | 1098.0457 | 0 | 595.575 | 0.093601 | 596.0186 | 3.6122 | 595.5746 | 14.8622 | 595.5746 | 2.5623 | 595.5746 | 11.3285 | 592.7115 | 0.23118
| 315.3259 | 0 |  |  | 315.3259 | 0.21225 | 315.3259 | -0.0016196 | 526.4617 | 0.024828 | 595.8038 | 0.079017 | 590.5898 | 0.0021673 | 526.4617 | 0.017144 | 595.8038 | -0.030192 | 595.8038 | 0.0052949 | 596.2474 | -0.0038188 | 595.8038 | -0.0021862 | 595.8038 | 0.00036349 | 595.8038 | 0.00072178 | 527.7956 | 0.00023135 | 590.59 | -0.014034 | 596.2474 | 0.0052423 | 526.4617 | 5.7938 | 590.59 | -0.0032843 | 595.8038 | 5.2508 | 590.59 | 6.2331 | 595.8038 | 5.0043 | 527.7956 | 0.00036892 | 527.7956 | 0.00034653 | 595.8038 | 0.088342 | 596.2474 | -0.0062245 | 596.2474 | -0.0027484 | 595.8038 | -0.014866 | 791.9501 | 3.1256 | 595.8038 | -0.016439 | 595.8038 | -0.0045234 | 791.2549 | 0 | 595.8038 | -0.019474 | 794.3522 | 0.019904 | 791.9501 | 0.15094 | 794.3522 | 0.00018257 | 936.3045 | 0.031963 | 1175.4581 | 0.26297 | 1022.6517 | 0.012546 | 1098.8151 | 0 | 1098.1047 | 0 | 595.804 | 0.094274 | 596.2474 | 3.6214 | 595.8038 | 14.8567 | 595.8038 | 2.5437 | 595.8038 | 11.307 | 592.9396 | 0.23074
| 315.4028 | 0 |  |  | 315.4028 | 0.21458 | 315.4028 | 0.0033907 | 526.5766 | 0 | 596.0329 | 0.082992 | 590.819 | 0.046582 | 526.5766 | 0 | 596.0329 | 0.056954 | 596.0329 | 0.020633 | 596.4762 | 0.037785 | 596.0329 | 0.065473 | 596.0329 | 0.033622 | 596.0329 | 0.035955 | 527.9132 | 0.00022632 | 590.82 | 0.033785 | 596.4762 | 0.010748 | 526.5766 | 5.6744 | 590.82 | 0.013839 | 596.0329 | 5.2566 | 590.82 | 6.2876 | 596.0329 | 5.0193 | 527.9132 | 0.0003228 | 527.9132 | 0.00024901 | 596.0329 | 0.12846 | 596.4762 | 0.0011609 | 596.4762 | 0.0010473 | 596.0329 | 0.0013328 | 792.1158 | 3.0681 | 596.0329 | 0.012631 | 596.0329 | 0.0060121 | 791.4207 | 0.1213 | 596.0329 | 0.0054922 | 794.519 | 0.019248 | 792.1158 | 0.15215 | 794.519 | 0.00016671 | 936.3917 | 0.032217 | 1175.5259 | 0.26339 | 1022.6646 | 0.012562 | 1098.8743 | 0 | 1098.1638 | 0 | 596.033 | 0.0956 | 596.4762 | 3.6371 | 596.0329 | 14.8932 | 596.0329 | 2.5496 | 596.0329 | 11.3276 | 593.1677 | 0.23149
| 315.4797 | 0 |  |  | 315.4797 | 0.20407 | 315.4797 | -0.0036976 | 526.6916 | 0.031866 | 596.2621 | 0.076506 | 591.0483 | -0.0022203 | 526.6916 | 0.025362 | 596.2621 | -0.02223 | 596.2621 | 0.014422 | 596.705 | -1.5914e-05 | 596.2621 | 0.0039309 | 596.2621 | 0.01318 | 596.2621 | -0.013729 | 528.0307 | 0.00023051 | 591.05 | -0.056654 | 596.705 | 0.0079933 | 526.6916 | 5.6547 | 591.05 | -0.02367 | 596.2621 | 5.2428 | 591.05 | 6.5052 | 596.2621 | 5.0194 | 528.0307 | 0.0003148 | 528.0307 | 0.00016347 | 596.2621 | 0.095336 | 596.705 | -0.0028316 | 596.705 | -0.00088298 | 596.2621 | -0.00015888 | 792.2815 | 3.0287 | 596.2621 | -0.0048833 | 596.2621 | -0.0041054 | 791.5865 | 0.014868 | 596.2621 | -0.018296 | 794.6859 | 0.021271 | 792.2815 | 0.15335 | 794.6859 | 0.00018171 | 936.479 | 0.033026 | 1175.5935 | 0.26381 | 1022.6774 | 0.012578 | 1098.9334 | 0 | 1098.2229 | 0 | 596.262 | 0.096672 | 596.705 | 3.638 | 596.2621 | 14.9106 | 596.2621 | 2.5545 | 596.2621 | 11.2848 | 593.3957 | 0.23066
| 315.5566 | 0 |  |  | 315.5566 | 0.21084 | 315.5566 | 0.0045495 | 526.8065 | 0 | 596.4913 | 0.085923 | 591.2776 | 0.03555 | 526.8065 | 0 | 596.4913 | 0.076729 | 596.4913 | 0.025267 | 596.9338 | 0.025742 | 596.4913 | 0.069627 | 596.4913 | 0.045662 | 596.4913 | 0.068417 | 528.1482 | 0.00026069 | 591.28 | 0.012994 | 596.9338 | 0.013207 | 526.8065 | 5.5975 | 591.28 | -0.0073615 | 596.4913 | 5.2384 | 591.28 | 6.629 | 596.4913 | 5.0141 | 528.1482 | 0.00032052 | 528.1482 | 0.00021423 | 596.4913 | 0.12736 | 596.9338 | 0.0028934 | 596.9338 | 0.00072124 | 596.4913 | 0.0046617 | 792.4472 | 2.957 | 596.4913 | 0.0033318 | 596.4913 | 0.0074402 | 791.7523 | 0.16877 | 596.4913 | 0.0094461 | 794.8528 | 0.020779 | 792.4472 | 0.15542 | 794.8528 | 0.00017 | 936.5663 | 0.03317 | 1175.6613 | 0.26423 | 1022.6902 | 0.012594 | 1098.9925 | 0 | 1098.282 | 0 | 596.491 | 0.097791 | 596.9338 | 3.6419 | 596.4913 | 14.9579 | 596.4913 | 2.5429 | 596.4913 | 11.2989 | 593.6238 | 0.23054
| 315.6335 | 0 |  |  | 315.6335 | 0.20084 | 315.6335 | -0.00059459 | 526.9214 | 0.016451 | 596.7205 | 0.070671 | 591.5069 | 0.0094365 | 526.9214 | 0.052229 | 596.7205 | -0.038291 | 596.7205 | 0.0036618 | 597.1627 | 0.0072179 | 596.7205 | 0.010017 | 596.7205 | 0.025741 | 596.7205 | -0.0021633 | 528.2657 | 0.00030344 | 591.51 | -0.056654 | 597.1627 | 0.0028325 | 526.9214 | 5.6028 | 591.51 | -0.024213 | 596.7205 | 5.2038 | 591.51 | 6.9707 | 596.7205 | 4.9993 | 528.2657 | 0.00034224 | 528.2657 | 0.000253 | 596.7205 | 0.10822 | 597.1627 | -0.0038879 | 597.1627 | -0.0023547 | 596.7205 | -0.00033602 | 792.613 | 2.8901 | 596.7205 | -0.0090863 | 596.7205 | -0.0072112 | 791.9181 | 0.13017 | 596.7205 | -0.012318 | 795.0197 | 0.022693 | 792.613 | 0.15597 | 795.0197 | 0.000201 | 936.6536 | 0.032525 | 1175.7289 | 0.26465 | 1022.703 | 0.012611 | 1099.0518 | 0 | 1098.3411 | 0 | 596.721 | 0.099474 | 597.1627 | 3.6395 | 596.7205 | 14.8884 | 596.7205 | 2.5308 | 596.7205 | 11.2273 | 593.8519 | 0.2294
| 315.7104 | 0 |  |  | 315.7104 | 0.20379 | 315.7104 | 0.0054812 | 527.0363 | 0 | 596.9497 | 0.085408 | 591.7362 | 0.032152 | 527.0363 | 0 | 596.9497 | 0.060109 | 596.9497 | 0.02099 | 597.3916 | 0.035921 | 596.9497 | 0.076938 | 596.9497 | 0.030196 | 596.9497 | 0.063472 | 528.3833 | 0.00031894 | 591.74 | -0.036903 | 597.3916 | 0.011254 | 527.0363 | 5.5511 | 591.74 | 0.0094906 | 596.9497 | 5.1809 | 591.74 | 7.1246 | 596.9497 | 5 | 528.3833 | 0.0003068 | 528.3833 | 0.00033454 | 596.9497 | 0.13767 | 597.3916 | 0.001805 | 597.3916 | 0.00093446 | 596.9497 | 0.0050985 | 792.7787 | 2.8462 | 596.9497 | 0.0137 | 596.9497 | -0.0012206 | 792.0839 | 0.25277 | 596.9497 | 0.0028523 | 795.1866 | 0.022091 | 792.7787 | 0.1575 | 795.1866 | 0.00017957 | 936.7409 | 0.032306 | 1175.7966 | 0.26506 | 1022.7158 | 0.012627 | 1099.111 | 0 | 1098.4001 | 0 | 596.95 | 0.10015 | 597.3916 | 3.6353 | 596.9497 | 14.8998 | 596.9497 | 2.5221 | 596.9497 | 11.203 | 594.08 | 0.22954
| 315.7874 | 0 |  |  | 315.7874 | 0.19296 | 315.7873 | -0.0011373 | 527.1512 | 0.0013465 | 597.179 | 0.059823 | 591.9655 | -0.000973 | 527.1512 | 0.021923 | 597.179 | -0.048828 | 597.179 | 0.0039774 | 597.6204 | 0.0015633 | 597.179 | 0.0044075 | 597.179 | -0.0097424 | 597.179 | -0.0052657 | 528.5008 | 0.0003202 | 591.97 | -0.012994 | 597.6204 | 0.0043779 | 527.1512 | 5.4795 | 591.97 | -0.015244 | 597.179 | 5.1571 | 591.97 | 7.3065 | 597.179 | 4.9726 | 528.5008 | 0.00031594 | 528.5008 | 0.0003893 | 597.179 | 0.10417 | 597.6204 | -0.0039606 | 597.6204 | -0.0021091 | 597.179 | 0.0038348 | 792.9444 | 2.7781 | 597.179 | -0.011863 | 597.179 | -0.011631 | 792.2497 | 0.13486 | 597.179 | -0.020537 | 795.3536 | 0.024333 | 792.9444 | 0.15728 | 795.3536 | 0.00021585 | 936.8282 | 0.033235 | 1175.8644 | 0.26548 | 1022.7286 | 0.012643 | 1099.17 | 0 | 1098.4594 | 0 | 597.179 | 0.10101 | 597.6204 | 3.6291 | 597.179 | 14.8896 | 597.179 | 2.5171 | 597.179 | 11.1659 | 594.3082 | 0.22837
| 315.8643 | 0 |  |  | 315.8643 | 0.19547 | 315.8643 | 0.0070845 | 527.2662 | 0 | 597.4082 | 0.081523 | 592.1948 | 0.034971 | 527.2662 | 0 | 597.4082 | 0.02882 | 597.4082 | 0.022276 | 597.8493 | 0.023703 | 597.4082 | 0.081482 | 597.4082 | 0.05521 | 597.4082 | 0.071263 | 528.6183 | 0.00024769 | 592.19 | 0.037943 | 597.8493 | 0.010569 | 527.2662 | 5.3674 | 592.19 | 0.0097623 | 597.4082 | 5.1342 | 592.19 | 7.5163 | 597.4082 | 4.9861 | 528.6183 | 0.00033271 | 528.6183 | 0.0003893 | 597.4082 | 0.14871 | 597.8493 | 0.00015967 | 597.8493 | -0.00073745 | 597.4082 | 0.01674 | 793.1102 | 2.7175 | 597.4082 | 0.010334 | 597.4082 | 0.004334 | 792.4156 | 0.18338 | 597.4082 | 0.022261 | 795.5205 | 0.024115 | 793.1102 | 0.15925 | 795.5205 | 0.00021528 | 936.9156 | 0.033572 | 1175.932 | 0.26589 | 1022.7414 | 0.01266 | 1099.2293 | 0 | 1098.5184 | 0 | 597.408 | 0.10226 | 597.8493 | 3.6428 | 597.4082 | 14.9294 | 597.4082 | 2.5306 | 597.4082 | 11.1615 | 594.5363 | 0.22921
| 315.9412 | 0 |  |  | 315.9412 | 0.18784 | 315.9412 | -0.0014364 | 527.3811 | 0.013289 | 597.6374 | 0.063625 | 592.4242 | 0.011967 | 527.3811 | 0.04922 | 597.6374 | -0.020445 | 597.6374 | 0.0021907 | 598.0782 | -0.0015428 | 597.6374 | -0.0037648 | 597.6374 | -0.0041629 | 597.6374 | 0.0026501 | 528.7359 | 0.00024895 | 592.42 | -0.029627 | 598.0782 | 0.0042061 | 527.3811 | 5.394 | 592.42 | -0.017691 | 597.6374 | 5.1418 | 592.42 | 7.7475 | 597.6374 | 4.9744 | 528.7359 | 0.00038149 | 528.7359 | 0.00037371 | 597.6374 | 0.12184 | 598.0782 | -0.0051729 | 598.0782 | -0.0026798 | 597.6374 | 0.0022373 | 793.2759 | 2.6836 | 597.6374 | -0.013032 | 597.6374 | -0.0027393 | 792.5814 | 0.20373 | 597.6374 | -0.020246 | 795.6874 | 0.026302 | 793.2759 | 0.15838 | 795.6874 | 0.00023628 | 937.0029 | 0.033418 | 1175.9998 | 0.2663 | 1022.7542 | 0.012677 | 1099.2885 | 0 | 1098.5775 | 0 | 597.637 | 0.10348 | 598.0782 | 3.6374 | 597.6374 | 14.8927 | 597.6374 | 2.4734 | 597.6374 | 11.1199 | 594.7644 | 0.22841
| 316.0181 | 0 |  |  | 316.0181 | 0.19427 | 316.0181 | 0.005577 | 527.496 | 0 | 597.8667 | 0.075846 | 592.6535 | 0.031172 | 527.496 | 0 | 597.8667 | 0.065729 | 597.8667 | 0.019117 | 598.3071 | 0.036133 | 597.8667 | 0.076058 | 597.8667 | 0.036371 | 597.8667 | 0.051834 | 528.8534 | 0.00020997 | 592.65 | -0.011954 | 598.3071 | 0.012873 | 527.496 | 5.3529 | 592.65 | -0.003828 | 597.8667 | 5.1418 | 592.65 | 7.8623 | 597.8667 | 4.9815 | 528.8534 | 0.00036206 | 528.8534 | 0.00029977 | 597.8667 | 0.14172 | 598.3071 | 0.0029882 | 598.3071 | 0.001437 | 597.8667 | 0.0012272 | 793.4416 | 2.6486 | 597.8667 | 0.011691 | 597.8667 | 0.0034548 | 792.7472 | 0.27468 | 597.8667 | 0.0083274 | 795.8543 | 0.026192 | 793.4416 | 0.16002 | 795.8543 | 0.00020614 | 937.0903 | 0.033842 | 1176.0675 | 0.2667 | 1022.767 | 0.012693 | 1099.3477 | 0 | 1098.6367 | 0 | 597.867 | 0.10449 | 598.3071 | 3.6327 | 597.8667 | 14.9294 | 597.8667 | 2.5444 | 597.8667 | 11.1303 | 594.9926 | 0.22883
| 316.0951 | 0 |  |  | 316.0951 | 0.18362 | 316.0951 | 0.00025495 | 527.611 | 0.03128 | 598.096 | 0.069616 | 592.8829 | 0.011237 | 527.611 | 0.018635 | 598.096 | -0.02791 | 598.096 | 0.0033613 | 598.536 | 0.0045972 | 598.096 | 0.0036579 | 598.096 | -0.0012602 | 598.096 | -0.0071202 | 528.971 | 0.00025775 | 592.88 | 0.0025989 | 598.536 | 0.0059807 | 527.611 | 5.3222 | 592.88 | -0.010623 | 598.096 | 5.1171 | 592.88 | 8.1603 | 598.096 | 4.9868 | 528.971 | 0.00034605 | 528.971 | 0.00030376 | 598.096 | 0.12442 | 598.536 | -0.0055704 | 598.536 | -0.0026204 | 598.096 | -0.0035372 | 793.6074 | 2.5689 | 598.096 | -0.0089732 | 598.096 | -0.0089108 | 792.9131 | 0.23868 | 598.096 | -0.012037 | 796.0212 | 0.028325 | 793.6074 | 0.15936 | 796.0212 | 0.00021485 | 937.1777 | 0.033561 | 1176.1353 | 0.26711 | 1022.7798 | 0.01271 | 1099.4069 | 0 | 1098.6958 | 0 | 598.096 | 0.10556 | 598.536 | 3.6419 | 598.096 | 14.9312 | 598.096 | 2.5064 | 598.096 | 11.1146 | 595.2208 | 0.22805
| 316.172 | 0 |  |  | 316.172 | 0.18678 | 316.172 | 0.0054619 | 527.7259 | 0 | 598.3253 | 0.082033 | 593.1122 | 0.033417 | 527.7259 | 0 | 598.3253 | 0.077429 | 598.3253 | 0.019804 | 598.765 | 0.033313 | 598.3253 | 0.06815 | 598.3253 | 0.047323 | 598.3253 | 0.055984 | 529.0885 | 0.00021961 | 593.11 | -0.014034 | 598.765 | 0.012642 | 527.7259 | 5.3559 | 593.11 | -0.003828 | 598.3253 | 5.1188 | 593.11 | 8.2949 | 598.3253 | 5.0029 | 529.0885 | 0.00032585 | 529.0885 | 0.00023742 | 598.3253 | 0.14981 | 598.765 | 0.0030551 | 598.765 | 0.00098933 | 598.3253 | 0.0028512 | 793.7731 | 2.5619 | 598.3253 | 0.0039215 | 598.3253 | 0.011596 | 793.0789 | 0.27937 | 598.3253 | 0.019722 | 796.1882 | 0.02827 | 793.7731 | 0.16231 | 796.1882 | 0.00019585 | 937.2651 | 0.033083 | 1176.203 | 0.26751 | 1022.7927 | 0.012726 | 1099.4661 | 0 | 1098.7549 | 0 | 598.325 | 0.10681 | 598.765 | 3.6483 | 598.3253 | 14.9959 | 598.3253 | 2.5133 | 598.3253 | 11.1041 | 595.4489 | 0.22869
| 316.2489 | 0 |  |  | 316.2489 | 0.17993 | 316.2489 | -0.0013414 | 527.8409 | 0.0087231 | 598.5546 | 0.07417 | 593.3416 | 0.0041957 | 527.8409 | 0.030521 | 598.5546 | 0.014051 | 598.5545 | 0.0029265 | 598.9939 | -0.0016514 | 598.5546 | 0.0054074 | 598.5545 | -0.0074774 | 598.5545 | 0.029215 | 529.2061 | 0.00023428 | 593.34 | 0.021311 | 598.9939 | 0.0080014 | 527.8409 | 5.2321 | 593.34 | -0.017418 | 598.5546 | 5.0783 | 593.34 | 8.5112 | 598.5545 | 5.0083 | 529.2061 | 0.00032318 | 529.2061 | 0.0002606 | 598.5545 | 0.13362 | 598.9939 | -0.0027589 | 598.9939 | -0.0014206 | 598.5545 | -0.00088725 | 793.9389 | 2.5246 | 598.5546 | -0.0081774 | 598.5546 | 0.00038593 | 793.2447 | 0.33311 | 598.5546 | -0.011377 | 796.3551 | 0.030294 | 793.9389 | 0.161 | 796.3551 | 0.00020828 | 937.3525 | 0.033471 | 1176.2707 | 0.26791 | 1022.8055 | 0.012743 | 1099.5253 | 0 | 1098.8141 | 0 | 598.555 | 0.10763 | 598.9939 | 3.6568 | 598.5545 | 14.9698 | 598.5545 | 2.4974 | 598.5545 | 11.0679 | 595.6771 | 0.22851
| 316.3259 | 0 |  |  | 316.3259 | 0.1865 | 316.3259 | 0.0042539 | 527.9559 | 0 | 598.7839 | 0.078674 | 593.571 | 0.026576 | 527.9559 | 0 | 598.7839 | 0.095985 | 598.7839 | 0.021939 | 599.2229 | 0.026604 | 598.7839 | 0.062968 | 598.7839 | 0.052719 | 598.7839 | 0.061932 | 529.3237 | 0.00024686 | 593.57 | -0.0036384 | 599.2229 | 0.012345 | 527.9559 | 5.2212 | 593.57 | -0.0070897 | 598.7839 | 5.1007 | 593.57 | 8.7 | 598.7839 | 5.0185 | 529.3237 | 0.00029612 | 529.3237 | 0.00017906 | 598.7839 | 0.1708 | 599.2229 | -0.00017135 | 599.2229 | 0.00014593 | 598.7839 | 0.0085717 | 794.1047 | 2.4696 | 598.7839 | 0.0014164 | 598.7839 | 0.0044828 | 793.4106 | 0.32424 | 598.7839 | 0.0091635 | 796.5221 | 0.030348 | 794.1047 | 0.16362 | 796.5221 | 0.000185 | 937.44 | 0.033933 | 1176.3385 | 0.26831 | 1022.8183 | 0.01276 | 1099.5846 | 0 | 1098.8733 | 0 | 598.784 | 0.10931 | 599.2229 | 3.6699 | 598.7839 | 15.0221 | 598.7839 | 2.4929 | 598.7839 | 11.0843 | 595.9053 | 0.22882
| 316.4028 | 0 |  |  | 316.4028 | 0.17439 | 316.4028 | -0.0017818 | 528.0708 | 0.016802 | 599.0132 | 0.073746 | 593.8004 | 0.010118 | 528.0708 | 0.013044 | 599.0132 | 0.0040193 | 599.0132 | 0.0070993 | 599.4518 | 0.00072501 | 599.0132 | -0.0022852 | 599.0132 | 0.0055062 | 599.0132 | -0.010045 | 529.4412 | 0.00026153 | 593.8 | -0.017152 | 599.4518 | 0.006666 | 528.0708 | 5.1806 | 593.8 | -0.021767 | 599.0132 | 5.0585 | 593.8 | 8.9794 | 599.0132 | 5.0067 | 529.4412 | 0.00032052 | 529.4412 | 0.00022183 | 599.0132 | 0.15055 | 599.4518 | -0.0037973 | 599.4518 | -0.0039453 | 599.0132 | -0.0040546 | 794.2704 | 2.4209 | 599.0132 | -0.012831 | 599.0132 | -0.013075 | 793.5765 | 0.34563 | 599.0132 | -0.015192 | 796.689 | 0.032481 | 794.2704 | 0.16133 | 796.689 | 0.00020114 | 937.5275 | 0.033774 | 1176.4064 | 0.2687 | 1022.8311 | 0.012776 | 1099.6438 | 0 | 1098.9324 | 0 | 599.013 | 0.10932 | 599.4518 | 3.6679 | 599.0132 | 15.0006 | 599.0132 | 2.4696 | 599.0132 | 11.0396 | 596.1335 | 0.22899
| 316.4798 | 0 |  |  | 316.4798 | 0.1785 | 316.4798 | 0.0016692 | 528.1858 | 0 | 599.2425 | 0.077248 | 594.0298 | 0.035315 | 528.1858 | 0 | 599.2425 | 0.044826 | 599.2425 | 0.017132 | 599.6808 | 0.039025 | 599.2425 | 0.059337 | 599.2425 | 0.030505 | 599.2425 | 0.069308 | 529.5588 | 0.0002653 | 594.03 | 0.018192 | 599.6808 | 0.0094938 | 528.1858 | 5.1191 | 594.03 | 0.0040544 | 599.2425 | 5.0453 | 594.03 | 9.0658 | 599.2425 | 4.9826 | 529.5588 | 0.00029536 | 529.5588 | 0.00026859 | 599.2425 | 0.17374 | 599.6808 | 0.00074723 | 599.6808 | -0.0008512 | 599.2425 | 0.01699 | 794.4362 | 2.355 | 599.2425 | 0.005643 | 599.2425 | 0.0013522 | 793.7423 | 0.4098 | 599.2425 | 0.023625 | 796.856 | 0.032645 | 794.4362 | 0.16428 | 796.856 | 0.00017882 | 937.6149 | 0.033582 | 1176.4741 | 0.2691 | 1022.8439 | 0.012793 | 1099.703 | 0 | 1098.9916 | 0 | 599.242 | 0.11098 | 599.6808 | 3.663 | 599.2425 | 14.983 | 599.2425 | 2.4786 | 599.2425 | 11.0113 | 596.3618 | 0.2286
| 316.5567 | 0 |  |  | 316.5567 | 0.16914 | 316.5567 | -0.003627 | 528.3007 | 0.026979 | 599.4718 | 0.05769 | 594.2593 | 0.002381 | 528.3007 | 0.021923 | 599.4718 | 0.0042464 | 599.4719 | -0.0013267 | 599.9098 | -0.00024951 | 599.4718 | 0.0018503 | 599.4719 | 0.00069233 | 599.4719 | -0.0013729 | 529.6764 | 0.00024183 | 594.26 | 0.031706 | 599.9098 | 0.0022356 | 528.3007 | 5.0738 | 594.26 | 0.00024916 | 599.4718 | 5.001 | 594.26 | 9.3152 | 599.4719 | 4.9671 | 529.6764 | 0.0003148 | 529.6764 | 0.00033854 | 599.4719 | 0.14208 | 599.9098 | -0.0052172 | 599.9098 | -0.0042172 | 599.4719 | -0.0095899 | 794.602 | 2.3041 | 599.4718 | -0.016527 | 599.4718 | -0.0065263 | 793.9082 | 0.31224 | 599.4718 | -0.009438 | 797.0229 | 0.034723 | 794.602 | 0.16144 | 797.0229 | 0.0001921 | 937.7024 | 0.034313 | 1176.5419 | 0.26949 | 1022.8568 | 0.012809 | 1099.7623 | 0 | 1099.0508 | 0 | 599.472 | 0.11148 | 599.9098 | 3.6554 | 599.4719 | 14.9781 | 599.4719 | 2.462 | 599.4719 | 10.9616 | 596.59 | 0.22778
| 316.6337 | 0 |  |  | 316.6337 | 0.17607 | 316.6337 | 0.0053649 | 528.4157 | 0 | 599.7012 | 0.076021 | 594.4887 | 0.025916 | 528.4157 | 0 | 599.7012 | 0.064017 | 599.7012 | 0.025178 | 600.1388 | 0.035284 | 599.7012 | 0.061644 | 599.7012 | 0.033475 | 599.7012 | 0.048963 | 529.7939 | 0.00024895 | 594.49 | 0.012994 | 600.1388 | 0.010427 | 528.4157 | 5.0325 | 594.49 | -0.0081769 | 599.7012 | 5.0092 | 594.49 | 9.5156 | 599.7012 | 4.9878 | 529.7939 | 0.0003007 | 529.7939 | 0.00035013 | 599.7012 | 0.1892 | 600.1388 | 0.0010471 | 600.1388 | -0.00051033 | 599.7012 | 0.0065347 | 794.7677 | 2.2458 | 599.7012 | 0.0098471 | 599.7012 | -0.0024621 | 794.0741 | 0.46979 | 599.7012 | 0.016968 | 797.1899 | 0.034723 | 794.7677 | 0.16439 | 797.1899 | 0.00016296 | 937.7899 | 0.035296 | 1176.6097 | 0.26988 | 1022.8696 | 0.012826 | 1099.8215 | 0 | 1099.1099 | 0 | 599.701 | 0.11314 | 600.1388 | 3.648 | 599.7012 | 14.9429 | 599.7012 | 2.4642 | 599.7012 | 10.9571 | 596.8182 | 0.22894
| 316.7106 | 0 |  |  | 316.7106 | 0.16491 | 316.7106 | -0.0013302 | 528.5307 | 0.024828 | 599.9306 | 0.070446 | 594.7181 | -0.0011956 | 528.5307 | 0.03138 | 599.9306 | -0.023702 | 599.9306 | 0.00022138 | 600.3678 | -0.0020071 | 599.9306 | 0.0010741 | 599.9306 | 0.029667 | 599.9306 | -0.011745 | 529.9115 | 0.00025272 | 594.72 | -0.02235 | 600.3678 | 0.0038232 | 528.5307 | 5.0355 | 594.72 | -0.013069 | 599.9306 | 4.9751 | 594.72 | 9.7766 | 599.9306 | 4.9562 | 529.9115 | 0.00029727 | 529.9115 | 0.00037771 | 599.9306 | 0.15791 | 600.3678 | -0.0049299 | 600.3678 | -0.0026427 | 599.9306 | 0.0011339 | 794.9335 | 2.261 | 599.9306 | -0.0075631 | 599.9306 | -0.011422 | 794.2399 | 0.43588 | 599.9306 | -0.011 | 797.3569 | 0.036746 | 794.9335 | 0.16111 | 797.3569 | 0.00017239 | 937.8774 | 0.035344 | 1176.6775 | 0.27027 | 1022.8824 | 0.012842 | 1099.8807 | 0 | 1099.1691 | 0 | 599.931 | 0.11443 | 600.3678 | 3.6455 | 599.9306 | 14.9721 | 599.9306 | 2.4283 | 599.9306 | 10.9013 | 597.0465 | 0.2282
| 316.7876 | 0 |  |  | 316.7876 | 0.16538 | 316.7876 | 0.0047719 | 528.6457 | 0 | 600.1599 | 0.071866 | 594.9476 | 0.030166 | 528.6457 | 0 | 600.1599 | 0.066922 | 600.1599 | 0.021051 | 600.5968 | 0.029153 | 600.1599 | 0.064775 | 600.1599 | 0.021197 | 600.1599 | 0.033564 | 530.0291 | 0.00025105 | 594.95 | -0.057695 | 600.5968 | 0.010736 | 528.6457 | 5.002 | 594.95 | 0.011665 | 600.1599 | 4.9532 | 594.95 | 9.8473 | 600.1599 | 4.9655 | 530.0291 | 0.00029384 | 530.0291 | 0.00033854 | 600.1599 | 0.1881 | 600.5968 | 0.00063604 | 600.5968 | -0.00095342 | 600.1599 | 0.0094151 | 795.0993 | 2.2069 | 600.1599 | 0.0095698 | 600.1599 | 0.0071814 | 794.4058 | 0.53136 | 600.1599 | 0.002482 | 797.5239 | 0.036855 | 795.0993 | 0.16482 | 797.5239 | 0.00015682 | 937.965 | 0.034543 | 1176.7454 | 0.27066 | 1022.8951 | 0.012858 | 1099.9401 | 0 | 1099.2283 | 0 | 600.16 | 0.11623 | 600.5968 | 3.6411 | 600.1599 | 14.9935 | 600.1599 | 2.4271 | 600.1599 | 10.8962 | 597.2747 | 0.22904
| 316.8646 | 0 |  |  | 316.8646 | 0.15955 | 316.8646 | -0.0016913 | 528.7607 | 0.0038054 | 600.3893 | 0.050356 | 595.1771 | 0.016971 | 528.7607 | 0.026437 | 600.3893 | 0.01015 | 600.3893 | 0.0085444 | 600.8258 | -0.006194 | 600.3893 | -0.0065069 | 600.3893 | 0.015851 | 600.3893 | -0.015181 | 530.1467 | 0.00022842 | 595.18 | -0.030666 | 600.8259 | 0.0076772 | 528.7607 | 4.9515 | 595.18 | 0.0018799 | 600.3893 | 4.955 | 595.18 | 10.1498 | 600.3893 | 4.9312 | 530.1467 | 0.00029917 | 530.1467 | 0.00036971 | 600.3893 | 0.15902 | 600.8259 | -0.0030676 | 600.8259 | -0.003609 | 600.3893 | -0.014741 | 795.2651 | 2.1649 | 600.3893 | -0.0088121 | 600.3893 | -0.014428 | 794.5717 | 0.45571 | 600.3893 | -0.012672 | 797.6908 | 0.039097 | 795.2651 | 0.16155 | 797.6908 | 0.00019585 | 938.0526 | 0.034926 | 1176.8131 | 0.27104 | 1022.908 | 0.012875 | 1099.9994 | 0 | 1099.2875 | 0 | 600.389 | 0.11623 | 600.8258 | 3.6423 | 600.3893 | 14.9851 | 600.3893 | 2.4363 | 600.3893 | 10.8466 | 597.503 | 0.22845
| 316.9415 | 0 |  |  | 316.9415 | 0.16135 | 316.9415 | 0.0062042 | 528.8757 | 0 | 600.6187 | 0.085211 | 595.4066 | 0.035879 | 528.8757 | 0 | 600.6187 | 0.089994 | 600.6187 | 0.021719 | 601.0549 | 0.026363 | 600.6187 | 0.072501 | 600.6187 | 0.049813 | 600.6187 | 0.069299 | 530.2643 | 0.00021249 | 595.41 | 0.00051979 | 601.0549 | 0.014114 | 528.8757 | 4.991 | 595.41 | 0.013295 | 600.6187 | 4.9469 | 595.41 | 10.068 | 600.6187 | 4.9571 | 530.2643 | 0.0003026 | 530.2643 | 0.00028418 | 600.6187 | 0.19583 | 601.0549 | 0.0024863 | 601.0549 | 0.00083175 | 600.6187 | 0.01032 | 795.4309 | 2.1134 | 600.6187 | 0.0063665 | 600.6187 | 0.010025 | 794.7376 | 0.56474 | 600.6187 | 0.018418 | 797.8578 | 0.039371 | 795.4309 | 0.16592 | 797.8578 | 0.000161 | 938.1401 | 0.036295 | 1176.881 | 0.27143 | 1022.9208 | 0.012891 | 1100.0586 | 0 | 1099.3467 | 0 | 600.619 | 0.11762 | 601.0549 | 3.661 | 600.6187 | 14.9935 | 600.6187 | 2.4403 | 600.6187 | 10.8553 | 597.7313 | 0.22907
| 317.0185 | 0 |  |  | 317.0185 | 0.15414 | 317.0185 | -0.0017553 | 528.9907 | 0 | 600.8481 | 0.068148 | 595.6361 | -0.0011214 | 528.9907 | 0.055883 | 600.8481 | 0.012968 | 600.8481 | 0.0090958 | 601.284 | 0.0085586 | 600.8481 | 0.0025363 | 600.8481 | 0.011185 | 600.8481 | -0.029685 | 530.3819 | 0.00023889 | 595.64 | -0.042101 | 601.284 | 0.0046171 | 528.9907 | 5.0331 | 595.64 | -0.013069 | 600.8481 | 4.9274 | 595.64 | 10.4226 | 600.8481 | 4.9611 | 530.3819 | 0.00032738 | 530.3819 | 0.00032695 | 600.8481 | 0.18184 | 601.284 | -0.0032566 | 601.284 | -0.003048 | 600.8481 | 0.010885 | 795.5967 | 2.07 | 600.8481 | -0.0099738 | 600.8481 | -0.0043603 | 794.9035 | 0.59135 | 600.8481 | -0.0029319 | 798.0248 | 0.041995 | 795.5967 | 0.16111 | 798.0248 | 0.00020214 | 938.2276 | 0.03674 | 1176.9488 | 0.27181 | 1022.9336 | 0.012907 | 1100.1179 | 0 | 1099.4059 | 0 | 600.848 | 0.11865 | 601.284 | 3.6544 | 600.8481 | 14.9608 | 600.8481 | 2.4259 | 600.8481 | 10.8246 | 597.9596 | 0.22903
| 317.0955 | 0 |  |  | 317.0955 | 0.1576 | 317.0955 | 0.0029103 | 529.1057 | 0 | 601.0775 | 0.078201 | 595.8656 | 0.026445 | 529.1057 | 0 | 601.0775 | 0.072549 | 601.0775 | 0.022084 | 601.513 | 0.030828 | 601.0775 | 0.063645 | 601.0775 | 0.054795 | 601.0775 | 0.083189 | 530.4995 | 0.00024308 | 595.87 | 0.027548 | 601.513 | 0.012943 | 529.1057 | 4.9394 | 595.87 | -0.0019253 | 601.0775 | 4.9141 | 595.87 | 10.4597 | 601.0775 | 4.9537 | 530.4995 | 0.00036282 | 530.4995 | 0.00029977 | 601.0775 | 0.20245 | 601.513 | 0.0036013 | 601.513 | 0.00059063 | 601.0775 | 0.0021839 | 795.7625 | 2.0364 | 601.0775 | 0.0068345 | 601.0775 | 0.00038511 | 795.0694 | 0.59552 | 601.0775 | 0.016414 | 798.1918 | 0.042433 | 795.7625 | 0.16548 | 798.1918 | 0.00019828 | 938.3152 | 0.036273 | 1177.0167 | 0.27219 | 1022.9464 | 0.012923 | 1100.1772 | 0 | 1099.4651 | 0 | 601.078 | 0.11983 | 601.513 | 3.6613 | 601.0775 | 15.023 | 601.0775 | 2.4213 | 601.0775 | 10.8365 | 598.1879 | 0.2294
| 317.1725 | 0 |  |  | 317.1725 | 0.15243 | 317.1725 | -0.0017269 | 529.2207 | 0.0052105 | 601.307 | 0.06926 | 596.0951 | 0.006075 | 529.2207 | 0.011554 | 601.307 | -0.019304 | 601.307 | -0.0013262 | 601.7421 | 0.0075983 | 601.307 | 0.0046599 | 601.307 | -0.0020157 | 601.307 | 0.0033663 | 530.617 | 0.000272 | 596.1 | 0.025469 | 601.7421 | 0.0051681 | 529.2207 | 4.8362 | 596.1 | -0.012798 | 601.307 | 4.9011 | 596.1 | 10.5388 | 601.307 | 4.9469 | 530.617 | 0.00039064 | 530.617 | 0.00029977 | 601.307 | 0.18957 | 601.7421 | -0.0019581 | 601.7421 | -0.0027732 | 601.307 | 0.014241 | 795.9283 | 2.0041 | 601.307 | -0.0082381 | 601.307 | -0.0049855 | 795.2353 | 0.64561 | 601.307 | -0.019578 | 798.3588 | 0.045112 | 795.9283 | 0.16089 | 798.3588 | 0.00022185 | 938.4028 | 0.036132 | 1177.0846 | 0.27257 | 1022.9592 | 0.01294 | 1100.2365 | 0 | 1099.5243 | 0 | 601.307 | 0.12072 | 601.7421 | 3.6637 | 601.307 | 14.9983 | 601.307 | 2.4073 | 601.307 | 10.7722 | 598.4162 | 0.22869
| 317.2495 | 0 |  |  | 317.2495 | 0.15427 | 317.2494 | 0.0057484 | 529.3357 | 0 | 601.5364 | 0.076927 | 596.3246 | 0.027004 | 529.3357 | 0 | 601.5364 | 0.041689 | 601.5364 | 0.024907 | 601.9712 | 0.032213 | 601.5364 | 0.066445 | 601.5364 | 0.033661 | 601.5364 | 0.069542 | 530.7346 | 0.00028793 | 596.32 | -0.056654 | 601.9712 | 0.0097966 | 529.3357 | 4.9165 | 596.32 | -0.007905 | 601.5364 | 4.8848 | 596.32 | 10.5076 | 601.5364 | 4.9365 | 530.7346 | 0.00038416 | 530.7346 | 0.00023342 | 601.5364 | 0.21791 | 601.9712 | 0.0018806 | 601.9712 | 0.00054951 | 601.5364 | 0.0051218 | 796.0941 | 1.948 | 601.5364 | 0.00683 | 601.5364 | 0.003511 | 795.4012 | 0.58248 | 601.5364 | 0.0024244 | 798.5258 | 0.045495 | 796.0941 | 0.16581 | 798.5258 | 0.00020043 | 938.4905 | 0.036194 | 1177.1523 | 0.27295 | 1022.972 | 0.012956 | 1100.2958 | 0 | 1099.5836 | 0 | 601.536 | 0.12191 | 601.9712 | 3.6615 | 601.5364 | 14.9623 | 601.5364 | 2.4071 | 601.5364 | 10.7498 | 598.6446 | 0.22891
| 317.3264 | 0 |  |  | 317.3264 | 0.14668 | 317.3264 | -0.0040512 | 529.4507 | 0 | 601.7659 | 0.06223 | 596.5541 | 0.0083541 | 529.4507 | 0.01938 | 601.7659 | -0.011418 | 601.7659 | -0.00032432 | 602.2003 | -0.0039347 | 601.7659 | 0.0016179 | 601.7659 | 0.010079 | 601.7659 | -0.0095339 | 530.8523 | 0.00035834 | 596.55 | 0.017152 | 602.2003 | 0.0040397 | 529.4507 | 4.8899 | 596.55 | 0.010578 | 601.7659 | 4.8575 | 596.55 | 10.7592 | 601.7659 | 4.9244 | 530.8523 | 0.00034148 | 530.8523 | 0.00033454 | 601.7659 | 0.19362 | 602.2003 | -0.0032736 | 602.2003 | -0.0024676 | 601.7659 | -0.0036979 | 796.2599 | 1.9071 | 601.7659 | -0.0064289 | 601.7659 | -0.0060743 | 795.5671 | 0.68108 | 601.7659 | -0.015186 | 798.6929 | 0.047956 | 796.2599 | 0.16056 | 798.6929 | 0.00021814 | 938.5781 | 0.036018 | 1177.2202 | 0.27333 | 1022.9849 | 0.012972 | 1100.3551 | 0 | 1099.6428 | 0 | 601.766 | 0.12288 | 602.2003 | 3.6642 | 601.7659 | 14.95 | 601.7659 | 2.3921 | 601.7659 | 10.7187 | 598.8729 | 0.22855
| 317.4034 | 0 |  |  | 317.4034 | 0.15289 | 317.4034 | 0.0044428 | 529.5657 | 0 | 601.9953 | 0.065064 | 596.7837 | 0.036832 | 529.5657 | 0 | 601.9953 | 0.05165 | 601.9953 | 0.012902 | 602.4294 | 0.021537 | 601.9953 | 0.062181 | 601.9953 | 0.02499 | 601.9953 | 0.05479 | 530.9699 | 0.00034367 | 596.78 | -0.012994 | 602.4294 | 0.0090395 | 529.5657 | 4.9423 | 596.78 | -0.0089922 | 601.9953 | 4.8439 | 596.78 | 10.6811 | 601.9953 | 4.922 | 530.9699 | 0.00030946 | 530.9699 | 0.00035812 | 601.9953 | 0.22454 | 602.4294 | -0.001347 | 602.4294 | -0.00083651 | 601.9953 | -0.00072881 | 796.4257 | 1.8754 | 601.9953 | 0.0058778 | 601.9953 | -0.0024374 | 795.733 | 0.67743 | 601.9953 | 0.015568 | 798.8599 | 0.048612 | 796.4257 | 0.16537 | 798.8599 | 0.00019128 | 938.6658 | 0.036396 | 1177.2882 | 0.2737 | 1022.9977 | 0.012988 | 1100.4144 | 0 | 1099.702 | 0 | 601.995 | 0.1244 | 602.4294 | 3.6625 | 601.9953 | 14.9471 | 601.9953 | 2.3676 | 601.9953 | 10.6974 | 599.1013 | 0.2289
| 317.4804 | 0 |  |  | 317.4804 | 0.14016 | 317.4804 | -0.001592 | 529.6807 | 0.026197 | 602.2248 | 0.059576 | 597.0132 | 0.0058148 | 529.6807 | 0.037614 | 602.2248 | -0.043832 | 602.2248 | 0.00063542 | 602.6585 | -0.017243 | 602.2248 | 0.0032278 | 602.2248 | 0.0027893 | 602.2248 | 0.033259 | 531.0875 | 0.00030344 | 597.01 | -0.055613 | 602.6585 | 0.00075495 | 529.6807 | 4.8736 | 597.01 | -2.2651e-05 | 602.2248 | 4.7968 | 597.01 | 10.6541 | 602.2248 | 4.8931 | 531.0875 | 0.00030984 | 531.0875 | 0.00036212 | 602.2248 | 0.20319 | 602.6585 | -0.0060661 | 602.6585 | -0.0032988 | 602.2248 | -0.0020989 | 796.5915 | 1.8219 | 602.2248 | -0.0098695 | 602.2248 | -0.0044846 | 795.8989 | 0.66543 | 602.2248 | -0.0073972 | 799.0269 | 0.051182 | 796.5915 | 0.16012 | 799.0269 | 0.00020585 | 938.7535 | 0.03645 | 1177.3561 | 0.27407 | 1023.0105 | 0.013004 | 1100.4738 | 0 | 1099.7612 | 0 | 602.225 | 0.12591 | 602.6585 | 3.6549 | 602.2248 | 14.9115 | 602.2248 | 2.3583 | 602.2248 | 10.6574 | 599.3296 | 0.22764
| 317.5574 | 0 |  |  | 317.5574 | 0.14641 | 317.5574 | 0.0046868 | 529.7958 | 0 | 602.4543 | 0.061257 | 597.2428 | 0.032585 | 529.7958 | 0 | 602.4543 | 0.059371 | 602.4543 | 0.016544 | 602.8877 | 0.039025 | 602.4543 | 0.052966 | 602.4543 | 0.013123 | 602.4543 | 0.058337 | 531.2051 | 0.00024602 | 597.24 | 0.019232 | 602.8877 | 0.0058356 | 529.7958 | 4.7957 | 597.24 | -0.013341 | 602.4543 | 4.8103 | 597.24 | 10.6558 | 602.4543 | 4.9061 | 531.2051 | 0.00028393 | 531.2051 | 0.0003893 | 602.4543 | 0.2238 | 602.8877 | -0.00017204 | 602.8877 | -0.0010337 | 602.4543 | 0.003035 | 796.7574 | 1.794 | 602.4543 | 0.0014123 | 602.4543 | -0.0022346 | 796.0648 | 0.60335 | 602.4543 | 0.014645 | 799.194 | 0.051674 | 796.7574 | 0.16537 | 799.194 | 0.00020071 | 938.8412 | 0.036377 | 1177.424 | 0.27445 | 1023.0233 | 0.01302 | 1100.5331 | 0 | 1099.8206 | 0 | 602.454 | 0.12731 | 602.8877 | 3.6631 | 602.4543 | 14.9591 | 602.4543 | 2.3657 | 602.4543 | 10.6601 | 599.558 | 0.22819
| 317.6344 | 0 |  |  | 317.6344 | 0.13861 | 317.6344 | -0.0034683 | 529.9108 | 0.014343 | 602.6838 | 0.06423 | 597.4724 | 0.0044213 | 529.9108 | 0.038043 | 602.6838 | -0.024982 | 602.6838 | 0.011304 | 603.1168 | 0.00031376 | 602.6838 | 0.00038731 | 602.6838 | -0.014544 | 602.6838 | -0.0012011 | 531.3227 | 0.00022758 | 597.47 | -0.0088362 | 603.1168 | 0.0032677 | 529.9108 | 4.757 | 597.47 | -0.0054588 | 602.6838 | 4.7798 | 597.47 | 10.5804 | 602.6838 | 4.8887 | 531.3227 | 0.00030527 | 531.3227 | 0.00042807 | 602.6838 | 0.21386 | 603.1168 | -0.0027766 | 603.1168 | -0.0016648 | 602.6838 | 0.019238 | 796.9232 | 1.752 | 602.6838 | -0.014288 | 602.6838 | 0.00094081 | 796.2307 | 0.70926 | 602.6838 | -0.013205 | 799.361 | 0.054025 | 796.9232 | 0.15936 | 799.361 | 0.00022157 | 938.9289 | 0.036778 | 1177.4918 | 0.27482 | 1023.0361 | 0.013035 | 1100.5924 | 0 | 1099.8798 | 0 | 602.684 | 0.12815 | 603.1168 | 3.6636 | 602.6838 | 14.915 | 602.6838 | 2.352 | 602.6838 | 10.6047 | 599.7864 | 0.22718
| 317.7114 | 0 |  |  | 317.7114 | 0.14247 | 317.7114 | 0.0038122 | 530.0258 | 0 | 602.9133 | 0.069654 | 597.702 | 0.037276 | 530.0258 | 0 | 602.9133 | 0.081503 | 602.9133 | 0.018663 | 603.346 | 0.024881 | 602.9133 | 0.065924 | 602.9133 | 0.014218 | 602.9133 | 0.056984 | 531.4403 | 0.00021836 | 597.7 | 0.028587 | 603.346 | 0.0086762 | 530.0258 | 4.7928 | 597.7 | -2.2651e-05 | 602.9133 | 4.7383 | 597.7 | 10.6472 | 602.9133 | 4.8832 | 531.4403 | 0.00031518 | 531.4403 | 0.00048642 | 602.9133 | 0.23742 | 603.346 | -0.001315 | 603.346 | -0.00097838 | 602.9133 | 0.0090068 | 797.089 | 1.7479 | 602.9133 | 0.00044634 | 602.9133 | 0.0001111 | 796.3967 | 0.72908 | 602.9133 | 0.0055718 | 799.528 | 0.054846 | 797.089 | 0.16461 | 799.528 | 0.00021471 | 939.0167 | 0.037128 | 1177.5597 | 0.2752 | 1023.0489 | 0.013051 | 1100.6517 | 0 | 1099.9391 | 0 | 602.913 | 0.13024 | 603.346 | 3.6529 | 602.9133 | 14.9142 | 602.9133 | 2.3535 | 602.9133 | 10.5491 | 600.0148 | 0.22781
| 317.7884 | 0 |  |  | 317.7884 | 0.13728 | 317.7884 | -0.00087196 | 530.1409 | 0.00099528 | 603.1428 | 0.071756 | 597.9316 | 0.00032823 | 530.1409 | 0 | 603.1428 | -0.023276 | 603.1428 | 0.0079511 | 603.5751 | 0.0063748 | 603.1428 | 0.0026581 | 603.1428 | 0.0037771 | 603.1428 | -0.012036 | 531.558 | 0.00024392 | 597.93 | -0.0077966 | 603.5751 | 0.0070265 | 530.1409 | 4.7381 | 597.93 | 0.010306 | 603.1428 | 4.7137 | 597.93 | 10.657 | 603.1428 | 4.8629 | 531.558 | 0.00034605 | 531.558 | 0.00036212 | 603.1428 | 0.22638 | 603.5751 | -0.0025922 | 603.5751 | -0.0031871 | 603.1428 | -0.0051337 | 797.2549 | 1.7053 | 603.1428 | 0.00012495 | 603.1428 | -0.0028611 | 796.5626 | 0.59344 | 603.1428 | -0.021242 | 799.6951 | 0.056869 | 797.2549 | 0.15794 | 799.6951 | 0.00023828 | 939.1044 | 0.03721 | 1177.6277 | 0.27556 | 1023.0618 | 0.013067 | 1100.7111 | 0 | 1099.9983 | 0 | 603.143 | 0.13212 | 603.5751 | 3.6621 | 603.1428 | 14.8842 | 603.1428 | 2.3401 | 603.1428 | 10.5398 | 600.2432 | 0.22645
| 317.8654 | 0 |  |  | 317.8654 | 0.1428 | 317.8654 | 0.0057004 | 530.2559 | 0 | 603.3724 | 0.075215 | 598.1612 | 0.039074 | 530.2559 | 0 | 603.3724 | 0.022371 | 603.3724 | 0.021368 | 603.8043 | 0.033334 | 603.3724 | 0.063745 | 603.3724 | 0.040442 | 603.3724 | 0.044157 | 531.6756 | 0.00025356 | 598.16 | 0.051458 | 603.8043 | 0.0081484 | 530.2559 | 4.7489 | 598.16 | -0.0013816 | 603.3724 | 4.7171 | 598.16 | 10.5065 | 603.3724 | 4.8519 | 531.6756 | 0.00033805 | 531.6756 | 0.00033094 | 603.3724 | 0.25656 | 603.8043 | 0.00027084 | 603.8043 | 0.00068158 | 603.3724 | 0.00086621 | 797.4207 | 1.6324 | 603.3724 | 0.006978 | 603.3724 | -0.0017066 | 796.7286 | 0.78542 | 603.3724 | 0.0025566 | 799.8621 | 0.05758 | 797.4207 | 0.16362 | 799.8621 | 0.00022357 | 939.1921 | 0.037322 | 1177.6956 | 0.27594 | 1023.0746 | 0.013083 | 1100.7705 | 0 | 1100.0576 | 0 | 603.372 | 0.13352 | 603.8043 | 3.6634 | 603.3724 | 14.9063 | 603.3724 | 2.3289 | 603.3724 | 10.5212 | 600.4716 | 0.22674
| 317.9424 | 0 |  |  | 317.9424 | 0.134 | 317.9424 | -0.00030352 | 530.371 | 0.020332 | 603.6019 | 0.076494 | 598.3908 | 0.0053637 | 530.371 | 0.036109 | 603.6019 | -0.0053027 | 603.6019 | 0.0039314 | 604.0335 | 0.0057712 | 603.6019 | 0.0049478 | 603.6019 | -0.009945 | 603.6019 | 0.014317 | 531.7932 | 0.00025859 | 598.39 | -0.028587 | 604.0335 | 0.0069223 | 530.371 | 4.7552 | 598.39 | -0.031281 | 603.6019 | 4.7041 | 598.39 | 10.5328 | 603.6019 | 4.8467 | 531.7932 | 0.00031251 | 531.7932 | 0.00028818 | 603.6019 | 0.24368 | 604.0335 | -0.0013508 | 604.0335 | -0.00056163 | 603.6019 | -7.6539e-05 | 797.5865 | 1.6329 | 603.6019 | -0.0081189 | 603.6019 | -0.0060543 | 796.8945 | 0.68578 | 603.6019 | -0.014925 | 800.0292 | 0.06004 | 797.5865 | 0.15728 | 800.0292 | 0.00022643 | 939.28 | 0.037691 | 1177.7635 | 0.27631 | 1023.0874 | 0.013099 | 1100.8298 | 0 | 1100.1169 | 0 | 603.602 | 0.13429 | 604.0335 | 3.6636 | 603.6019 | 14.8996 | 603.6019 | 2.3239 | 603.6019 | 10.4859 | 600.7 | 0.22594
| 318.0194 | 0 |  |  | 318.0194 | 0.13983 | 318.0194 | 0.0054327 | 530.486 | 0 | 603.8315 | 0.079239 | 598.6205 | 0.035444 | 530.486 | 0 | 603.8315 | 0.055116 | 603.8315 | 0.021065 | 604.2627 | 0.034938 | 603.8315 | 0.060743 | 603.8315 | 0.027832 | 603.8315 | 0.069696 | 531.9108 | 0.00025733 | 598.62 | 0.04314 | 604.2627 | 0.013054 | 530.486 | 4.7409 | 598.62 | 0.0018799 | 603.8315 | 4.6885 | 598.62 | 10.3033 | 603.8315 | 4.8358 | 531.9108 | 0.00030946 | 531.9108 | 0.00030376 | 603.8315 | 0.26613 | 604.2627 | 0.0027774 | 604.2627 | 0.00093366 | 603.8315 | 0.021987 | 797.7524 | 1.5901 | 603.8315 | 0.010865 | 603.8315 | 0.0046595 | 797.0604 | 0.77656 | 603.8315 | 0.021894 | 800.1963 | 0.061462 | 797.7524 | 0.16373 | 800.1963 | 0.00020671 | 939.3677 | 0.037429 | 1177.8314 | 0.27668 | 1023.1002 | 0.013115 | 1100.8892 | 0 | 1100.1762 | 0 | 603.831 | 0.13514 | 604.2627 | 3.6643 | 603.8315 | 14.872 | 603.8315 | 2.3102 | 603.8315 | 10.494 | 600.9285 | 0.22702
| 318.0964 | 0 |  |  | 318.0964 | 0.13193 | 318.0964 | -0.002974 | 530.6011 | 0.019261 | 604.061 | 0.069241 | 598.8501 | 0.010638 | 530.6011 | 0.016771 | 604.061 | -0.023662 | 604.0611 | 0.0051145 | 604.4919 | -0.0062899 | 604.061 | 0.0091159 | 604.0611 | 0.020201 | 604.0611 | -0.01441 | 532.0285 | 0.00028374 | 598.85 | 0.017152 | 604.4919 | 0.0074309 | 530.6011 | 4.757 | 598.85 | 0.0035108 | 604.061 | 4.6612 | 598.85 | 10.1137 | 604.0611 | 4.8235 | 532.0285 | 0.00035596 | 532.0285 | 0.00029977 | 604.0611 | 0.24405 | 604.4919 | -0.0015256 | 604.4919 | -0.0012341 | 604.0611 | -0.0015868 | 797.9182 | 1.5524 | 604.061 | -0.010261 | 604.061 | -0.0045038 | 797.2264 | 0.64143 | 604.061 | -0.011468 | 800.3633 | 0.064087 | 797.9182 | 0.15739 | 800.3633 | 0.00024585 | 939.4556 | 0.037576 | 1177.8994 | 0.27704 | 1023.113 | 0.01313 | 1100.9486 | 0 | 1100.2355 | 0 | 604.061 | 0.13667 | 604.4919 | 3.6572 | 604.0611 | 14.8634 | 604.0611 | 2.2673 | 604.0611 | 10.4085 | 601.1569 | 0.22588
| 318.1735 | 0 |  |  | 318.1735 | 0.13303 | 318.1735 | 0.0054294 | 530.7162 | 0 | 604.2906 | 0.076004 | 599.0798 | 0.032527 | 530.7162 | 0 | 604.2906 | 0.025174 | 604.2906 | 0.018403 | 604.7211 | 0.026646 | 604.2906 | 0.063247 | 604.2906 | 0.027014 | 604.2906 | 0.041938 | 532.1461 | 0.00027619 | 599.08 | 0.047299 | 604.7211 | 0.0070993 | 530.7162 | 4.8133 | 599.08 | -0.006546 | 604.2906 | 4.6216 | 599.08 | 9.9571 | 604.2906 | 4.8174 | 532.1461 | 0.00037463 | 532.1461 | 0.000253 | 604.2906 | 0.27055 | 604.7211 | 0.0015671 | 604.7211 | 0.00078209 | 604.2906 | 0.0072056 | 798.0841 | 1.5583 | 604.2906 | 0.0086394 | 604.2906 | 0.0034443 | 797.3923 | 0.67013 | 604.2906 | 0.007554 | 800.5304 | 0.065399 | 798.0841 | 0.16384 | 800.5304 | 0.00020943 | 939.5434 | 0.038687 | 1177.9674 | 0.27741 | 1023.1259 | 0.013146 | 1101.0079 | 0 | 1100.2948 | 0 | 604.291 | 0.1383 | 604.7211 | 3.656 | 604.2906 | 14.9058 | 604.2906 | 2.3101 | 604.2906 | 10.436 | 601.3854 | 0.22562
| 318.2505 | 0 |  |  | 318.2505 | 0.12639 | 318.2505 | -0.0016863 | 530.8312 | 0.016802 | 604.5202 | 0.065329 | 599.3095 | 0.0032566 | 530.8312 | 0.035464 | 604.5202 | -0.023316 | 604.5202 | 0.005786 | 604.9504 | 0.0028814 | 604.5202 | -0.0069352 | 604.5202 | 0.0024307 | 604.5202 | -0.0027018 | 532.2638 | 0.0002653 | 599.31 | -0.046258 | 604.9504 | 0.0026104 | 530.8312 | 4.7413 | 599.31 | -0.0057306 | 604.5202 | 4.6215 | 599.31 | 9.9322 | 604.5202 | 4.8169 | 532.2638 | 0.00035405 | 532.2638 | 0.00016347 | 604.5202 | 0.25693 | 604.9504 | -0.0029577 | 604.9504 | -0.003352 | 604.5202 | -0.0043896 | 798.25 | 1.4901 | 604.5202 | -0.013666 | 604.5202 | -0.0083484 | 797.5583 | 0.6117 | 604.5202 | -0.012954 | 800.6975 | 0.068133 | 798.25 | 0.15641 | 800.6975 | 0.000214 | 939.6313 | 0.039191 | 1178.0353 | 0.27778 | 1023.1387 | 0.013162 | 1101.0674 | 0 | 1100.3541 | 0 | 604.52 | 0.13931 | 604.9504 | 3.6517 | 604.5202 | 14.8842 | 604.5202 | 2.2686 | 604.5202 | 10.4058 | 601.6138 | 0.22614
| 318.3275 | 0 |  |  | 318.3275 | 0.12937 | 318.3275 | 0.0049156 | 530.9463 | 0 | 604.7498 | 0.071688 | 599.5391 | 0.028618 | 530.9463 | 0.0014942 | 604.7498 | 0.0448 | 604.7498 | 0.022499 | 605.1796 | 0.030025 | 604.7498 | 0.067578 | 604.7498 | 0.02445 | 604.7498 | 0.053219 | 532.3814 | 0.00022422 | 599.54 | -0.014034 | 605.1796 | 0.0092371 | 530.9463 | 4.7091 | 599.54 | -0.0098077 | 604.7498 | 4.6037 | 599.54 | 9.6381 | 604.7498 | 4.7929 | 532.3814 | 0.00033195 | 532.3814 | 0.0001247 | 604.7498 | 0.29631 | 605.1796 | 0.0025085 | 605.1796 | -0.00079674 | 604.7498 | 0.00022664 | 798.4158 | 1.4851 | 604.7498 | 0.0045026 | 604.7498 | -0.0015202 | 797.7243 | 0.66074 | 604.7498 | 0.0077611 | 800.8646 | 0.069227 | 798.4158 | 0.16253 | 800.8646 | 0.000201 | 939.7191 | 0.03902 | 1178.1033 | 0.27814 | 1023.1516 | 0.013178 | 1101.1267 | 0 | 1100.4135 | 0 | 604.75 | 0.14021 | 605.1796 | 3.6467 | 604.7498 | 14.902 | 604.7498 | 2.2841 | 604.7498 | 10.3938 | 601.8423 | 0.22575
| 318.4045 | 0 |  |  | 318.4045 | 0.12522 | 318.4045 | -0.0016502 | 531.0614 | 0.017856 | 604.9794 | 0.063145 | 599.7688 | 0.0070189 | 531.0614 | 0.027297 | 604.9794 | -0.012186 | 604.9794 | 0.0033224 | 605.4089 | -0.0017691 | 604.9794 | 0.0024868 | 604.9794 | 0.0095771 | 604.9794 | -0.0077066 | 532.4991 | 0.00022422 | 599.77 | -0.032746 | 605.4089 | 0.0046236 | 531.0614 | 4.7226 | 599.77 | -0.0070897 | 604.9794 | 4.5615 | 599.77 | 9.4825 | 604.9794 | 4.7752 | 532.4991 | 0.00030413 | 532.4991 | 0.00027259 | 604.9794 | 0.26724 | 605.4089 | -0.0011332 | 605.4089 | -0.0026427 | 604.9794 | 0.0053974 | 798.5817 | 1.4164 | 604.9794 | -0.0082204 | 604.9794 | -0.0054971 | 797.8902 | 0.7056 | 604.9794 | -0.014822 | 801.0317 | 0.071469 | 798.5817 | 0.15477 | 801.0317 | 0.00020857 | 939.807 | 0.038597 | 1178.1713 | 0.27851 | 1023.1644 | 0.013193 | 1101.1862 | 0 | 1100.4728 | 0 | 604.979 | 0.14124 | 605.4089 | 3.6495 | 604.9794 | 14.9156 | 604.9794 | 2.2596 | 604.9794 | 10.3548 | 602.0708 | 0.22541
| 318.4816 | 0 |  |  | 318.4816 | 0.12775 | 318.4816 | 0.004125 | 531.1765 | 0 | 605.2091 | 0.086097 | 599.9985 | 0.029607 | 531.1765 | 0 | 605.2091 | 0.056183 | 605.2091 | 0.023989 | 605.6382 | 0.02484 | 605.2091 | 0.067035 | 605.2091 | 0.02278 | 605.2091 | 0.061517 | 532.6167 | 0.00021668 | 600 | -0.0015593 | 605.6382 | 0.014895 | 531.1765 | 4.5977 | 600 | 0.0018799 | 605.2091 | 4.5729 | 600 | 9.2953 | 605.2091 | 4.7617 | 532.6167 | 0.00032852 | 532.6167 | 0.00029177 | 605.2091 | 0.3173 | 605.6382 | 0.0046938 | 605.6382 | 0.0015691 | 605.2091 | 0.019113 | 798.7476 | 1.4021 | 605.2091 | 0.0079462 | 605.2091 | 0.011377 | 798.0562 | 1.0421 | 605.2091 | 0.016286 | 801.1988 | 0.073054 | 798.7476 | 0.16155 | 801.1988 | 0.000167 | 939.8949 | 0.038386 | 1178.2393 | 0.27887 | 1023.1772 | 0.013209 | 1101.2456 | 0 | 1100.5321 | 0 | 605.209 | 0.14208 | 605.6382 | 3.6474 | 605.2091 | 14.9097 | 605.2091 | 2.2634 | 605.2091 | 10.3472 | 602.2993 | 0.22577
| 318.5586 | 0 |  |  | 318.5586 | 0.12035 | 318.5586 | -0.0031359 | 531.2916 | 0 | 605.4387 | 0.061779 | 600.2282 | 0.019085 | 531.2916 | 0.027512 | 605.4387 | -0.028002 | 605.4387 | -0.0055303 | 605.8674 | -0.00895 | 605.4387 | -0.0017302 | 605.4387 | -0.0081462 | 605.4387 | -0.015302 | 532.7344 | 0.00027326 | 600.23 | -0.045222 | 605.8674 | 0.0027992 | 531.2916 | 4.6737 | 600.23 | 0.0078598 | 605.4387 | 4.5509 | 600.23 | 9.0876 | 605.4387 | 4.7784 | 532.7344 | 0.00029346 | 532.7344 | 0.00024141 | 605.4387 | 0.29337 | 605.8674 | -0.0031398 | 605.8674 | -0.0028624 | 605.4387 | -0.0056751 | 798.9135 | 1.3783 | 605.4387 | -0.0093836 | 605.4387 | 7.9129e-05 | 798.2222 | 0.77603 | 605.4387 | -0.015994 | 801.3659 | 0.075624 | 798.9135 | 0.154 | 801.3659 | 0.000178 | 939.9828 | 0.038272 | 1178.3073 | 0.27924 | 1023.19 | 0.013225 | 1101.3049 | 0 | 1100.5914 | 0 | 605.439 | 0.14357 | 605.8674 | 3.6466 | 605.4387 | 14.9118 | 605.4387 | 2.2601 | 605.4387 | 10.3035 | 602.5278 | 0.22582
| 318.6356 | 0 |  |  | 318.6356 | 0.1258 | 318.6356 | 0.0017761 | 531.4067 | 0 | 605.6683 | 0.073369 | 600.458 | 0.043491 | 531.4067 | 0 | 605.6683 | 0.074808 | 605.6684 | 0.014745 | 606.0967 | 0.027038 | 605.6683 | 0.062036 | 605.6684 | 0.05687 | 605.6684 | 0.06703 | 532.852 | 0.00029883 | 600.46 | 0.076405 | 606.0967 | 0.01234 | 531.4067 | 4.597 | 600.46 | 0.018188 | 605.6683 | 4.53 | 600.46 | 8.8274 | 605.6684 | 4.782 | 532.852 | 0.00029994 | 532.852 | 8.9531e-05 | 605.6684 | 0.31914 | 606.0967 | 0.0012928 | 606.0967 | 0.00017415 | 605.6684 | 0.0029503 | 799.0793 | 1.3578 | 605.6683 | 0.00060599 | 605.6683 | 0.005252 | 798.3882 | 1.0066 | 605.6683 | 0.013239 | 801.533 | 0.077265 | 799.0793 | 0.16144 | 801.533 | 0.00017043 | 940.0707 | 0.038106 | 1178.3752 | 0.2796 | 1023.2028 | 0.01324 | 1101.3644 | 0 | 1100.6508 | 0 | 605.668 | 0.14517 | 606.0967 | 3.6544 | 605.6684 | 14.9666 | 605.6684 | 2.2797 | 605.6684 | 10.3371 | 602.7564 | 0.22589
| 318.7127 | 0 |  |  | 318.7127 | 0.11655 | 318.7127 | -0.003284 | 531.5217 | 0.033039 | 605.898 | 0.061602 | 600.6877 | 0.0056286 | 531.5217 | 0.014908 | 605.898 | -0.02265 | 605.898 | 9.7549e-05 | 606.326 | 0.0010751 | 605.898 | 0.0020333 | 605.898 | 0.018447 | 605.898 | -0.010239 | 532.9697 | 0.00030637 | 600.69 | -0.006757 | 606.326 | 0.0019776 | 531.5217 | 4.5981 | 600.69 | -0.0057306 | 605.898 | 4.5206 | 600.69 | 8.6072 | 605.898 | 4.766 | 532.9697 | 0.00029384 | 532.9697 | 0.00015588 | 605.898 | 0.29484 | 606.326 | -0.0040218 | 606.326 | -0.001997 | 605.898 | 0.011186 | 799.2452 | 1.3211 | 605.898 | -0.010294 | 605.898 | -0.012757 | 798.5542 | 0.8642 | 605.898 | -0.011019 | 801.7001 | 0.080327 | 799.2452 | 0.15379 | 801.7001 | 0.00019385 | 940.1587 | 0.038562 | 1178.4432 | 0.27996 | 1023.2156 | 0.013256 | 1101.4238 | 0 | 1100.7101 | 0 | 605.898 | 0.14638 | 606.326 | 3.6588 | 605.898 | 14.9573 | 605.898 | 2.2554 | 605.898 | 10.3112 | 602.9849 | 0.22595
| 318.7897 | 0 |  |  | 318.7897 | 0.1217 | 318.7897 | 0.0037679 | 531.6368 | 0 | 606.1277 | 0.07434 | 600.9175 | 0.030849 | 531.6368 | 0 | 606.1277 | 0.048956 | 606.1277 | 0.023782 | 606.5554 | 0.033409 | 606.1277 | 0.061097 | 606.1277 | 0.034888 | 606.1277 | 0.058875 | 533.0874 | 0.0002741 | 600.92 | 0.078486 | 606.5554 | 0.0094454 | 531.6368 | 4.5585 | 600.92 | 0.00052096 | 606.1277 | 4.4976 | 600.92 | 8.3391 | 606.1277 | 4.7592 | 533.0874 | 0.0003148 | 533.0874 | 0.000257 | 606.1277 | 0.34858 | 606.5554 | 0.0018198 | 606.5554 | 0.00069735 | 606.1277 | 0.0098169 | 799.4111 | 1.2962 | 606.1277 | 0.006858 | 606.1277 | 0.0077826 | 798.7201 | 0.89811 | 606.1277 | 0.016857 | 801.8672 | 0.082241 | 799.4111 | 0.16133 | 801.8672 | 0.00019057 | 940.2467 | 0.039158 | 1178.5113 | 0.28033 | 1023.2285 | 0.013271 | 1101.4833 | 0 | 1100.7695 | 0 | 606.128 | 0.14706 | 606.5554 | 3.6571 | 606.1277 | 14.951 | 606.1277 | 2.2525 | 606.1277 | 10.3139 | 603.2135 | 0.22619
| 318.8668 | 0 |  |  | 318.8668 | 0.11833 | 318.8668 | -0.0014546 | 531.752 | 0 | 606.3574 | 0.058704 | 601.1472 | 0.0003766 | 531.752 | 0.019008 | 606.3574 | -0.039543 | 606.3574 | 0.0056778 | 606.7847 | 0.0050366 | 606.3574 | 0.0019788 | 606.3574 | -0.0027484 | 606.3574 | 0.0030511 | 533.2051 | 0.00029589 | 601.15 | 0.0098758 | 606.7847 | 0.004271 | 531.752 | 4.4735 | 601.15 | -0.014429 | 606.3574 | 4.4722 | 601.15 | 8.0802 | 606.3574 | 4.733 | 533.2051 | 0.0003148 | 533.2051 | 0.00031136 | 606.3574 | 0.32944 | 606.7847 | -0.0028865 | 606.7847 | -0.0021755 | 606.3574 | 0.00068421 | 799.577 | 1.2505 | 606.3574 | -0.0074654 | 606.3574 | -0.0045648 | 798.8861 | 0.89081 | 606.3574 | -0.02131 | 802.0344 | 0.084538 | 799.577 | 0.15324 | 802.0344 | 0.00022243 | 940.3347 | 0.039286 | 1178.5793 | 0.28069 | 1023.2413 | 0.013287 | 1101.5427 | 0 | 1100.8289 | 0 | 606.357 | 0.14871 | 606.7847 | 3.652 | 606.3574 | 14.9232 | 606.3574 | 2.2363 | 606.3574 | 10.2649 | 603.442 | 0.22495
| 318.9438 | 0 |  |  | 318.9438 | 0.11812 | 318.9438 | 0.0040299 | 531.8671 | 0 | 606.5871 | 0.060617 | 601.377 | 0.029379 | 531.8671 | 0 | 606.5871 | 0.053458 | 606.587 | 0.017295 | 607.014 | 0.042813 | 606.5871 | 0.056567 | 606.587 | 0.019982 | 606.587 | 0.089852 | 533.3227 | 0.00025775 | 601.38 | 0.029627 | 607.014 | 0.010379 | 531.8671 | 4.4297 | 601.38 | -0.017147 | 606.5871 | 4.4759 | 601.38 | 7.8224 | 606.587 | 4.7274 | 533.3227 | 0.00029994 | 533.3227 | 0.00029577 | 606.587 | 0.34122 | 607.014 | 0.0020271 | 607.014 | 0.0001103 | 606.587 | -0.0014129 | 799.7429 | 1.2193 | 606.5871 | 0.001649 | 606.5871 | 0.0097384 | 799.0521 | 1.2064 | 606.5871 | 0.012904 | 802.2015 | 0.086123 | 799.7429 | 0.16089 | 802.2015 | 0.00022371 | 940.4227 | 0.039192 | 1178.6473 | 0.28105 | 1023.2541 | 0.013302 | 1101.6022 | 0 | 1100.8882 | 0 | 606.587 | 0.14936 | 607.014 | 3.6456 | 606.587 | 14.9513 | 606.587 | 2.2327 | 606.587 | 10.2528 | 603.6706 | 0.22632
| 319.0209 | 0 |  |  | 319.0209 | 0.112 | 319.0209 | -0.0020496 | 531.9822 | 0.0066155 | 606.8168 | 0.064228 | 601.6068 | 0.0076201 | 531.9822 | 0.0029816 | 606.8168 | -0.036786 | 606.8167 | 0.0024433 | 607.2434 | 0.0019369 | 606.8168 | -0.0050692 | 606.8167 | -0.0045246 | 606.8167 | 0.0008572 | 533.4404 | 0.00026027 | 601.61 | -0.026508 | 607.2434 | 0.0042212 | 531.9822 | 4.4432 | 601.61 | -0.0016535 | 606.8168 | 4.4548 | 601.61 | 7.5748 | 606.8167 | 4.7158 | 533.4404 | 0.00030984 | 533.4404 | 0.00021783 | 606.8167 | 0.33349 | 607.2434 | -0.00083135 | 607.2434 | -0.0027678 | 606.8167 | 0.005808 | 799.9088 | 1.1938 | 606.8168 | -0.0045054 | 606.8168 | 2.4809e-05 | 799.2181 | 1.2289 | 606.8168 | -0.011306 | 802.3686 | 0.088529 | 799.9088 | 0.15291 | 802.3686 | 0.00024328 | 940.5107 | 0.038954 | 1178.7154 | 0.28142 | 1023.2669 | 0.013318 | 1101.6616 | 0 | 1100.9476 | 0 | 606.817 | 0.15071 | 607.2434 | 3.6408 | 606.8167 | 14.9476 | 606.8167 | 2.2025 | 606.8167 | 10.1784 | 603.8992 | 0.2265
| 319.0979 | 0 |  |  | 319.0979 | 0.11465 | 319.0979 | 0.0040713 | 532.0973 | 0 | 607.0465 | 0.057915 | 601.8366 | 0.030565 | 532.0973 | 0 | 607.0465 | 0.077763 | 607.0465 | 0.020265 | 607.4727 | 0.028078 | 607.0465 | 0.057677 | 607.0465 | 0.010409 | 607.0465 | 0.059946 | 533.5581 | 0.00025482 | 601.84 | 0.050418 | 607.4727 | 0.0083229 | 532.0973 | 4.3799 | 601.84 | 0.0024236 | 607.0465 | 4.4319 | 601.84 | 7.1813 | 607.0465 | 4.7079 | 533.5581 | 0.00030413 | 533.5581 | 0.00020224 | 607.0465 | 0.36846 | 607.4727 | 0.0008681 | 607.4727 | 0.00040868 | 607.0465 | 0.0013456 | 800.0747 | 1.1719 | 607.0465 | 0.0064334 | 607.0465 | -0.0038356 | 799.3841 | 1.4047 | 607.0465 | 0.0091351 | 802.5358 | 0.089951 | 800.0747 | 0.16165 | 802.5358 | 0.00022728 | 940.5987 | 0.038766 | 1178.7834 | 0.28178 | 1023.2797 | 0.013333 | 1101.7211 | 0 | 1101.007 | 0 | 607.046 | 0.1523 | 607.4727 | 3.6341 | 607.0465 | 14.9297 | 607.0465 | 2.2168 | 607.0465 | 10.1776 | 604.1278 | 0.22634
| 319.175 | 0 |  |  | 319.175 | 0.10774 | 319.175 | -0.0015853 | 532.2124 | 0.012236 | 607.2762 | 0.052044 | 602.0664 | 0.0032303 | 532.2124 | 0.039548 | 607.2762 | -0.025038 | 607.2762 | -0.0034925 | 607.7021 | -0.010179 | 607.2762 | -0.0024291 | 607.2762 | -0.019174 | 607.2762 | -0.0078141 | 533.6758 | 0.00028961 | 602.07 | 0.055613 | 607.7021 | 0.00069199 | 532.2124 | 4.4068 | 602.07 | 0.0078598 | 607.2762 | 4.4263 | 602.07 | 6.9564 | 607.2762 | 4.7018 | 533.6758 | 0.00031747 | 533.6758 | 0.000257 | 607.2762 | 0.34969 | 607.7021 | -0.0034018 | 607.7021 | -0.0022082 | 607.2762 | -0.0036066 | 800.2406 | 1.152 | 607.2762 | -0.005262 | 607.2762 | -0.0085818 | 799.5501 | 1.3984 | 607.2762 | -0.020299 | 802.7029 | 0.092466 | 800.2406 | 0.154 | 802.7029 | 0.00024171 | 940.6868 | 0.039072 | 1178.8516 | 0.28214 | 1023.2926 | 0.013348 | 1101.7805 | 0 | 1101.0664 | 0 | 607.276 | 0.15354 | 607.7021 | 3.6458 | 607.2762 | 14.9108 | 607.2762 | 2.2048 | 607.2762 | 10.1757 | 604.3564 | 0.22616
| 319.252 | 0 |  |  | 319.252 | 0.11504 | 319.252 | 0.0045661 | 532.3276 | 0 | 607.5059 | 0.066176 | 602.2962 | 0.045865 | 532.3276 | 0 | 607.5059 | 0.061689 | 607.5059 | 0.015463 | 607.9315 | 0.032074 | 607.5059 | 0.054429 | 607.5059 | 0.021975 | 607.5059 | 0.063814 | 533.7935 | 0.00032565 | 602.3 | -0.02235 | 607.9315 | 0.010327 | 532.3276 | 4.3959 | 602.3 | 0.0032391 | 607.5059 | 4.4061 | 602.3 | 6.707 | 607.5059 | 4.7132 | 533.7935 | 0.00032204 | 533.7935 | 0.000257 | 607.5059 | 0.39239 | 607.9315 | 0.0017482 | 607.9315 | 0.00091769 | 607.5059 | 0.012197 | 800.4065 | 1.1281 | 607.5059 | 0.008424 | 607.5059 | 0.0019352 | 799.7162 | 1.3202 | 607.5059 | 0.020368 | 802.87 | 0.094763 | 800.4065 | 0.16242 | 802.87 | 0.000231 | 940.7748 | 0.039484 | 1178.9196 | 0.2825 | 1023.3054 | 0.013363 | 1101.84 | 0 | 1101.1257 | 0 | 607.506 | 0.1542 | 607.9315 | 3.6502 | 607.5059 | 14.9639 | 607.5059 | 2.2123 | 607.5059 | 10.1729 | 604.585 | 0.2266
| 319.3291 | 0 |  |  | 319.3291 | 0.10673 | 319.3291 | -0.0017497 | 532.4427 | 0.016451 | 607.7357 | 0.054098 | 602.526 | 0.0042133 | 532.4427 | 0.016771 | 607.7357 | 0.0090237 | 607.7357 | -0.003382 | 608.1609 | -0.003066 | 607.7357 | -0.0041694 | 607.7357 | -0.013979 | 607.7357 | -0.01353 | 533.9112 | 0.00028583 | 602.53 | 0.024429 | 608.1609 | 0.0034206 | 532.4427 | 4.3688 | 602.53 | -0.010351 | 607.7357 | 4.4068 | 602.53 | 6.5055 | 607.7357 | 4.6808 | 533.9112 | 0.00036396 | 533.9112 | 0.00031536 | 607.7357 | 0.37766 | 608.1609 | -0.0047098 | 608.1609 | -0.0027272 | 607.7357 | -0.0025902 | 800.5724 | 1.1135 | 607.7357 | -0.011443 | 607.7357 | -0.008062 | 799.8822 | 1.3176 | 607.7357 | -0.016859 | 803.0372 | 0.097661 | 800.5724 | 0.15444 | 803.0372 | 0.00025057 | 940.8629 | 0.040075 | 1178.9877 | 0.28286 | 1023.3182 | 0.013378 | 1101.8994 | 0 | 1101.1852 | 0 | 607.736 | 0.15644 | 608.1609 | 3.6447 | 607.7357 | 14.9468 | 607.7357 | 2.1913 | 607.7357 | 10.1435 | 604.8136 | 0.22629
| 319.4062 | 0 |  |  | 319.4062 | 0.10832 | 319.4062 | 0.0025618 | 532.5578 | 0 | 607.9654 | 0.094281 | 602.7558 | 0.029225 | 532.5578 | 0 | 607.9654 | 0.036022 | 607.9655 | 0.032075 | 608.3903 | 0.031633 | 607.9654 | 0.070365 | 607.9655 | 0.05687 | 607.9655 | 0.064211 | 534.0289 | 0.00027787 | 602.76 | 0.021311 | 608.3903 | 0.014891 | 532.5578 | 4.4181 | 602.76 | 0.0051416 | 607.9654 | 4.359 | 602.76 | 6.1904 | 607.9655 | 4.6781 | 534.0289 | 0.00036625 | 534.0289 | 0.00029577 | 607.9655 | 0.40196 | 608.3903 | 0.0063278 | 608.3903 | 0.0021574 | 607.9655 | 0.015366 | 800.7383 | 1.1038 | 607.9654 | 0.010811 | 607.9654 | -0.007722 | 800.0482 | 1.3609 | 607.9654 | 0.019696 | 803.2044 | 0.099903 | 800.7383 | 0.16329 | 803.2044 | 0.00023585 | 940.9509 | 0.040894 | 1179.0558 | 0.28323 | 1023.3311 | 0.013393 | 1101.959 | 0 | 1101.2445 | 0 | 607.965 | 0.15767 | 608.3903 | 3.647 | 607.9655 | 14.9014 | 607.9655 | 2.1782 | 607.9655 | 10.0892 | 605.0422 | 0.22691
| 319.4832 | 0 |  |  | 319.4832 | 0.10213 | 319.4832 | -0.0021353 | 532.673 | 0 | 608.1952 | 0.060596 | 602.9857 | 0.003519 | 532.673 | 0.017517 | 608.1952 | 0.018944 | 608.1952 | 0.0072366 | 608.6197 | 0.0032323 | 608.1952 | -0.0036359 | 608.1952 | 0.018835 | 608.1952 | -0.002518 | 534.1466 | 0.00027536 | 602.99 | 0.018192 | 608.6197 | 0.007874 | 532.673 | 4.373 | 602.99 | -0.025301 | 608.1952 | 4.345 | 602.99 | 6.056 | 608.1952 | 4.6428 | 534.1466 | 0.00034872 | 534.1466 | 0.00041248 | 608.1952 | 0.39349 | 608.6197 | 6.8203e-05 | 608.6197 | -0.0017131 | 608.1952 | 0.0054195 | 800.9043 | 1.0503 | 608.1952 | -0.0082406 | 608.1952 | -0.0040678 | 800.2142 | 1.2837 | 608.1952 | -0.0096682 | 803.3715 | 0.10275 | 800.9043 | 0.15652 | 803.3715 | 0.00026171 | 941.0391 | 0.040948 | 1179.1238 | 0.28358 | 1023.3439 | 0.013408 | 1102.0184 | 0 | 1101.304 | 0 | 608.195 | 0.15856 | 608.6197 | 3.6323 | 608.1952 | 14.8786 | 608.1952 | 2.1615 | 608.1952 | 10.0525 | 605.2709 | 0.22707
| 319.5603 | 0 |  |  | 319.5603 | 0.10984 | 319.5603 | 0.0037828 | 532.7881 | 0 | 608.425 | 0.065454 | 603.2155 | 0.029531 | 532.7881 | 0 | 608.425 | 0.080513 | 608.425 | 0.021675 | 608.8491 | 0.01646 | 608.425 | 0.064129 | 608.425 | 0.02756 | 608.425 | 0.053099 | 534.2642 | 0.00028122 | 603.22 | -0.049377 | 608.8491 | 0.011788 | 532.7881 | 4.3817 | 603.22 | -0.020408 | 608.425 | 4.3277 | 603.22 | 5.6982 | 608.425 | 4.6388 | 534.2642 | 0.00030146 | 534.2642 | 0.00032695 | 608.425 | 0.41889 | 608.8491 | 0.0015995 | 608.8491 | 0.00089307 | 608.425 | -0.0010325 | 801.0702 | 1.0257 | 608.425 | 0.010917 | 608.425 | -0.0033596 | 800.3803 | 1.4579 | 608.425 | 0.015561 | 803.5387 | 0.10499 | 801.0702 | 0.16526 | 803.5387 | 0.00023685 | 941.1271 | 0.040735 | 1179.1919 | 0.28394 | 1023.3567 | 0.013422 | 1102.078 | 0 | 1101.3634 | 0 | 608.425 | 0.16066 | 608.8491 | 3.6375 | 608.425 | 14.8307 | 608.425 | 2.1591 | 608.425 | 10.0242 | 605.4995 | 0.22808
| 319.6374 | 0 |  |  | 319.6374 | 0.10187 | 319.6374 | -0.0036206 | 532.9033 | 0.013992 | 608.6548 | 0.069696 | 603.4454 | -0.000354 | 532.9033 | 0.014535 | 608.6548 | -0.018273 | 608.6548 | 0.0074487 | 609.0786 | 0.0038277 | 608.6548 | -0.0026427 | 608.6548 | 0.018756 | 608.6548 | -0.0026129 | 534.3819 | 0.00031517 | 603.45 | -0.010915 | 609.0786 | 0.0086673 | 532.9033 | 4.3567 | 603.45 | -0.0011099 | 608.6548 | 4.298 | 603.45 | 5.4688 | 608.6548 | 4.6157 | 534.3819 | 0.00032013 | 534.3819 | 0.00031935 | 608.6548 | 0.41079 | 609.0786 | 0.00055665 | 609.0786 | -0.00061752 | 608.6548 | -0.0093627 | 801.2361 | 1.0144 | 608.6548 | -0.0039294 | 608.6548 | -0.0054521 | 800.5463 | 1.3129 | 608.6548 | -0.0060445 | 803.7059 | 0.10745 | 801.2361 | 0.15772 | 803.7059 | 0.00024185 | 941.2153 | 0.040752 | 1179.26 | 0.2843 | 1023.3695 | 0.013437 | 1102.1374 | 0 | 1101.4228 | 0 | 608.655 | 0.16255 | 609.0786 | 3.6282 | 608.6548 | 14.8402 | 608.6548 | 2.1409 | 608.6548 | 9.9545 | 605.7282 | 0.22757
| 319.7145 | 0 |  |  | 319.7145 | 0.10425 | 319.7145 | 0.0036649 | 533.0184 | 0 | 608.8846 | 0.074036 | 603.6753 | 0.028628 | 533.0184 | 0 | 608.8846 | 0.066122 | 608.8846 | 0.02023 | 609.308 | 0.02813 | 608.8846 | 0.059228 | 608.8846 | 0.028609 | 608.8846 | 0.062556 | 534.4997 | 0.00028667 | 603.68 | 0.031706 | 609.308 | 0.011057 | 533.0184 | 4.3372 | 603.68 | -0.0070897 | 608.8846 | 4.2845 | 603.68 | 5.2393 | 608.8846 | 4.5918 | 534.4997 | 0.00034605 | 534.4997 | 0.00023742 | 608.8846 | 0.45055 | 609.308 | 0.0017589 | 609.308 | 0.00059807 | 608.8846 | 0.001643 | 801.4021 | 1.0012 | 608.8846 | 0.0058365 | 608.8846 | 0.0065785 | 800.7123 | 1.4407 | 608.8846 | 0.0075828 | 803.8731 | 0.11013 | 801.4021 | 0.16679 | 803.8731 | 0.00021671 | 941.3035 | 0.041105 | 1179.3281 | 0.28467 | 1023.3824 | 0.013451 | 1102.1969 | 0 | 1101.4823 | 0 | 608.885 | 0.16304 | 609.308 | 3.6188 | 608.8846 | 14.7759 | 608.8846 | 2.1372 | 608.8846 | 9.937 | 605.9569 | 0.22847
| 319.7915 | 0 |  |  | 319.7915 | 0.098266 | 319.7915 | -0.00090449 | 533.1336 | 0 | 609.1144 | 0.05935 | 603.9052 | -0.00013215 | 533.1336 | 0.023858 | 609.1144 | -0.004921 | 609.1144 | 0.0051855 | 609.5375 | 0.0050572 | 609.1144 | -0.0061352 | 609.1144 | -0.0014495 | 609.1144 | 0.0049828 | 534.6174 | 0.00032188 | 603.91 | -0.020271 | 609.5375 | 0.0039486 | 533.1336 | 4.3516 | 603.91 | -0.0011099 | 609.1144 | 4.2586 | 603.91 | 5.0428 | 609.1144 | 4.5787 | 534.6174 | 0.00035291 | 534.6174 | 0.00028018 | 609.1144 | 0.42662 | 609.5375 | -0.0011244 | 609.5375 | -0.0020231 | 609.1144 | 0.0010647 | 801.568 | 0.97156 | 609.1144 | -0.009441 | 609.1144 | 0.0047824 | 800.8784 | 1.4736 | 609.1144 | -0.024266 | 804.0403 | 0.11363 | 801.568 | 0.15947 | 804.0403 | 0.00025228 | 941.3917 | 0.041886 | 1179.3962 | 0.28502 | 1023.3952 | 0.013465 | 1102.2565 | 0 | 1101.5418 | 0 | 609.114 | 0.16384 | 609.5375 | 3.6146 | 609.1144 | 14.7778 | 609.1144 | 2.1227 | 609.1144 | 9.9155 | 606.1856 | 0.22805
| 319.8686 | 0 |  |  | 319.8686 | 0.10195 | 319.8686 | 0.0061558 | 533.2487 | 0 | 609.3442 | 0.065189 | 604.1351 | 0.038383 | 533.2487 | 0.010086 | 609.3442 | 0.087691 | 609.3442 | 0.01696 | 609.767 | 0.017727 | 609.3442 | 0.061626 | 609.3442 | 0.020516 | 609.3442 | 0.052366 | 534.7351 | 0.00028122 | 604.14 | 0.06705 | 609.767 | 0.010098 | 533.2487 | 4.1871 | 604.14 | 0.0043263 | 609.3442 | 4.2596 | 604.14 | 4.6895 | 609.3442 | 4.602 | 534.7351 | 0.00032395 | 534.7351 | 0.00028018 | 609.3442 | 0.47005 | 609.767 | 0.0022691 | 609.767 | 0.00017529 | 609.3442 | 0.0030616 | 801.7339 | 0.97796 | 609.3442 | 0.010074 | 609.3442 | -0.0021994 | 801.0444 | 1.5878 | 609.3442 | 0.012546 | 804.2074 | 0.11642 | 801.7339 | 0.16952 | 804.2074 | 0.00021871 | 941.4799 | 0.042416 | 1179.4644 | 0.28538 | 1023.408 | 0.013478 | 1102.316 | 0 | 1101.6012 | 0 | 609.344 | 0.16489 | 609.767 | 3.626 | 609.3442 | 14.8175 | 609.3442 | 2.1421 | 609.3442 | 9.8976 | 606.4143 | 0.22901
| 319.9457 | 0 |  |  | 319.9457 | 0.094295 | 319.9457 | -0.00084199 | 533.3639 | 0.0016977 | 609.5741 | 0.053586 | 604.365 | 0.0026797 | 533.3639 | 0 | 609.5741 | -0.046986 | 609.5741 | 0.0040752 | 609.9964 | 0.00073874 | 609.5741 | -0.019308 | 609.5741 | 0.011012 | 609.5741 | 0.003214 | 534.8528 | 0.00030469 | 604.36 | -0.016113 | 609.9964 | 0.002558 | 533.3639 | 4.2411 | 604.36 | -0.0060024 | 609.5741 | 4.248 | 604.36 | 4.443 | 609.5741 | 4.5817 | 534.8528 | 0.00029917 | 534.8528 | 0.000257 | 609.5741 | 0.44355 | 609.9964 | -0.002377 | 609.9964 | -0.0031379 | 609.5741 | -0.0074583 | 801.8999 | 0.93963 | 609.5741 | -0.01584 | 609.5741 | -0.0056988 | 801.2105 | 1.5742 | 609.5741 | -0.013202 | 804.3746 | 0.11942 | 801.8999 | 0.16176 | 804.3746 | 0.00025314 | 941.5681 | 0.042474 | 1179.5326 | 0.28574 | 1023.4208 | 0.013492 | 1102.3755 | 0 | 1101.6606 | 0 | 609.574 | 0.16618 | 609.9964 | 3.6156 | 609.5741 | 14.7638 | 609.5741 | 2.1149 | 609.5741 | 9.8476 | 606.643 | 0.2283
| 320.0228 | 0 |  |  | 320.0228 | 0.099832 | 320.0228 | 0.0047628 | 533.4791 | 0 | 609.8039 | 0.071655 | 604.5949 | 0.028447 | 533.4791 | 0 | 609.8039 | 0.070472 | 609.8039 | 0.024138 | 610.226 | 0.019598 | 609.8039 | 0.061886 | 609.8039 | 0.025425 | 609.8039 | 0.038564 | 534.9705 | 0.00030134 | 604.59 | 0.028587 | 610.2259 | 0.0090129 | 533.4791 | 4.1334 | 604.59 | 0.0024236 | 609.8039 | 4.2084 | 604.59 | 4.269 | 609.8039 | 4.5617 | 534.9705 | 0.00029117 | 534.9705 | 0.00043606 | 609.8039 | 0.48073 | 610.2259 | 0.0017372 | 610.2259 | 0.00032083 | 609.8039 | 0.00063423 | 802.0658 | 0.90295 | 609.8039 | 0.0050916 | 609.8039 | 0.0071533 | 801.3765 | 1.6515 | 609.8039 | 0.014372 | 804.5418 | 0.12167 | 802.0658 | 0.17248 | 804.5418 | 0.00023357 | 941.6563 | 0.042053 | 1179.6007 | 0.28609 | 1023.4337 | 0.013505 | 1102.4351 | 0 | 1101.7201 | 0 | 609.804 | 0.16768 | 610.226 | 3.6119 | 609.8039 | 14.7556 | 609.8039 | 2.1462 | 609.8039 | 9.8467 | 606.8717 | 0.2276
| 320.0999 | 0 |  |  | 320.0999 | 0.09393 | 320.0999 | -0.0015094 | 533.5943 | 0.029716 | 610.0338 | 0.061258 | 604.8248 | 0.010248 | 533.5943 | 0.030091 | 610.0338 | -0.087927 | 610.0338 | 0.0030723 | 610.4555 | 0.00010742 | 610.0338 | -0.0011317 | 610.0338 | 0.0036087 | 610.0338 | -0.017363 | 535.0883 | 0.00031224 | 604.82 | -0.021311 | 610.4555 | 0.0019763 | 533.5943 | 4.0616 | 604.82 | 0.0024236 | 610.0338 | 4.1811 | 604.82 | 4.1019 | 610.0338 | 4.5329 | 535.0883 | 0.00030984 | 535.0883 | 0.0003933 | 610.0338 | 0.47999 | 610.4555 | -0.0021447 | 610.4555 | -0.0025001 | 610.0338 | -0.00013323 | 802.2318 | 0.88452 | 610.0338 | -0.010047 | 610.0338 | -0.0033794 | 801.5426 | 1.7735 | 610.0338 | -0.013941 | 804.7091 | 0.1238 | 802.2318 | 0.16625 | 804.7091 | 0.00025943 | 941.7446 | 0.041693 | 1179.6688 | 0.28645 | 1023.4465 | 0.013517 | 1102.4946 | 0 | 1101.7795 | 0 | 610.034 | 0.16911 | 610.4555 | 3.594 | 610.0338 | 14.6881 | 610.0338 | 2.1197 | 610.0338 | 9.75 | 607.1004 | 0.22667
| 320.177 | 0 |  |  | 320.177 | 0.095133 | 320.177 | 0.0040923 | 533.7095 | 0 | 610.2637 | 0.065947 | 605.0548 | 0.029146 | 533.7095 | 0 | 610.2637 | 0.010149 | 610.2637 | 0.013667 | 610.685 | 0.034797 | 610.2637 | 0.055843 | 610.2637 | 0.035195 | 610.2637 | 0.058765 | 535.206 | 0.00027494 | 605.05 | 0.031706 | 610.685 | 0.010212 | 533.7095 | 3.9813 | 605.05 | 0.0016082 | 610.2637 | 4.1774 | 605.05 | 3.8001 | 610.2637 | 4.5323 | 535.206 | 0.00031251 | 535.206 | 0.00044765 | 610.2637 | 0.51349 | 610.685 | 0.0022467 | 610.685 | -4.3361e-05 | 610.2637 | 0.0024485 | 802.3977 | 0.86669 | 610.2637 | 0.0059698 | 610.2637 | 0.0053863 | 801.7087 | 1.858 | 610.2637 | 0.014151 | 804.8763 | 0.12555 | 802.3977 | 0.17597 | 804.8763 | 0.00022085 | 941.8328 | 0.042036 | 1179.7371 | 0.28681 | 1023.4594 | 0.01353 | 1102.5542 | 0 | 1101.839 | 0 | 610.264 | 0.17002 | 610.685 | 3.5899 | 610.2637 | 14.6636 | 610.2637 | 2.122 | 610.2637 | 9.7355 | 607.3292 | 0.22669
| 320.2541 | 0 |  |  | 320.2541 | 0.089765 | 320.2541 | -0.0020947 | 533.8247 | 0.010831 | 610.4936 | 0.051214 | 605.2847 | -0.011597 | 533.8247 | 0.024503 | 610.4936 | -0.037949 | 610.4936 | 0.002335 | 610.9145 | -0.0056394 | 610.4936 | -0.0054656 | 610.4936 | 0.0031715 | 610.4936 | -0.014246 | 535.3237 | 0.00022842 | 605.28 | 0.006757 | 610.9145 | 0.0019502 | 533.8247 | 4.0011 | 605.28 | -0.0073615 | 610.4936 | 4.1289 | 605.28 | 3.6898 | 610.4936 | 4.5054 | 535.3237 | 0.00034224 | 535.3237 | 0.00022982 | 610.4936 | 0.48662 | 610.9145 | -0.001743 | 610.9145 | -0.0037217 | 610.4936 | 0.0086843 | 802.5637 | 0.8511 | 610.4936 | -0.013744 | 610.4936 | 0.00087632 | 801.8747 | 1.8481 | 610.4936 | -0.021744 | 805.0435 | 0.12828 | 802.5637 | 0.16985 | 805.0435 | 0.00024228 | 941.9211 | 0.042105 | 1179.8052 | 0.28717 | 1023.4722 | 0.013541 | 1102.6138 | 0 | 1101.8984 | 0 | 610.494 | 0.17227 | 610.9145 | 3.5834 | 610.4936 | 14.6603 | 610.4936 | 2.0705 | 610.4936 | 9.6792 | 607.5579 | 0.2259
| 320.3312 | 0 |  |  | 320.3312 | 0.095169 | 320.3312 | 0.0028515 | 533.9398 | 0 | 610.7235 | 0.065277 | 605.5147 | 0.030479 | 533.9398 | 0 | 610.7235 | 0.075537 | 610.7235 | 0.020344 | 611.144 | 0.024329 | 610.7235 | 0.062252 | 610.7235 | 0.041315 | 610.7235 | 0.070893 | 535.4415 | 0.00021291 | 605.51 | 0.037943 | 611.144 | 0.010223 | 533.9398 | 3.9889 | 605.51 | -0.0081769 | 610.7235 | 4.1288 | 605.51 | 3.4566 | 610.7235 | 4.5115 | 535.4415 | 0.00033195 | 535.4415 | 0.00024141 | 610.7235 | 0.53962 | 611.144 | 0.0029896 | 611.144 | 0.00162 | 610.7235 | 0.014366 | 802.7297 | 0.81613 | 610.7235 | 0.005264 | 610.7235 | -0.0031535 | 802.0408 | 1.892 | 610.7235 | 0.0024089 | 805.2107 | 0.13102 | 802.7297 | 0.17783 | 805.2107 | 0.00022257 | 942.0094 | 0.042082 | 1179.8733 | 0.28752 | 1023.485 | 0.013553 | 1102.6732 | 0 | 1101.958 | 0 | 610.723 | 0.17297 | 611.144 | 3.5805 | 610.7235 | 14.64 | 610.7235 | 2.1229 | 610.7235 | 9.692 | 607.7867 | 0.22704
| 320.4083 | 0 |  |  | 320.4083 | 0.089134 | 320.4083 | -0.00081214 | 534.055 | 0.00064407 | 610.9534 | 0.034118 | 605.7447 | 0.00088144 | 534.055 | 0.021708 | 610.9534 | -0.05324 | 610.9534 | -0.0010354 | 611.3736 | 0.0040639 | 610.9534 | -0.010005 | 610.9534 | 0.015077 | 610.9534 | -0.0032519 | 535.5592 | 0.00022716 | 605.74 | -0.061854 | 611.3736 | 0.0012857 | 534.055 | 3.8923 | 605.74 | -0.012525 | 610.9534 | 4.1236 | 605.74 | 3.247 | 610.9534 | 4.473 | 535.5592 | 0.00032318 | 535.5592 | 0.00019065 | 610.9534 | 0.51312 | 611.3736 | -0.0024826 | 611.3736 | -0.0023723 | 610.9534 | 0.0090093 | 802.8956 | 0.81271 | 610.9534 | -0.0089387 | 610.9534 | 0.0021777 | 802.2069 | 1.9347 | 610.9534 | -0.011525 | 805.3779 | 0.13479 | 802.8956 | 0.17182 | 805.3779 | 0.00023685 | 942.0977 | 0.042648 | 1179.9415 | 0.28788 | 1023.4978 | 0.013564 | 1102.7328 | 0 | 1102.0175 | 0 | 610.953 | 0.1747 | 611.3736 | 3.5754 | 610.9534 | 14.6584 | 610.9534 | 2.0983 | 610.9534 | 9.6886 | 608.0155 | 0.22683
| 320.4854 | 0 |  |  | 320.4854 | 0.092024 | 320.4854 | 0.0037252 | 534.1702 | 0 | 611.1833 | 0.074095 | 605.9747 | 0.053864 | 534.1702 | 0 | 611.1833 | 0.098191 | 611.1833 | 0.022671 | 611.6032 | 0.029208 | 611.1833 | 0.061927 | 611.1833 | 0.053549 | 611.1833 | 0.040567 | 535.6769 | 0.00028793 | 605.97 | 0.068091 | 611.6032 | 0.0099959 | 534.1702 | 3.8652 | 605.97 | 0.0065008 | 611.1833 | 4.1124 | 605.97 | 3.0488 | 611.1833 | 4.489 | 535.6769 | 0.00029193 | 535.6769 | 0.00027619 | 611.1833 | 0.5676 | 611.6032 | 0.0073013 | 611.6032 | 0.0016891 | 611.1833 | -0.0067347 | 803.0616 | 0.80956 | 611.1833 | 0.012431 | 611.1833 | 0.0069167 | 802.3729 | 1.964 | 611.1833 | 0.013305 | 805.5452 | 0.13763 | 803.0616 | 0.17881 | 805.5452 | 0.00020385 | 942.186 | 0.042676 | 1180.0098 | 0.28823 | 1023.5106 | 0.013574 | 1102.7924 | 0 | 1102.0769 | 0 | 611.183 | 0.17502 | 611.6032 | 3.5891 | 611.1833 | 14.662 | 611.1833 | 2.1127 | 611.1833 | 9.6475 | 608.2443 | 0.2279
| 320.5625 | 0 |  |  | 320.5625 | 0.084944 | 320.5625 | -0.0019304 | 534.2854 | 0.0097769 | 611.4132 | 0.062042 | 606.2047 | 0.010399 | 534.2854 | 0.0044723 | 611.4132 | -0.034247 | 611.4132 | 0.0021606 | 611.8327 | -0.00056855 | 611.4132 | -0.0068099 | 611.4132 | -0.0021499 | 611.4132 | 0.011442 | 535.7947 | 0.00034325 | 606.2 | -0.029627 | 611.8327 | 0.0016898 | 534.2854 | 3.776 | 606.2 | 0.0065008 | 611.4132 | 4.0899 | 606.2 | 2.992 | 611.4132 | 4.4668 | 535.7947 | 0.0003087 | 535.7947 | 0.00037771 | 611.4132 | 0.53189 | 611.8327 | 0.00055834 | 611.8327 | -0.002199 | 611.4132 | -0.0053625 | 803.2276 | 0.78575 | 611.4132 | -0.0056088 | 611.4132 | -0.0015397 | 802.539 | 1.9514 | 611.4132 | -0.015191 | 805.7124 | 0.14037 | 803.2276 | 0.17346 | 805.7124 | 0.000214 | 942.2744 | 0.042411 | 1180.0779 | 0.28859 | 1023.5235 | 0.013584 | 1102.852 | 0 | 1102.1365 | 0 | 611.413 | 0.17563 | 611.8327 | 3.5827 | 611.4132 | 14.6836 | 611.4132 | 2.0883 | 611.4132 | 9.6115 | 608.4731 | 0.22751
| 320.6397 | 0 |  |  | 320.6397 | 0.088369 | 320.6397 | 0.0060501 | 534.4007 | 0 | 611.6432 | 0.055553 | 606.4347 | 0.034138 | 534.4007 | 0 | 611.6432 | 0.028566 | 611.6431 | 0.019916 | 612.0623 | 0.014706 | 611.6432 | 0.062223 | 611.6431 | 0.032531 | 611.6431 | 0.083974 | 535.9124 | 0.00037762 | 606.43 | 0.012994 | 612.0623 | 0.010283 | 534.4007 | 3.7107 | 606.43 | -0.011438 | 611.6432 | 4.0642 | 606.43 | 2.7175 | 611.6431 | 4.4497 | 535.9124 | 0.00032318 | 535.9124 | 0.00043207 | 611.6431 | 0.57938 | 612.0623 | 0.0044128 | 612.0623 | -0.00093538 | 611.6431 | 0.0065698 | 803.3936 | 0.78046 | 611.6432 | 0.0046483 | 611.6432 | 0.010714 | 802.7051 | 2.1048 | 611.6432 | 0.025024 | 805.8797 | 0.1431 | 803.3936 | 0.17936 | 805.8797 | 0.00020114 | 942.3627 | 0.042776 | 1180.1461 | 0.28894 | 1023.5363 | 0.013593 | 1102.9116 | 0 | 1102.1959 | 0 | 611.643 | 0.1767 | 612.0623 | 3.5743 | 611.6431 | 14.6791 | 611.6431 | 2.0989 | 611.6431 | 9.6236 | 608.7019 | 0.2277
| 320.7168 | 0 |  |  | 320.7168 | 0.081192 | 320.7168 | -0.0024275 | 534.5159 | 0.0041566 | 611.8731 | 0.059354 | 606.6647 | -0.0038631 | 534.5159 | 0.037614 | 611.8731 | -0.052902 | 611.8731 | 0.0088816 | 612.2919 | -0.0061799 | 611.8731 | -0.013685 | 611.8731 | 0.024492 | 611.8731 | 0.014945 | 536.0302 | 0.00036505 | 606.66 | -0.077446 | 612.2919 | 0.0023489 | 534.5159 | 3.6607 | 606.66 | -0.01606 | 611.8731 | 4.0335 | 606.66 | 2.5849 | 611.8731 | 4.4391 | 536.0302 | 0.00034338 | 536.0302 | 0.00040089 | 611.8731 | 0.57275 | 612.2919 | -0.001882 | 612.2919 | -0.0014139 | 611.8731 | -0.0036872 | 803.5596 | 0.74095 | 611.8731 | -0.0069174 | 611.8731 | 0.0064492 | 802.8712 | 2.05 | 611.8731 | -0.00012766 | 806.0469 | 0.14518 | 803.5596 | 0.17565 | 806.0469 | 0.00020128 | 942.4511 | 0.043414 | 1180.2144 | 0.2893 | 1023.5491 | 0.013602 | 1102.9712 | 0 | 1102.2555 | 0 | 611.873 | 0.17787 | 612.2919 | 3.578 | 611.8731 | 14.6564 | 611.8731 | 2.0814 | 611.8731 | 9.5665 | 608.9307 | 0.22681
| 320.7939 | 0 |  |  | 320.7939 | 0.088867 | 320.7939 | 0.0039488 | 534.6311 | 0 | 612.1031 | 0.062321 | 606.8947 | 0.028537 | 534.6311 | 0 | 612.1031 | 0.077994 | 612.1031 | 0.014531 | 612.5215 | 0.02396 | 612.1031 | 0.059301 | 612.1031 | 0.048568 | 612.1031 | 0.065496 | 536.1479 | 0.00033738 | 606.89 | -0.0025989 | 612.5215 | 0.0064607 | 534.6311 | 3.5813 | 606.89 | -0.013069 | 612.1031 | 4.0301 | 606.89 | 2.3573 | 612.1031 | 4.4187 | 536.1479 | 0.00029917 | 536.1479 | 0.00036212 | 612.1031 | 0.6103 | 612.5215 | 0.0022273 | 612.5215 | -0.0004204 | 612.1031 | 0.0077832 | 803.7255 | 0.73604 | 612.1031 | 0.0071211 | 612.1031 | 0.0044621 | 803.0373 | 2.1403 | 612.1031 | 0.011763 | 806.2142 | 0.14737 | 803.7255 | 0.17947 | 806.2142 | 0.00017771 | 942.5395 | 0.044343 | 1180.2826 | 0.28965 | 1023.562 | 0.01361 | 1103.0308 | 0 | 1102.3151 | 0 | 612.103 | 0.17863 | 612.5215 | 3.5616 | 612.1031 | 14.6289 | 612.1031 | 2.0855 | 612.1031 | 9.5399 | 609.1595 | 0.22654
| 320.871 | 0 |  |  | 320.871 | 0.080694 | 320.871 | -0.0026673 | 534.7463 | 0.010831 | 612.333 | 0.052731 | 607.1248 | 0.00098281 | 534.7463 | 0.023858 | 612.333 | -0.037644 | 612.333 | 0.0058211 | 612.7511 | 0.00066988 | 612.333 | -0.0084949 | 612.333 | 0.0026356 | 612.333 | -0.0052289 | 536.2657 | 0.00032607 | 607.12 | -0.038983 | 612.7511 | 0.0036487 | 534.7463 | 3.5895 | 607.12 | -0.0084487 | 612.333 | 4.0114 | 607.12 | 2.2639 | 612.333 | 4.4003 | 536.2657 | 0.00030184 | 536.2657 | 0.00036212 | 612.333 | 0.60625 | 612.7511 | 0.00025234 | 612.7511 | -0.0025547 | 612.333 | 0.0059121 | 803.8915 | 0.72221 | 612.333 | -0.0099743 | 612.333 | -0.0060781 | 803.2034 | 2.1653 | 612.333 | -0.014464 | 806.3814 | 0.1507 | 803.8915 | 0.17685 | 806.3814 | 0.00019243 | 942.6279 | 0.044666 | 1180.3508 | 0.29 | 1023.5748 | 0.013618 | 1103.0903 | 0 | 1102.3745 | 0 | 612.333 | 0.18111 | 612.7511 | 3.5527 | 612.333 | 14.6129 | 612.333 | 2.0649 | 612.333 | 9.5237 | 609.3884 | 0.22555
| 320.9481 | 0 |  |  | 320.9481 | 0.085916 | 320.9482 | 0.0048817 | 534.8615 | 0 | 612.563 | 0.060483 | 607.3548 | 0.035109 | 534.8615 | 0 | 612.563 | 0.10518 | 612.563 | 0.026117 | 612.9808 | 0.026133 | 612.563 | 0.057476 | 612.563 | 0.033351 | 612.563 | 0.052508 | 536.3835 | 0.00032607 | 607.35 | 0.093037 | 612.9808 | 0.010686 | 534.8615 | 3.5375 | 607.35 | 0.014383 | 612.563 | 3.9662 | 607.35 | 2.0775 | 612.563 | 4.3839 | 536.3835 | 0.00029079 | 536.3835 | 0.00040089 | 612.563 | 0.6449 | 612.9808 | 0.0054976 | 612.9808 | 0.0016984 | 612.563 | 0.019613 | 804.0575 | 0.70293 | 612.563 | 0.014936 | 612.563 | 0.0027058 | 803.3695 | 2.2681 | 612.563 | 0.0076419 | 806.5487 | 0.15393 | 804.0575 | 0.17739 | 806.5487 | 0.00018014 | 942.7164 | 0.044101 | 1180.4191 | 0.29036 | 1023.5876 | 0.013624 | 1103.15 | 0 | 1102.4341 | 0 | 612.563 | 0.18098 | 612.9808 | 3.5417 | 612.563 | 14.5586 | 612.563 | 2.0621 | 612.563 | 9.4796 | 609.6172 | 0.2269
| 321.0253 | 0 |  |  | 321.0253 | 0.078447 | 321.0253 | -0.0022639 | 534.9768 | 0.0038054 | 612.793 | 0.056364 | 607.5849 | 0.012253 | 534.9768 | 0.024503 | 612.793 | -0.038575 | 612.793 | 0.0037489 | 613.2104 | -0.0067569 | 612.793 | -0.0061735 | 612.793 | -0.016467 | 612.793 | -0.0069137 | 536.5012 | 0.00032481 | 607.58 | -0.015073 | 613.2104 | 0.0037978 | 534.9768 | 3.5092 | 607.58 | -0.013069 | 612.793 | 3.9576 | 607.58 | 1.9928 | 612.793 | 4.3688 | 536.5012 | 0.00032128 | 536.5012 | 0.00032695 | 612.793 | 0.63312 | 613.2104 | -0.0004717 | 613.2104 | -0.00226 | 612.793 | -0.00018396 | 804.2235 | 0.70539 | 612.793 | -0.011783 | 612.793 | -0.0029139 | 803.5356 | 2.1627 | 612.793 | -0.019017 | 806.716 | 0.15699 | 804.2235 | 0.17794 | 806.716 | 0.000186 | 942.8048 | 0.043946 | 1180.4873 | 0.29071 | 1023.6005 | 0.01363 | 1103.2096 | 0 | 1102.4936 | 0 | 612.793 | 0.18359 | 613.2104 | 3.539 | 612.793 | 14.5562 | 612.793 | 2.0439 | 612.793 | 9.4355 | 609.8461 | 0.22827
| 321.1024 | 0 |  |  | 321.1024 | 0.083402 | 321.1024 | 0.0056667 | 535.092 | 0 | 613.023 | 0.071767 | 607.815 | 0.0223 | 535.092 | 0 | 613.023 | 0.065504 | 613.023 | 0.01845 | 613.4401 | 0.03281 | 613.023 | 0.060195 | 613.023 | 0.032103 | 613.023 | 0.072495 | 536.619 | 0.00029966 | 607.81 | -0.031706 | 613.4401 | 0.012047 | 535.092 | 3.4773 | 607.81 | -0.00056627 | 613.023 | 3.9619 | 607.81 | 1.7766 | 613.023 | 4.3667 | 536.619 | 0.00035329 | 536.619 | 0.00026859 | 613.023 | 0.68024 | 613.4401 | 0.0052186 | 613.4401 | 0.0016611 | 613.023 | 0.0094113 | 804.3895 | 0.69636 | 613.023 | 0.0087181 | 613.023 | 0.0021688 | 803.7017 | 2.3709 | 613.023 | 0.004906 | 806.8832 | 0.16044 | 804.3895 | 0.17772 | 806.8832 | 0.000184 | 942.8932 | 0.043533 | 1180.5555 | 0.29106 | 1023.6133 | 0.013636 | 1103.2693 | 0 | 1102.5532 | 0 | 613.023 | 0.18418 | 613.4401 | 3.5467 | 613.023 | 14.5963 | 613.023 | 2.0463 | 613.023 | 9.4858 | 610.0749 | 0.22486
| 321.1796 | 0 |  |  | 321.1796 | 0.077148 | 321.1796 | -0.0016039 | 535.2073 | 0.011182 | 613.2531 | 0.048543 | 608.0451 | -0.013597 | 535.2073 | 0.036109 | 613.2531 | -0.053525 | 613.2531 | 0.00084569 | 613.6697 | -0.0047269 | 613.2531 | -0.0010039 | 613.2531 | 0.014124 | 613.2531 | -0.022206 | 536.7368 | 0.00031811 | 608.05 | -0.047299 | 613.6697 | 0.0042108 | 535.2073 | 3.4937 | 608.05 | -0.0021971 | 613.2531 | 3.9279 | 608.05 | 1.7137 | 613.2531 | 4.3496 | 536.7368 | 0.00038416 | 536.7368 | 0.00017906 | 613.2531 | 0.65079 | 613.6697 | -0.002378 | 613.6697 | -0.0036433 | 613.2531 | -0.0060933 | 804.5555 | 0.67805 | 613.2531 | -0.016275 | 613.2531 | -0.0047119 | 803.8679 | 2.3036 | 613.2531 | -0.024321 | 807.0505 | 0.1635 | 804.5555 | 0.18002 | 807.0505 | 0.00022214 | 942.9818 | 0.04334 | 1180.6238 | 0.29141 | 1023.6261 | 0.01364 | 1103.3289 | 0 | 1102.6127 | 0 | 613.253 | 0.18623 | 613.6697 | 3.5419 | 613.2531 | 14.5672 | 613.2531 | 1.9975 | 613.2531 | 9.408 | 610.3038 | 0.22676
| 321.2567 | 0 |  |  | 321.2567 | 0.080123 | 321.2567 | 0.0039355 | 535.3225 | 0 | 613.4831 | 0.063394 | 608.2752 | 0.016492 | 535.3225 | 0 | 613.4831 | 0.079162 | 613.4831 | 0.022399 | 613.8994 | 0.025445 | 613.4831 | 0.060595 | 613.4831 | 0.021632 | 613.4831 | 0.017471 | 536.8545 | 0.00031978 | 608.28 | -0.04834 | 613.8994 | 0.011913 | 535.3225 | 3.5013 | 608.28 | -0.019321 | 613.4831 | 3.9318 | 608.28 | 1.5028 | 613.4831 | 4.3464 | 536.8545 | 0.0003834 | 536.8545 | 0.00017107 | 613.4831 | 0.70711 | 613.8994 | 0.0048343 | 613.8994 | 0.00061103 | 613.4831 | -0.0044022 | 804.7216 | 0.65157 | 613.4831 | 0.011169 | 613.4831 | -0.0037063 | 804.034 | 2.433 | 613.4831 | 0.0061574 | 807.2178 | 0.16634 | 804.7216 | 0.17302 | 807.2178 | 0.00021557 | 943.0703 | 0.044662 | 1180.6921 | 0.29176 | 1023.639 | 0.013643 | 1103.3885 | 0 | 1102.6722 | 0 | 613.483 | 0.18648 | 613.8994 | 3.5422 | 613.4831 | 14.5721 | 613.4831 | 1.9902 | 613.4831 | 9.3999 | 610.5327 | 0.22754
| 321.3338 | 0 |  |  | 321.3338 | 0.072874 | 321.3338 | -0.0015209 | 535.4378 | 0 | 613.7131 | 0.03799 | 608.5053 | 0.021367 | 535.4378 | 0.014908 | 613.7131 | -0.0016409 | 613.7131 | 0.0034552 | 614.1291 | -0.016341 | 613.7131 | -0.004998 | 613.7131 | -0.0039122 | 613.7131 | -0.019877 | 536.9723 | 0.00031014 | 608.51 | 0.019232 | 614.1291 | 0.0003112 | 535.4378 | 3.4466 | 608.51 | 0.0021518 | 613.7131 | 3.9001 | 608.51 | 1.493 | 613.7131 | 4.3199 | 536.9723 | 0.00035863 | 536.9723 | 0.00018306 | 613.7131 | 0.68465 | 614.1291 | 2.5094e-05 | 614.1291 | -0.0021596 | 613.7131 | 0.00078541 | 804.8876 | 0.64212 | 613.7131 | -0.010262 | 613.7131 | 0.0010996 | 804.2001 | 2.4434 | 613.7131 | -0.018424 | 807.3851 | 0.16929 | 804.8876 | 0.1763 | 807.3851 | 0.00024928 | 943.1588 | 0.046042 | 1180.7604 | 0.29211 | 1023.6518 | 0.013646 | 1103.4481 | 0 | 1102.7318 | 0 | 613.713 | 0.1884 | 614.1291 | 3.5407 | 613.7131 | 14.5437 | 613.7131 | 1.9794 | 613.7131 | 9.404 | 610.7616 | 0.22836
| 321.411 | 0 |  |  | 321.411 | 0.080427 | 321.411 | 0.0039194 | 535.553 | 0 | 613.9432 | 0.061629 | 608.7354 | 0.028234 | 535.553 | 0 | 613.9432 | 0.0068038 | 613.9432 | 0.016074 | 614.3588 | 0.024462 | 613.9432 | 0.051577 | 613.9432 | 0.042341 | 613.9432 | 0.012005 | 537.0901 | 0.00031014 | 608.74 | 0.026508 | 614.3588 | 0.0094277 | 535.553 | 3.3248 | 608.74 | -0.014972 | 613.9432 | 3.8793 | 608.74 | 1.2471 | 613.9432 | 4.3224 | 537.0901 | 0.00033881 | 537.0901 | 0.00021783 | 613.9432 | 0.7579 | 614.3588 | 0.0070777 | 614.3588 | 0.00062633 | 613.9432 | 0.003376 | 805.0536 | 0.64126 | 613.9432 | 0.0084859 | 613.9432 | -0.0013007 | 804.3662 | 2.483 | 613.9432 | 0.0081794 | 807.5524 | 0.17263 | 805.0536 | 0.16996 | 807.5524 | 0.00023543 | 943.2473 | 0.046333 | 1180.8286 | 0.29246 | 1023.6646 | 0.013648 | 1103.5078 | 0 | 1102.7914 | 0 | 613.943 | 0.18853 | 614.3588 | 3.5437 | 613.9432 | 14.5706 | 613.9432 | 2.0008 | 613.9432 | 9.3848 | 610.9905 | 0.22627
| 321.4881 | 0 |  |  | 321.4881 | 0.072594 | 321.4881 | -0.0032841 | 535.6683 | 0.00029265 | 614.1732 | 0.060321 | 608.9655 | 0.014953 | 535.6683 | 0.026437 | 614.1732 | -0.024302 | 614.1733 | -0.00078756 | 614.5885 | -0.0041616 | 614.1732 | -0.0025322 | 614.1733 | -0.012241 | 614.1733 | -0.0033779 | 537.2079 | 0.00029002 | 608.97 | 0.0088362 | 614.5885 | 0.0052532 | 535.6683 | 3.3516 | 608.97 | 0.0062289 | 614.1732 | 3.8619 | 608.97 | 1.2093 | 614.1733 | 4.3026 | 537.2079 | 0.00033119 | 537.2079 | 0.00019065 | 614.1733 | 0.7233 | 614.5885 | 0.0015638 | 614.5885 | -0.0017142 | 614.1733 | 0.0024198 | 805.2196 | 0.60255 | 614.1732 | -0.0090036 | 614.1732 | -0.0074226 | 804.5324 | 2.4992 | 614.1732 | -0.012552 | 807.7197 | 0.17629 | 805.2196 | 0.17718 | 807.7197 | 0.00026714 | 943.3358 | 0.046277 | 1180.897 | 0.2928 | 1023.6774 | 0.013649 | 1103.5675 | 0 | 1102.851 | 0 | 614.173 | 0.1909 | 614.5885 | 3.5473 | 614.1733 | 14.5495 | 614.1733 | 1.9701 | 614.1733 | 9.3379 | 611.2195 | 0.22548
| 321.5653 | 0 |  |  | 321.5653 | 0.075533 | 321.5653 | 0.0057169 | 535.7836 | 0 | 614.4033 | 0.059776 | 609.1957 | 0.029823 | 535.7836 | 0 | 614.4033 | 0.078863 | 614.4033 | 0.020767 | 614.8182 | 0.024424 | 614.4033 | 0.051493 | 614.4033 | 0.024559 | 614.4033 | 0.074564 | 537.3257 | 0.00031014 | 609.2 | -0.010915 | 614.8182 | 0.0091279 | 535.7836 | 3.3678 | 609.2 | -0.024486 | 614.4033 | 3.8373 | 609.2 | 1.0183 | 614.4033 | 4.2834 | 537.3257 | 0.00033195 | 537.3257 | 0.00017107 | 614.4033 | 0.76895 | 614.8182 | 0.0055852 | 614.8182 | -0.00071761 | 614.4033 | 0.0091677 | 805.3856 | 0.60063 | 614.4033 | 0.0078688 | 614.4033 | 0.0017252 | 804.6985 | 2.6385 | 614.4033 | 0.0065303 | 807.887 | 0.17946 | 805.3856 | 0.16723 | 807.887 | 0.00023 | 943.4244 | 0.046475 | 1180.9652 | 0.29315 | 1023.6903 | 0.013648 | 1103.6272 | 0 | 1102.9106 | 0 | 614.403 | 0.1905 | 614.8182 | 3.529 | 614.4033 | 14.5245 | 614.4033 | 1.9785 | 614.4033 | 9.3072 | 611.4484 | 0.22451
| 321.6424 | 0 |  |  | 321.6424 | 0.068393 | 321.6424 | -0.00036675 | 535.8988 | 0 | 614.6334 | 0.052023 | 609.4258 | 0.0038839 | 535.8988 | 0.029446 | 614.6334 | -0.045245 | 614.6334 | -0.0013515 | 615.048 | -0.0033197 | 614.6334 | -0.0011156 | 614.6334 | -0.005212 | 614.6334 | 0.0014387 | 537.4434 | 0.00029296 | 609.43 | -0.046258 | 615.048 | 0.0058713 | 535.8988 | 3.3062 | 609.43 | 0.00024916 | 614.6334 | 3.8397 | 609.43 | 0.93296 | 614.6334 | 4.2638 | 537.4434 | 0.00034491 | 537.4434 | 0.00014389 | 614.6334 | 0.76122 | 615.048 | 0.0018518 | 615.048 | -0.0020892 | 614.6334 | 0.003373 | 805.5517 | 0.57788 | 614.6334 | -0.012169 | 614.6334 | -0.003109 | 804.8647 | 2.6056 | 614.6334 | -0.01065 | 808.0543 | 0.18291 | 805.5517 | 0.17248 | 808.0543 | 0.00025457 | 943.5129 | 0.046119 | 1181.0336 | 0.2935 | 1023.7031 | 0.013647 | 1103.6868 | 0 | 1102.9702 | 0 | 614.633 | 0.19205 | 615.048 | 3.524 | 614.6334 | 14.506 | 614.6334 | 1.9581 | 614.6334 | 9.2627 | 611.6774 | 0.22593
| 321.7196 | 0 |  |  | 321.7196 | 0.074987 | 321.7196 | 0.0050323 | 536.0141 | 0 | 614.8635 | 0.066879 | 609.656 | 0.027938 | 536.0141 | 0 | 614.8635 | 0.034821 | 614.8635 | 0.013803 | 615.2777 | 0.030891 | 614.8635 | 0.063914 | 614.8635 | 0.012106 | 614.8635 | 0.041478 | 537.5612 | 0.00026823 | 609.66 | 0.015073 | 615.2777 | 0.010662 | 536.0141 | 3.3168 | 609.66 | 0.011393 | 614.8635 | 3.8096 | 609.66 | 0.83222 | 614.8635 | 4.258 | 537.5612 | 0.00033271 | 537.5612 | 0.00019865 | 614.8635 | 0.81312 | 615.2777 | 0.0066762 | 615.2777 | 0.00037521 | 614.8635 | 0.0070361 | 805.7177 | 0.57986 | 614.8635 | 0.0090581 | 614.8635 | 0.0017501 | 805.0308 | 2.6615 | 614.8635 | 0.014856 | 808.2217 | 0.18635 | 805.7177 | 0.16406 | 808.2217 | 0.00020957 | 943.6015 | 0.045305 | 1181.1019 | 0.29385 | 1023.7159 | 0.013645 | 1103.7465 | 0 | 1103.0298 | 0 | 614.864 | 0.19275 | 615.2777 | 3.5225 | 614.8635 | 14.4757 | 614.8635 | 1.9649 | 614.8635 | 9.2476 | 611.9063 | 0.22541
| 321.7968 | 0 |  |  | 321.7968 | 0.068805 | 321.7968 | -0.0021317 | 536.1294 | 0.010128 | 615.0936 | 0.058882 | 609.8862 | -0.0046379 | 536.1294 | 0.032885 | 615.0936 | -0.041756 | 615.0936 | 0.0047757 | 615.5074 | -0.010166 | 615.0936 | -0.007964 | 615.0936 | -0.0017388 | 615.0936 | -0.00050192 | 537.679 | 0.00027703 | 609.89 | -0.041062 | 615.5074 | 0.0016603 | 536.1294 | 3.2541 | 609.89 | 0.015742 | 615.0936 | 3.7952 | 609.89 | 0.80179 | 615.0936 | 4.249 | 537.679 | 0.0003148 | 537.679 | 0.00023342 | 615.0936 | 0.79287 | 615.5074 | 0.0010665 | 615.5074 | -0.0024693 | 615.0936 | 0.0027054 | 805.8837 | 0.57575 | 615.0936 | -0.0073514 | 615.0936 | 0.0023327 | 805.197 | 2.651 | 615.0936 | -0.017565 | 808.389 | 0.19007 | 805.8837 | 0.17149 | 808.389 | 0.00023685 | 943.6901 | 0.045359 | 1181.1702 | 0.29419 | 1023.7288 | 0.013642 | 1103.8061 | 0 | 1103.0894 | 0 | 615.094 | 0.19522 | 615.5074 | 3.5185 | 615.0936 | 14.4475 | 615.0936 | 1.9417 | 615.0936 | 9.198 | 612.1353 | 0.22644
| 321.8739 | 0 |  |  | 321.8739 | 0.073384 | 321.8739 | 0.004823 | 536.2447 | 0 | 615.3237 | 0.05731 | 610.1164 | 0.017917 | 536.2447 | 0 | 615.3237 | 0.062645 | 615.3237 | 0.013941 | 615.7372 | 0.031793 | 615.3237 | 0.060973 | 615.3237 | 0.020438 | 615.3237 | 0.046179 | 537.7968 | 0.00027033 | 610.12 | 0.019232 | 615.7372 | 0.0072459 | 536.2447 | 3.2928 | 610.12 | -0.016331 | 615.3237 | 3.7809 | 610.12 | 0.58703 | 615.3237 | 4.2229 | 537.7968 | 0.00030184 | 537.7968 | 0.00024901 | 615.3237 | 0.84367 | 615.7372 | 0.0042726 | 615.7372 | -0.00028419 | 615.3237 | 0.0071214 | 806.0498 | 0.56747 | 615.3237 | 0.0034637 | 615.3237 | 0.0043916 | 805.3631 | 2.8075 | 615.3237 | 0.00042009 | 808.5563 | 0.19313 | 806.0498 | 0.16155 | 808.5563 | 0.000181 | 943.7787 | 0.046186 | 1181.2385 | 0.29454 | 1023.7416 | 0.013637 | 1103.8658 | 0 | 1103.149 | 0 | 615.324 | 0.19602 | 615.7372 | 3.5087 | 615.3237 | 14.4174 | 615.3237 | 1.9369 | 615.3237 | 9.1673 | 612.3643 | 0.2248
| 321.9511 | 0 |  |  | 321.9511 | 0.065102 | 321.9511 | -0.0026909 | 536.36 | 0.0076692 | 615.5539 | 0.054498 | 610.3465 | -0.0024475 | 536.36 | 0.01789 | 615.5539 | -0.069266 | 615.5539 | 0.00080361 | 615.967 | -0.010378 | 615.5539 | -0.010296 | 615.5539 | -0.013052 | 615.5539 | -0.0080529 | 537.9147 | 0.00030637 | 610.35 | -0.016113 | 615.967 | -5.6368e-08 | 536.36 | 3.3178 | 610.35 | 0.0045981 | 615.5539 | 3.7484 | 610.35 | 0.56185 | 615.5539 | 4.18 | 537.9147 | 0.00029079 | 537.9147 | 0.00031136 | 615.5539 | 0.83226 | 615.967 | 0.0027333 | 615.967 | -0.00075751 | 615.5539 | 0.0012274 | 806.2158 | 0.54387 | 615.5539 | -0.0099 | 615.5539 | -0.0073889 | 805.5293 | 2.7768 | 615.5539 | -0.021271 | 808.7237 | 0.19685 | 806.2158 | 0.16625 | 808.7237 | 0.00022714 | 943.8674 | 0.046986 | 1181.3069 | 0.29488 | 1023.7545 | 0.013632 | 1103.9255 | 0 | 1103.2086 | 0 | 615.554 | 0.19797 | 615.967 | 3.4922 | 615.5539 | 14.3304 | 615.5539 | 1.9235 | 615.5539 | 9.0823 | 612.5933 | 0.22608
| 322.0283 | 0 |  |  | 322.0283 | 0.071113 | 322.0283 | 0.0039767 | 536.4753 | 0.00035183 | 615.784 | 0.06821 | 610.5768 | 0.039272 | 536.4753 | 0 | 615.784 | 0.071901 | 615.784 | 0.015935 | 616.1968 | 0.039025 | 615.784 | 0.055557 | 615.784 | 0.047323 | 615.784 | 0.026536 | 538.0325 | 0.00028583 | 610.58 | -0.020271 | 616.1968 | 0.0075827 | 536.4753 | 3.2539 | 610.58 | -0.012525 | 615.784 | 3.7373 | 610.58 | 0.48595 | 615.784 | 4.1878 | 538.0325 | 0.00029269 | 538.0325 | 0.00033454 | 615.784 | 0.88784 | 616.1968 | 0.008508 | 616.1968 | 0.00036103 | 615.784 | 0.0022923 | 806.3819 | 0.53923 | 615.784 | 0.011712 | 615.784 | -0.0047325 | 805.6954 | 2.9041 | 615.784 | 0.01112 | 808.891 | 0.20063 | 806.3819 | 0.15608 | 808.891 | 0.00018356 | 943.956 | 0.047231 | 1181.3752 | 0.29523 | 1023.7673 | 0.013625 | 1103.9852 | 0 | 1103.2683 | 0 | 615.784 | 0.19768 | 616.1968 | 3.5057 | 615.784 | 14.3925 | 615.784 | 1.9323 | 615.784 | 9.1234 | 612.8223 | 0.22613
| 322.1055 | 0 |  |  | 322.1055 | 0.062552 | 322.1055 | -0.00061217 | 536.5906 | 0.0048591 | 616.0142 | 0.054841 | 610.807 | 0.0057867 | 536.5906 | 0.01789 | 616.0142 | -0.01772 | 616.0142 | 0.0052326 | 616.4266 | -0.010925 | 616.0142 | -0.0046767 | 616.0142 | 0.006039 | 616.0142 | -0.02465 | 538.1503 | 0.00024686 | 610.81 | -0.040022 | 616.4266 | 0.0023975 | 536.5906 | 3.2523 | 610.81 | -0.0060024 | 616.0142 | 3.7507 | 610.81 | 0.43034 | 616.0142 | 4.1851 | 538.1503 | 0.00030146 | 538.1503 | 0.00036212 | 616.0142 | 0.88526 | 616.4266 | 0.0019713 | 616.4266 | -0.0018948 | 616.0142 | -0.00022729 | 806.5479 | 0.5223 | 616.0142 | -0.0087216 | 616.0142 | -0.0038354 | 805.8616 | 2.7429 | 616.0142 | -0.024891 | 809.0583 | 0.20429 | 806.5479 | 0.16198 | 809.0583 | 0.00020728 | 944.0447 | 0.046726 | 1181.4436 | 0.29557 | 1023.7802 | 0.013617 | 1104.0449 | 0 | 1103.3279 | 0 | 616.014 | 0.20002 | 616.4266 | 3.515 | 616.0142 | 14.3991 | 616.0142 | 1.9243 | 616.0142 | 9.1112 | 613.0513 | 0.22736
| 322.1826 | 0 |  |  | 322.1826 | 0.070882 | 322.1826 | 0.0038282 | 536.7059 | 0 | 616.2443 | 0.067858 | 611.0372 | 0.035996 | 536.7059 | 0 | 616.2443 | 0.016936 | 616.2443 | 0.020404 | 616.6564 | 0.024946 | 616.2443 | 0.058716 | 616.2443 | 0.032477 | 616.2443 | 0.076289 | 538.2681 | 0.00025105 | 611.04 | 0.021311 | 616.6564 | 0.0075212 | 536.7059 | 3.261 | 611.04 | 0.021994 | 616.2443 | 3.6764 | 611.04 | 0.338 | 616.2443 | 4.1353 | 538.2681 | 0.00032852 | 538.2681 | 0.00030736 | 616.2443 | 0.92465 | 616.6564 | 0.0085695 | 616.6564 | 0.001573 | 616.2443 | 0.00042933 | 806.714 | 0.51199 | 616.2443 | 0.0050624 | 616.2443 | 0.010401 | 806.0278 | 2.939 | 616.2443 | 0.026333 | 809.2257 | 0.20686 | 806.714 | 0.1528 | 809.2257 | 0.00017299 | 944.1334 | 0.046486 | 1181.512 | 0.29592 | 1023.793 | 0.013608 | 1104.1047 | 0 | 1103.3876 | 0 | 616.244 | 0.19936 | 616.6564 | 3.4796 | 616.2443 | 14.2421 | 616.2443 | 1.9141 | 616.2443 | 9.0137 | 613.2803 | 0.22452
| 322.2598 | 0 |  |  | 322.2598 | 0.06158 | 322.2598 | -0.001419 | 536.8212 | 0.00099528 | 616.4745 | 0.058764 | 611.2674 | -0.0037618 | 536.8212 | 0.024288 | 616.4745 | -0.021013 | 616.4745 | 0.006167 | 616.8862 | -0.0027348 | 616.4745 | -0.010538 | 616.4745 | 0.0043006 | 616.4745 | -0.0016737 | 538.3859 | 0.0002808 | 611.27 | -0.02339 | 616.8862 | 0.0044856 | 536.8212 | 3.2033 | 611.27 | -0.013341 | 616.4745 | 3.7159 | 611.27 | 0.29463 | 616.4745 | 4.1652 | 538.3859 | 0.00036282 | 538.3859 | 0.00028018 | 616.4745 | 0.91213 | 616.8862 | 0.0046786 | 616.8862 | -0.0011963 | 616.4745 | 0.00026625 | 806.88 | 0.50212 | 616.4745 | -0.0034657 | 616.4745 | -0.0044177 | 806.194 | 2.8681 | 616.4745 | -0.022661 | 809.393 | 0.2108 | 806.88 | 0.15805 | 809.393 | 0.00021185 | 944.2221 | 0.046277 | 1181.5803 | 0.29627 | 1023.8058 | 0.013598 | 1104.1644 | 0 | 1103.4471 | 0 | 616.475 | 0.20196 | 616.8862 | 3.5074 | 616.4745 | 14.3666 | 616.4745 | 1.9181 | 616.4745 | 9.0789 | 613.5093 | 0.22728
| 322.337 | 0 |  |  | 322.337 | 0.067834 | 322.337 | 0.0052975 | 536.9365 | 0 | 616.7047 | 0.052042 | 611.4977 | 0.030267 | 536.9365 | 0 | 616.7047 | 0.08102 | 616.7047 | 0.022648 | 617.116 | 0.02347 | 616.7047 | 0.063792 | 616.7047 | 0.026364 | 616.7047 | 0.038842 | 538.5037 | 0.00031308 | 611.5 | -0.02339 | 617.116 | 0.01029 | 536.9365 | 3.1928 | 611.5 | 0.0035108 | 616.7047 | 3.7183 | 611.5 | 0.26105 | 616.7047 | 4.1802 | 538.5037 | 0.00035824 | 538.5037 | 0.00033094 | 616.7047 | 0.98943 | 617.116 | 0.0079619 | 617.116 | 0.0010381 | 616.7047 | 0.005972 | 807.0461 | 0.49448 | 616.7047 | 0.0080362 | 616.7047 | 0.0083115 | 806.3601 | 3.0115 | 616.7047 | 0.00044716 | 809.5604 | 0.21397 | 807.0461 | 0.15051 | 809.5604 | 0.00018528 | 944.3109 | 0.046195 | 1181.6487 | 0.29661 | 1023.8187 | 0.013586 | 1104.2241 | 0 | 1103.5068 | 0 | 616.705 | 0.20177 | 617.116 | 3.5113 | 616.7047 | 14.4245 | 616.7047 | 1.9359 | 616.7047 | 9.0919 | 613.7384 | 0.22563
| 322.4142 | 0 |  |  | 322.4142 | 0.062928 | 322.4142 | 5.5944e-05 | 537.0518 | 0.0069668 | 616.9349 | 0.063208 | 611.728 | 0.0010772 | 537.0518 | 0.01379 | 616.9349 | -0.072973 | 616.9349 | 0.0066627 | 617.3459 | 0.0033506 | 616.9349 | -0.0078066 | 616.9349 | 0.0026329 | 616.9349 | -0.033364 | 538.6215 | 0.000329 | 611.73 | -0.031706 | 617.3459 | 0.0041642 | 537.0518 | 3.1354 | 611.73 | 0.0067725 | 616.9349 | 3.657 | 611.73 | 0.20613 | 616.9349 | 4.1209 | 538.6215 | 0.00036815 | 538.6215 | 0.00035413 | 616.9349 | 0.94379 | 617.3459 | 0.0056907 | 617.3459 | -0.0015862 | 616.9349 | 0.0033658 | 807.2122 | 0.4759 | 616.9349 | -0.0044181 | 616.9349 | -0.0040903 | 806.5263 | 3.0021 | 616.9349 | -0.021328 | 809.7278 | 0.21747 | 807.2122 | 0.15608 | 809.7278 | 0.00022971 | 944.3996 | 0.047097 | 1181.7172 | 0.29695 | 1023.8315 | 0.013573 | 1104.2839 | 0 | 1103.5665 | 0 | 616.935 | 0.20334 | 617.3459 | 3.4707 | 616.9349 | 14.2244 | 616.9349 | 1.8635 | 616.9349 | 8.9506 | 613.9674 | 0.22483
| 322.4914 | 0 |  |  | 322.4914 | 0.067251 | 322.4914 | 0.0066412 | 537.1671 | 0 | 617.1651 | 0.066653 | 611.9582 | 0.022827 | 537.1671 | 0 | 617.1651 | 0.02025 | 617.1651 | 0.019943 | 617.5757 | 0.034521 | 617.1651 | 0.06202 | 617.1651 | 0.029592 | 617.1651 | 0.032401 | 538.7394 | 0.00030847 | 611.96 | 0.02339 | 617.5757 | 0.0069917 | 537.1671 | 3.1821 | 611.96 | -0.019593 | 617.1651 | 3.6869 | 611.96 | 0.12499 | 617.1651 | 4.1584 | 538.7394 | 0.00032814 | 538.7394 | 0.00037371 | 617.1651 | 1.0347 | 617.5757 | 0.0081931 | 617.5757 | 0.0015844 | 617.1651 | 0.011157 | 807.3783 | 0.46207 | 617.1651 | 0.0049033 | 617.1651 | 0.0063599 | 806.6925 | 3.083 | 617.1651 | 0.0098358 | 809.8951 | 0.22091 | 807.3783 | 0.15072 | 809.8951 | 0.00022885 | 944.4883 | 0.047388 | 1181.7855 | 0.2973 | 1023.8443 | 0.013559 | 1104.3436 | 0 | 1103.6261 | 0 | 617.165 | 0.20405 | 617.5757 | 3.5065 | 617.1651 | 14.3459 | 617.1651 | 1.9449 | 617.1651 | 9.0456 | 614.1965 | 0.22616
| 322.5686 | 0 |  |  | 322.5686 | 0.057779 | 322.5686 | -0.0010069 | 537.2825 | 0.00099528 | 617.3953 | 0.054604 | 612.1885 | -0.0089504 | 537.2825 | 0.017144 | 617.3953 | -0.037421 | 617.3953 | -0.0032566 | 617.8056 | -0.0093698 | 617.3953 | -0.012174 | 617.3953 | -0.0093167 | 617.3953 | 0.00066477 | 538.8572 | 0.00032774 | 612.19 | -0.019232 | 617.8056 | 0.0036025 | 537.2825 | 3.1696 | 612.19 | -0.024213 | 617.3953 | 3.6427 | 612.19 | 0.15016 | 617.3953 | 4.115 | 538.8572 | 0.00033538 | 538.8572 | 0.00033454 | 617.3953 | 1.0262 | 617.8056 | 0.0024597 | 617.8056 | -0.0021722 | 617.3953 | -0.0094394 | 807.5443 | 0.46511 | 617.3953 | -0.0069269 | 617.3953 | -0.005204 | 806.8587 | 3.1289 | 617.3953 | -0.021419 | 810.0625 | 0.22469 | 807.5443 | 0.15597 | 810.0625 | 0.00026643 | 944.5771 | 0.046964 | 1181.8539 | 0.29764 | 1023.8572 | 0.013543 | 1104.4033 | 0 | 1103.6858 | 0 | 617.395 | 0.20646 | 617.8056 | 3.4811 | 617.3953 | 14.2717 | 617.3953 | 1.8858 | 617.3953 | 8.9289 | 614.4256 | 0.22564
| 322.6458 | 0 |  |  | 322.6458 | 0.066073 | 322.6458 | 0.0053534 | 537.3978 | 0 | 617.6256 | 0.070769 | 612.4188 | 0.039911 | 537.3978 | 0 | 617.6256 | 0.079735 | 617.6255 | 0.022869 | 618.0355 | 0.024308 | 617.6256 | 0.058667 | 617.6255 | 0.068493 | 617.6255 | 0.022397 | 538.975 | 0.00029254 | 612.42 | -0.042101 | 618.0355 | 0.007822 | 537.3978 | 3.1139 | 612.42 | 0.010306 | 617.6256 | 3.6001 | 612.42 | 0.11099 | 617.6255 | 4.0779 | 538.975 | 0.00031518 | 538.975 | 0.0002646 | 617.6255 | 1.07 | 618.0355 | 0.0089004 | 618.0355 | 0.00092704 | 617.6255 | 0.012867 | 807.7104 | 0.45689 | 617.6256 | 0.013898 | 617.6256 | 0.0091992 | 807.0249 | 3.216 | 617.6256 | 0.012602 | 810.2299 | 0.22764 | 807.7104 | 0.15193 | 810.2299 | 0.00025085 | 944.6659 | 0.047464 | 1181.9224 | 0.29799 | 1023.87 | 0.013527 | 1104.4631 | 0 | 1103.7455 | 0 | 617.626 | 0.20658 | 618.0355 | 3.4523 | 617.6255 | 14.1868 | 617.6255 | 1.8779 | 617.6255 | 8.8419 | 614.6547 | 0.22728
| 322.723 | 0 |  |  | 322.723 | 0.059771 | 322.723 | -0.00142 | 537.5131 | 0.0052105 | 617.8558 | 0.048885 | 612.6491 | -0.0015532 | 537.5131 | 0.032025 | 617.8558 | -0.033014 | 617.8558 | 0.0052331 | 618.2654 | 0.0011185 | 617.8558 | -0.0048842 | 617.8558 | -0.030531 | 617.8558 | -0.0077534 | 539.0929 | 0.00028374 | 612.65 | -0.0036384 | 618.2654 | 0.0028197 | 537.5131 | 3.1307 | 612.65 | 0.014926 | 617.8558 | 3.5733 | 612.65 | 0.10994 | 617.8558 | 4.049 | 539.0929 | 0.00033119 | 539.0929 | 0.00031536 | 617.8558 | 1.0586 | 618.2654 | 0.0020566 | 618.2654 | -0.0018415 | 617.8558 | 0.0027944 | 807.8765 | 0.44045 | 617.8558 | -0.02319 | 617.8558 | 0.0010682 | 807.1911 | 3.1665 | 617.8558 | -0.020363 | 810.3973 | 0.23196 | 807.8765 | 0.15805 | 810.3973 | 0.00026071 | 944.7547 | 0.048526 | 1181.9907 | 0.29833 | 1023.8829 | 0.013509 | 1104.523 | 0 | 1103.8052 | 0 | 617.856 | 0.2088 | 618.2654 | 3.4434 | 617.8558 | 14.0967 | 617.8558 | 1.846 | 617.8558 | 8.7938 | 614.8838 | 0.2278
| 322.8002 | 0 |  |  | 322.8002 | 0.064531 | 322.8002 | 0.0075261 | 537.6285 | 0 | 618.086 | 0.065624 | 612.8794 | 0.032707 | 537.6285 | 0 | 618.086 | 0.046943 | 618.0861 | 0.017864 | 618.4953 | 0.023834 | 618.086 | 0.05967 | 618.0861 | 0.030852 | 618.0861 | 0.03607 | 539.2107 | 0.0002653 | 612.88 | 0.080564 | 618.4953 | 0.0085299 | 537.6285 | 3.0594 | 612.88 | -0.016331 | 618.086 | 3.6277 | 612.88 | 0.043838 | 618.0861 | 4.1174 | 539.2107 | 0.00031861 | 539.2107 | 0.00041248 | 618.0861 | 1.1267 | 618.4953 | 0.0076386 | 618.4953 | 0.0003115 | 618.0861 | 0.012992 | 808.0426 | 0.42849 | 618.086 | 0.00080107 | 618.086 | 0.0033894 | 807.3573 | 3.2666 | 618.086 | 0.0055785 | 810.5647 | 0.23546 | 808.0426 | 0.15586 | 810.5647 | 0.00022943 | 944.8436 | 0.048881 | 1182.0592 | 0.29867 | 1023.8957 | 0.013489 | 1104.5826 | 0 | 1103.8649 | 0 | 618.086 | 0.20853 | 618.4953 | 3.4995 | 618.0861 | 14.3258 | 618.0861 | 1.8915 | 618.0861 | 8.9169 | 615.1129 | 0.22622
| 322.8774 | 0 |  |  | 322.8774 | 0.055933 | 322.8774 | -0.0024552 | 537.7438 | 0.0013465 | 618.3163 | 0.034164 | 613.1097 | -0.0082258 | 537.7438 | 0.031595 | 618.3163 | -0.038761 | 618.3163 | 0.0066532 | 618.7252 | 0.0028709 | 618.3163 | -0.018363 | 618.3163 | -0.0119 | 618.3163 | -0.0025857 | 539.3286 | 0.0002917 | 613.11 | -0.044181 | 618.7252 | 0.0044345 | 537.7438 | 3.083 | 613.11 | -0.012525 | 618.3163 | 3.5445 | 613.11 | 0.056079 | 618.3163 | 4.0142 | 539.3286 | 0.00032814 | 539.3286 | 0.00043207 | 618.3163 | 1.1006 | 618.7252 | 0.004698 | 618.7252 | -0.0027378 | 618.3163 | 0.0043542 | 808.2087 | 0.42069 | 618.3163 | -0.0048857 | 618.3163 | -0.0029437 | 807.5235 | 3.2087 | 618.3163 | -0.0054894 | 810.7321 | 0.23956 | 808.2087 | 0.16264 | 810.7321 | 0.00024771 | 944.9324 | 0.048756 | 1182.1277 | 0.29902 | 1023.9085 | 0.013468 | 1104.6425 | 0 | 1103.9246 | 0 | 618.316 | 0.20989 | 618.7252 | 3.4253 | 618.3163 | 14.0402 | 618.3163 | 1.8262 | 618.3163 | 8.7039 | 615.342 | 0.22526
| 322.9546 | 0 |  |  | 322.9546 | 0.062296 | 322.9546 | 0.0072098 | 537.8592 | 0 | 618.5466 | 0.06195 | 613.3401 | 0.018686 | 537.8592 | 0 | 618.5466 | 0.0918 | 618.5466 | 0.018201 | 618.9551 | 0.022635 | 618.5466 | 0.055511 | 618.5466 | 0.030643 | 618.5466 | 0.053995 | 539.4464 | 0.00029673 | 613.34 | 0.044181 | 618.9551 | 0.0074791 | 537.8592 | 3.0834 | 613.34 | -0.0049152 | 618.5466 | 3.5495 | 613.34 | 0.04139 | 618.5466 | 4.037 | 539.4464 | 0.00029612 | 539.4464 | 0.00037371 | 618.5466 | 1.1786 | 618.9551 | 0.010185 | 618.9551 | 0.0011594 | 618.5466 | 0.020113 | 808.3748 | 0.43286 | 618.5466 | 0.012796 | 618.5466 | -0.0016717 | 807.6897 | 3.3861 | 618.5466 | 0.011423 | 810.8995 | 0.24382 | 808.3748 | 0.15991 | 810.8995 | 0.00022285 | 945.0212 | 0.049188 | 1182.196 | 0.29936 | 1023.9214 | 0.013446 | 1104.7023 | 0 | 1103.9842 | 0 | 618.547 | 0.21032 | 618.9551 | 3.4538 | 618.5466 | 14.1031 | 618.5466 | 1.8441 | 618.5466 | 8.7778 | 615.5711 | 0.22739
| 323.0318 | 0 |  |  | 323.0318 | 0.056346 | 323.0318 | -0.0026349 | 537.9745 | 0.016451 | 618.7769 | 0.039284 | 613.5704 | -0.0077051 | 537.9745 | 0.0022362 | 618.7769 | -0.054023 | 618.7769 | 0.0026013 | 619.185 | -0.015503 | 618.7769 | -0.01 | 618.7769 | 0.0091322 | 618.7769 | -0.001374 | 539.5643 | 0.00026907 | 613.57 | 0.02339 | 619.185 | 0.00068622 | 537.9745 | 3.0154 | 613.57 | -0.005187 | 618.7769 | 3.5473 | 613.57 | 0.031246 | 618.7769 | 4.0262 | 539.5643 | 0.00029536 | 539.5643 | 0.000257 | 618.7769 | 1.1724 | 619.185 | 0.0033004 | 619.185 | -0.0041376 | 618.7769 | -0.00041806 | 808.5409 | 0.39762 | 618.7769 | -0.010133 | 618.7769 | -0.015097 | 807.856 | 3.444 | 618.7769 | -0.014408 | 811.0669 | 0.24831 | 808.5409 | 0.16668 | 811.0669 | 0.00025771 | 945.1102 | 0.049805 | 1182.2645 | 0.29971 | 1023.9342 | 0.013423 | 1104.762 | 0 | 1104.0439 | 0 | 618.777 | 0.21229 | 619.185 | 3.4539 | 618.7769 | 14.1007 | 618.7769 | 1.8364 | 618.7769 | 8.7318 | 615.8003 | 0.22878
| 323.109 | 0 |  |  | 323.109 | 0.062236 | 323.109 | 0.0044036 | 538.0899 | 0 | 619.0072 | 0.056615 | 613.8008 | 0.023415 | 538.0899 | 0 | 619.0072 | 0.091096 | 619.0072 | 0.019733 | 619.415 | 0.035103 | 619.0072 | 0.060402 | 619.0072 | 0.062682 | 619.0072 | 0.071503 | 539.6821 | 0.00025272 | 613.8 | -0.024429 | 619.415 | 0.011565 | 538.0899 | 2.9255 | 613.8 | 0.013839 | 619.0072 | 3.5535 | 613.8 | 0.035794 | 619.0072 | 4.0374 | 539.6821 | 0.00029193 | 539.6821 | 0.00034653 | 619.0072 | 1.2294 | 619.415 | 0.011155 | 619.415 | 0.0029458 | 619.0072 | 0.021862 | 808.707 | 0.3933 | 619.0072 | 0.009989 | 619.0072 | 0.011841 | 808.0222 | 3.5312 | 619.0072 | 0.010868 | 811.2343 | 0.25164 | 808.707 | 0.16493 | 811.2343 | 0.00023014 | 945.199 | 0.049754 | 1182.333 | 0.30006 | 1023.947 | 0.013398 | 1104.8218 | 0 | 1104.1038 | 0 | 619.007 | 0.21232 | 619.415 | 3.4703 | 619.0072 | 14.1423 | 619.0072 | 1.8492 | 619.0072 | 8.7778 | 616.0294 | 0.22665
| 323.1862 | 0 |  |  | 323.1862 | 0.05399 | 323.1862 | -0.0021277 | 538.2053 | 0.0052105 | 619.2375 | 0.01768 | 614.0312 | -0.0068899 | 538.2053 | 0.014535 | 619.2375 | -0.015131 | 619.2375 | -0.0004735 | 619.6449 | -0.01167 | 619.2375 | -0.022695 | 619.2375 | -0.014137 | 619.2375 | 0.0043218 | 539.8 | 0.00026236 | 614.03 | -0.020271 | 619.6449 | 0.0011881 | 538.2053 | 2.9676 | 614.03 | -0.018506 | 619.2375 | 3.4865 | 614.03 | 0.005713 | 619.2375 | 3.9593 | 539.8 | 0.00032471 | 539.8 | 0.00028418 | 619.2375 | 1.2136 | 619.6449 | 0.0055788 | 619.6449 | -0.0036257 | 619.2375 | -0.011159 | 808.8731 | 0.38673 | 619.2375 | -0.012876 | 619.2375 | -0.0019983 | 808.1884 | 3.4211 | 619.2375 | -0.016144 | 811.4017 | 0.25607 | 808.8731 | 0.17652 | 811.4017 | 0.00027385 | 945.288 | 0.049134 | 1182.4015 | 0.3004 | 1023.9599 | 0.013372 | 1104.8816 | 0 | 1104.1635 | 0 | 619.237 | 0.21408 | 619.6449 | 3.4029 | 619.2375 | 13.9346 | 619.2375 | 1.8167 | 619.2375 | 8.5952 | 616.2586 | 0.22525
| 323.2634 | 0 |  |  | 323.2634 | 0.060669 | 323.2634 | 0.005468 | 538.3207 | 0 | 619.4678 | 0.072006 | 614.2615 | 0.027172 | 538.3207 | 0 | 619.4678 | 0.064284 | 619.4678 | 0.019664 | 619.8749 | 0.021634 | 619.4678 | 0.060057 | 619.4678 | 0.046908 | 619.4678 | 0.047512 | 539.9178 | 0.00026614 | 614.26 | -0.040022 | 619.8749 | 0.0096054 | 538.3207 | 3.0128 | 614.26 | -0.005187 | 619.4678 | 3.5143 | 614.26 | 0.030547 | 619.4678 | 4.0066 | 539.9178 | 0.00028926 | 539.9178 | 0.00028818 | 619.4678 | 1.295 | 619.8749 | 0.012272 | 619.8749 | 0.0021395 | 619.4678 | 0.010426 | 809.0392 | 0.39047 | 619.4678 | 0.012443 | 619.4678 | 0.01214 | 808.3546 | 3.6026 | 619.4678 | 0.012666 | 811.5691 | 0.25974 | 809.0392 | 0.17674 | 811.5691 | 0.00024085 | 945.3769 | 0.048919 | 1182.47 | 0.30075 | 1023.9727 | 0.013344 | 1104.9414 | 0 | 1104.2231 | 0 | 619.468 | 0.21467 | 619.8749 | 3.4556 | 619.4678 | 14.0656 | 619.4678 | 1.831 | 619.4678 | 8.7037 | 616.4877 | 0.22704
| 323.3407 | 0 |  |  | 323.3407 | 0.053395 | 323.3407 | -0.0013615 | 538.436 | 0.010479 | 619.6981 | 0.0607 | 614.4919 | 0.0020742 | 538.436 | 0.036969 | 619.6981 | -0.041508 | 619.6981 | 0.0094527 | 620.1049 | 0.0056074 | 619.6981 | -0.012463 | 619.6981 | 0.032199 | 619.6981 | -0.0012874 | 540.0357 | 0.00023931 | 614.49 | -0.036903 | 620.1049 | 0.0038377 | 538.436 | 2.9845 | 614.49 | 0.0075879 | 619.6981 | 3.4875 | 614.49 | 0.020404 | 619.6981 | 3.9773 | 540.0357 | 0.00032738 | 540.0357 | 0.00022183 | 619.6981 | 1.2839 | 620.1049 | 0.006331 | 620.1049 | -0.0011718 | 619.6981 | -0.0031028 | 809.2053 | 0.37397 | 619.6981 | -0.010683 | 619.6981 | 0.0026209 | 808.5209 | 3.5791 | 619.6981 | -0.026622 | 811.7365 | 0.26351 | 809.2053 | 0.1892 | 811.7365 | 0.00025957 | 945.4658 | 0.049657 | 1182.5385 | 0.3011 | 1023.9856 | 0.013315 | 1105.0012 | 0 | 1104.2828 | 0 | 619.698 | 0.21647 | 620.1049 | 3.4262 | 619.6981 | 13.9344 | 619.6981 | 1.7958 | 619.6981 | 8.5831 | 616.7169 | 0.22783
| 323.4179 | 0 |  |  | 323.4179 | 0.058751 | 323.4179 | 0.0052959 | 538.5514 | 0 | 619.9285 | 0.060423 | 614.7223 | 0.031924 | 538.5514 | 0 | 619.9285 | 0.018644 | 619.9285 | 0.020343 | 620.3348 | 0.030276 | 619.9285 | 0.051327 | 619.9285 | 0.021356 | 619.9285 | 0.053872 | 540.1536 | 0.00023303 | 614.72 | 0.051458 | 620.3348 | 0.0085218 | 538.5514 | 2.9223 | 614.72 | -0.0035561 | 619.9285 | 3.4243 | 614.72 | 0.032295 | 619.9285 | 3.9106 | 540.1536 | 0.00029727 | 540.1536 | 0.00032695 | 619.9285 | 1.3288 | 620.3348 | 0.010088 | 620.3348 | 0.00077879 | 619.9285 | 0.013991 | 809.3714 | 0.37253 | 619.9285 | 0.0084729 | 619.9285 | -0.00072706 | 808.6871 | 3.6861 | 619.9285 | 0.019699 | 811.904 | 0.26641 | 809.3714 | 0.18472 | 811.904 | 0.00021271 | 945.5548 | 0.050787 | 1182.6069 | 0.30145 | 1023.9984 | 0.013285 | 1105.061 | 0 | 1104.3427 | 0 | 619.928 | 0.21767 | 620.3348 | 3.3866 | 619.9285 | 13.7997 | 619.9285 | 1.7801 | 619.9285 | 8.4821 | 616.9461 | 0.22735
| 323.4951 | 0 |  |  | 323.4951 | 0.05093 | 323.4951 | -0.00016274 | 538.6668 | 0.011182 | 620.1588 | 0.046857 | 614.9527 | -0.014111 | 538.6668 | 0.035464 | 620.1588 | -0.02766 | 620.1588 | 0.0029573 | 620.5648 | -0.0015564 | 620.1588 | -0.0097009 | 620.1588 | -0.017689 | 620.1588 | 0.015014 | 540.2714 | 0.00025859 | 614.95 | -0.024429 | 620.5648 | 0.0022958 | 538.6668 | 2.8368 | 614.95 | -0.013885 | 620.1588 | 3.4361 | 614.95 | -0.013525 | 620.1588 | 3.9199 | 540.2714 | 0.00033004 | 540.2714 | 0.00028018 | 620.1588 | 1.3557 | 620.5648 | 0.0033333 | 620.5648 | -0.0018081 | 620.1588 | 0.00081619 | 809.5376 | 0.35891 | 620.1588 | -0.012598 | 620.1588 | -0.0036527 | 808.8533 | 3.6704 | 620.1588 | -0.029694 | 812.0714 | 0.27013 | 809.5376 | 0.19499 | 812.0714 | 0.00025385 | 945.6437 | 0.051182 | 1182.6754 | 0.3018 | 1024.0112 | 0.013254 | 1105.1209 | 0 | 1104.4023 | 0 | 620.159 | 0.21911 | 620.5648 | 3.4099 | 620.1588 | 13.7998 | 620.1588 | 1.7721 | 620.1588 | 8.5089 | 617.1753 | 0.22654
| 323.5723 | 0 |  |  | 323.5723 | 0.057257 | 323.5723 | 0.0063554 | 538.7822 | 0 | 620.3892 | 0.052901 | 615.1832 | 0.020096 | 538.7822 | 0 | 620.3892 | 0.042073 | 620.3892 | 0.018953 | 620.7948 | 0.036184 | 620.3892 | 0.062285 | 620.3892 | 0.018398 | 620.3892 | 0.049022 | 540.3893 | 0.00026823 | 615.18 | -0.021311 | 620.7949 | 0.0084687 | 538.7822 | 2.8707 | 615.18 | -0.0011099 | 620.3892 | 3.4337 | 615.18 | 0.0015157 | 620.3892 | 3.9508 | 540.3893 | 0.00031251 | 540.3893 | 0.00027259 | 620.3892 | 1.412 | 620.7949 | 0.01209 | 620.7949 | -0.00079116 | 620.3892 | 0.0013906 | 809.7037 | 0.35753 | 620.3892 | 0.013348 | 620.3892 | -0.00045166 | 809.0196 | 3.7675 | 620.3892 | 0.012286 | 812.2389 | 0.2733 | 809.7037 | 0.18996 | 812.2389 | 0.00020971 | 945.7328 | 0.050572 | 1182.7439 | 0.30216 | 1024.024 | 0.013221 | 1105.1807 | 0 | 1104.4622 | 0 | 620.389 | 0.21947 | 620.7948 | 3.4249 | 620.3892 | 13.9329 | 620.3892 | 1.7904 | 620.3892 | 8.5739 | 617.4046 | 0.22849
| 323.6496 | 0 |  |  | 323.6496 | 0.05161 | 323.6496 | -0.0017044 | 538.8976 | 0.012236 | 620.6196 | 0.052187 | 615.4136 | -0.0034572 | 538.8976 | 0.03353 | 620.6196 | -0.046542 | 620.6196 | 3.2783e-05 | 621.0249 | -0.0058132 | 620.6196 | -0.018462 | 620.6196 | -0.0096335 | 620.6196 | -0.021993 | 540.5072 | 0.00029673 | 615.41 | -0.04834 | 621.0249 | 0.0015708 | 538.8976 | 2.8636 | 615.41 | 0.00052096 | 620.6196 | 3.4238 | 615.41 | 0.0085112 | 620.6196 | 3.8967 | 540.5072 | 0.00032013 | 540.5072 | 0.00019865 | 620.6196 | 1.4028 | 621.0249 | 0.0058624 | 621.0249 | -0.0031673 | 620.6196 | 0.0044921 | 809.8698 | 0.34167 | 620.6196 | -0.0048134 | 620.6196 | -0.0059697 | 809.1858 | 3.6903 | 620.6196 | -0.021928 | 812.4063 | 0.27784 | 809.8698 | 0.20614 | 812.4063 | 0.00023314 | 945.8218 | 0.050251 | 1182.8125 | 0.30251 | 1024.037 | 0.013187 | 1105.2406 | 0 | 1104.5219 | 0 | 620.62 | 0.22121 | 621.0249 | 3.4181 | 620.6196 | 13.8395 | 620.6196 | 1.7596 | 620.6196 | 8.4983 | 617.6338 | 0.22674
| 323.7268 | 0 |  |  | 323.7268 | 0.056747 | 323.7268 | 0.0079649 | 539.013 | 0 | 620.85 | 0.062741 | 615.644 | 0.04875 | 539.013 | 0 | 620.85 | 0.019436 | 620.85 | 0.020402 | 621.2549 | 0.027127 | 620.85 | 0.05978 | 620.85 | 0.046492 | 620.85 | 0.048548 | 540.6251 | 0.00031391 | 615.64 | -0.017152 | 621.2549 | 0.0078627 | 539.013 | 2.8636 | 615.64 | 0.0035108 | 620.85 | 3.3924 | 615.64 | 0.0043138 | 620.85 | 3.8856 | 540.6251 | 0.00033081 | 540.6251 | 0.00023742 | 620.85 | 1.4621 | 621.2549 | 0.012144 | 621.2549 | 0.0018026 | 620.85 | 0.014366 | 810.0359 | 0.34119 | 620.85 | 0.0036932 | 620.85 | 0.0052445 | 809.3521 | 3.9115 | 620.85 | 0.0079196 | 812.5738 | 0.28139 | 810.0359 | 0.20472 | 812.5738 | 0.00021628 | 945.9108 | 0.05097 | 1182.881 | 0.30286 | 1024.0498 | 0.013152 | 1105.3004 | 0 | 1104.5817 | 0 | 620.85 | 0.22129 | 621.2549 | 3.3959 | 620.85 | 13.7816 | 620.85 | 1.7786 | 620.85 | 8.4388 | 617.863 | 0.22585
| 323.8041 | 0 |  |  | 323.8041 | 0.049036 | 323.8041 | -0.0017066 | 539.1284 | 0 | 621.0804 | 0.0090447 | 615.8745 | 0.0094821 | 539.1284 | 0.021708 | 621.0804 | -0.049862 | 621.0804 | -0.00090903 | 621.485 | -0.01882 | 621.0804 | -0.01679 | 621.0804 | -0.013825 | 621.0804 | -0.0053312 | 540.7429 | 0.00036588 | 615.87 | 0.035864 | 621.4849 | 0.00052873 | 539.1284 | 2.8683 | 615.87 | 0.013568 | 621.0804 | 3.3637 | 615.87 | 0.022503 | 621.0804 | 3.8214 | 540.7429 | 0.00032852 | 540.7429 | 0.00031136 | 621.0804 | 1.4672 | 621.4849 | 0.0041296 | 621.4849 | -0.0031719 | 621.0804 | 0.0054593 | 810.2021 | 0.33585 | 621.0804 | -0.012354 | 621.0804 | -0.0043902 | 809.5184 | 3.9276 | 621.0804 | -0.016548 | 812.7412 | 0.28593 | 810.2021 | 0.22887 | 812.7412 | 0.00022871 | 945.9999 | 0.051702 | 1182.9495 | 0.30322 | 1024.0626 | 0.013115 | 1105.3602 | 0 | 1104.6415 | 0 | 621.08 | 0.22323 | 621.485 | 3.3604 | 621.0804 | 13.7035 | 621.0804 | 1.7467 | 621.0804 | 8.3562 | 618.0923 | 0.22601
| 323.8813 | 0 |  |  | 323.8813 | 0.052958 | 323.8813 | 0.0065834 | 539.2438 | 0 | 621.3108 | 0.072308 | 616.105 | 0.029423 | 539.2438 | 0 | 621.3108 | 0.049077 | 621.3108 | 0.020281 | 621.715 | 0.043192 | 621.3108 | 0.059467 | 621.3108 | 0.026186 | 621.3108 | 0.064579 | 540.8608 | 0.00034619 | 616.1 | -0.084723 | 621.715 | 0.011761 | 539.2438 | 2.8392 | 616.1 | 0.012753 | 621.3108 | 3.3685 | 616.1 | 0.031946 | 621.3108 | 3.8646 | 540.8608 | 0.0003228 | 540.8608 | 0.00036572 | 621.3108 | 1.5254 | 621.715 | 0.013251 | 621.715 | 0.0017172 | 621.3108 | 0.013617 | 810.3682 | 0.33403 | 621.3108 | 0.01461 | 621.3108 | 0.00080489 | 809.6846 | 4.0508 | 621.3108 | 0.02189 | 812.9087 | 0.29025 | 810.3682 | 0.22472 | 812.9087 | 0.00020428 | 946.0889 | 0.051515 | 1183.0181 | 0.30358 | 1024.0754 | 0.013078 | 1105.42 | 0 | 1104.7012 | 0 | 621.311 | 0.22407 | 621.715 | 3.3915 | 621.3108 | 13.7381 | 621.3108 | 1.7479 | 621.3108 | 8.3628 | 618.3215 | 0.22609
| 323.9586 | 0 |  |  | 323.9586 | 0.049509 | 323.9586 | -0.0033708 | 539.3592 | 0.0090743 | 621.5412 | 0.049612 | 616.3354 | -0.0031501 | 539.3592 | 0.032455 | 621.5412 | -0.042755 | 621.5412 | -0.00068463 | 621.9451 | -0.0063811 | 621.5412 | -0.010402 | 621.5412 | -0.0022929 | 621.5412 | 0.0015042 | 540.9787 | 0.00029757 | 616.34 | 0.019232 | 621.9451 | -0.0029265 | 539.3592 | 2.8252 | 616.34 | 0.0065008 | 621.5412 | 3.3396 | 616.34 | 0.0036143 | 621.5412 | 3.8436 | 540.9787 | 0.00035748 | 540.9787 | 0.00042807 | 621.5412 | 1.5386 | 621.9451 | 0.0073084 | 621.9451 | -0.0014835 | 621.5412 | 0.0044656 | 810.5344 | 0.3304 | 621.5412 | -0.013445 | 621.5412 | -0.005488 | 809.8509 | 3.9642 | 621.5412 | -0.018752 | 813.0762 | 0.29555 | 810.5344 | 0.24811 | 813.0762 | 0.000226 | 946.178 | 0.051157 | 1183.0865 | 0.30394 | 1024.0883 | 0.013039 | 1105.48 | 0 | 1104.761 | 0 | 621.541 | 0.22591 | 621.9451 | 3.3741 | 621.5412 | 13.6672 | 621.5412 | 1.7261 | 621.5412 | 8.2803 | 618.5508 | 0.22664
| 324.0358 | 0 |  |  | 324.0358 | 0.053371 | 324.0358 | 0.0059741 | 539.4746 | 0 | 621.7716 | 0.062199 | 616.5659 | 0.03746 | 539.4746 | 0 | 621.7716 | 0.069887 | 621.7716 | 0.0179 | 622.1751 | 0.034952 | 621.7716 | 0.067063 | 621.7716 | 0.023926 | 621.7716 | 0.06067 | 541.0966 | 0.00026362 | 616.57 | -0.027548 | 622.1751 | 0.010179 | 539.4746 | 2.7784 | 616.57 | 0.0075879 | 621.7716 | 3.3562 | 616.57 | 0.011309 | 621.7716 | 3.8655 | 541.0966 | 0.00038264 | 541.0966 | 0.00036971 | 621.7716 | 1.6203 | 622.1751 | 0.015021 | 622.1751 | 0.0022915 | 621.7716 | 0.015865 | 810.7005 | 0.30798 | 621.7716 | 0.012351 | 621.7716 | 0.0022566 | 810.0172 | 4.0915 | 621.7716 | 0.0046097 | 813.2436 | 0.29938 | 810.7005 | 0.23718 | 813.2436 | 0.00021471 | 946.2671 | 0.051521 | 1183.1552 | 0.3043 | 1024.1012 | 0.012999 | 1105.5398 | 0 | 1104.8208 | 0 | 621.772 | 0.22639 | 622.1751 | 3.3998 | 621.7716 | 13.7565 | 621.7716 | 1.7493 | 621.7716 | 8.3536 | 618.7801 | 0.22444
| 324.113 | 0 |  |  | 324.113 | 0.046048 | 324.1131 | -0.00034886 | 539.5901 | 0.0059129 | 622.0021 | 0.046404 | 616.7964 | 0.003392 | 539.5901 | 0.030521 | 622.0021 | -0.085868 | 622.0021 | -0.0030316 | 622.4052 | -0.0014436 | 622.0021 | -0.010888 | 622.0021 | -0.0071783 | 622.0021 | 0.0012511 | 541.2145 | 0.00024518 | 616.8 | 0.034825 | 622.4052 | 0.00035624 | 539.5901 | 2.7816 | 616.8 | -0.0062742 | 622.0021 | 3.2967 | 616.8 | -0.010377 | 622.0021 | 3.7833 | 541.2145 | 0.00037273 | 541.2145 | 0.00033454 | 622.0021 | 1.606 | 622.4052 | 0.0079159 | 622.4052 | -0.001161 | 622.0021 | 0.0036617 | 810.8667 | 0.31406 | 622.0021 | -0.015883 | 622.0021 | -0.003334 | 810.1834 | 4.2015 | 622.0021 | -0.02041 | 813.4111 | 0.30452 | 810.8667 | 0.26101 | 813.4111 | 0.00025085 | 946.3561 | 0.052013 | 1183.2238 | 0.30467 | 1024.114 | 0.012958 | 1105.5997 | 0 | 1104.8806 | 0 | 622.002 | 0.22795 | 622.4052 | 3.3511 | 622.0021 | 13.5413 | 622.0021 | 1.7018 | 622.0021 | 8.2332 | 619.0094 | 0.22662
| 324.1903 | 0 |  |  | 324.1903 | 0.053189 | 324.1903 | 0.0047051 | 539.7055 | 0 | 622.2325 | 0.064589 | 617.0269 | 0.033457 | 539.7055 | 0 | 622.2325 | 0.056767 | 622.2325 | 0.01161 | 622.6353 | 0.034229 | 622.2325 | 0.064825 | 622.2325 | 0.024248 | 622.2325 | 0.057509 | 541.3324 | 0.00027494 | 617.03 | 0.027548 | 622.6353 | 0.012157 | 539.7055 | 2.7116 | 617.03 | -0.0147 | 622.2325 | 3.3039 | 617.03 | 0.016206 | 622.2325 | 3.7896 | 541.3324 | 0.00032471 | 541.3324 | 0.00031536 | 622.2325 | 1.6778 | 622.6353 | 0.016776 | 622.6353 | 0.000592 | 622.2325 | 0.014491 | 811.0328 | 0.29986 | 622.2325 | 0.0079218 | 622.2325 | 0.0051987 | 810.3497 | 4.2407 | 622.2325 | 0.023238 | 813.5786 | 0.30922 | 811.0328 | 0.24844 | 813.5786 | 0.00024857 | 946.4453 | 0.052525 | 1183.2922 | 0.30503 | 1024.1268 | 0.012915 | 1105.6596 | 0 | 1104.9404 | 0 | 622.233 | 0.22869 | 622.6353 | 3.355 | 622.2325 | 13.5573 | 622.2325 | 1.6991 | 622.2325 | 8.2433 | 619.2387 | 0.22511
| 324.2676 | 0 |  |  | 324.2676 | 0.045101 | 324.2676 | -0.0021121 | 539.8209 | 0.0052105 | 622.463 | 0.042274 | 617.2575 | 0.0022138 | 539.8209 | 0.0022362 | 622.463 | -0.055867 | 622.463 | -0.0014953 | 622.8654 | -0.0077951 | 622.463 | -0.01695 | 622.463 | -0.0099779 | 622.463 | -0.02116 | 541.4503 | 0.00027703 | 617.26 | -0.017152 | 622.8654 | 0.0021625 | 539.8209 | 2.7318 | 617.26 | 0.0021518 | 622.463 | 3.2712 | 617.26 | 0.0060627 | 622.463 | 3.7805 | 541.4503 | 0.00033004 | 541.4503 | 0.00040089 | 622.463 | 1.6859 | 622.8654 | 0.0087974 | 622.8654 | -0.0012658 | 622.463 | 0.0041574 | 811.199 | 0.28822 | 622.463 | -0.013081 | 622.463 | -0.0018617 | 810.516 | 4.2688 | 622.463 | -0.009839 | 813.7461 | 0.31458 | 811.199 | 0.27544 | 813.7461 | 0.00025943 | 946.5344 | 0.053112 | 1183.3608 | 0.3054 | 1024.1396 | 0.012872 | 1105.7195 | 0 | 1105.0002 | 0 | 622.463 | 0.22971 | 622.8654 | 3.3506 | 622.463 | 13.5752 | 622.463 | 1.6761 | 622.463 | 8.2177 | 619.468 | 0.22675
| 324.3448 | 0 |  |  | 324.3448 | 0.051804 | 324.3448 | 0.0053398 | 539.9364 | 0 | 622.6935 | 0.05795 | 617.488 | 0.038803 | 539.9364 | 0 | 622.6935 | 0.067073 | 622.6934 | 0.018488 | 623.0956 | 0.034731 | 622.6935 | 0.065036 | 622.6934 | 0.043172 | 622.6934 | 0.060983 | 541.5682 | 0.0003026 | 617.49 | 0.04314 | 623.0956 | 0.0092428 | 539.9364 | 2.7132 | 617.49 | -0.0057306 | 622.6935 | 3.2912 | 617.49 | 0.0092106 | 622.6934 | 3.7772 | 541.5682 | 0.00033995 | 541.5682 | 0.00034254 | 622.6934 | 1.7742 | 623.0956 | 0.015363 | 623.0956 | 0.0013637 | 622.6934 | 0.016865 | 811.3651 | 0.28817 | 622.6935 | 0.012203 | 622.6935 | 0.0083626 | 810.6823 | 4.4274 | 622.6935 | 0.015958 | 813.9136 | 0.31846 | 811.3651 | 0.26166 | 813.9136 | 0.00022743 | 946.6235 | 0.053206 | 1183.4294 | 0.30577 | 1024.1526 | 0.012828 | 1105.7794 | 0 | 1105.0601 | 0 | 622.693 | 0.22978 | 623.0956 | 3.354 | 622.6934 | 13.535 | 622.6934 | 1.6976 | 622.6934 | 8.1947 | 619.6973 | 0.22576
| 324.4221 | 0 |  |  | 324.4221 | 0.044445 | 324.4221 | -0.0033558 | 540.0518 | 0.0062641 | 622.9239 | 0.061122 | 617.7185 | 0.0090474 | 540.0518 | 0.0067085 | 622.9239 | -0.067392 | 622.9239 | 0.00046059 | 623.3257 | -0.010154 | 622.9239 | -0.0071677 | 622.9239 | -0.0020681 | 622.9239 | -0.020728 | 541.6861 | 0.00030763 | 617.72 | -0.0057175 | 623.3257 | 0.0034919 | 540.0518 | 2.7514 | 617.72 | -0.0027408 | 622.9239 | 3.2494 | 617.72 | -0.0072287 | 622.9239 | 3.7498 | 541.6861 | 0.00035748 | 541.6861 | 0.00024501 | 622.9239 | 1.7654 | 623.3257 | 0.01171 | 623.3257 | 0.00053722 | 622.9239 | 0.0090167 | 811.5313 | 0.27621 | 622.9239 | -0.0067859 | 622.9239 | 0.002413 | 810.8486 | 4.3147 | 622.9239 | -0.011386 | 814.0811 | 0.32295 | 811.5313 | 0.28648 | 814.0811 | 0.00023885 | 946.7128 | 0.053328 | 1183.498 | 0.30615 | 1024.1654 | 0.012783 | 1105.8394 | 0 | 1105.1199 | 0 | 622.924 | 0.23171 | 623.3257 | 3.3447 | 622.9239 | 13.4827 | 622.9239 | 1.6663 | 622.9239 | 8.1246 | 619.9266 | 0.22736
| 324.4994 | 0 |  |  | 324.4994 | 0.051015 | 324.4994 | 0.004469 | 540.1673 | 0 | 623.1544 | 0.056034 | 617.9491 | 0.039137 | 540.1673 | 0 | 623.1544 | 0.092455 | 623.1544 | 0.016996 | 623.5558 | 0.025371 | 623.1544 | 0.064332 | 623.1544 | 0.036682 | 623.1544 | 0.044483 | 541.804 | 0.00033571 | 617.95 | 0.02235 | 623.5558 | 0.0090397 | 540.1673 | 2.7164 | 617.95 | -0.0087205 | 623.1544 | 3.2239 | 617.95 | -0.018771 | 623.1544 | 3.7393 | 541.804 | 0.00035863 | 541.804 | 0.00016347 | 623.1544 | 1.8386 | 623.5558 | 0.016136 | 623.5558 | 0.00080143 | 623.1544 | 0.0097297 | 811.6975 | 0.27877 | 623.1544 | 0.006898 | 623.1544 | -0.0018534 | 811.0149 | 4.452 | 623.1544 | 0.02358 | 814.2486 | 0.32754 | 811.6975 | 0.26899 | 814.2486 | 0.00019786 | 946.8019 | 0.053821 | 1183.5666 | 0.30652 | 1024.1782 | 0.012736 | 1105.8992 | 0 | 1105.1797 | 0 | 623.154 | 0.23212 | 623.5558 | 3.333 | 623.1544 | 13.4412 | 623.1544 | 1.6919 | 623.1544 | 8.0963 | 620.156 | 0.22604
| 324.5766 | 0 |  |  | 324.5766 | 0.039855 | 324.5766 | -0.0015499 | 540.2827 | 0.026197 | 623.3849 | 0.050454 | 618.1796 | -0.0038115 | 540.2827 | 0.017517 | 623.3849 | -0.054698 | 623.385 | 0.0039564 | 623.786 | -0.01038 | 623.3849 | -0.0093753 | 623.385 | 0.0010603 | 623.385 | 0.0094165 | 541.922 | 0.00030763 | 618.18 | -0.027548 | 623.786 | 0.0034278 | 540.2827 | 2.6423 | 618.18 | -0.01606 | 623.3849 | 3.2134 | 618.18 | -0.010377 | 623.385 | 3.7191 | 541.922 | 0.00037425 | 541.922 | 0.00029177 | 623.385 | 1.8456 | 623.786 | 0.010578 | 623.786 | -0.0007304 | 623.385 | 0.006279 | 811.8636 | 0.2753 | 623.3849 | -0.013799 | 623.3849 | -0.0054878 | 811.1812 | 4.5623 | 623.3849 | -0.02214 | 814.4161 | 0.33241 | 811.8636 | 0.29303 | 814.4161 | 0.000214 | 946.8912 | 0.05426 | 1183.6353 | 0.3069 | 1024.191 | 0.012689 | 1105.9591 | 0 | 1105.2395 | 0 | 623.385 | 0.2333 | 623.786 | 3.3419 | 623.385 | 13.4598 | 623.385 | 1.6434 | 623.385 | 8.0634 | 620.3853 | 0.22757
| 324.6539 | 0 |  |  | 324.6539 | 0.051938 | 324.6539 | 0.0071146 | 540.3982 | 0 | 623.6155 | 0.064754 | 618.4102 | 0.032554 | 540.3982 | 0 | 623.6155 | 0.02538 | 623.6155 | 0.017546 | 624.0162 | 0.018831 | 623.6155 | 0.063668 | 623.6155 | 0.052304 | 623.6155 | 0.043414 | 542.0399 | 0.00031433 | 618.41 | -0.017152 | 624.0162 | 0.011087 | 540.3982 | 2.6874 | 618.41 | -0.007905 | 623.6155 | 3.2083 | 618.41 | 0.0011659 | 623.6155 | 3.7035 | 542.0399 | 0.0003914 | 542.0399 | 0.00032295 | 623.6155 | 1.9332 | 624.0162 | 0.016653 | 624.0162 | -5.9099e-05 | 623.6155 | 0.018988 | 812.0298 | 0.26505 | 623.6155 | -0.00043557 | 623.6155 | 0.0034663 | 811.3475 | 4.5991 | 623.6155 | 0.011953 | 814.5836 | 0.33585 | 812.0298 | 0.27992 | 814.5836 | 0.00020228 | 946.9804 | 0.054608 | 1183.7039 | 0.30728 | 1024.204 | 0.012642 | 1106.019 | 0 | 1105.2994 | 0 | 623.615 | 0.2339 | 624.0162 | 3.3191 | 623.6155 | 13.3826 | 623.6155 | 1.6698 | 623.6155 | 8.0262 | 620.6147 | 0.22686
| 324.7312 | 0 |  |  | 324.7312 | 0.039928 | 324.7312 | -0.0023168 | 540.5136 | 0.012236 | 623.846 | 0.048011 | 618.6408 | -0.0070133 | 540.5136 | 0.032455 | 623.846 | -0.027173 | 623.846 | 0.0041695 | 624.2463 | -0.0049353 | 623.846 | -0.019626 | 623.846 | 0.011482 | 623.846 | -0.021752 | 542.1578 | 0.00031978 | 618.64 | -0.050418 | 624.2463 | 0.00084388 | 540.5136 | 2.696 | 618.64 | -0.0076332 | 623.846 | 3.1878 | 618.64 | -0.012125 | 623.846 | 3.6789 | 542.1578 | 0.00032547 | 542.1578 | 0.00041248 | 623.846 | 1.9347 | 624.2463 | 0.0096852 | 624.2463 | -0.0032656 | 623.846 | 0.0043498 | 812.196 | 0.26515 | 623.846 | -0.0073118 | 623.846 | 0.0041521 | 811.5138 | 4.5759 | 623.846 | -0.019381 | 814.7511 | 0.34028 | 812.196 | 0.30298 | 814.7511 | 0.00024085 | 947.0696 | 0.054485 | 1183.7725 | 0.30766 | 1024.2168 | 0.012593 | 1106.079 | 0 | 1105.3592 | 0 | 623.846 | 0.23507 | 624.2463 | 3.3086 | 623.846 | 13.3365 | 623.846 | 1.6489 | 623.846 | 8.0151 | 620.8441 | 0.22877
| 324.8085 | 0 |  |  | 324.8085 | 0.051404 | 324.8085 | 0.0039075 | 540.6291 | 0 | 624.0765 | 0.060072 | 618.8714 | 0.028093 | 540.6291 | 0 | 624.0765 | 0.037264 | 624.0765 | 0.011398 | 624.4765 | 0.039782 | 624.0765 | 0.070721 | 624.0765 | 0.030494 | 624.0765 | 0.069552 | 542.2757 | 0.00031894 | 618.87 | 0.006757 | 624.4765 | 0.009289 | 540.6291 | 2.7105 | 618.87 | 0.0065008 | 624.0765 | 3.1735 | 618.87 | -0.0093273 | 624.0765 | 3.6691 | 542.2757 | 0.0002885 | 542.2757 | 0.00044366 | 624.0765 | 2.0289 | 624.4765 | 0.017927 | 624.4765 | 0.0016023 | 624.0765 | 0.02411 | 812.3622 | 0.25955 | 624.0765 | 0.010724 | 624.0765 | 0.010125 | 811.6801 | 4.6899 | 624.0765 | 0.013952 | 814.9187 | 0.34444 | 812.3622 | 0.28975 | 814.9187 | 0.00023685 | 947.1589 | 0.054083 | 1183.8412 | 0.30805 | 1024.2296 | 0.012544 | 1106.1389 | 0 | 1105.4191 | 0 | 624.077 | 0.23568 | 624.4765 | 3.308 | 624.0765 | 13.3383 | 624.0765 | 1.6506 | 624.0765 | 7.9891 | 621.0735 | 0.22707
| 324.8857 | 0 |  |  | 324.8857 | 0.041167 | 324.8858 | -0.0019211 | 540.7446 | 0.026588 | 624.3071 | 0.054557 | 619.102 | -0.01289 | 540.7446 | 0.022353 | 624.3071 | -0.01846 | 624.3071 | -0.00055531 | 624.7067 | 0.00058247 | 624.3071 | -0.015081 | 624.3071 | -0.0080693 | 624.3071 | -0.030602 | 542.3936 | 0.00034158 | 619.1 | -0.10759 | 624.7067 | 0.0021755 | 540.7446 | 2.7289 | 619.1 | -0.018233 | 624.3071 | 3.1921 | 619.1 | -0.021918 | 624.3071 | 3.7156 | 542.3936 | 0.00026182 | 542.3936 | 0.00047083 | 624.3071 | 2.0584 | 624.7067 | 0.014185 | 624.7067 | -0.00072103 | 624.3071 | -0.00053946 | 812.5284 | 0.26318 | 624.3071 | 0.001538 | 624.3071 | -0.0062502 | 811.8464 | 4.7814 | 624.3071 | -0.014277 | 815.0862 | 0.34805 | 812.5284 | 0.30681 | 815.0862 | 0.000261 | 947.2482 | 0.054087 | 1183.9098 | 0.30844 | 1024.2424 | 0.012494 | 1106.1988 | 0 | 1105.479 | 0 | 624.307 | 0.23631 | 624.7067 | 3.3457 | 624.3071 | 13.5028 | 624.3071 | 1.653 | 624.3071 | 8.0579 | 621.3029 | 0.22451
| 324.963 | 0 |  |  | 324.963 | 0.047809 | 324.963 | 0.0050643 | 540.8601 | 0 | 624.5377 | 0.047529 | 619.3326 | 0.028917 | 540.8601 | 0 | 624.5377 | 0.074937 | 624.5377 | 0.011583 | 624.9369 | 0.02831 | 624.5377 | 0.068241 | 624.5377 | 0.034787 | 624.5377 | 0.043613 | 542.5116 | 0.00029673 | 619.33 | -0.019232 | 624.9369 | 0.0090588 | 540.8601 | 2.7208 | 619.33 | -0.00083807 | 624.5377 | 3.1453 | 619.33 | 0.0036143 | 624.5377 | 3.6678 | 542.5116 | 0.00025801 | 542.5116 | 0.0003933 | 624.5377 | 2.1449 | 624.9369 | 0.016273 | 624.9369 | 4.4857e-05 | 624.5377 | 0.0054374 | 812.6946 | 0.23605 | 624.5377 | 0.0066496 | 624.5377 | 0.01235 | 812.0127 | 4.9705 | 624.5377 | 0.017298 | 815.2537 | 0.35127 | 812.6946 | 0.29238 | 815.2537 | 0.00023243 | 947.3375 | 0.05418 | 1183.9784 | 0.30883 | 1024.2554 | 0.012443 | 1106.2588 | 0 | 1105.5388 | 0 | 624.538 | 0.23696 | 624.9369 | 3.3177 | 624.5377 | 13.372 | 624.5377 | 1.6435 | 624.5377 | 7.9801 | 621.5323 | 0.22452
| 325.0403 | 0 |  |  | 325.0403 | 0.041774 | 325.0403 | -0.00036216 | 540.9755 | 0.022678 | 624.7682 | 0.029268 | 619.5632 | -0.0089205 | 540.9755 | 0.03439 | 624.7682 | -0.060312 | 624.7682 | -0.0027683 | 625.1671 | 0.0039051 | 624.7682 | -0.017211 | 624.7682 | -0.0033386 | 624.7682 | -0.027953 | 542.6295 | 0.00030847 | 619.56 | -0.042101 | 625.1671 | -0.00043161 | 540.9755 | 2.6698 | 619.56 | -0.018777 | 624.7682 | 3.1268 | 619.56 | -0.028215 | 624.7682 | 3.6037 | 542.6295 | 0.00031327 | 542.6295 | 0.00027619 | 624.7682 | 2.1243 | 625.1671 | 0.012955 | 625.1671 | -0.0016482 | 624.7682 | -0.0054379 | 812.8608 | 0.24065 | 624.7682 | -0.0024465 | 624.7682 | -0.003574 | 812.179 | 4.9244 | 624.7682 | -0.013129 | 815.4213 | 0.35647 | 812.8608 | 0.30724 | 815.4213 | 0.00024985 | 947.4268 | 0.054428 | 1184.0471 | 0.30923 | 1024.2682 | 0.012392 | 1106.3187 | 0 | 1105.5988 | 0 | 624.768 | 0.23911 | 625.1671 | 3.289 | 624.7682 | 13.2564 | 624.7682 | 1.6102 | 624.7682 | 7.8823 | 621.7617 | 0.22644
| 325.1176 | 0 |  |  | 325.1176 | 0.044615 | 325.1176 | 0.0053935 | 541.091 | 0 | 624.9988 | 0.062597 | 619.7939 | 0.048766 | 541.091 | 0 | 624.9988 | 0.056755 | 624.9988 | 0.018722 | 625.3974 | 0.037012 | 624.9988 | 0.073439 | 624.9988 | 0.03663 | 624.9988 | 0.033846 | 542.7474 | 0.00028583 | 619.79 | 0.027548 | 625.3974 | 0.0087167 | 541.091 | 2.7066 | 619.79 | -0.0040998 | 624.9988 | 3.1278 | 619.79 | -0.0016322 | 624.9988 | 3.6208 | 542.7474 | 0.00032852 | 542.7474 | 0.00042807 | 624.9988 | 2.2236 | 625.3974 | 0.020717 | 625.3974 | 0.0021713 | 624.9988 | 0.021737 | 813.027 | 0.21502 | 624.9988 | 0.010726 | 624.9988 | 0.0065565 | 812.3454 | 5.0331 | 624.9988 | 0.017881 | 815.5888 | 0.36123 | 813.027 | 0.29424 | 815.5888 | 0.00023985 | 947.5161 | 0.055092 | 1184.1157 | 0.30963 | 1024.281 | 0.01234 | 1106.3788 | 0 | 1105.6586 | 0 | 624.999 | 0.24016 | 625.3974 | 3.2997 | 624.9988 | 13.2623 | 624.9988 | 1.6267 | 624.9988 | 7.8928 | 621.9911 | 0.22801
| 325.1949 | 0 |  |  | 325.1949 | 0.037524 | 325.1949 | -0.0012696 | 541.2065 | 0 | 625.2294 | 0.046521 | 620.0245 | -0.0068624 | 541.2065 | 0.018262 | 625.2294 | -0.050185 | 625.2294 | -0.0082417 | 625.6276 | 0.0073889 | 625.2294 | -0.013151 | 625.2294 | 0.0040638 | 625.2294 | -0.021003 | 542.8654 | 0.00032188 | 620.02 | 0.006757 | 625.6276 | -0.00029296 | 541.2065 | 2.6847 | 620.02 | -0.018777 | 625.2294 | 3.1131 | 620.02 | 0.0050134 | 625.2294 | 3.6072 | 542.8654 | 0.00036015 | 542.8654 | 0.0003813 | 625.2294 | 2.2185 | 625.6276 | 0.012792 | 625.6276 | -0.0029094 | 625.2294 | -0.0019409 | 813.1932 | 0.20466 | 625.2294 | -0.012561 | 625.2294 | -0.0055296 | 812.5117 | 5.12 | 625.2294 | -0.019596 | 815.7564 | 0.36686 | 813.1932 | 0.30659 | 815.7564 | 0.00024528 | 947.6055 | 0.055323 | 1184.1844 | 0.31003 | 1024.2938 | 0.012288 | 1106.4387 | 0 | 1105.7185 | 0 | 625.229 | 0.24161 | 625.6276 | 3.3076 | 625.2294 | 13.2265 | 625.2294 | 1.6237 | 625.2294 | 7.8529 | 622.2206 | 0.22514
| 325.2722 | 0 |  |  | 325.2722 | 0.046486 | 325.2722 | 0.0013252 | 541.322 | 0 | 625.46 | 0.054098 | 620.2552 | 0.021717 | 541.322 | 0 | 625.46 | 0.014099 | 625.46 | 0.016844 | 625.8579 | 0.028507 | 625.46 | 0.067042 | 625.46 | 0.022293 | 625.46 | 0.056252 | 542.9833 | 0.00033948 | 620.26 | 0.056654 | 625.8579 | 0.0077232 | 541.322 | 2.7194 | 620.26 | -0.0073615 | 625.46 | 3.1067 | 620.26 | 0.033695 | 625.46 | 3.5966 | 542.9833 | 0.00036815 | 542.9833 | 0.00043207 | 625.46 | 2.3208 | 625.8579 | 0.016286 | 625.8579 | 0.0012424 | 625.46 | -0.00081886 | 813.3594 | 0.21785 | 625.46 | 0.0076762 | 625.46 | 0.0010572 | 812.678 | 5.1677 | 625.46 | 0.012691 | 815.9239 | 0.37216 | 813.3594 | 0.29424 | 815.9239 | 0.00021643 | 947.6948 | 0.055445 | 1184.2532 | 0.31044 | 1024.3068 | 0.012235 | 1106.4987 | 0 | 1105.7784 | 0 | 625.46 | 0.24244 | 625.8579 | 3.3034 | 625.46 | 13.218 | 625.46 | 1.6351 | 625.46 | 7.8402 | 622.45 | 0.22805
| 325.3495 | 0 |  |  | 325.3495 | 0.038216 | 325.3495 | -0.0033342 | 541.4375 | 0 | 625.6906 | 0.034257 | 620.4859 | 0.0018681 | 541.4375 | 0.010063 | 625.6906 | -0.027648 | 625.6906 | -0.0043047 | 626.0881 | 0.0042217 | 625.6906 | -0.017615 | 625.6906 | -0.017336 | 625.6906 | -0.045728 | 543.1013 | 0.00033068 | 620.49 | -0.037943 | 626.0881 | -0.0025355 | 541.4375 | 2.6844 | 620.49 | -0.0046433 | 625.6906 | 3.0925 | 620.49 | 0.0043138 | 625.6906 | 3.579 | 543.1013 | 0.00034681 | 543.1013 | 0.00032695 | 625.6906 | 2.3459 | 626.0881 | 0.01234 | 626.0881 | -0.0036375 | 625.6906 | 0.0058948 | 813.5256 | 0.18768 | 625.6906 | -0.013077 | 625.6906 | -0.0064863 | 812.8444 | 5.1247 | 625.6906 | -0.015384 | 816.0915 | 0.37818 | 813.5256 | 0.30429 | 816.0915 | 0.00026443 | 947.7842 | 0.056218 | 1184.3218 | 0.31085 | 1024.3196 | 0.012182 | 1106.5587 | 0 | 1105.8383 | 0 | 625.691 | 0.24368 | 626.0881 | 3.2987 | 625.6906 | 13.1546 | 625.6906 | 1.633 | 625.6906 | 7.7973 | 622.6795 | 0.23054
| 325.4268 | 0 |  |  | 325.4268 | 0.043717 | 325.4268 | 0.0064344 | 541.553 | 0 | 625.9213 | 0.064669 | 620.7165 | 0.032578 | 541.553 | 0 | 625.9213 | 0.015762 | 625.9213 | 0.021972 | 626.3184 | 0.034525 | 625.9213 | 0.065944 | 625.9213 | 0.027077 | 625.9213 | 0.092372 | 543.2192 | 0.00031685 | 620.72 | 0.02339 | 626.3184 | 0.007476 | 541.553 | 2.6256 | 620.72 | -0.015516 | 625.9213 | 3.0605 | 620.72 | 0.013408 | 625.9213 | 3.5688 | 543.2192 | 0.00033119 | 543.2192 | 0.00035812 | 625.9213 | 2.4235 | 626.3184 | 0.02132 | 626.3184 | 0.0017394 | 625.9213 | -0.00016178 | 813.6918 | 0.20258 | 625.9213 | 0.017248 | 625.9213 | 0.0052174 | 813.0107 | 5.2961 | 625.9213 | 0.02712 | 816.259 | 0.38315 | 813.6918 | 0.29336 | 816.259 | 0.00023028 | 947.8736 | 0.057144 | 1184.3905 | 0.31127 | 1024.3324 | 0.012129 | 1106.6186 | 0 | 1105.8982 | 0 | 625.921 | 0.24573 | 626.3184 | 3.2922 | 625.9213 | 13.14 | 625.9213 | 1.6344 | 625.9213 | 7.7888 | 622.909 | 0.22615
| 325.5041 | 0 |  |  | 325.5041 | 0.03518 | 325.5041 | -0.00026241 | 541.6685 | 0.034408 | 626.1519 | 0.036084 | 620.9472 | -0.017024 | 541.6685 | 0.039118 | 626.1519 | -0.024327 | 626.1519 | -0.0044735 | 626.5487 | -0.0057581 | 626.1519 | -0.022518 | 626.1519 | -0.015582 | 626.1519 | 0.0097793 | 543.3372 | 0.00027326 | 620.95 | -0.019232 | 626.5487 | 0.00096277 | 541.6685 | 2.5895 | 620.95 | 0.0078598 | 626.1519 | 3.0539 | 620.95 | 0.0029147 | 626.1519 | 3.5375 | 543.3372 | 0.0003228 | 543.3372 | 0.00034653 | 626.1519 | 2.4298 | 626.5487 | 0.01563 | 626.5487 | -0.0029885 | 626.1519 | 0.0034397 | 813.858 | 0.19943 | 626.1519 | -0.013522 | 626.1519 | -0.0078159 | 813.1771 | 5.2817 | 626.1519 | -0.01668 | 816.4266 | 0.38879 | 813.858 | 0.30068 | 816.4266 | 0.00023585 | 947.963 | 0.057321 | 1184.4592 | 0.31169 | 1024.3452 | 0.012076 | 1106.6786 | 0 | 1105.9581 | 0 | 626.152 | 0.24699 | 626.5487 | 3.276 | 626.1519 | 13.0799 | 626.1519 | 1.6133 | 626.1519 | 7.7364 | 623.1384 | 0.22395
| 325.5814 | 0 |  |  | 325.5814 | 0.044203 | 325.5814 | 0.0066334 | 541.7841 | 0 | 626.3826 | 0.051577 | 621.1779 | 0.029921 | 541.7841 | 0 | 626.3826 | 0.075544 | 626.3826 | 0.018176 | 626.779 | 0.029547 | 626.3826 | 0.058352 | 626.3826 | 0.058116 | 626.3826 | 0.045521 | 543.4552 | 0.00025105 | 621.18 | -0.018192 | 626.779 | 0.0070258 | 541.7841 | 2.6209 | 621.18 | -0.0084487 | 626.3826 | 3.0667 | 621.18 | 0.0067623 | 626.3826 | 3.5354 | 543.4552 | 0.00029117 | 543.4552 | 0.00023742 | 626.3826 | 2.4968 | 626.779 | 0.019855 | 626.779 | 0.0015714 | 626.3826 | 0.02411 | 814.0242 | 0.18939 | 626.3826 | 0.007935 | 626.3826 | 0.005436 | 813.3434 | 5.4531 | 626.3826 | 0.0125 | 816.5942 | 0.393 | 814.0242 | 0.29205 | 816.5942 | 0.00022228 | 948.0525 | 0.056801 | 1184.5279 | 0.31211 | 1024.3582 | 0.012022 | 1106.7387 | 0 | 1106.0181 | 0 | 626.383 | 0.24768 | 626.779 | 3.2722 | 626.3826 | 13.0719 | 626.3826 | 1.6141 | 626.3826 | 7.7262 | 623.3679 | 0.22639
| 325.6587 | 0 |  |  | 325.6587 | 0.038471 | 325.6588 | -0.0027975 | 541.8996 | 0 | 626.6132 | 0.053729 | 621.4086 | -0.011096 | 541.8996 | 0.032025 | 626.6132 | -0.050789 | 626.6132 | 0.00053112 | 627.0093 | -0.0017878 | 626.6132 | -0.019783 | 626.6132 | -0.011629 | 626.6132 | -0.010869 | 543.5731 | 0.00026236 | 621.41 | 0.047299 | 627.0093 | 0.0030694 | 541.8996 | 2.5756 | 621.41 | -0.0057306 | 626.6132 | 3.0177 | 621.41 | -0.023668 | 626.6132 | 3.5174 | 543.5731 | 0.00028545 | 543.5731 | 0.00022982 | 626.6132 | 2.5406 | 627.0093 | 0.018722 | 627.0093 | -0.0012565 | 626.6132 | 0.0065578 | 814.1905 | 0.1841 | 626.6132 | -0.014371 | 626.6132 | -0.0094898 | 813.5098 | 5.4137 | 626.6132 | -0.025698 | 816.7618 | 0.39835 | 814.1905 | 0.29828 | 816.7618 | 0.00025371 | 948.1419 | 0.056949 | 1184.5967 | 0.31254 | 1024.371 | 0.011969 | 1106.7987 | 0 | 1106.078 | 0 | 626.613 | 0.24849 | 627.0093 | 3.2741 | 626.6132 | 12.9913 | 626.6132 | 1.603 | 626.6132 | 7.6463 | 623.5974 | 0.2273
| 325.7361 | 0 |  |  | 325.7361 | 0.04096 | 325.7361 | 0.0042957 | 542.0151 | 0 | 626.8439 | 0.065413 | 621.6394 | 0.033777 | 542.0151 | 0 | 626.8439 | 0.065267 | 626.8439 | 0.020868 | 627.2396 | 0.019166 | 626.8439 | 0.066039 | 626.8439 | 0.020682 | 626.8439 | 0.053017 | 543.6911 | 0.00032313 | 621.64 | -0.02235 | 627.2396 | 0.011545 | 542.0151 | 2.5705 | 621.64 | -0.021495 | 626.8439 | 3.0278 | 621.64 | -0.012825 | 626.8439 | 3.5292 | 543.6911 | 0.00025306 | 543.6911 | 0.00019065 | 626.8439 | 2.6624 | 627.2396 | 0.024606 | 627.2396 | 0.0023577 | 626.8439 | 0.015366 | 814.3567 | 0.18042 | 626.8439 | 0.01514 | 626.8439 | 0.0031806 | 813.6762 | 5.546 | 626.8439 | 0.02283 | 816.9293 | 0.40306 | 814.3567 | 0.29172 | 816.9293 | 0.00024271 | 948.2314 | 0.057873 | 1184.6654 | 0.31297 | 1024.3838 | 0.011915 | 1106.8586 | 0 | 1106.1379 | 0 | 626.844 | 0.24964 | 627.2396 | 3.2811 | 626.8439 | 13.0592 | 626.8439 | 1.6075 | 626.8439 | 7.6893 | 623.8269 | 0.2255
| 325.8134 | 0 |  |  | 325.8134 | 0.035107 | 325.8134 | -0.003894 | 542.1306 | 0.022482 | 627.0746 | 0.045603 | 621.8701 | 0.0019562 | 542.1306 | 0.010436 | 627.0746 | -0.062132 | 627.0746 | -0.0098878 | 627.4699 | -0.023566 | 627.0746 | -0.02094 | 627.0746 | 0.0052973 | 627.0746 | -0.05077 | 543.809 | 0.00038433 | 621.87 | -0.026508 | 627.4699 | -0.0020215 | 542.1306 | 2.5296 | 621.87 | -0.01171 | 627.0746 | 3.0037 | 621.87 | -0.012125 | 627.0746 | 3.5061 | 543.809 | 0.00027783 | 543.809 | 0.00029577 | 627.0746 | 2.6506 | 627.4699 | 0.017192 | 627.4699 | -0.0013058 | 627.0746 | -0.0027825 | 814.5229 | 0.17652 | 627.0746 | -0.0094467 | 627.0746 | -0.011502 | 813.8425 | 5.673 | 627.0746 | -0.01988 | 817.0969 | 0.40814 | 814.5229 | 0.29577 | 817.0969 | 0.00026928 | 948.3209 | 0.058009 | 1184.7341 | 0.31341 | 1024.3967 | 0.011861 | 1106.9187 | 0 | 1106.1979 | 0 | 627.075 | 0.25031 | 627.4699 | 3.2781 | 627.0746 | 12.9877 | 627.0746 | 1.5771 | 627.0746 | 7.6222 | 624.0565 | 0.22822
| 325.8907 | 0 |  |  | 325.8907 | 0.040171 | 325.8907 | 0.0061074 | 542.2462 | 0 | 627.3053 | 0.055553 | 622.1008 | 0.032999 | 542.2462 | 0 | 627.3053 | 0.0261 | 627.3053 | 0.017419 | 627.7003 | 0.040161 | 627.3053 | 0.067393 | 627.3053 | 0.043587 | 627.3053 | 0.051099 | 543.927 | 0.00034744 | 622.1 | 0.029627 | 627.7003 | 0.0080725 | 542.2462 | 2.5331 | 622.1 | -0.003828 | 627.3053 | 2.9616 | 622.1 | -0.0030314 | 627.3053 | 3.4358 | 543.927 | 0.00030184 | 543.927 | 0.0002606 | 627.3053 | 2.7044 | 627.7003 | 0.02274 | 627.7003 | 0.00093585 | 627.3053 | 0.010209 | 814.6892 | 0.18117 | 627.3053 | 0.011278 | 627.3053 | 0.014019 | 814.0089 | 5.7828 | 627.3053 | 0.013085 | 817.2645 | 0.41241 | 814.6892 | 0.29369 | 817.2645 | 0.00023557 | 948.4103 | 0.057691 | 1184.8029 | 0.31385 | 1024.4095 | 0.011808 | 1106.9788 | 0 | 1106.2578 | 0 | 627.305 | 0.25157 | 627.7003 | 3.2298 | 627.3053 | 12.8057 | 627.3053 | 1.5702 | 627.3053 | 7.5402 | 624.286 | 0.22653
| 325.968 | 0 |  |  | 325.968 | 0.032775 | 325.968 | 0.00074885 | 542.3617 | 0.017153 | 627.536 | 0.051118 | 622.3316 | -0.0096755 | 542.3617 | 0.016026 | 627.536 | -0.069772 | 627.536 | 0.001171 | 627.9306 | -0.0053316 | 627.536 | -0.012412 | 627.536 | -0.0189 | 627.536 | -0.038804 | 544.045 | 0.00032397 | 622.33 | -0.078486 | 627.9306 | 0.00057402 | 542.3617 | 2.5462 | 622.33 | -0.014429 | 627.536 | 2.9556 | 622.33 | -0.021918 | 627.536 | 3.4426 | 544.045 | 0.00031594 | 544.045 | 0.00031136 | 627.536 | 2.7681 | 627.9306 | 0.01911 | 627.9306 | -0.0026524 | 627.536 | 0.0089949 | 814.8554 | 0.18869 | 627.536 | -0.0028753 | 627.536 | 0.0063775 | 814.1753 | 5.8248 | 627.536 | -0.018537 | 817.4321 | 0.41782 | 814.8554 | 0.29719 | 817.4321 | 0.00024657 | 948.4999 | 0.058093 | 1184.8717 | 0.31429 | 1024.4224 | 0.011755 | 1107.0388 | 0 | 1106.3177 | 0 | 627.536 | 0.25244 | 627.9306 | 3.2331 | 627.536 | 12.7613 | 627.536 | 1.5418 | 627.536 | 7.5006 | 624.5156 | 0.22911
| 326.0454 | 0 |  |  | 326.0454 | 0.038155 | 326.0454 | 0.0062765 | 542.4773 | 0 | 627.7667 | 0.055218 | 622.5624 | 0.024315 | 542.4773 | 0 | 627.7667 | 0.084397 | 627.7667 | 0.016461 | 628.161 | 0.038646 | 627.7667 | 0.068601 | 627.7667 | -0.011596 | 627.7667 | 0.048745 | 544.163 | 0.0002741 | 622.56 | 0.042101 | 628.161 | 0.010076 | 542.4773 | 2.5379 | 622.56 | 0.00052096 | 627.7667 | 2.9725 | 622.56 | -0.0058295 | 627.7667 | 3.4581 | 544.163 | 0.00032204 | 544.163 | 0.00031136 | 627.7667 | 2.8796 | 628.161 | 0.023611 | 628.161 | 0.0022598 | 627.7667 | 0.023736 | 815.0217 | 0.19692 | 627.7667 | 0.0080104 | 627.7667 | 0.00044666 | 814.3416 | 5.9315 | 627.7667 | 0.009516 | 817.5997 | 0.4228 | 815.0217 | 0.30068 | 817.5997 | 0.00022343 | 948.5894 | 0.058673 | 1184.9404 | 0.31474 | 1024.4352 | 0.011701 | 1107.0988 | 0 | 1106.3777 | 0 | 627.767 | 0.25324 | 628.161 | 3.2585 | 627.7667 | 12.8881 | 627.7667 | 1.5655 | 627.7667 | 7.5566 | 624.7451 | 0.22781
| 326.1227 | 0 |  |  | 326.1227 | 0.027942 | 326.1227 | 0.00012107 | 542.5928 | 0.011533 | 627.9974 | 0.042639 | 622.7931 | -0.00070094 | 542.5928 | 0.026867 | 627.9974 | -0.082457 | 627.9974 | -0.0016083 | 628.3914 | -0.0089277 | 627.9974 | -0.025556 | 627.9974 | 0.0062976 | 627.9974 | -0.0026283 | 544.2809 | 0.00028961 | 622.79 | 0.0015593 | 628.3914 | -0.0026199 | 542.5928 | 2.5587 | 622.79 | 0.0056853 | 627.9974 | 2.9297 | 622.79 | 0.012009 | 627.9974 | 3.4327 | 544.2809 | 0.00033805 | 544.2809 | 0.00036971 | 627.9974 | 2.8954 | 628.3914 | 0.019906 | 628.3914 | -0.0037689 | 627.9974 | 0.00593 | 815.1879 | 0.19398 | 627.9974 | -0.019984 | 627.9974 | -0.0046415 | 814.508 | 5.9427 | 627.9974 | -0.0056179 | 817.7674 | 0.42925 | 815.1879 | 0.30079 | 817.7674 | 0.00021428 | 948.679 | 0.058799 | 1185.0092 | 0.3152 | 1024.4481 | 0.011649 | 1107.1588 | 0 | 1106.4377 | 0 | 627.997 | 0.25353 | 628.3914 | 3.2528 | 627.9974 | 12.8693 | 627.9974 | 1.5402 | 627.9974 | 7.5057 | 624.9747 | 0.22701
| 326.2 | 0 |  |  | 326.2 | 0.041337 | 326.2 | 0.0051794 | 542.7084 | 0 | 628.2282 | 0.057183 | 623.0239 | 0.028888 | 542.7084 | 0 | 628.2282 | 0.012257 | 628.2282 | 0.021802 | 628.6218 | 0.032258 | 628.2282 | 0.063607 | 628.2282 | 0.029738 | 628.2282 | 0.087333 | 544.3989 | 0.00029883 | 623.02 | -0.017152 | 628.6218 | 0.010147 | 542.7084 | 2.4721 | 623.02 | -0.0070897 | 628.2282 | 2.934 | 623.02 | -0.0019821 | 628.2282 | 3.4269 | 544.3989 | 0.00032013 | 544.3989 | 0.00037371 | 628.2282 | 3.0103 | 628.6218 | 0.027686 | 628.6218 | 0.0021171 | 628.2282 | 0.021987 | 815.3542 | 0.20332 | 628.2282 | 0.0093708 | 628.2282 | 0.0080359 | 814.6744 | 6.0698 | 628.2282 | 0.020838 | 817.935 | 0.43423 | 815.3542 | 0.31096 | 817.935 | 0.00018457 | 948.7686 | 0.058939 | 1185.078 | 0.31566 | 1024.4609 | 0.011596 | 1107.2189 | 0 | 1106.4977 | 0 | 628.228 | 0.25472 | 628.6218 | 3.2454 | 628.2282 | 12.838 | 628.2282 | 1.5481 | 628.2282 | 7.5195 | 625.2043 | 0.22669
| 326.2774 | 0 |  |  | 326.2774 | 0.033456 | 326.2774 | -0.0022028 | 542.8239 | 0.0062641 | 628.4589 | 0.028564 | 623.2547 | 0.0092373 | 542.8239 | 0.0052178 | 628.4589 | -0.015681 | 628.4589 | -0.0017286 | 628.8522 | -0.00762 | 628.4589 | -0.0055875 | 628.4589 | 0.016377 | 628.4589 | -0.0022343 | 544.5169 | 0.00034912 | 623.25 | -0.011954 | 628.8522 | -0.0041025 | 542.8239 | 2.4969 | 623.25 | -0.0024689 | 628.4589 | 2.9048 | 623.25 | 0.014458 | 628.4589 | 3.3958 | 544.5169 | 0.00027936 | 544.5169 | 0.00031935 | 628.4589 | 3.046 | 628.8522 | 0.019351 | 628.8522 | -0.0023163 | 628.4589 | 0.0088695 | 815.5204 | 0.2061 | 628.4589 | -0.0076549 | 628.4589 | -0.0072626 | 814.8408 | 6.0392 | 628.4589 | -0.012661 | 818.1026 | 0.4403 | 815.5204 | 0.31085 | 818.1026 | 0.000232 | 948.8581 | 0.05929 | 1185.1467 | 0.31612 | 1024.4738 | 0.011544 | 1107.2789 | 0 | 1106.5576 | 0 | 628.459 | 0.25563 | 628.8522 | 3.2375 | 628.4589 | 12.8208 | 628.4589 | 1.545 | 628.4589 | 7.4839 | 625.4338 | 0.22955
| 326.3547 | 0 |  |  | 326.3547 | 0.038908 | 326.3547 | 0.0064297 | 542.9395 | 0 | 628.6897 | 0.055031 | 623.4855 | 0.038839 | 542.9395 | 0 | 628.6897 | 0.0080789 | 628.6897 | 0.018988 | 629.0826 | 0.048118 | 628.6897 | 0.069747 | 628.6897 | 0.030996 | 628.6897 | 0.060609 | 544.6349 | 0.00036714 | 623.49 | 0.0015593 | 629.0826 | 0.00832 | 542.9395 | 2.4459 | 623.49 | -0.015516 | 628.6897 | 2.8977 | 623.49 | 0.011659 | 628.6897 | 3.3688 | 544.6349 | 0.00021914 | 544.6349 | 0.00026859 | 628.6897 | 3.1601 | 629.0826 | 0.030193 | 629.0826 | 0.0030628 | 628.6897 | 0.0061679 | 815.6867 | 0.1604 | 628.6897 | 0.011592 | 628.6897 | -0.0035864 | 815.0072 | 6.0254 | 628.6897 | 0.018419 | 818.2702 | 0.44631 | 815.6867 | 0.32626 | 818.2702 | 0.000213 | 948.9478 | 0.059483 | 1185.2156 | 0.31659 | 1024.4867 | 0.011493 | 1107.339 | 0 | 1106.6177 | 0 | 628.69 | 0.25662 | 629.0826 | 3.208 | 628.6897 | 12.7453 | 628.6897 | 1.5307 | 628.6897 | 7.4467 | 625.6634 | 0.2272
| 326.4321 | 0 |  |  | 326.4321 | 0.027129 | 326.432 | -0.0050918 | 543.0551 | 0.0045078 | 628.9205 | 0.039835 | 623.7164 | 0.0033342 | 543.0551 | 0.03138 | 628.9205 | -0.035543 | 628.9204 | -0.0025327 | 629.313 | -0.016903 | 628.9205 | -0.015446 | 628.9204 | 0.00043459 | 628.9204 | -0.022784 | 544.7529 | 0.0003378 | 623.72 | 0.00051979 | 629.313 | -0.0039552 | 543.0551 | 2.4584 | 623.72 | -0.0054588 | 628.9205 | 2.9118 | 623.72 | -0.017023 | 628.9204 | 3.4042 | 544.7529 | 0.00026259 | 544.7529 | 0.00021423 | 628.9204 | 3.1649 | 629.313 | 0.018795 | 629.313 | -0.0012488 | 628.9204 | 0.0045686 | 815.8529 | 0.20503 | 628.9205 | -0.0079674 | 628.9205 | -0.00384 | 815.1736 | 6.1024 | 628.9205 | -0.0099397 | 818.4379 | 0.45216 | 815.8529 | 0.32036 | 818.4379 | 0.000223 | 949.0372 | 0.059362 | 1185.2843 | 0.31706 | 1024.4995 | 0.011441 | 1107.399 | 0 | 1106.6776 | 0 | 628.92 | 0.25807 | 629.313 | 3.2509 | 628.9204 | 12.8374 | 628.9204 | 1.5411 | 628.9204 | 7.455 | 625.8931 | 0.22662
| 326.5094 | 0 |  |  | 326.5094 | 0.039612 | 326.5094 | 0.0086991 | 543.1707 | 0 | 629.1512 | 0.055644 | 623.9472 | 0.022693 | 543.1707 | 0 | 629.1512 | 0.066737 | 629.1512 | 0.022113 | 629.5434 | 0.020887 | 629.1512 | 0.070111 | 629.1512 | 0.03603 | 629.1512 | 0.085654 | 544.8709 | 0.00029086 | 623.95 | -0.006757 | 629.5434 | 0.0069858 | 543.1707 | 2.4224 | 623.95 | -0.0054588 | 629.1512 | 2.8746 | 623.95 | -0.00513 | 629.1512 | 3.3311 | 544.8709 | 0.0003007 | 544.8709 | 0.00023742 | 629.1512 | 3.2742 | 629.5434 | 0.031858 | 629.5434 | 0.0035594 | 629.1512 | 0.012088 | 816.0192 | 0.15148 | 629.1512 | 0.012401 | 629.1512 | 0.0065044 | 815.34 | 6.2148 | 629.1512 | 0.016203 | 818.6055 | 0.45686 | 816.0192 | 0.33227 | 818.6055 | 0.00022385 | 949.1269 | 0.059506 | 1185.3531 | 0.31754 | 1024.5123 | 0.011391 | 1107.4592 | 0 | 1106.7377 | 0 | 629.151 | 0.25941 | 629.5434 | 3.1992 | 629.1512 | 12.6439 | 629.1512 | 1.5148 | 629.1512 | 7.3337 | 626.1227 | 0.22727
| 326.5867 | 0 |  |  | 326.5867 | 0.03246 | 326.5867 | -0.0015853 | 543.2862 | 0.023069 | 629.382 | 0.035181 | 624.178 | -0.0056458 | 543.2862 | 0.059322 | 629.382 | -0.040193 | 629.382 | 0.0010899 | 629.7738 | -0.0054093 | 629.382 | -0.0058331 | 629.382 | -0.010593 | 629.382 | -0.051105 | 544.9889 | 0.00027326 | 624.18 | -0.028587 | 629.7738 | -0.0014192 | 543.2862 | 2.4774 | 624.18 | -0.031552 | 629.382 | 2.883 | 624.18 | -0.0068788 | 629.382 | 3.3558 | 544.9889 | 0.00034071 | 544.9889 | 0.0002646 | 629.382 | 3.3246 | 629.7738 | 0.024341 | 629.7738 | -0.0012568 | 629.382 | -2.1684e-05 | 816.1855 | 0.19371 | 629.382 | -0.01557 | 629.382 | -0.0062917 | 815.5064 | 6.323 | 629.382 | -0.012933 | 818.7731 | 0.46299 | 816.1855 | 0.31992 | 818.7731 | 0.00026571 | 949.2166 | 0.06042 | 1185.422 | 0.31803 | 1024.5253 | 0.011341 | 1107.5193 | 0 | 1106.7976 | 0 | 629.382 | 0.26111 | 629.7738 | 3.22 | 629.382 | 12.7473 | 629.382 | 1.5064 | 629.382 | 7.4015 | 626.3523 | 0.22838
| 326.6641 | 0 |  |  | 326.6641 | 0.036965 | 326.6641 | 0.0082165 | 543.4018 | 0 | 629.6128 | 0.057951 | 624.4089 | 0.025772 | 543.4018 | 0 | 629.6128 | -0.020144 | 629.6128 | 0.022321 | 630.0043 | 0.022964 | 629.6128 | 0.068468 | 629.6128 | 0.015338 | 629.6128 | 0.047381 | 545.1069 | 0.00027619 | 624.41 | 0.010915 | 630.0043 | 0.011465 | 543.4018 | 2.4103 | 624.41 | -0.013885 | 629.6128 | 2.8271 | 624.41 | -0.0016322 | 629.6128 | 3.3123 | 545.1069 | 0.00032814 | 545.1069 | 0.00029177 | 629.6128 | 3.428 | 630.0043 | 0.030699 | 630.0043 | 0.0022484 | 629.6128 | 0.022736 | 816.3517 | 0.15084 | 629.6128 | 0.0077294 | 629.6128 | 0.0017319 | 815.6728 | 6.5122 | 629.6128 | 0.015547 | 818.9408 | 0.46731 | 816.3517 | 0.33599 | 818.9408 | 0.00024285 | 949.3062 | 0.060913 | 1185.4908 | 0.31851 | 1024.5381 | 0.011292 | 1107.5793 | 0 | 1106.8577 | 0 | 629.613 | 0.26202 | 630.0043 | 3.1975 | 629.6128 | 12.5953 | 629.6128 | 1.4951 | 629.6128 | 7.3216 | 626.582 | 0.22786
| 326.7414 | 0 |  |  | 326.7414 | 0.029594 | 326.7415 | -0.0023517 | 543.5174 | 0.02952 | 629.8436 | 0.040739 | 624.6397 | 0.00073462 | 543.5174 | 0.016026 | 629.8436 | -0.077076 | 629.8437 | -0.00042844 | 630.2348 | -0.0022389 | 629.8436 | -0.015085 | 629.8437 | -0.00689 | 629.8437 | -0.045507 | 545.2249 | 0.00027326 | 624.64 | 0.04314 | 630.2348 | 0.0014341 | 543.5174 | 2.3525 | 624.64 | 0.0032391 | 629.8436 | 2.8263 | 624.64 | 0.0015157 | 629.8437 | 3.2923 | 545.2249 | 0.00033652 | 545.2249 | 0.00027259 | 629.8437 | 3.4785 | 630.2348 | 0.024882 | 630.2348 | -0.00074619 | 629.8437 | -0.0079309 | 816.518 | 0.13952 | 629.8436 | -0.012778 | 629.8436 | -0.0018739 | 815.8392 | 6.4373 | 629.8436 | -0.01438 | 819.1084 | 0.47245 | 816.518 | 0.33063 | 819.1084 | 0.00026514 | 949.3959 | 0.061003 | 1185.5597 | 0.31901 | 1024.5509 | 0.011244 | 1107.6394 | 0 | 1106.9177 | 0 | 629.844 | 0.25994 | 630.2348 | 3.189 | 629.8437 | 12.5503 | 629.8437 | 1.4389 | 629.8437 | 7.3062 | 626.8116 | 0.22875
| 326.8188 | 0 |  |  | 326.8188 | 0.035569 | 326.8188 | 0.0074799 | 543.633 | 0 | 630.0745 | 0.061342 | 624.8706 | 0.046899 | 543.633 | 0 | 630.0745 | 0.078385 | 630.0745 | 0.022976 | 630.4652 | 0.034696 | 630.0745 | 0.069358 | 630.0745 | 0.022395 | 630.0745 | 0.044848 | 545.3429 | 0.00026739 | 624.87 | 0.024429 | 630.4652 | 0.0086193 | 543.633 | 2.3629 | 624.87 | 0.0084033 | 630.0745 | 2.8177 | 624.87 | 0.0067623 | 630.0745 | 3.2834 | 545.3429 | 0.00030946 | 545.3429 | 0.00031536 | 630.0745 | 3.5598 | 630.4652 | 0.033111 | 630.4652 | 0.004725 | 630.0745 | 0.012992 | 816.6843 | 0.14737 | 630.0745 | 0.013501 | 630.0745 | -0.004662 | 816.0056 | 6.6009 | 630.0745 | 0.0024836 | 819.2761 | 0.47715 | 816.6843 | 0.3561 | 819.2761 | 0.00026414 | 949.4856 | 0.061261 | 1185.6285 | 0.31951 | 1024.5638 | 0.011196 | 1107.6996 | 0 | 1106.9778 | 0 | 630.074 | 0.26112 | 630.4652 | 3.1836 | 630.0745 | 12.5123 | 630.0745 | 1.5163 | 630.0745 | 7.2434 | 627.0413 | 0.23053
| 326.8962 | 0 |  |  | 326.8962 | 0.027784 | 326.8962 | -0.0031245 | 543.7486 | 0 | 630.3053 | 0.037923 | 625.1015 | -0.0067181 | 543.7486 | 0.023428 | 630.3053 | -0.084971 | 630.3053 | -0.0087594 | 630.6957 | 0.0055515 | 630.3053 | -0.01827 | 630.3053 | 0.0012851 | 630.3053 | -0.048511 | 545.4609 | 0.00032313 | 625.1 | -0.034825 | 630.6957 | -0.0017908 | 543.7486 | 2.3869 | 625.1 | -0.019864 | 630.3053 | 2.8022 | 625.1 | -0.024367 | 630.3053 | 3.2967 | 545.4609 | 0.00029269 | 545.4609 | 0.00027259 | 630.3053 | 3.6423 | 630.6957 | 0.026281 | 630.6957 | -0.00027109 | 630.3053 | -0.0020617 | 816.8506 | 0.13541 | 630.3053 | -0.013512 | 630.3053 | -0.013215 | 816.1721 | 6.5917 | 630.3053 | -0.02927 | 819.4438 | 0.48267 | 816.8506 | 0.34921 | 819.4438 | 0.00026614 | 949.5753 | 0.061056 | 1185.6974 | 0.32001 | 1024.5767 | 0.01115 | 1107.7596 | 0 | 1107.0377 | 0 | 630.305 | 0.26251 | 630.6957 | 3.1883 | 630.3053 | 12.5274 | 630.3053 | 1.4584 | 630.3053 | 7.2547 | 627.2709 | 0.23015
| 326.9735 | 0 |  |  | 326.9735 | 0.035666 | 326.9735 | 0.0071023 | 543.8642 | 0 | 630.5362 | 0.054622 | 625.3324 | 0.029243 | 543.8642 | 0 | 630.5362 | 0.035093 | 630.5362 | 0.014157 | 630.9262 | 0.023575 | 630.5362 | 0.063983 | 630.5362 | 0.042756 | 630.5362 | 0.051229 | 545.5789 | 0.00033445 | 625.33 | 0.016113 | 630.9262 | 0.0068995 | 543.8642 | 2.3866 | 625.33 | -0.0046433 | 630.5362 | 2.8149 | 625.33 | -0.022969 | 630.5362 | 3.2876 | 545.5789 | 0.0002885 | 545.5789 | 0.00023742 | 630.5362 | 3.7652 | 630.9262 | 0.034131 | 630.9262 | 0.0030634 | 630.5362 | 0.02411 | 817.0169 | 0.15431 | 630.5362 | 0.0040589 | 630.5362 | 0.00047175 | 816.3385 | 6.6155 | 630.5362 | 0.028421 | 819.6114 | 0.48705 | 817.0169 | 0.36932 | 819.6114 | 0.00023314 | 949.665 | 0.060665 | 1185.7662 | 0.32052 | 1024.5895 | 0.011104 | 1107.8198 | 0 | 1107.0978 | 0 | 630.536 | 0.26213 | 630.9262 | 3.1906 | 630.5362 | 12.5463 | 630.5362 | 1.478 | 630.5362 | 7.2715 | 627.5006 | 0.23112
| 327.0509 | 0 |  |  | 327.0509 | 0.026254 | 327.0509 | -0.0036452 | 543.9799 | 0.017505 | 630.767 | 0.040343 | 625.5633 | -0.016469 | 543.9799 | 0.017517 | 630.767 | -0.046695 | 630.767 | -0.0081194 | 631.1567 | -4.4951e-06 | 630.767 | -0.023693 | 630.767 | -0.01998 | 630.767 | -0.040694 | 545.6969 | 0.00034954 | 625.56 | 0.02235 | 631.1567 | -0.0028808 | 543.9799 | 2.3712 | 625.56 | 0.0075879 | 630.767 | 2.7779 | 625.56 | -0.028215 | 630.767 | 3.2359 | 545.6969 | 0.00031251 | 545.6969 | 0.00020224 | 630.767 | 3.7788 | 631.1567 | 0.023592 | 631.1567 | -0.0010839 | 630.767 | -0.0062006 | 817.1831 | 0.14593 | 630.767 | -0.012517 | 630.767 | 0.0028454 | 816.5049 | 6.5969 | 630.767 | -0.024198 | 819.7791 | 0.49317 | 817.1831 | 0.35643 | 819.7791 | 0.00024085 | 949.7548 | 0.060693 | 1185.8351 | 0.32103 | 1024.6023 | 0.011059 | 1107.8799 | 0 | 1107.1578 | 0 | 630.767 | 0.26241 | 631.1567 | 3.162 | 630.767 | 12.4309 | 630.767 | 1.4515 | 630.767 | 7.175 | 627.7303 | 0.2271
| 327.1283 | 0 |  |  | 327.1283 | 0.035423 | 327.1283 | 0.0076904 | 544.0955 | 0 | 630.9979 | 0.049066 | 625.7942 | 0.022843 | 544.0955 | 0 | 630.9979 | 0.041329 | 630.9979 | 0.018738 | 631.3872 | 0.043571 | 630.9979 | 0.056327 | 630.9979 | 0.047323 | 630.9979 | 0.074704 | 545.815 | 0.0003466 | 625.79 | 0.0015593 | 631.3872 | 0.0071268 | 544.0955 | 2.3442 | 625.79 | -0.0027408 | 630.9979 | 2.7766 | 625.79 | 0.005713 | 630.9979 | 3.2337 | 545.815 | 0.00033652 | 545.815 | 0.00024501 | 630.9979 | 3.8812 | 631.3872 | 0.034872 | 631.3872 | 0.002223 | 630.9979 | 0.016365 | 817.3494 | 0.16782 | 630.9979 | 0.00083916 | 630.9979 | -0.00092185 | 816.6713 | 6.6968 | 630.9979 | 0.021095 | 819.9468 | 0.49787 | 817.3494 | 0.37545 | 819.9468 | 0.000229 | 949.8446 | 0.061332 | 1185.9039 | 0.32155 | 1024.6152 | 0.011015 | 1107.9401 | 0 | 1107.2179 | 0 | 630.998 | 0.26326 | 631.3872 | 3.1532 | 630.9979 | 12.4124 | 630.9979 | 1.4553 | 630.9979 | 7.1614 | 627.96 | 0.22723
| 327.2056 | 0 |  |  | 327.2056 | 0.022806 | 327.2056 | 0.0007171 | 544.2111 | 0 | 631.2288 | 0.033081 | 626.0251 | -0.0014324 | 544.2111 | 0.01379 | 631.2288 | -0.095867 | 631.2288 | -0.0092725 | 631.6178 | -0.0037088 | 631.2288 | -0.017757 | 631.2288 | -0.0054631 | 631.2288 | 0.0050525 | 545.933 | 0.00038558 | 626.03 | 0.0015593 | 631.6178 | 0.0017137 | 544.2111 | 2.3374 | 626.03 | -0.0060024 | 631.2288 | 2.7794 | 626.03 | -0.020171 | 631.2288 | 3.2489 | 545.933 | 0.00032738 | 545.933 | 0.00029977 | 631.2288 | 4.042 | 631.6178 | 0.030169 | 631.6178 | -0.0013188 | 631.2288 | 0.0025915 | 817.5157 | 0.13979 | 631.2288 | -0.022594 | 631.2288 | -0.010206 | 816.8378 | 6.7075 | 631.2288 | -0.0079726 | 820.1145 | 0.50438 | 817.5157 | 0.36539 | 820.1145 | 0.00023185 | 949.9344 | 0.061947 | 1185.9728 | 0.32208 | 1024.6281 | 0.010973 | 1108.0002 | 0 | 1107.2779 | 0 | 631.229 | 0.26557 | 631.6178 | 3.1905 | 631.2288 | 12.5105 | 631.2288 | 1.4533 | 631.2288 | 7.1961 | 628.1897 | 0.2303
| 327.283 | 0 |  |  | 327.283 | 0.036504 | 327.283 | 0.0078607 | 544.3267 | 0 | 631.4597 | 0.055451 | 626.2561 | 0.038186 | 544.3267 | 0 | 631.4597 | 0.03434 | 631.4597 | 0.0095707 | 631.8483 | 0.036949 | 631.4597 | 0.057582 | 631.4597 | 0.034885 | 631.4597 | 0.049871 | 546.051 | 0.00039816 | 626.26 | -0.02339 | 631.8483 | 0.0077318 | 544.3267 | 2.34 | 626.26 | -0.0032843 | 631.4597 | 2.7463 | 626.26 | -0.012825 | 631.4597 | 3.2191 | 546.051 | 0.00031594 | 546.051 | 0.000257 | 631.4597 | 4.1664 | 631.8483 | 0.036033 | 631.8483 | 0.0033242 | 631.4597 | 0.0082424 | 817.682 | 0.16493 | 631.4597 | 0.013981 | 631.4597 | 0.0013125 | 817.0042 | 6.9003 | 631.4597 | 0.00093453 | 820.2821 | 0.51018 | 817.682 | 0.38211 | 820.2821 | 0.00020028 | 950.0242 | 0.062387 | 1186.0418 | 0.32261 | 1024.6409 | 0.010931 | 1108.0603 | 0 | 1107.338 | 0 | 631.46 | 0.2677 | 631.8483 | 3.1667 | 631.4597 | 12.4064 | 631.4597 | 1.4608 | 631.4597 | 7.1872 | 628.4195 | 0.23062
| 327.3604 | 0 |  |  | 327.3604 | 0.024761 | 327.3604 | -0.0011984 | 544.4424 | 0 | 631.6906 | 0.040797 | 626.487 | -0.0096161 | 544.4424 | 0.048145 | 631.6906 | -0.069852 | 631.6906 | -0.0026628 | 632.0788 | -0.011252 | 631.6906 | -0.0093869 | 631.6906 | -0.011252 | 631.6906 | -0.047906 | 546.169 | 0.00038349 | 626.49 | -0.017152 | 632.0788 | -0.0014525 | 544.4424 | 2.311 | 626.49 | -0.013613 | 631.6906 | 2.717 | 626.49 | 0.0015157 | 631.6906 | 3.1886 | 546.169 | 0.0003228 | 546.169 | 0.00030376 | 631.6906 | 4.1215 | 632.0788 | 0.030858 | 632.0788 | 5.8587e-05 | 631.6906 | 0.0029349 | 817.8483 | 0.11031 | 631.6906 | -0.006417 | 631.6906 | -0.0096624 | 817.1707 | 6.8682 | 631.6906 | -0.016225 | 820.4498 | 0.51674 | 817.8483 | 0.37271 | 820.4498 | 0.00020885 | 950.114 | 0.062561 | 1186.1106 | 0.32314 | 1024.6538 | 0.010891 | 1108.1205 | 0 | 1107.3981 | 0 | 631.691 | 0.26761 | 632.0788 | 3.1433 | 631.6906 | 12.2576 | 631.6906 | 1.4371 | 631.6906 | 7.0325 | 628.6492 | 0.23025
| 327.4378 | 0 |  |  | 327.4378 | 0.032982 | 327.4378 | 0.006664 | 544.558 | 0 | 631.9215 | 0.048612 | 626.718 | 0.016381 | 544.558 | 0 | 631.9215 | 0.01675 | 631.9215 | 0.013462 | 632.3094 | 0.043571 | 631.9215 | 0.055109 | 631.9215 | 0.013941 | 631.9215 | 0.049951 | 546.2871 | 0.00035247 | 626.72 | -0.016113 | 632.3094 | 0.0085665 | 544.558 | 2.319 | 626.72 | -0.011438 | 631.9215 | 2.7211 | 626.72 | -0.0012825 | 631.9215 | 3.1824 | 546.2871 | 0.00032852 | 546.2871 | 0.00031935 | 631.9215 | 4.3126 | 632.3094 | 0.038693 | 632.3094 | 0.0050568 | 631.9215 | 0.018114 | 818.0147 | 0.15938 | 631.9215 | 0.0052744 | 631.9215 | 0.0088419 | 817.3371 | 6.8461 | 631.9215 | 0.017598 | 820.6175 | 0.52144 | 818.0147 | 0.38386 | 820.6175 | 0.00018943 | 950.2039 | 0.062703 | 1186.1796 | 0.32368 | 1024.6666 | 0.010852 | 1108.1807 | 0 | 1107.4581 | 0 | 631.921 | 0.26852 | 632.3094 | 3.1531 | 631.9215 | 12.317 | 631.9215 | 1.4458 | 631.9215 | 7.0776 | 628.879 | 0.23051
| 327.5152 | 0 |  |  | 327.5152 | 0.028234 | 327.5152 | -0.0012736 | 544.6736 | 0.0016977 | 632.1524 | 0.02238 | 626.9489 | -0.014444 | 544.6736 | 0.026437 | 632.1524 | -0.043069 | 632.1524 | -0.0059026 | 632.54 | -0.017288 | 632.1524 | -0.022119 | 632.1524 | -0.0042842 | 632.1524 | -0.0059641 | 546.4051 | 0.00033864 | 626.95 | 0.02235 | 632.54 | -0.0037845 | 544.6736 | 2.2861 | 626.95 | -0.017418 | 632.1524 | 2.6748 | 626.95 | -0.024017 | 632.1524 | 3.1363 | 546.4051 | 0.00032318 | 546.4051 | 0.0003933 | 632.1524 | 4.31 | 632.54 | 0.03029 | 632.54 | -0.00079958 | 632.1524 | 0.0088601 | 818.181 | 0.10684 | 632.1524 | -0.0079419 | 632.1524 | -0.0072314 | 817.5036 | 7.0383 | 632.1524 | -0.020051 | 820.7852 | 0.52746 | 818.181 | 0.37971 | 820.7852 | 0.00021457 | 950.2937 | 0.063433 | 1186.2484 | 0.32422 | 1024.6794 | 0.010814 | 1108.2408 | 0 | 1107.5183 | 0 | 632.152 | 0.27217 | 632.54 | 3.1118 | 632.1524 | 12.1661 | 632.1524 | 1.4258 | 632.1524 | 7.0131 | 629.1087 | 0.22757
| 327.5926 | 0 |  |  | 327.5926 | 0.03314 | 327.5926 | 0.0071365 | 544.7893 | 0 | 632.3833 | 0.054481 | 627.1799 | 0.01809 | 544.7893 | 0 | 632.3833 | 0.057963 | 632.3833 | 0.022351 | 632.7706 | 0.024487 | 632.3833 | 0.06771 | 632.3833 | 0.039291 | 632.3833 | 0.057301 | 546.5232 | 0.00029086 | 627.18 | -0.00051979 | 632.7706 | 0.0073493 | 544.7893 | 2.2955 | 627.18 | 0.0054135 | 632.3833 | 2.7203 | 627.18 | 0.00011659 | 632.3833 | 3.1808 | 546.5232 | 0.00031213 | 546.5232 | 0.0003853 | 632.3833 | 4.4731 | 632.7706 | 0.038961 | 632.7706 | 0.0049772 | 632.3833 | 0.022986 | 818.3473 | 0.11293 | 632.3833 | 0.0059405 | 632.3833 | -0.0074507 | 817.67 | 7.1857 | 632.3833 | 0.019389 | 820.9529 | 0.53282 | 818.3473 | 0.38725 | 820.9529 | 0.00021071 | 950.3835 | 0.063934 | 1186.3174 | 0.32478 | 1024.6924 | 0.010777 | 1108.301 | 0 | 1107.5784 | 0 | 632.383 | 0.26919 | 632.7706 | 3.1539 | 632.3833 | 12.3621 | 632.3833 | 1.4479 | 632.3833 | 7.0779 | 629.3385 | 0.22757
| 327.6699 | 0 |  |  | 327.6699 | 0.024239 | 327.6699 | 0.00015469 | 544.9049 | 0 | 632.6143 | 0.041496 | 627.4109 | 0.0006019 | 544.9049 | 0.006336 | 632.6143 | -0.066146 | 632.6143 | -0.0033524 | 633.0012 | -0.0031348 | 632.6143 | -0.021701 | 632.6143 | -0.013945 | 632.6143 | -0.017744 | 546.6412 | 0.0003114 | 627.41 | -0.074327 | 633.0011 | -0.00048847 | 544.9049 | 2.2704 | 627.41 | -0.0054588 | 632.6143 | 2.6623 | 627.41 | -0.027516 | 632.6143 | 3.1195 | 546.6412 | 0.00034605 | 546.6412 | 0.00039689 | 632.6143 | 4.5117 | 633.0011 | 0.035029 | 633.0011 | 0.001514 | 632.6143 | 0.011641 | 818.5136 | 0.10113 | 632.6143 | -0.013092 | 632.6143 | -0.016767 | 817.8365 | 7.1249 | 632.6143 | -0.020182 | 821.1206 | 0.53812 | 818.5136 | 0.38408 | 821.1206 | 0.00023828 | 950.4734 | 0.064303 | 1186.3863 | 0.32533 | 1024.7052 | 0.010741 | 1108.3612 | 0 | 1107.6384 | 0 | 632.614 | 0.26769 | 633.0012 | 3.1143 | 632.6143 | 12.1658 | 632.6143 | 1.4075 | 632.6143 | 6.9507 | 629.5683 | 0.23147
| 327.7473 | 0 |  |  | 327.7473 | 0.032168 | 327.7473 | 0.0088356 | 545.0206 | 0 | 632.8452 | 0.046867 | 627.6419 | 0.03862 | 545.0206 | 0 | 632.8452 | 0.058836 | 632.8452 | 0.018312 | 633.2318 | 0.0234 | 632.8452 | 0.06077 | 632.8452 | 0.022893 | 632.8452 | 0.043218 | 546.7592 | 0.00031224 | 627.64 | 0.061854 | 633.2318 | 0.0055859 | 545.0206 | 2.2456 | 627.64 | 0.0024236 | 632.8452 | 2.6691 | 627.64 | -0.012125 | 632.8452 | 3.1154 | 546.7592 | 0.00033805 | 546.7592 | 0.00028418 | 632.8452 | 4.6225 | 633.2318 | 0.038585 | 633.2318 | 0.004819 | 632.8452 | 0.023236 | 818.6799 | 0.1038 | 632.8452 | 0.0056648 | 632.8452 | -0.0016888 | 818.003 | 7.1476 | 632.8452 | 0.0094899 | 821.2884 | 0.54446 | 818.6799 | 0.38408 | 821.2884 | 0.00023385 | 950.5634 | 0.064612 | 1186.4552 | 0.32589 | 1024.7181 | 0.010707 | 1108.4214 | 0 | 1107.6986 | 0 | 632.845 | 0.26998 | 633.2318 | 3.1052 | 632.8452 | 12.1175 | 632.8452 | 1.4132 | 632.8452 | 6.9308 | 629.798 | 0.22788
| 327.8247 | 0 |  |  | 327.8247 | 0.025356 | 327.8247 | -0.0049119 | 545.1363 | 0.0087231 | 633.0762 | 0.058299 | 627.8729 | -0.0038463 | 545.1363 | 0.010063 | 633.0762 | -0.065295 | 633.0762 | -0.0043925 | 633.4624 | 0.00069627 | 633.0762 | -0.01624 | 633.0762 | 6.6656e-06 | 633.0762 | -0.043709 | 546.8773 | 0.00032272 | 627.87 | 0.028587 | 633.4624 | 0.0037788 | 545.1363 | 2.3096 | 627.87 | -0.005187 | 633.0762 | 2.6239 | 627.87 | -0.0068788 | 633.0762 | 3.085 | 546.8773 | 0.0003228 | 546.8773 | 0.00032295 | 633.0762 | 4.7256 | 633.4624 | 0.039335 | 633.4624 | 0.0044091 | 633.0762 | 0.010752 | 818.8463 | 0.081693 | 633.0762 | -0.0047614 | 633.0762 | -0.0065691 | 818.1694 | 7.2402 | 633.0762 | -0.01082 | 821.4561 | 0.55223 | 818.8463 | 0.38015 | 821.4561 | 0.00025685 | 950.6533 | 0.064527 | 1186.5242 | 0.32646 | 1024.731 | 0.010675 | 1108.4816 | 0 | 1107.7587 | 0 | 633.076 | 0.27061 | 633.4624 | 3.1008 | 633.0762 | 12.0674 | 633.0762 | 1.4037 | 633.0762 | 6.8972 | 630.0278 | 0.22821
| 327.9021 | 0 |  |  | 327.9021 | 0.03348 | 327.9021 | 0.007295 | 545.2519 | 0 | 633.3072 | 0.064889 | 628.1039 | 0.041338 | 545.2519 | 0 | 633.3072 | 0.055917 | 633.3072 | 0.016251 | 633.693 | 0.038267 | 633.3072 | 0.067514 | 633.3072 | 0.016259 | 633.3072 | 0.059073 | 546.9954 | 0.00028877 | 628.1 | 0.027548 | 633.693 | 0.011757 | 545.2519 | 2.2822 | 628.1 | 0.01248 | 633.3072 | 2.6437 | 628.1 | 0.019004 | 633.3072 | 3.0711 | 546.9954 | 0.00033081 | 546.9954 | 0.00031536 | 633.3072 | 4.8515 | 633.693 | 0.04776 | 633.693 | 0.0069286 | 633.3072 | 0.016865 | 819.0126 | 0.095095 | 633.3072 | 0.010225 | 633.3072 | 0.0031595 | 818.3359 | 7.3057 | 633.3072 | 0.029239 | 821.6238 | 0.55956 | 819.0126 | 0.3784 | 821.6238 | 0.00023343 | 950.7432 | 0.064643 | 1186.5931 | 0.32703 | 1024.7438 | 0.010643 | 1108.5418 | 0 | 1107.8189 | 0 | 633.307 | 0.2701 | 633.693 | 3.0903 | 633.3072 | 12.0502 | 633.3072 | 1.4089 | 633.3072 | 6.8799 | 630.2577 | 0.22831
| 327.9795 | 0 |  |  | 327.9795 | 0.021567 | 327.9795 | -0.0047006 | 545.3676 | 0.0069668 | 633.5382 | 0.03531 | 628.335 | -0.0062589 | 545.3676 | 0.028371 | 633.5382 | -0.033406 | 633.5382 | -0.0024668 | 633.9236 | 0.0068002 | 633.5382 | -0.011932 | 633.5382 | -0.032231 | 633.5382 | -0.038007 | 547.1134 | 0.00029547 | 628.33 | -0.031706 | 633.9236 | 0.00043666 | 545.3676 | 2.2603 | 628.33 | -0.02367 | 633.5382 | 2.6243 | 628.33 | -0.018771 | 633.5382 | 3.0821 | 547.1134 | 0.00034605 | 547.1134 | 0.00034254 | 633.5382 | 4.9185 | 633.9236 | 0.039038 | 633.9236 | 0.0021919 | 633.5382 | -0.00046451 | 819.1789 | 0.0708 | 633.5382 | -0.0079133 | 633.5382 | 0.0018926 | 818.5024 | 7.3826 | 633.5382 | -0.0099809 | 821.7915 | 0.56683 | 819.1789 | 0.37676 | 821.7915 | 0.00024757 | 950.8332 | 0.065111 | 1186.6621 | 0.3276 | 1024.7567 | 0.010613 | 1108.6019 | 0 | 1107.8789 | 0 | 633.538 | 0.27021 | 633.9236 | 3.0963 | 633.5382 | 12.0786 | 633.5382 | 1.4007 | 633.5382 | 6.8746 | 630.4875 | 0.22896
| 328.0569 | 0 |  |  | 328.0569 | 0.033237 | 328.0569 | 0.0080415 | 545.4833 | 0 | 633.7692 | 0.043847 | 628.566 | 0.037426 | 545.4833 | 0 | 633.7692 | 0.057839 | 633.7692 | 0.020267 | 634.1543 | 0.034407 | 633.7692 | 0.0705 | 633.7692 | 0.0099037 | 633.7692 | 0.032635 | 547.2315 | 0.00027536 | 628.57 | -0.012994 | 634.1543 | 0.0055094 | 545.4833 | 2.2842 | 628.57 | -0.020408 | 633.7692 | 2.5948 | 628.57 | 0.0064125 | 633.7692 | 3.0503 | 547.2315 | 0.00033462 | 547.2315 | 0.00028018 | 633.7692 | 5.0024 | 634.1543 | 0.04757 | 634.1543 | 0.0051016 | 633.7692 | 0.010722 | 819.3453 | 0.076941 | 633.7692 | 0.0095058 | 633.7692 | -0.0092738 | 818.6689 | 7.4851 | 633.7692 | 0.0070196 | 821.9593 | 0.57279 | 819.3453 | 0.37512 | 821.9593 | 0.000221 | 950.9232 | 0.065612 | 1186.7311 | 0.32819 | 1024.7695 | 0.010585 | 1108.6621 | 0 | 1107.9391 | 0 | 633.769 | 0.26897 | 634.1543 | 3.0571 | 633.7692 | 11.9294 | 633.7692 | 1.3959 | 633.7692 | 6.7945 | 630.7173 | 0.22751
| 328.1343 | 0 |  |  | 328.1343 | 0.023376 | 328.1344 | -0.00031165 | 545.599 | 0.011884 | 634.0002 | 0.033775 | 628.7971 | -0.0064191 | 545.599 | 0.041697 | 634.0002 | -0.034613 | 634.0002 | 0.0012869 | 634.3849 | -0.010041 | 634.0002 | -0.022712 | 634.0002 | -0.020367 | 634.0002 | -0.046757 | 547.3495 | 0.00028206 | 628.8 | -0.059772 | 634.3849 | 0.001978 | 545.599 | 2.2882 | 628.8 | -0.0147 | 634.0002 | 2.5568 | 628.8 | 0.01061 | 634.0002 | 2.9937 | 547.3495 | 0.00027859 | 547.3495 | 0.00024901 | 634.0002 | 5.0999 | 634.3849 | 0.039151 | 634.3849 | 0.001741 | 634.0002 | -0.0014556 | 819.5116 | 0.069839 | 634.0002 | -0.020621 | 634.0002 | -0.0059401 | 818.8353 | 7.3179 | 634.0002 | -0.019364 | 822.127 | 0.57837 | 819.5116 | 0.37545 | 822.127 | 0.00024143 | 951.0132 | 0.065717 | 1186.8001 | 0.32877 | 1024.7823 | 0.010558 | 1108.7224 | 0 | 1107.9992 | 0 | 634 | 0.27058 | 634.3849 | 3.0308 | 634.0002 | 11.8013 | 634.0002 | 1.3757 | 634.0002 | 6.6971 | 630.9472 | 0.23023
| 328.2118 | 0 |  |  | 328.2118 | 0.029655 | 328.2118 | 0.0049047 | 545.7147 | 0 | 634.2312 | 0.049013 | 629.0281 | 0.017762 | 545.7147 | 0 | 634.2312 | 0.037007 | 634.2312 | 0.013015 | 634.6156 | 0.027856 | 634.2312 | 0.062038 | 634.2312 | 0.031341 | 634.2312 | 0.058906 | 547.4676 | 0.00025943 | 629.03 | -0.056654 | 634.6156 | 0.0064448 | 545.7147 | 2.2777 | 629.03 | -0.0089922 | 634.2312 | 2.6011 | 629.03 | 0.0088609 | 634.2312 | 3.0479 | 547.4676 | 0.00027135 | 547.4676 | 0.00037771 | 634.2312 | 5.3808 | 634.6156 | 0.049086 | 634.6156 | 0.0085633 | 634.2312 | 0.022861 | 819.678 | 0.085484 | 634.2312 | 0.012905 | 634.2312 | 0.00345 | 819.0018 | 7.5514 | 634.2312 | 0.010418 | 822.2948 | 0.58351 | 819.678 | 0.37282 | 822.2948 | 0.00022514 | 951.1031 | 0.065457 | 1186.869 | 0.32936 | 1024.7953 | 0.010532 | 1108.7826 | 0 | 1108.0593 | 0 | 634.231 | 0.27088 | 634.6156 | 3.0945 | 634.2312 | 12.0537 | 634.2312 | 1.4311 | 634.2312 | 6.8556 | 631.177 | 0.22777
| 328.2892 | 0 |  |  | 328.2892 | 0.022502 | 328.2892 | -0.00040248 | 545.8303 | 0.031866 | 634.4622 | 0.014547 | 629.2592 | -0.0039888 | 545.8303 | 0.014535 | 634.4622 | -0.0099905 | 634.4623 | -0.0095845 | 634.8463 | -0.0042711 | 634.4622 | -0.028979 | 634.4623 | 0.0092104 | 634.4623 | -0.043865 | 547.5857 | 0.0002938 | 629.26 | -0.02235 | 634.8463 | -0.00045738 | 545.8303 | 2.2585 | 629.26 | 0.00024916 | 634.4622 | 2.5634 | 629.26 | -0.014924 | 634.4623 | 2.9779 | 547.5857 | 0.0003148 | 547.5857 | 0.00032695 | 634.4623 | 5.3407 | 634.8463 | 0.04057 | 634.8463 | 0.0013202 | 634.4623 | 0.0016302 | 819.8443 | 0.086445 | 634.4622 | -0.014386 | 634.4622 | -0.0069325 | 819.1683 | 7.5955 | 634.4622 | -0.021182 | 822.4625 | 0.58936 | 819.8443 | 0.37173 | 822.4625 | 0.00024571 | 951.1932 | 0.06587 | 1186.9381 | 0.32996 | 1024.8081 | 0.010508 | 1108.8428 | 0 | 1108.1195 | 0 | 634.462 | 0.27281 | 634.8463 | 3.0375 | 634.4623 | 11.8611 | 634.4623 | 1.3827 | 634.4623 | 6.7263 | 631.4069 | 0.22748
| 328.3666 | 0 |  |  | 328.3666 | 0.027554 | 328.3666 | 0.0093453 | 545.946 | 0 | 634.6933 | 0.050679 | 629.4903 | 0.024858 | 545.946 | 0 | 634.6933 | 0.086439 | 634.6933 | 0.016939 | 635.077 | 0.032235 | 634.6933 | 0.058955 | 634.6933 | 0.034709 | 634.6933 | 0.029654 | 547.7037 | 0.00031601 | 629.49 | 0.015073 | 635.077 | 0.0082754 | 545.946 | 2.2068 | 629.49 | -0.021224 | 634.6933 | 2.538 | 629.49 | 0.0095605 | 634.6933 | 2.9723 | 547.7037 | 0.00033805 | 547.7037 | 0.0003853 | 634.6933 | 5.4783 | 635.077 | 0.051359 | 635.077 | 0.0080689 | 634.6933 | 0.015241 | 820.0107 | 0.095095 | 634.6933 | -0.0017827 | 634.6933 | 0.0018783 | 819.3348 | 7.6677 | 634.6933 | 0.012717 | 822.6303 | 0.59472 | 820.0107 | 0.36823 | 822.6303 | 0.00021728 | 951.2833 | 0.067024 | 1187.0071 | 0.33056 | 1024.8209 | 0.010485 | 1108.9031 | 0 | 1108.1797 | 0 | 634.693 | 0.2745 | 635.077 | 3.0199 | 634.6933 | 11.8043 | 634.6933 | 1.4028 | 634.6933 | 6.6903 | 631.6367 | 0.22842
| 328.444 | 0 |  |  | 328.444 | 0.020705 | 328.444 | -0.0018317 | 546.0617 | 0 | 634.9243 | 0.038301 | 629.7214 | 0.0070929 | 546.0617 | 0.0089449 | 634.9243 | -0.086545 | 634.9244 | -0.0044652 | 635.3077 | -0.0012374 | 634.9243 | -0.014337 | 634.9244 | -0.012413 | 634.9244 | -0.019429 | 547.8218 | 0.00035121 | 629.72 | -0.04314 | 635.3077 | -0.0020522 | 546.0617 | 2.2123 | 629.72 | -0.013885 | 634.9243 | 2.5258 | 629.72 | -0.013874 | 634.9244 | 2.9671 | 547.8218 | 0.00034224 | 547.8218 | 0.00034254 | 634.9244 | 5.6296 | 635.3077 | 0.043996 | 635.3077 | 0.0035185 | 634.9244 | 0.0099642 | 820.177 | 0.078009 | 634.9243 | -0.017228 | 634.9243 | -0.0096352 | 819.5013 | 7.6591 | 634.9243 | -0.02095 | 822.798 | 0.60226 | 820.177 | 0.36834 | 822.798 | 0.00026414 | 951.3733 | 0.06747 | 1187.076 | 0.33117 | 1024.8339 | 0.010464 | 1108.9633 | 0 | 1108.2399 | 0 | 634.924 | 0.27332 | 635.3077 | 3.0341 | 634.9244 | 11.8316 | 634.9244 | 1.3811 | 634.9244 | 6.6999 | 631.8666 | 0.2295
| 328.5214 | 0 |  |  | 328.5214 | 0.025489 | 328.5214 | 0.0083459 | 546.1775 | 0 | 635.1554 | 0.054728 | 629.9525 | 0.033399 | 546.1775 | 0 | 635.1554 | 0.079659 | 635.1554 | 0.020695 | 635.5384 | 0.030471 | 635.1554 | 0.064142 | 635.1554 | 0.037768 | 635.1554 | 0.053564 | 547.9399 | 0.00033361 | 629.95 | -0.034825 | 635.5384 | 0.0067826 | 546.1775 | 2.2324 | 629.95 | 0.00052096 | 635.1554 | 2.5305 | 629.95 | -0.019821 | 635.1554 | 2.9689 | 547.9399 | 0.00032013 | 547.9399 | 0.00037371 | 635.1554 | 5.7739 | 635.5384 | 0.053068 | 635.5384 | 0.0067002 | 635.1554 | 0.018988 | 820.3434 | 0.089542 | 635.1554 | 0.015179 | 635.1554 | 0.014754 | 819.6678 | 7.7596 | 635.1554 | 0.019898 | 822.9658 | 0.60953 | 820.3434 | 0.36539 | 822.9658 | 0.00025571 | 951.4634 | 0.067361 | 1187.1451 | 0.33178 | 1024.8467 | 0.010444 | 1109.0236 | 0 | 1108.3001 | 0 | 635.155 | 0.27276 | 635.5384 | 3.0303 | 635.1554 | 11.8401 | 635.1554 | 1.3832 | 635.1554 | 6.6824 | 632.0965 | 0.22727
| 328.5989 | 0 |  |  | 328.5989 | 0.021883 | 328.5989 | 0.0017343 | 546.2932 | 0.015046 | 635.3865 | 0.043876 | 630.1836 | -0.0081339 | 546.2932 | 0.0085722 | 635.3865 | -0.033207 | 635.3865 | -0.0033342 | 635.7691 | -0.02087 | 635.3865 | -0.011899 | 635.3865 | -0.0064882 | 635.3865 | -0.014181 | 548.058 | 0.00032272 | 630.18 | -0.0015593 | 635.7691 | -0.002156 | 546.2932 | 2.2117 | 630.18 | -2.2651e-05 | 635.3865 | 2.4918 | 630.18 | -0.0058295 | 635.3865 | 2.9379 | 548.058 | 0.00035481 | 548.058 | 0.00022583 | 635.3865 | 5.8258 | 635.7691 | 0.051436 | 635.7691 | 0.0063409 | 635.3865 | 0.011243 | 820.5097 | 0.081586 | 635.3865 | -0.015312 | 635.3865 | -0.0079525 | 819.8343 | 7.7989 | 635.3865 | -0.010486 | 823.1336 | 0.61823 | 820.5097 | 0.36441 | 823.1336 | 0.00027671 | 951.5535 | 0.067696 | 1187.2141 | 0.33239 | 1024.8596 | 0.010426 | 1109.0839 | 0 | 1108.3602 | 0 | 635.386 | 0.27626 | 635.7691 | 3.0182 | 635.3865 | 11.7519 | 635.3865 | 1.3522 | 635.3865 | 6.6422 | 632.3264 | 0.22514
| 328.6763 | 0 |  |  | 328.6763 | 0.031209 | 328.6763 | 0.0084943 | 546.4089 | 0 | 635.6176 | 0.040087 | 630.4147 | 0.032674 | 546.4089 | 0 | 635.6176 | 0.09193 | 635.6176 | 0.011581 | 635.9999 | 0.046223 | 635.6176 | 0.07198 | 635.6176 | 0.048983 | 635.6176 | 0.063144 | 548.1761 | 0.00027116 | 630.41 | 0.0057175 | 635.9998 | 0.0055389 | 546.4089 | 2.2335 | 630.41 | 0.0013364 | 635.6176 | 2.4991 | 630.41 | -0.012125 | 635.6176 | 2.9184 | 548.1761 | 0.00034224 | 548.1761 | 0.00015588 | 635.6176 | 5.9789 | 635.9998 | 0.053233 | 635.9998 | 0.0084276 | 635.6176 | 0.01674 | 820.6761 | 0.095255 | 635.6176 | 0.016689 | 635.6176 | 0.011131 | 820.0009 | 7.9875 | 635.6176 | 0.021424 | 823.3013 | 0.62495 | 820.6761 | 0.35949 | 823.3013 | 0.00025485 | 951.6436 | 0.067981 | 1187.2832 | 0.33301 | 1024.8724 | 0.010409 | 1109.144 | 0 | 1108.4204 | 0 | 635.618 | 0.27427 | 635.9999 | 2.9887 | 635.6176 | 11.6623 | 635.6176 | 1.3375 | 635.6176 | 6.6044 | 632.5563 | 0.22814
| 328.7537 | 0 |  |  | 328.7537 | 0.022089 | 328.7537 | -0.0011998 | 546.5246 | 0.011182 | 635.8487 | 0.040439 | 630.6458 | -0.022423 | 546.5246 | 0.039978 | 635.8487 | -0.045073 | 635.8487 | -0.0016073 | 636.2306 | -0.013079 | 635.8487 | -0.01854 | 635.8487 | -0.018233 | 635.8487 | -0.071702 | 548.2941 | 0.00028709 | 630.65 | -0.016113 | 636.2306 | 0.0011058 | 546.5246 | 2.2197 | 630.65 | -0.025572 | 635.8487 | 2.5 | 630.65 | -0.00513 | 635.8487 | 2.9326 | 548.2941 | 0.00032661 | 548.2941 | 0.0002606 | 635.8487 | 6.1431 | 636.2306 | 0.053596 | 636.2306 | 0.0049612 | 635.8487 | 0.0090002 | 820.8425 | 0.092478 | 635.8487 | -0.016355 | 635.8487 | -0.00098277 | 820.1674 | 7.9862 | 635.8487 | -0.01946 | 823.4691 | 0.63239 | 820.8425 | 0.35949 | 823.4691 | 0.000277 | 951.7337 | 0.068094 | 1187.3522 | 0.33364 | 1024.8853 | 0.010394 | 1109.2043 | 0 | 1108.4806 | 0 | 635.849 | 0.27211 | 636.2306 | 3.0085 | 635.8487 | 11.7184 | 635.8487 | 1.3512 | 635.8487 | 6.6362 | 632.7863 | 0.22882
| 328.8312 | 0 |  |  | 328.8312 | 0.027784 | 328.8312 | 0.0065651 | 546.6403 | 0 | 636.0798 | 0.017927 | 630.877 | 0.019804 | 546.6403 | 0 | 636.0798 | 0.042159 | 636.0798 | 0.018076 | 636.4614 | 0.017689 | 636.0798 | 0.052963 | 636.0798 | 0.036401 | 636.0798 | 0.042972 | 548.4122 | 0.00027116 | 630.88 | -0.02339 | 636.4614 | 0.0056309 | 546.6403 | 2.2095 | 630.88 | -0.010895 | 636.0798 | 2.4935 | 630.88 | 0.002565 | 636.0798 | 2.8908 | 548.4122 | 0.0002664 | 548.4122 | 0.00034254 | 636.0798 | 6.3157 | 636.4614 | 0.05625 | 636.4614 | 0.0075496 | 636.0798 | 0.015241 | 821.0088 | 0.079771 | 636.0798 | 0.0052886 | 636.0798 | 0.0036092 | 820.3339 | 8.1858 | 636.0798 | 0.019 | 823.6369 | 0.63901 | 821.0088 | 0.35588 | 823.6369 | 0.000238 | 951.8238 | 0.068407 | 1187.4213 | 0.33427 | 1024.8982 | 0.01038 | 1109.2647 | 0 | 1108.5408 | 0 | 636.08 | 0.27484 | 636.4614 | 2.9782 | 636.0798 | 11.682 | 636.0798 | 1.3524 | 636.0798 | 6.5934 | 633.0162 | 0.22684
| 328.9086 | 0 |  |  | 328.9086 | 0.01824 | 328.9086 | 0.00025008 | 546.7561 | 0.014343 | 636.3109 | 0.034549 | 631.1081 | -0.011874 | 546.7561 | 0.025792 | 636.3109 | -0.060549 | 636.3109 | -0.011825 | 636.6921 | -0.0076559 | 636.3109 | -0.021818 | 636.3109 | 0.010337 | 636.3109 | -0.02964 | 548.5303 | 0.00033948 | 631.11 | -0.029627 | 636.6921 | -0.001274 | 546.7561 | 2.2146 | 631.11 | 0.0040544 | 636.3109 | 2.4433 | 631.11 | -0.0068788 | 636.3109 | 2.8582 | 548.5303 | 0.00029994 | 548.5303 | 0.0003853 | 636.3109 | 6.3702 | 636.6921 | 0.053478 | 636.6921 | 0.0062705 | 636.3109 | 0.012992 | 821.1752 | 0.093493 | 636.3109 | -0.015466 | 636.3109 | -0.0014729 | 820.5004 | 7.9575 | 636.3109 | -0.018573 | 823.8047 | 0.64633 | 821.1752 | 0.35883 | 823.8047 | 0.00025 | 951.9139 | 0.068509 | 1187.4904 | 0.33491 | 1024.911 | 0.010368 | 1109.3249 | 0 | 1108.601 | 0 | 636.311 | 0.27497 | 636.6921 | 2.9584 | 636.3109 | 11.5675 | 636.3109 | 1.2891 | 636.3109 | 6.5167 | 633.2462 | 0.2267
| 328.986 | 0 |  |  | 328.986 | 0.029837 | 328.986 | 0.0040532 | 546.8718 | 0 | 636.542 | 0.050774 | 631.3393 | 0.041519 | 546.8718 | 0 | 636.542 | 0.068024 | 636.542 | 0.013222 | 636.9229 | 0.02488 | 636.542 | 0.060936 | 636.542 | 0.02582 | 636.542 | 0.071541 | 548.6484 | 0.00034451 | 631.34 | -0.02235 | 636.9229 | 0.0082099 | 546.8718 | 2.1985 | 631.34 | 0.0043263 | 636.542 | 2.4285 | 631.34 | 0.0067623 | 636.542 | 2.8412 | 548.6484 | 0.00029193 | 548.6484 | 0.000257 | 636.542 | 6.4873 | 636.9229 | 0.061972 | 636.9229 | 0.0092359 | 636.542 | 0.014491 | 821.3416 | 0.085217 | 636.542 | 0.0053743 | 636.542 | -0.0025032 | 820.667 | 8.3027 | 636.542 | 0.0038679 | 823.9725 | 0.65197 | 821.3416 | 0.3561 | 823.9725 | 0.00024328 | 952.0041 | 0.069137 | 1187.5593 | 0.33555 | 1024.9238 | 0.010357 | 1109.3853 | 0 | 1108.6611 | 0 | 636.542 | 0.27355 | 636.9229 | 2.9413 | 636.542 | 11.4836 | 636.542 | 1.3437 | 636.542 | 6.4653 | 633.4761 | 0.22756
| 329.0635 | 0 |  |  | 329.0635 | 0.020365 | 329.0635 | -0.0031745 | 546.9876 | 0.020723 | 636.7732 | 0.025951 | 631.5705 | -0.011538 | 546.9876 | 0.032025 | 636.7732 | -0.031596 | 636.7732 | -0.0028994 | 637.1537 | 0.00030397 | 636.7732 | -0.023138 | 636.7732 | -0.031023 | 636.7732 | -0.0074439 | 548.7665 | 0.00036672 | 631.57 | -0.018192 | 637.1537 | -0.0016202 | 546.9876 | 2.1983 | 631.57 | 0.0016082 | 636.7732 | 2.4175 | 631.57 | -0.0079281 | 636.7732 | 2.8322 | 548.7665 | 0.00034491 | 548.7665 | 0.000253 | 636.7732 | 6.6084 | 637.1537 | 0.05675 | 637.1537 | 0.0069386 | 636.7732 | 0.015615 | 821.508 | 0.09408 | 636.7732 | -0.0088198 | 636.7732 | -1.2568e-05 | 820.8335 | 8.1318 | 636.7732 | -0.022208 | 824.1403 | 0.65979 | 821.508 | 0.35992 | 824.1403 | 0.00026214 | 952.0943 | 0.07045 | 1187.6284 | 0.33619 | 1024.9368 | 0.010348 | 1109.4454 | 0 | 1108.7214 | 0 | 636.773 | 0.27654 | 637.1537 | 2.9202 | 636.7732 | 11.4041 | 636.7732 | 1.2996 | 636.7732 | 6.4065 | 633.7061 | 0.22949
| 329.1409 | 0 |  |  | 329.1409 | 0.026667 | 329.1409 | 0.0082235 | 547.1033 | 0 | 637.0043 | 0.060795 | 631.8017 | 0.035799 | 547.1033 | 0 | 637.0043 | 0.024925 | 637.0043 | 0.015626 | 637.3845 | 0.033558 | 637.0043 | 0.065623 | 637.0043 | 0.02646 | 637.0043 | 0.087333 | 548.8846 | 0.00032188 | 631.8 | 0.094078 | 637.3845 | 0.0092533 | 547.1033 | 2.1804 | 631.8 | 0.0035108 | 637.0043 | 2.4181 | 631.8 | -0.009677 | 637.0043 | 2.8319 | 548.8846 | 0.00032585 | 548.8846 | 0.00019065 | 637.0043 | 6.8042 | 637.3845 | 0.067021 | 637.3845 | 0.011316 | 637.0043 | 0.036603 | 821.6744 | 0.092906 | 637.0043 | 0.016922 | 637.0043 | 0.011662 | 821 | 8.3319 | 637.0043 | 0.014584 | 824.3081 | 0.66744 | 821.6744 | 0.35697 | 824.3081 | 0.00024628 | 952.1845 | 0.07054 | 1187.6975 | 0.33684 | 1024.9496 | 0.01034 | 1109.5057 | 0 | 1108.7816 | 0 | 637.004 | 0.27463 | 637.3845 | 2.9361 | 637.0043 | 11.4517 | 637.0043 | 1.3219 | 637.0043 | 6.4459 | 633.9361 | 0.22927
| 329.2184 | 0 |  |  | 329.2184 | 0.014281 | 329.2184 | -0.00078617 | 547.2191 | 0.0097769 | 637.2355 | 0.036443 | 632.0329 | 0.0013428 | 547.2191 | 0.013044 | 637.2355 | -0.086713 | 637.2355 | -0.00748 | 637.6153 | -0.0048938 | 637.2355 | -0.02369 | 637.2355 | -0.014613 | 637.2355 | -0.029135 | 549.0027 | 0.00033571 | 632.03 | -0.0025989 | 637.6153 | -0.0057343 | 547.2191 | 2.1506 | 632.03 | -0.013885 | 637.2355 | 2.3845 | 632.03 | -0.0030314 | 637.2355 | 2.8023 | 549.0027 | 0.00036472 | 549.0027 | 0.00019065 | 637.2355 | 6.8638 | 637.6153 | 0.06136 | 637.6153 | 0.0080502 | 637.2355 | 0.026234 | 821.8408 | 0.092585 | 637.2355 | 0.0012763 | 637.2355 | -0.0077859 | 821.1666 | 8.4161 | 637.2355 | -0.01391 | 824.4759 | 0.67592 | 821.8408 | 0.36277 | 824.4759 | 0.00024228 | 952.2748 | 0.069903 | 1187.7666 | 0.33749 | 1024.9625 | 0.010333 | 1109.5662 | 0 | 1108.8418 | 0 | 637.235 | 0.27502 | 637.6153 | 2.9109 | 637.2355 | 11.3802 | 637.2355 | 1.2887 | 637.2355 | 6.3703 | 634.166 | 0.22712
| 329.2958 | 0 |  |  | 329.2958 | 0.028416 | 329.2958 | 0.0042831 | 547.3348 | 0 | 637.4667 | 0.041948 | 632.2641 | 0.028025 | 547.3348 | 0 | 637.4667 | 0.098615 | 637.4667 | 0.010555 | 637.8461 | 0.048875 | 637.4667 | 0.058756 | 637.4667 | 0.038716 | 637.4667 | 0.035862 | 549.1209 | 0.0002917 | 632.26 | 0.0036384 | 637.8461 | 0.0069965 | 547.3348 | 2.1606 | 632.26 | 0.0048699 | 637.4667 | 2.4044 | 632.26 | 0.002565 | 637.4667 | 2.8142 | 549.1209 | 0.00028393 | 549.1209 | 0.00015188 | 637.4667 | 7.1057 | 637.8461 | 0.066534 | 637.8461 | 0.010845 | 637.4667 | 0.035853 | 822.0072 | 0.077795 | 637.4667 | 0.0031325 | 637.4667 | 0.0092625 | 821.3331 | 8.5301 | 637.4667 | 0.010999 | 824.6437 | 0.68434 | 822.0072 | 0.35949 | 824.6437 | 0.00024143 | 952.365 | 0.070202 | 1187.8357 | 0.33816 | 1024.9753 | 0.010328 | 1109.6265 | 0 | 1108.9021 | 0 | 637.467 | 0.27664 | 637.8461 | 2.9116 | 637.4667 | 11.3852 | 637.4667 | 1.2929 | 637.4667 | 6.3663 | 634.396 | 0.22949
| 329.3733 | 0 |  |  | 329.3733 | 0.020547 | 329.3733 | 0.00027557 | 547.4506 | 0 | 637.6978 | 0.038791 | 632.4953 | -0.0046903 | 547.4506 | 0.028371 | 637.6978 | -0.063392 | 637.6979 | -0.0068227 | 638.077 | 0.0010246 | 637.6978 | -0.013095 | 637.6979 | -0.0036723 | 637.6979 | -0.027697 | 549.239 | 0.00030134 | 632.5 | -0.045222 | 638.077 | 0.0011166 | 547.4506 | 2.1085 | 632.5 | -0.02367 | 637.6978 | 2.3572 | 632.5 | -0.016322 | 637.6979 | 2.7679 | 549.239 | 0.00027859 | 549.239 | 0.00013629 | 637.6979 | 7.1635 | 638.077 | 0.064334 | 638.077 | 0.0084471 | 637.6979 | 0.0032498 | 822.1735 | 0.088047 | 637.6978 | -0.01028 | 637.6978 | -0.002993 | 821.4996 | 8.5283 | 637.6978 | -0.019576 | 824.8116 | 0.69325 | 822.1735 | 0.36419 | 824.8116 | 0.00022257 | 952.4553 | 0.071007 | 1187.9048 | 0.33882 | 1024.9882 | 0.010324 | 1109.6868 | 0 | 1108.9623 | 0 | 637.698 | 0.27651 | 638.077 | 2.8842 | 637.6979 | 11.277 | 637.6979 | 1.2762 | 637.6979 | 6.3094 | 634.6261 | 0.226
| 329.4508 | 0 |  |  | 329.4508 | 0.026898 | 329.4507 | 0.0060995 | 547.5664 | 0 | 637.929 | 0.03455 | 632.7265 | 0.032397 | 547.5664 | 0 | 637.929 | 0.087952 | 637.929 | 0.014992 | 638.3078 | 0.034947 | 637.929 | 0.046274 | 637.929 | 0.030556 | 637.929 | 0.041759 | 549.3571 | 0.0003202 | 632.73 | 0.0046779 | 638.3078 | 0.0055945 | 547.5664 | 2.106 | 632.73 | 0.0078598 | 637.929 | 2.3605 | 632.73 | -0.012475 | 637.929 | 2.7585 | 549.3571 | 0.00026335 | 549.3571 | 0.00018666 | 637.929 | 7.2846 | 638.3078 | 0.070033 | 638.3078 | 0.010813 | 637.929 | 0.022736 | 822.34 | 0.073417 | 637.929 | 0.0054799 | 637.929 | 0.006495 | 821.6662 | 8.7096 | 637.929 | 0.0051801 | 824.9794 | 0.70184 | 822.34 | 0.35971 | 824.9794 | 0.00020943 | 952.5455 | 0.071461 | 1187.974 | 0.33948 | 1025.0011 | 0.010322 | 1109.7471 | 0 | 1109.0226 | 0 | 637.929 | 0.27478 | 638.3078 | 2.8629 | 637.929 | 11.2587 | 637.929 | 1.2833 | 637.929 | 6.3017 | 634.8561 | 0.22906
| 329.5282 | 0 |  |  | 329.5282 | 0.017195 | 329.5282 | -0.0027725 | 547.6821 | 0.019941 | 638.1602 | 0.044765 | 632.9578 | -0.0059255 | 547.6821 | 0.016399 | 638.1602 | -0.011203 | 638.1603 | -0.0083652 | 638.5386 | -0.00021869 | 638.1602 | -0.013689 | 638.1603 | 0.0024169 | 638.1603 | -0.0084168 | 549.4752 | 0.00033361 | 632.96 | -0.012994 | 638.5386 | 0.0016027 | 547.6821 | 2.1156 | 632.96 | -0.015244 | 638.1602 | 2.3401 | 632.96 | -0.008278 | 638.1603 | 2.749 | 549.4752 | 0.00031747 | 549.4752 | 0.00023742 | 638.1603 | 7.4185 | 638.5386 | 0.066132 | 638.5386 | 0.0094152 | 638.1603 | 0.0062745 | 822.5064 | 0.082974 | 638.1602 | -0.0050005 | 638.1602 | -0.0056176 | 821.8328 | 8.8001 | 638.1602 | -0.01405 | 825.1472 | 0.71009 | 822.5064 | 0.36452 | 825.1472 | 0.00021228 | 952.6359 | 0.071608 | 1188.0431 | 0.34015 | 1025.0139 | 0.010321 | 1109.8074 | 0 | 1109.0828 | 0 | 638.16 | 0.27481 | 638.5386 | 2.8686 | 638.1603 | 11.2016 | 638.1603 | 1.2552 | 638.1603 | 6.2653 | 635.0861 | 0.22876
| 329.6057 | 0 |  |  | 329.6057 | 0.02572 | 329.6057 | 0.0082832 | 547.7979 | 0 | 638.3915 | 0.052808 | 633.189 | 0.020269 | 547.7979 | 0 | 638.3915 | 0.043763 | 638.3915 | 0.01882 | 638.7695 | 0.027802 | 638.3915 | 0.063671 | 638.3915 | 0.030529 | 638.3915 | 0.062318 | 549.5933 | 0.00035918 | 633.19 | 0.0046779 | 638.7695 | 0.0082035 | 547.7979 | 2.0585 | 633.19 | 0.0035108 | 638.3915 | 2.319 | 633.19 | 0.0085112 | 638.3915 | 2.7177 | 549.5933 | 0.00033004 | 549.5933 | 0.00028018 | 638.3915 | 7.5684 | 638.7695 | 0.076605 | 638.7695 | 0.014843 | 638.3915 | 0.017489 | 822.6728 | 0.075072 | 638.3915 | 0.015225 | 638.3915 | 0.012905 | 821.9993 | 8.9762 | 638.3915 | 0.022455 | 825.315 | 0.71873 | 822.6728 | 0.36058 | 825.315 | 0.000253 | 952.7262 | 0.071879 | 1188.1122 | 0.34083 | 1025.0269 | 0.010321 | 1109.8678 | 0 | 1109.1431 | 0 | 638.391 | 0.27222 | 638.7695 | 2.8431 | 638.3915 | 11.1304 | 638.3915 | 1.2639 | 638.3915 | 6.2273 | 635.3162 | 0.22793
| 329.6831 | 0 |  |  | 329.6831 | 0.016151 | 329.6831 | -0.002915 | 547.9137 | 0.0048591 | 638.6227 | 0.030849 | 633.4203 | -0.020616 | 547.9137 | 0.03396 | 638.6227 | -0.06529 | 638.6227 | -0.0043107 | 639.0004 | -0.012904 | 638.6227 | -0.024074 | 638.6227 | -0.02207 | 638.6227 | -0.037937 | 549.7115 | 0.00021961 | 633.42 | -0.078486 | 639.0004 | -0.0041056 | 547.9137 | 2.1147 | 633.42 | -0.024486 | 638.6227 | 2.3159 | 633.42 | -0.0079281 | 638.6227 | 2.7094 | 549.7115 | 0.00022562 | 549.7115 | 0.00017107 | 638.6227 | 7.7432 | 639.0004 | 0.069292 | 639.0004 | 0.0081498 | 638.6227 | 0.019738 | 822.8392 | 0.082974 | 638.6227 | -0.0099165 | 638.6227 | 0.0020007 | 822.1659 | 8.8444 | 638.6227 | -0.018912 | 825.4829 | 0.72677 | 822.8392 | 0.36309 | 825.4829 | 0.000222 | 952.8165 | 0.072108 | 1188.1814 | 0.34151 | 1025.0397 | 0.010323 | 1109.9281 | 0 | 1109.2034 | 0 | 638.623 | 0.27489 | 639.0004 | 2.855 | 638.6227 | 11.1627 | 638.6227 | 1.2523 | 638.6227 | 6.2327 | 635.5462 | 0.22903
| 329.7606 | 0 |  |  | 329.7606 | 0.015204 | 329.7606 | 0.0022236 | 548.0295 | 0 | 638.8539 | 0.043243 | 633.6516 | -0.0023688 | 548.0295 | 0 | 638.8539 | 0.0093594 | 638.8539 | -0.006481 | 639.2313 | -0.017286 | 638.8539 | -0.010264 | 638.8539 | 0.0043562 | 638.8539 | -0.018557 | 549.8296 | 0.0006207 | 633.65 | -0.040022 | 639.2313 | 0.00041037 | 548.0295 | 2.0864 | 633.65 | -0.012525 | 638.8539 | 2.2389 | 633.65 | -0.01947 | 638.8539 | 2.6363 | 549.8296 | 0.00061512 | 549.8296 | 0.00054878 | 638.8539 | 7.8407 | 639.2313 | 0.076074 | 639.2313 | 0.01216 | 638.8539 | 0.021862 | 823.0056 | 0.084096 | 638.8539 | -0.0091422 | 638.8539 | 0.0057184 | 822.3325 | 9.0941 | 638.8539 | -0.015853 | 825.6507 | 0.73574 | 823.0056 | 0.36943 | 825.6507 | 0.00023771 | 952.9069 | 0.072201 | 1188.2505 | 0.3422 | 1025.0526 | 0.010325 | 1109.9884 | 0 | 1109.2637 | 0 | 638.854 | 0.27672 | 639.2313 | 2.7759 | 638.8539 | 10.8379 | 638.8539 | 1.2157 | 638.8539 | 6.0309 | 635.7763 | 0.22792
| 329.8381 | 0 |  |  | 329.8381 | 0.026267 | 329.8381 | 0.0046018 | 548.1453 | 0.015046 | 639.0852 | 0.047585 | 633.8828 | 0.042654 | 548.1453 | 0.045781 | 639.0852 | 0.051654 | 639.0852 | 0.019531 | 639.4622 | 0.031653 | 639.0852 | 0.066582 | 639.0852 | 0.014505 | 639.0852 | 0.068252 | 549.9477 | 0.00048994 | 633.88 | 0.052495 | 639.4622 | 0.0074578 | 548.1453 | 2.0409 | 633.88 | 0.013295 | 639.0852 | 2.2755 | 633.88 | 0.018654 | 639.0852 | 2.6572 | 549.9477 | 0.00050955 | 549.9477 | 0.00047483 | 639.0852 | 8.1441 | 639.4622 | 0.083716 | 639.4622 | 0.016429 | 639.0852 | 0.017614 | 823.172 | 0.073417 | 639.0852 | 0.0024207 | 639.0852 | 0.022323 | 822.499 | 9.3682 | 639.0852 | 0.0072254 | 825.8186 | 0.74296 | 823.172 | 0.37326 | 825.8186 | 0.00022457 | 952.9973 | 0.072387 | 1188.3197 | 0.34288 | 1025.0654 | 0.010329 | 1110.0488 | 0 | 1109.3238 | 0 | 639.085 | 0.27288 | 639.4622 | 2.8025 | 639.0852 | 10.9414 | 639.0852 | 1.232 | 639.0852 | 6.0761 | 636.0063 | 0.22589
| 329.9156 | 0 |  |  | 329.9156 | 0.01977 | 329.9156 | 2.6228e-05 | 548.2611 | 0 | 639.3164 | 0.03484 | 634.1141 | -0.017156 | 548.2611 | 0 | 639.3164 | -0.08512 | 639.3164 | -0.0035377 | 639.6931 | 0.0031871 | 639.3164 | -0.014496 | 639.3164 | 0.011404 | 639.3164 | -0.019032 | 550.0658 | 0.00095934 | 634.11 | -0.016113 | 639.6931 | 0.0011652 | 548.2611 | 2.0369 | 634.11 | -2.2651e-05 | 639.3164 | 2.2334 | 634.11 | -0.012825 | 639.3164 | 2.606 | 550.0658 | 0.0010221 | 550.0658 | 0.00094967 | 639.3164 | 8.1974 | 639.6931 | 0.077205 | 639.6931 | 0.01093 | 639.3164 | 0.018614 | 823.3384 | 0.084309 | 639.3164 | -0.0096343 | 639.3164 | -0.005535 | 822.6656 | 9.4775 | 639.3164 | -0.025326 | 825.9864 | 0.75132 | 823.3384 | 0.38441 | 825.9864 | 0.00023371 | 953.0876 | 0.07293 | 1188.3888 | 0.34358 | 1025.0782 | 0.010334 | 1110.1091 | 0 | 1109.3842 | 0 | 639.316 | 0.2769 | 639.6931 | 2.7633 | 639.3164 | 10.756 | 639.3164 | 1.2257 | 639.3164 | 5.9678 | 636.2364 | 0.22643
| 329.993 | 0 |  |  | 329.993 | 0.020741 | 329.993 | 0.0074044 | 548.3769 | 0.0083718 | 639.5477 | 0.050461 | 634.3454 | 0.018695 | 548.3769 | 0.030521 | 639.5477 | 0.05939 | 639.5477 | 0.01305 | 639.924 | 0.02729 | 639.5477 | 0.054092 | 639.5477 | 0.015758 | 639.5477 | 0.055333 | 550.184 | 0.00047401 | 634.35 | -0.010915 | 639.924 | 0.0055539 | 548.3769 | 1.9904 | 634.35 | -0.0081769 | 639.5477 | 2.2434 | 634.35 | -0.011776 | 639.5477 | 2.6188 | 550.184 | 0.00052899 | 550.184 | 0.00047483 | 639.5477 | 8.458 | 639.924 | 0.086927 | 639.924 | 0.015759 | 639.5477 | 0.046721 | 823.5049 | 0.072189 | 639.5477 | 0.01397 | 639.5477 | 0.015868 | 822.8322 | 9.5665 | 639.5477 | 0.012862 | 826.1543 | 0.75854 | 823.5049 | 0.37927 | 826.1543 | 0.00020128 | 953.178 | 0.073839 | 1188.458 | 0.34428 | 1025.0912 | 0.010341 | 1110.1696 | 0 | 1109.4445 | 0 | 639.548 | 0.27538 | 639.924 | 2.775 | 639.5477 | 10.8168 | 639.5477 | 1.2358 | 639.5477 | 6.0036 | 636.4665 | 0.22586
| 330.0705 | 0 |  |  | 330.0705 | 0.017074 | 330.0705 | 0.0025793 | 548.4927 | 0 | 639.779 | 0.043 | 634.5768 | -0.0060249 | 548.4927 | 0 | 639.779 | -0.085993 | 639.779 | -0.0011753 | 640.1549 | -0.0061105 | 639.779 | -0.016372 | 639.779 | -0.0016837 | 639.779 | -0.012713 | 550.3021 | 0.00090528 | 634.58 | -0.024429 | 640.1549 | 0.0025049 | 548.4927 | 1.9805 | 634.58 | -0.0027408 | 639.779 | 2.2056 | 634.58 | -0.01947 | 639.779 | 2.5937 | 550.3021 | 0.0010035 | 550.3021 | 0.00094967 | 639.779 | 8.5398 | 640.1549 | 0.084455 | 640.1549 | 0.012683 | 639.779 | 0.014366 | 823.6713 | 0.085804 | 639.779 | -0.016336 | 639.779 | -0.0017075 | 822.9988 | 9.693 | 639.779 | -0.023426 | 826.3221 | 0.76658 | 823.6713 | 0.39009 | 826.3221 | 0.00024328 | 953.2684 | 0.073929 | 1188.5272 | 0.34498 | 1025.104 | 0.010348 | 1110.23 | 0 | 1109.5048 | 0 | 639.779 | 0.27391 | 640.1549 | 2.7497 | 639.779 | 10.7126 | 639.779 | 1.196 | 639.779 | 5.9419 | 636.6966 | 0.22456
| 330.148 | 0 |  |  | 330.148 | 0.025368 | 330.148 | 0.0096647 | 548.6085 | 0.0059129 | 640.0103 | 0.065699 | 634.8081 | 0.040207 | 548.6085 | 0.035464 | 640.0103 | 0.054808 | 640.0103 | 0.02501 | 640.3859 | 0.039025 | 640.0103 | 0.066919 | 640.0103 | 0.029987 | 640.0103 | 0.084814 | 550.4203 | 0.00043797 | 634.81 | 0.046258 | 640.3859 | 0.010702 | 548.6085 | 1.9715 | 634.81 | 0.0032391 | 640.0103 | 2.1929 | 634.81 | 0.0036143 | 640.0103 | 2.5725 | 550.4203 | 0.00049164 | 550.4203 | 0.00047483 | 640.0103 | 8.673 | 640.3859 | 0.094332 | 640.3859 | 0.018263 | 640.0103 | 0.024235 | 823.8377 | 0.072936 | 640.0103 | 0.02257 | 640.0103 | 0.0074253 | 823.1654 | 9.6938 | 640.0103 | 0.013351 | 826.49 | 0.77205 | 823.8377 | 0.38288 | 826.49 | 0.00022885 | 953.3589 | 0.073662 | 1188.5963 | 0.34568 | 1025.1169 | 0.010356 | 1110.2903 | 0 | 1109.5651 | 0 | 640.01 | 0.27324 | 640.3859 | 2.7338 | 640.0103 | 10.6504 | 640.0103 | 1.2066 | 640.0103 | 5.934 | 636.9267 | 0.2279
| 330.2255 | 0 |  |  | 330.2255 | 0.015264 | 330.2255 | -0.00013603 | 548.7243 | 0 | 640.2416 | 0.032111 | 635.0394 | -0.0087517 | 548.7243 | 0 | 640.2416 | -0.064114 | 640.2416 | -0.0046962 | 640.6168 | -0.010869 | 640.2416 | -0.031458 | 640.2416 | 0.0093407 | 640.2416 | -0.038017 | 550.5384 | 0.00096689 | 635.04 | -0.045222 | 640.6168 | -0.0020811 | 548.7243 | 1.9579 | 635.04 | -0.00083807 | 640.2416 | 2.1869 | 635.04 | -0.021219 | 640.2416 | 2.5585 | 550.5384 | 0.0009646 | 550.5384 | 0.0010196 | 640.2416 | 8.8585 | 640.6168 | 0.089678 | 640.6168 | 0.014284 | 640.2416 | 0.01177 | 824.0042 | 0.084683 | 640.2416 | -0.016803 | 640.2416 | -0.002748 | 823.332 | 9.7885 | 640.2416 | -0.017091 | 826.6579 | 0.77937 | 824.0042 | 0.39468 | 826.6579 | 0.00025614 | 953.4493 | 0.074156 | 1188.6655 | 0.34639 | 1025.1298 | 0.010366 | 1110.3507 | 0 | 1109.6254 | 0 | 640.242 | 0.27218 | 640.6168 | 2.7371 | 640.2416 | 10.6508 | 640.2416 | 1.211 | 640.2416 | 5.9044 | 637.1569 | 0.22638
| 330.303 | 0 |  |  | 330.303 | 0.024688 | 330.303 | 0.006929 | 548.8402 | 0.020723 | 640.4729 | 0.03886 | 635.2708 | 0.032361 | 548.8402 | 0.026867 | 640.4729 | 0.045061 | 640.4729 | 0.014101 | 640.8478 | 0.02983 | 640.4729 | 0.049252 | 640.4729 | 0.039848 | 640.4729 | 0.046164 | 550.6566 | 0.00053562 | 635.27 | 0.037943 | 640.8478 | 0.0086446 | 548.8402 | 1.9336 | 635.27 | -0.0011099 | 640.4729 | 2.1644 | 635.27 | 0.0053631 | 640.4729 | 2.5266 | 550.6566 | 0.00048897 | 550.6566 | 0.00055277 | 640.4729 | 8.9675 | 640.8478 | 0.096002 | 640.8478 | 0.017009 | 640.4729 | 0.035853 | 824.1706 | 0.079984 | 640.4729 | 0.0090524 | 640.4729 | 0.0089168 | 823.4986 | 9.9087 | 640.4729 | 0.022278 | 826.8258 | 0.78588 | 824.1706 | 0.38965 | 826.8258 | 0.00024685 | 953.5398 | 0.074783 | 1188.7347 | 0.3471 | 1025.1427 | 0.010376 | 1110.4111 | 0 | 1109.6858 | 0 | 640.473 | 0.27075 | 640.8478 | 2.7066 | 640.4729 | 10.5388 | 640.4729 | 1.2048 | 640.4729 | 5.8611 | 637.387 | 0.22625
| 330.3805 | 0 |  |  | 330.3805 | 0.016297 | 330.3805 | -0.00011753 | 548.956 | 0 | 640.7042 | 0.049637 | 635.5021 | 0.0032293 | 548.956 | 0 | 640.7042 | -0.10073 | 640.7042 | 0.0011876 | 641.0788 | -0.0077642 | 640.7042 | -0.024321 | 640.7042 | -0.0076378 | 640.7042 | -0.0020932 | 550.7747 | 0.001 | 635.5 | -0.034825 | 641.0788 | 0.00076377 | 548.956 | 1.8995 | 635.5 | -0.0068178 | 640.7042 | 2.1632 | 635.5 | -0.015623 | 640.7042 | 2.526 | 550.7747 | 0.0010206 | 550.7747 | 0.0010276 | 640.7042 | 9.1604 | 641.0788 | 0.096248 | 641.0788 | 0.015664 | 640.7042 | 0.013617 | 824.337 | 0.085964 | 640.7042 | -0.015195 | 640.7042 | -0.0074451 | 823.6652 | 10.0764 | 640.7042 | -0.023339 | 826.9937 | 0.79294 | 824.337 | 0.40211 | 826.9937 | 0.00025643 | 953.6303 | 0.074899 | 1188.804 | 0.34782 | 1025.1555 | 0.010387 | 1110.4716 | 0 | 1109.7461 | 0 | 640.704 | 0.273 | 641.0788 | 2.7252 | 640.7042 | 10.5735 | 640.7042 | 1.1942 | 640.7042 | 5.8577 | 637.6171 | 0.22661
| 330.458 | 0 |  |  | 330.458 | 0.022368 | 330.458 | 0.012171 | 549.0719 | 0.011884 | 640.9356 | 0.036854 | 635.7335 | 0.031334 | 549.0719 | 0.021708 | 640.9356 | 0.075933 | 640.9356 | 0.0082281 | 641.3097 | 0.022858 | 640.9356 | 0.052307 | 640.9356 | 0.025061 | 640.9356 | 0.065881 | 550.8929 | 0.00046731 | 635.73 | -0.019232 | 641.3097 | 0.0044059 | 549.0719 | 1.8594 | 635.73 | 0.019004 | 640.9356 | 2.1336 | 635.73 | -0.0054798 | 640.9356 | 2.5026 | 550.8929 | 0.00054232 | 550.8929 | 0.00048243 | 640.9356 | 9.3289 | 641.3097 | 0.1002 | 641.3097 | 0.016846 | 640.9356 | 0.027358 | 824.5035 | 0.077261 | 640.9356 | 0.0038209 | 640.9356 | 0.013352 | 823.8318 | 10.2525 | 640.9356 | 0.01636 | 827.1616 | 0.79857 | 824.5035 | 0.39501 | 827.1616 | 0.00022685 | 953.7208 | 0.074646 | 1188.8732 | 0.34854 | 1025.1683 | 0.010399 | 1110.532 | 0 | 1109.8064 | 0 | 640.936 | 0.27402 | 641.3097 | 2.698 | 640.9356 | 10.4703 | 640.9356 | 1.1979 | 640.9356 | 5.8044 | 637.8473 | 0.22892
| 330.5355 | 0 |  |  | 330.5355 | 0.012654 | 330.5355 | 0.0034245 | 549.1877 | 0 | 641.1669 | 0.0016801 | 635.9649 | -0.0070538 | 549.1877 | 0 | 641.1669 | -0.065586 | 641.1669 | 0.0016206 | 641.5407 | -0.0036126 | 641.1669 | -0.022237 | 641.1669 | -0.0072206 | 641.1669 | -0.028655 | 551.011 | 0.0008948 | 635.96 | -0.10759 | 641.5407 | -2.5009e-06 | 549.1877 | 1.8488 | 635.96 | -0.0095359 | 641.1669 | 2.1463 | 635.96 | 0.002565 | 641.1669 | 2.4896 | 551.011 | 0.0010088 | 551.011 | 0.00092648 | 641.1669 | 9.5377 | 641.5407 | 0.10133 | 641.5407 | 0.016759 | 641.1669 | 0.022736 | 824.6699 | 0.084683 | 641.1669 | -0.015245 | 641.1669 | -0.00057079 | 823.9984 | 10.2924 | 641.1669 | -0.017805 | 827.3294 | 0.80786 | 824.6699 | 0.40496 | 827.3294 | 0.00024114 | 953.8113 | 0.074929 | 1188.9424 | 0.34926 | 1025.1813 | 0.010413 | 1110.5924 | 0 | 1109.8667 | 0 | 641.167 | 0.27553 | 641.5407 | 2.6929 | 641.1669 | 10.4948 | 641.1669 | 1.1913 | 641.1669 | 5.8042 | 638.0775 | 0.22829
| 330.613 | 0 |  |  | 330.613 | 0.022587 | 330.613 | 0.0065006 | 549.3035 | 0.014695 | 641.3983 | 0.059485 | 636.1962 | 0.021742 | 549.3035 | 0.029016 | 641.3983 | 0.069405 | 641.3983 | 0.016936 | 641.7717 | 0.03633 | 641.3983 | 0.064256 | 641.3983 | 0.034192 | 641.3983 | 0.05684 | 551.1292 | 0.0004321 | 636.2 | 0.025469 | 641.7717 | 0.0064108 | 549.3035 | 1.7971 | 636.2 | -0.0043715 | 641.3983 | 2.1055 | 636.2 | 0.005713 | 641.3983 | 2.4597 | 551.1292 | 0.00046648 | 551.1292 | 0.00045165 | 641.3983 | 9.6127 | 641.7717 | 0.10703 | 641.7717 | 0.021159 | 641.3983 | 0.029107 | 824.8364 | 0.07331 | 641.3983 | 0.010964 | 641.3983 | 0.012288 | 824.165 | 10.4022 | 641.3983 | 0.012751 | 827.4973 | 0.81672 | 824.8364 | 0.39731 | 827.4973 | 0.00022143 | 953.9019 | 0.075893 | 1189.0117 | 0.34999 | 1025.1941 | 0.010426 | 1110.6528 | 0 | 1109.9271 | 0 | 641.398 | 0.27345 | 641.7717 | 2.6664 | 641.3983 | 10.3235 | 641.3983 | 1.1719 | 641.3983 | 5.6879 | 638.3076 | 0.22465
| 330.6905 | 0 |  |  | 330.6905 | 0.015604 | 330.6905 | -0.00040371 | 549.4194 | 0 | 641.6296 | 0.037876 | 636.4276 | 0.0039608 | 549.4194 | 0 | 641.6296 | -0.066806 | 641.6296 | 0.0026613 | 642.0028 | -0.013261 | 641.6296 | -0.019636 | 641.6296 | 0.0062403 | 641.6296 | -0.034331 | 551.2474 | 0.00093797 | 636.43 | -0.017152 | 642.0028 | -0.00057772 | 549.4194 | 1.7906 | 636.43 | -0.0049152 | 641.6296 | 2.1044 | 636.43 | 0.0039641 | 641.6296 | 2.4655 | 551.2474 | 0.00097794 | 551.2474 | 0.00094967 | 641.6296 | 9.7821 | 642.0028 | 0.10478 | 642.0028 | 0.017497 | 641.6296 | 0.020487 | 825.0029 | 0.085217 | 641.6296 | -0.011301 | 641.6296 | -0.0038174 | 824.3316 | 10.5752 | 641.6296 | -0.015979 | 827.6653 | 0.82673 | 825.0029 | 0.40834 | 827.6653 | 0.00024485 | 953.9924 | 0.076639 | 1189.0809 | 0.35072 | 1025.207 | 0.010441 | 1110.7133 | 0 | 1109.9874 | 0 | 641.63 | 0.2767 | 642.0028 | 2.6735 | 641.6296 | 10.3484 | 641.6296 | 1.1574 | 641.6296 | 5.7043 | 638.5378 | 0.226
| 330.768 | 0 |  |  | 330.768 | 0.020037 | 330.768 | 0.0079621 | 549.5353 | 0.020723 | 641.861 | 0.050812 | 636.659 | 0.030982 | 549.5353 | 0.035034 | 641.861 | 0.042245 | 641.861 | 0.021079 | 642.2338 | 0.042813 | 641.861 | 0.067424 | 641.861 | 0.040985 | 641.861 | 0.075101 | 551.3655 | 0.00051048 | 636.66 | 0.063932 | 642.2338 | 0.005317 | 549.5353 | 1.7484 | 636.66 | 0.0062289 | 641.861 | 2.0937 | 636.66 | 0.0095605 | 641.861 | 2.4467 | 551.3655 | 0.0005145 | 551.3655 | 0.00052919 | 641.861 | 9.9683 | 642.2338 | 0.11348 | 642.2338 | 0.020334 | 641.861 | 0.021237 | 825.1693 | 0.077368 | 641.861 | 0.0085285 | 641.861 | 0.0098894 | 824.4982 | 10.7455 | 641.861 | 0.022855 | 827.8332 | 0.83537 | 825.1693 | 0.40496 | 827.8332 | 0.000238 | 954.083 | 0.077263 | 1189.1501 | 0.35146 | 1025.2198 | 0.010457 | 1110.7737 | 0 | 1110.0478 | 0 | 641.861 | 0.27298 | 642.2338 | 2.6459 | 641.861 | 10.2787 | 641.861 | 1.1721 | 641.861 | 5.6647 | 638.768 | 0.22617
| 330.8455 | 0 |  |  | 330.8455 | 0.012641 | 330.8455 | 0.00030663 | 549.6511 | 0 | 642.0924 | -0.00022758 | 636.8905 | 0.0091623 | 549.6511 | 0 | 642.0924 | -0.05349 | 642.0924 | -0.0026653 | 642.4648 | -0.0031549 | 642.0924 | -0.015134 | 642.0924 | -0.0051072 | 642.0924 | -0.036478 | 551.4837 | 0.0010482 | 636.89 | -0.0046779 | 642.4648 | -0.0050521 | 549.6511 | 1.7533 | 636.89 | 0.0059571 | 642.0924 | 2.0764 | 636.89 | 0.0043138 | 642.0924 | 2.3979 | 551.4837 | 0.001037 | 551.4837 | 0.0010508 | 642.0924 | 10.1259 | 642.4648 | 0.10957 | 642.4648 | 0.01792 | 642.0924 | 0.011774 | 825.3358 | 0.086712 | 642.0924 | -0.0079851 | 642.0924 | -0.0038651 | 824.6648 | 10.7541 | 642.0924 | -0.015542 | 828.0011 | 0.84543 | 825.3358 | 0.41643 | 828.0011 | 0.00024671 | 954.1736 | 0.077844 | 1189.2195 | 0.3522 | 1025.2328 | 0.010473 | 1110.8341 | 0 | 1110.1082 | 0 | 642.092 | 0.27111 | 642.4648 | 2.6326 | 642.0924 | 10.2753 | 642.0924 | 1.1484 | 642.0924 | 5.663 | 638.9982 | 0.2257
| 330.923 | 0 |  |  | 330.923 | 0.021409 | 330.923 | 0.0074364 | 549.767 | 0.00099528 | 642.3238 | 0.060445 | 637.1219 | 0.017599 | 549.767 | 0.025362 | 642.3238 | 0.12039 | 642.3238 | 0.01326 | 642.6959 | 0.035652 | 642.3238 | 0.062482 | 642.3238 | 0.040271 | 642.3238 | 0.033567 | 551.6019 | 0.00054526 | 637.12 | 0.010915 | 642.6959 | 0.0095908 | 549.767 | 1.7378 | 637.12 | -0.011438 | 642.3238 | 2.0538 | 637.12 | -0.018771 | 642.3238 | 2.3918 | 551.6019 | 0.00052784 | 551.6019 | 0.00055277 | 642.3238 | 10.2727 | 642.6959 | 0.11926 | 642.6959 | 0.021857 | 642.3238 | 0.034604 | 825.5023 | 0.078382 | 642.3238 | 0.019813 | 642.3238 | 0.02168 | 824.8315 | 10.8911 | 642.3238 | 0.021767 | 828.169 | 0.85385 | 825.5023 | 0.41239 | 828.169 | 0.00024228 | 954.2642 | 0.078032 | 1189.2887 | 0.35294 | 1025.2456 | 0.010489 | 1110.8945 | 0 | 1110.1686 | 0 | 642.324 | 0.26995 | 642.6959 | 2.6127 | 642.3238 | 10.112 | 642.3238 | 1.1544 | 642.3238 | 5.575 | 639.2285 | 0.22521
| 331.0005 | 0 |  |  | 331.0005 | 0.013783 | 331.0005 | -0.0015355 | 549.8829 | 0 | 642.5552 | 0.04011 | 637.3533 | -0.0012589 | 549.8829 | 0 | 642.5552 | -0.067165 | 642.5552 | -0.0030195 | 642.9269 | -0.0073936 | 642.5552 | -0.018825 | 642.5552 | -0.038291 | 642.5552 | -0.051604 | 551.7201 | 0.0010197 | 637.35 | -0.032746 | 642.9269 | 0.0026756 | 549.8829 | 1.6984 | 637.35 | -0.019049 | 642.5552 | 2.0498 | 637.35 | -0.0054798 | 642.5552 | 2.3911 | 551.7201 | 0.00099547 | 551.7201 | 0.00094967 | 642.5552 | 10.4675 | 642.9269 | 0.11842 | 642.9269 | 0.019775 | 642.5552 | 0.029857 | 825.6687 | 0.086071 | 642.5552 | -0.013313 | 642.5552 | 0.0026104 | 824.9981 | 11.0299 | 642.5552 | -0.011443 | 828.3369 | 0.86216 | 825.6687 | 0.41971 | 828.3369 | 0.00025114 | 954.3548 | 0.078078 | 1189.358 | 0.35369 | 1025.2585 | 0.010507 | 1110.9551 | 0 | 1110.2289 | 0 | 642.555 | 0.27039 | 642.9269 | 2.6279 | 642.5552 | 10.1668 | 642.5552 | 1.106 | 642.5552 | 5.5954 | 639.4587 | 0.22657
| 331.0781 | 0 |  |  | 331.0781 | 0.019685 | 331.0781 | 0.0089447 | 549.9987 | 0.0080204 | 642.7866 | 0.022791 | 637.5848 | 0.032871 | 549.9987 | 0.0331 | 642.7866 | 0.093401 | 642.7866 | 0.012088 | 643.158 | 0.026897 | 642.7866 | 0.057223 | 642.7866 | 0.037457 | 642.7866 | 0.061199 | 551.8382 | 0.00047988 | 637.58 | -0.016113 | 643.158 | 0.0044812 | 549.9987 | 1.7168 | 637.58 | -0.0081769 | 642.7866 | 2.0349 | 637.58 | -0.010027 | 642.7866 | 2.3744 | 551.8382 | 0.00048363 | 551.8382 | 0.00043606 | 642.7866 | 10.6876 | 643.158 | 0.12372 | 643.158 | 0.021184 | 642.7866 | 0.038102 | 825.8352 | 0.080572 | 642.7866 | 0.0050207 | 642.7866 | 0.010379 | 825.1647 | 11.31 | 642.7866 | 0.020467 | 828.5048 | 0.86916 | 825.8352 | 0.41654 | 828.5048 | 0.00023414 | 954.4454 | 0.078496 | 1189.4272 | 0.35444 | 1025.2714 | 0.010525 | 1111.0155 | 0 | 1110.2893 | 0 | 642.787 | 0.27167 | 643.158 | 2.6092 | 642.7866 | 10.1344 | 642.7866 | 1.176 | 642.7866 | 5.5897 | 639.6889 | 0.22542
| 331.1556 | 0 |  |  | 331.1556 | 0.01626 | 331.1556 | -1.2871e-05 | 550.1146 | 0 | 643.0181 | 0.030278 | 637.8162 | -0.010616 | 550.1146 | 0 | 643.0181 | -0.084598 | 643.0181 | -0.0036173 | 643.3891 | -0.012049 | 643.0181 | -0.020448 | 643.0181 | 0.010791 | 643.0181 | -0.0096103 | 551.9564 | 0.00096814 | 637.82 | -0.026508 | 643.3891 | -0.001932 | 550.1146 | 1.6672 | 637.82 | -0.011167 | 643.0181 | 2.0246 | 637.82 | -0.0047802 | 643.0181 | 2.3442 | 551.9564 | 0.00096727 | 551.9564 | 0.00091089 | 643.0181 | 10.8024 | 643.3891 | 0.12205 | 643.3891 | 0.020098 | 643.0181 | 0.028982 | 826.0017 | 0.087086 | 643.0181 | -0.011401 | 643.0181 | 0.0059031 | 825.3314 | 11.2025 | 643.0181 | -0.026224 | 828.6728 | 0.87775 | 826.0017 | 0.42572 | 828.6728 | 0.000244 | 954.5361 | 0.079027 | 1189.4966 | 0.35519 | 1025.2843 | 0.010543 | 1111.0759 | 0 | 1110.3497 | 0 | 643.018 | 0.27252 | 643.3891 | 2.6 | 643.0181 | 10.0562 | 643.0181 | 1.114 | 643.0181 | 5.5151 | 639.9192 | 0.22382
| 331.2331 | 0 |  |  | 331.2331 | 0.018895 | 331.2331 | 0.0090579 | 550.2305 | 0.029129 | 643.2495 | 0.0391 | 638.0477 | 0.029893 | 550.2305 | 0.021923 | 643.2495 | 0.0014127 | 643.2495 | 0.0092894 | 643.6202 | 0.020698 | 643.2495 | 0.052822 | 643.2495 | 0.021223 | 643.2495 | 0.074035 | 552.0746 | 0.00049371 | 638.05 | 0.050418 | 643.6202 | 0.0085382 | 550.2305 | 1.6669 | 638.05 | 0.0035108 | 643.2495 | 2.0205 | 638.05 | -0.010726 | 643.2495 | 2.3441 | 552.0746 | 0.0005004 | 552.0746 | 0.00048243 | 643.2495 | 11.0564 | 643.6202 | 0.13098 | 643.6202 | 0.022317 | 643.2495 | 0.040975 | 826.1682 | 0.078115 | 643.2495 | 0.0089947 | 643.2495 | 0.0058851 | 825.498 | 11.4806 | 643.2495 | 0.0056133 | 828.8407 | 0.88518 | 826.1682 | 0.42583 | 828.8407 | 0.00022385 | 954.6267 | 0.079175 | 1189.5658 | 0.35594 | 1025.2971 | 0.010562 | 1111.1365 | 0 | 1110.4102 | 0 | 643.25 | 0.27205 | 643.6202 | 2.5881 | 643.2495 | 10.0003 | 643.2495 | 1.1218 | 643.2495 | 5.5047 | 640.1494 | 0.22486
| 331.3106 | 0 |  |  | 331.3106 | 0.013747 | 331.3106 | 0.0017407 | 550.3464 | 0 | 643.4809 | 0.033693 | 638.2792 | 0.0031773 | 550.3464 | 0 | 643.4809 | -0.10955 | 643.481 | -0.005933 | 643.8513 | -0.00055358 | 643.4809 | -0.029014 | 643.481 | -0.030675 | 643.481 | -0.012042 | 552.1928 | 0.0010071 | 638.28 | -0.011954 | 643.8513 | -0.0030935 | 550.3464 | 1.6485 | 638.28 | -0.012525 | 643.4809 | 2.0109 | 638.28 | -0.015274 | 643.481 | 2.3539 | 552.1928 | 0.00096384 | 552.1928 | 0.00087972 | 643.481 | 11.3509 | 643.8513 | 0.131 | 643.8513 | 0.021691 | 643.481 | 0.02386 | 826.3347 | 0.083188 | 643.4809 | -0.014682 | 643.4809 | -0.0034362 | 825.6647 | 11.513 | 643.4809 | -0.028292 | 829.0086 | 0.89464 | 826.3347 | 0.43501 | 829.0086 | 0.00026271 | 954.7174 | 0.079695 | 1189.6351 | 0.35671 | 1025.3099 | 0.010582 | 1111.1969 | 0 | 1110.4706 | 0 | 643.481 | 0.26976 | 643.8513 | 2.6024 | 643.481 | 10.0828 | 643.481 | 1.1126 | 643.481 | 5.5051 | 640.3797 | 0.22702
| 331.3882 | 0 |  |  | 331.3882 | 0.019575 | 331.3882 | 0.0068448 | 550.4623 | 0 | 643.7124 | 0.066492 | 638.5107 | 0.032854 | 550.4623 | 0.032455 | 643.7124 | 0.040657 | 643.7124 | 0.019021 | 644.0824 | 0.031546 | 643.7124 | 0.070554 | 643.7124 | 0.021143 | 643.7124 | 0.043101 | 552.311 | 0.00051593 | 638.51 | 0.026508 | 644.0824 | 0.013427 | 550.4623 | 1.6681 | 638.51 | 0.0062289 | 643.7124 | 2.0138 | 638.51 | -0.01947 | 643.7124 | 2.344 | 552.311 | 0.00047753 | 552.311 | 0.00040489 | 643.7124 | 11.5791 | 644.0824 | 0.14515 | 644.0824 | 0.026781 | 643.7124 | 0.036728 | 826.5011 | 0.079504 | 643.7124 | 0.00011909 | 643.7124 | -0.0078653 | 825.8313 | 11.7065 | 643.7124 | 0.030336 | 829.1766 | 0.90339 | 826.5011 | 0.43556 | 829.1766 | 0.000251 | 954.8081 | 0.080141 | 1189.7045 | 0.35747 | 1025.3229 | 0.010602 | 1111.2575 | 0 | 1110.5309 | 0 | 643.712 | 0.2715 | 644.0824 | 2.6013 | 643.7124 | 10.068 | 643.7124 | 1.1251 | 643.7124 | 5.5181 | 640.61 | 0.22582
| 331.4657 | 0 |  |  | 331.4657 | 0.0094598 | 331.4657 | 0.00035843 | 550.5782 | 0 | 643.9439 | 0.035741 | 638.7422 | 0.00090829 | 550.5782 | 0 | 643.9439 | -0.068538 | 643.9439 | -0.0070177 | 644.3135 | 0.0035833 | 643.9439 | -0.017757 | 643.9439 | -0.014714 | 643.9439 | -0.05503 | 552.4292 | 0.0010478 | 638.74 | -0.032746 | 644.3135 | -0.00050061 | 550.5782 | 1.5999 | 638.74 | -0.015244 | 643.9439 | 1.9796 | 638.74 | 0.01061 | 643.9439 | 2.3072 | 552.4292 | 0.0009726 | 552.4292 | 0.00087972 | 643.9439 | 11.6597 | 644.3135 | 0.1374 | 644.3135 | 0.021478 | 643.9439 | 0.030232 | 826.6676 | 0.08511 | 643.9439 | -0.016414 | 643.9439 | 0.0063592 | 825.998 | 11.73 | 643.9439 | -0.022388 | 829.3446 | 0.91307 | 826.6676 | 0.44179 | 829.3446 | 0.00026057 | 954.8989 | 0.080136 | 1189.7738 | 0.35823 | 1025.3357 | 0.010622 | 1111.3179 | 0 | 1110.5913 | 0 | 643.944 | 0.27058 | 644.3135 | 2.5658 | 643.9439 | 9.933 | 643.9439 | 1.1076 | 643.9439 | 5.4493 | 640.8403 | 0.22633
| 331.5432 | 0 |  |  | 331.5432 | 0.018738 | 331.5432 | 0.0095284 | 550.6941 | 0.010479 | 644.1754 | 0.045427 | 638.9737 | 0.033615 | 550.6941 | 0.017517 | 644.1754 | 0.061149 | 644.1754 | 0.01868 | 644.5447 | 0.019485 | 644.1754 | 0.058524 | 644.1754 | 0.013677 | 644.1754 | 0.02118 | 552.5474 | 0.00053353 | 638.97 | -0.00051979 | 644.5447 | 0.0042774 | 550.6941 | 1.6423 | 638.97 | 0.008947 | 644.1754 | 1.9594 | 638.97 | -0.011776 | 644.1754 | 2.278 | 552.5474 | 0.0004985 | 552.5474 | 0.00047483 | 644.1754 | 11.8357 | 644.5447 | 0.14789 | 644.5447 | 0.027384 | 644.1754 | 0.04135 | 826.8341 | 0.080625 | 644.1754 | 0.0093371 | 644.1754 | 0.0015919 | 826.1646 | 11.875 | 644.1754 | 0.013197 | 829.5125 | 0.9227 | 826.8341 | 0.4431 | 829.5125 | 0.00025528 | 954.9896 | 0.080342 | 1189.8431 | 0.359 | 1025.3486 | 0.010643 | 1111.3784 | 0 | 1110.6517 | 0 | 644.175 | 0.27138 | 644.5447 | 2.5373 | 644.1754 | 9.8441 | 644.1754 | 1.1233 | 644.1754 | 5.4022 | 641.0706 | 0.22272
| 331.6208 | 0 |  |  | 331.6208 | 0.012265 | 331.6208 | -0.00012333 | 550.81 | 0 | 644.4069 | 0.029 | 639.2052 | 0.0016682 | 550.81 | 0 | 644.4069 | -0.085942 | 644.4069 | -0.0033722 | 644.7758 | -0.0086382 | 644.4069 | -0.026339 | 644.4069 | -0.038724 | 644.4069 | -0.03517 | 552.6656 | 0.0010264 | 639.21 | -0.071209 | 644.7758 | -0.0012482 | 550.81 | 1.6284 | 639.21 | -0.029106 | 644.4069 | 1.955 | 639.21 | 0.017256 | 644.4069 | 2.2801 | 552.6656 | 0.0010088 | 552.6656 | 0.0009029 | 644.4069 | 12.0749 | 644.7758 | 0.14516 | 644.7758 | 0.023607 | 644.4069 | 0.026109 | 827.0006 | 0.085804 | 644.4069 | -0.014665 | 644.4069 | -0.014215 | 826.3313 | 12.0487 | 644.4069 | -0.028392 | 829.6805 | 0.93254 | 827.0006 | 0.449 | 829.6805 | 0.000276 | 955.0803 | 0.080678 | 1189.9125 | 0.35977 | 1025.3615 | 0.010664 | 1111.439 | 0 | 1110.7123 | 0 | 644.407 | 0.26926 | 644.7758 | 2.5452 | 644.4069 | 9.8669 | 644.4069 | 1.1159 | 644.4069 | 5.377 | 641.3009 | 0.22468
| 331.6983 | 0 |  |  | 331.6983 | 0.020085 | 331.6983 | 0.011601 | 550.926 | 0 | 644.6384 | 0.044901 | 639.4367 | 0.029441 | 550.926 | 0.039548 | 644.6384 | 0.049017 | 644.6384 | 0.010094 | 645.007 | 0.01814 | 644.6384 | 0.065395 | 644.6384 | 0.018093 | 644.6384 | 0.034711 | 552.7838 | 0.00049371 | 639.44 | -0.021311 | 645.007 | 0.0090163 | 550.926 | 1.6161 | 639.44 | 0.0013364 | 644.6384 | 1.9388 | 639.44 | 0.0088609 | 644.6384 | 2.2551 | 552.7838 | 0.00051565 | 552.7838 | 0.00042807 | 644.6384 | 12.224 | 645.007 | 0.15493 | 645.007 | 0.027741 | 644.6384 | 0.027358 | 827.1671 | 0.07913 | 644.6384 | 0.0068256 | 644.6384 | 0.0024359 | 826.498 | 12.1411 | 644.6384 | 0.0035242 | 829.8484 | 0.93954 | 827.1671 | 0.45152 | 829.8484 | 0.00023171 | 955.1711 | 0.081566 | 1189.9818 | 0.36055 | 1025.3744 | 0.010685 | 1111.4995 | 0 | 1110.7727 | 0 | 644.638 | 0.26901 | 645.007 | 2.5136 | 644.6384 | 9.7343 | 644.6384 | 1.106 | 644.6384 | 5.3415 | 641.5312 | 0.22417
| 331.7759 | 0 |  |  | 331.7759 | 0.012763 | 331.7759 | 0.0032602 | 551.0419 | 0 | 644.8699 | 0.017069 | 639.6683 | -0.0022573 | 551.0419 | 0 | 644.8699 | -0.066756 | 644.8699 | -0.012111 | 645.2381 | -0.021455 | 644.8699 | -0.02581 | 644.8699 | -0.00041726 | 644.8699 | -0.027323 | 552.902 | 0.0010176 | 639.67 | -0.041062 | 645.2381 | -0.0070881 | 551.0419 | 1.5987 | 639.67 | -0.00056627 | 644.8699 | 1.9347 | 639.67 | -0.019821 | 644.8699 | 2.2599 | 552.902 | 0.00097794 | 552.902 | 0.00080937 | 644.8699 | 12.4732 | 645.2381 | 0.15195 | 645.2381 | 0.023968 | 644.8699 | 0.029732 | 827.3336 | 0.079397 | 644.8699 | -0.006677 | 644.8699 | -0.015061 | 826.6646 | 12.2157 | 644.8699 | -0.019853 | 830.0164 | 0.94878 | 827.3336 | 0.45611 | 830.0164 | 0.00025971 | 955.2619 | 0.082589 | 1190.0512 | 0.36133 | 1025.3872 | 0.010707 | 1111.5599 | 0 | 1110.8331 | 0 | 644.87 | 0.2717 | 645.2381 | 2.5159 | 644.8699 | 9.7359 | 644.8699 | 1.0908 | 644.8699 | 5.3302 | 641.7616 | 0.2241
| 331.8534 | 0 |  |  | 331.8534 | 0.020425 | 331.8534 | 0.0090949 | 551.1578 | 0.0045078 | 645.1014 | 0.047304 | 639.8998 | 0.025319 | 551.1578 | 0.01379 | 645.1014 | 0.031975 | 645.1014 | 0.0075983 | 645.4693 | 0.032884 | 645.1014 | 0.067204 | 645.1014 | 0.024501 | 645.1014 | 0.048775 | 553.0202 | 0.00054065 | 639.9 | 0.019232 | 645.4693 | 0.0085458 | 551.1578 | 1.6266 | 639.9 | 0.0081316 | 645.1014 | 1.9316 | 639.9 | 0.0046636 | 645.1014 | 2.239 | 553.0202 | 0.00046915 | 553.0202 | 0.0003813 | 645.1014 | 12.6554 | 645.4693 | 0.16138 | 645.4693 | 0.027868 | 645.1014 | 0.035978 | 827.5001 | 0.080358 | 645.1014 | 0.013939 | 645.1014 | 0.0037679 | 826.8313 | 12.3143 | 645.1014 | 0.0057911 | 830.1844 | 0.95786 | 827.5001 | 0.4595 | 830.1844 | 0.00023314 | 955.3527 | 0.082948 | 1190.1206 | 0.36211 | 1025.4001 | 0.010729 | 1111.6205 | 0 | 1110.8936 | 0 | 645.101 | 0.27015 | 645.4693 | 2.5086 | 645.1014 | 9.7008 | 645.1014 | 1.0905 | 645.1014 | 5.3202 | 641.9919 | 0.22391
| 331.931 | 0 |  |  | 331.931 | 0.012423 | 331.931 | -0.00056341 | 551.2738 | 0 | 645.333 | 0.024451 | 640.1314 | -0.0096138 | 551.2738 | 0 | 645.333 | -0.080643 | 645.3329 | -0.010171 | 645.7005 | -0.015497 | 645.333 | -0.032401 | 645.3329 | -0.007109 | 645.3329 | -0.049988 | 553.1385 | 0.00099832 | 640.13 | -0.057695 | 645.7005 | -0.0049389 | 551.2738 | 1.5985 | 640.13 | -0.0027408 | 645.333 | 1.9054 | 640.13 | 0.0067623 | 645.3329 | 2.223 | 553.1385 | 0.00097184 | 553.1385 | 0.00085614 | 645.3329 | 12.909 | 645.7005 | 0.16052 | 645.7005 | 0.025608 | 645.3329 | 0.024485 | 827.6667 | 0.084736 | 645.333 | -0.014797 | 645.333 | -0.0059309 | 826.998 | 12.6518 | 645.333 | -0.019236 | 830.3524 | 0.96759 | 827.6667 | 0.46398 | 830.3524 | 0.00024571 | 955.4436 | 0.083016 | 1190.1899 | 0.36289 | 1025.413 | 0.010751 | 1111.681 | 0 | 1110.954 | 0 | 645.333 | 0.26937 | 645.7005 | 2.504 | 645.3329 | 9.6553 | 645.3329 | 1.0823 | 645.3329 | 5.2712 | 642.2223 | 0.22239
| 332.0085 | 0 |  |  | 332.0085 | 0.016285 | 332.0085 | 0.010189 | 551.3897 | 0.010831 | 645.5645 | 0.041768 | 640.363 | 0.022745 | 551.3897 | 0.006336 | 645.5645 | 0.069494 | 645.5645 | 0.013983 | 645.9317 | 0.02315 | 645.5645 | 0.046829 | 645.5645 | 0.031937 | 645.5645 | 0.037392 | 553.2567 | 0.00047527 | 640.36 | -0.035864 | 645.9317 | 0.0069512 | 551.3897 | 1.5166 | 640.36 | -0.0098077 | 645.5645 | 1.8921 | 640.36 | -0.008278 | 645.5645 | 2.2018 | 553.2567 | 0.00050955 | 553.2567 | 0.00047483 | 645.5645 | 13.1494 | 645.9317 | 0.17034 | 645.9317 | 0.030111 | 645.5645 | 0.039351 | 827.8332 | 0.07913 | 645.5645 | 0.0066644 | 645.5645 | 0.0053204 | 827.1647 | 12.488 | 645.5645 | 0.026245 | 830.5204 | 0.97612 | 827.8332 | 0.4678 | 830.5204 | 0.000241 | 955.5344 | 0.082643 | 1190.2593 | 0.36368 | 1025.4259 | 0.010773 | 1111.7416 | 0 | 1111.0145 | 0 | 645.564 | 0.2692 | 645.9317 | 2.4779 | 645.5645 | 9.5827 | 645.5645 | 1.0871 | 645.5645 | 5.2379 | 642.4526 | 0.22289
| 332.0861 | 0 |  |  | 332.0861 | 0.011342 | 332.0861 | 0.0012771 | 551.5057 | 0 | 645.7961 | 0.030477 | 640.5946 | 0.0027472 | 551.5057 | 0 | 645.7961 | -0.086394 | 645.7961 | -0.0079881 | 646.1629 | -0.020199 | 645.7961 | -0.025496 | 645.7961 | -0.0038322 | 645.7961 | -0.019628 | 553.3749 | 0.00098072 | 640.59 | -0.014034 | 646.1629 | -0.001756 | 551.5057 | 1.524 | 640.59 | -0.0081769 | 645.7961 | 1.8812 | 640.59 | -0.028565 | 645.7961 | 2.1862 | 553.3749 | 0.0010187 | 553.3749 | 0.00094967 | 645.7961 | 13.4019 | 646.1629 | 0.17 | 646.1629 | 0.028614 | 645.7961 | 0.02536 | 827.9997 | 0.078863 | 645.7961 | -0.0085798 | 645.7961 | -0.008364 | 827.3314 | 12.5866 | 645.7961 | -0.024155 | 830.6884 | 0.98623 | 827.9997 | 0.47229 | 830.6884 | 0.00027457 | 955.6253 | 0.082214 | 1190.3287 | 0.36447 | 1025.4387 | 0.010796 | 1111.8021 | 0 | 1111.0749 | 0 | 645.796 | 0.26883 | 646.1629 | 2.4788 | 645.7961 | 9.569 | 645.7961 | 1.069 | 645.7961 | 5.2317 | 642.683 | 0.2238
| 332.1636 | 0 |  |  | 332.1636 | 0.017717 | 332.1636 | 0.0083487 | 551.6216 | 0.016802 | 646.0276 | 0.042753 | 640.8261 | 0.027098 | 551.6216 | 0.03439 | 646.0276 | 0.0029083 | 646.0276 | 0.015386 | 646.3941 | 0.027928 | 646.0276 | 0.051923 | 646.0276 | 0.016161 | 646.0276 | 0.049341 | 553.4931 | 0.00053185 | 640.83 | 0.014034 | 646.3941 | 0.0058613 | 551.6216 | 1.5329 | 640.83 | -0.0040998 | 646.0276 | 1.8792 | 640.83 | 0.020753 | 646.0276 | 2.1774 | 553.4931 | 0.00051717 | 553.4931 | 0.00047483 | 646.0276 | 13.6077 | 646.3941 | 0.1818 | 646.3941 | 0.033792 | 646.0276 | 0.030356 | 828.1662 | 0.077101 | 646.0276 | 0.001032 | 646.0276 | 0.0053521 | 827.4981 | 12.7056 | 646.0276 | 0.0077315 | 830.8563 | 0.99646 | 828.1662 | 0.47764 | 830.8563 | 0.00025114 | 955.7162 | 0.082897 | 1190.3981 | 0.36526 | 1025.4517 | 0.010818 | 1111.8627 | 0 | 1111.1355 | 0 | 646.028 | 0.26833 | 646.3941 | 2.4639 | 646.0276 | 9.4909 | 646.0276 | 1.0636 | 646.0276 | 5.1847 | 642.9134 | 0.22159
| 332.2412 | 0 |  |  | 332.2412 | 0.010492 | 332.2412 | -4.4753e-05 | 551.7376 | 0 | 646.2592 | 0.049057 | 641.0578 | -0.018611 | 551.7376 | 0 | 646.2592 | -0.077477 | 646.2592 | -0.013761 | 646.6254 | -0.0042431 | 646.2592 | -0.012483 | 646.2592 | 0.011251 | 646.2592 | 0.0019065 | 553.6113 | 0.0010189 | 641.06 | -0.00051979 | 646.6254 | -0.00058796 | 551.7376 | 1.5047 | 641.06 | -0.014156 | 646.2592 | 1.8462 | 641.06 | -0.0012825 | 646.2592 | 2.1466 | 553.6113 | 0.0010088 | 553.6113 | 0.00094967 | 646.2592 | 13.6835 | 646.6254 | 0.18008 | 646.6254 | 0.031225 | 646.2592 | 0.023236 | 828.3328 | 0.079397 | 646.2592 | -0.0016194 | 646.2592 | -0.0055414 | 827.6648 | 12.6925 | 646.2592 | -0.0078202 | 831.0243 | 1.0073 | 828.3328 | 0.48092 | 831.0243 | 0.00027071 | 955.8071 | 0.083984 | 1190.4675 | 0.36605 | 1025.4645 | 0.010841 | 1111.9233 | 0 | 1111.1959 | 0 | 646.259 | 0.26844 | 646.6254 | 2.4372 | 646.2592 | 9.3879 | 646.2592 | 1.0399 | 646.2592 | 5.1028 | 643.1438 | 0.22167
| 332.3188 | 0 |  |  | 332.3188 | 0.019284 | 332.3188 | 0.010183 | 551.8535 | 0.011533 | 646.4908 | 0.045182 | 641.2894 | 0.042232 | 551.8535 | 0.016026 | 646.4908 | 0.031431 | 646.4908 | 0.012746 | 646.8566 | 0.021924 | 646.4908 | 0.057884 | 646.4908 | 0.032278 | 646.4908 | 0.028904 | 553.7296 | 0.00049749 | 641.29 | -0.015073 | 646.8566 | 0.0083722 | 551.8535 | 1.4554 | 641.29 | -0.0054588 | 646.4908 | 1.8561 | 641.29 | 0.0029147 | 646.4908 | 2.127 | 553.7296 | 0.0004985 | 553.7296 | 0.00047483 | 646.4908 | 14.0291 | 646.8566 | 0.1855 | 646.8566 | 0.034238 | 646.4908 | 0.04972 | 828.4993 | 0.067116 | 646.4908 | 0.013448 | 646.4908 | 0.01413 | 827.8315 | 12.8558 | 646.4908 | 0.023449 | 831.1924 | 1.0154 | 828.4993 | 0.48442 | 831.1924 | 0.00026914 | 955.898 | 0.084535 | 1190.537 | 0.36685 | 1025.4774 | 0.010864 | 1111.9839 | 0 | 1111.2565 | 0 | 646.491 | 0.26941 | 646.8566 | 2.4334 | 646.4908 | 9.3748 | 646.4908 | 1.0473 | 646.4908 | 5.118 | 643.3742 | 0.2229
| 332.3963 | 0 |  |  | 332.3963 | 0.012532 | 332.3963 | 0.00062934 | 551.9695 | 0 | 646.7224 | 0.047003 | 641.521 | -0.0063228 | 551.9695 | 0 | 646.7224 | -0.063601 | 646.7224 | -0.0064713 | 647.0879 | 0.0023592 | 646.7224 | -0.014633 | 646.7224 | 0.011261 | 646.7224 | 0.0034101 | 553.8478 | 0.0010155 | 641.52 | -0.0025989 | 647.0879 | 0.00054268 | 551.9695 | 1.4943 | 641.52 | 0.01547 | 646.7224 | 1.8343 | 641.52 | 0.0067623 | 646.7224 | 2.1178 | 553.8478 | 0.00096917 | 553.8478 | 0.00109 | 646.7224 | 14.2437 | 647.0879 | 0.18986 | 647.0879 | 0.033168 | 646.7224 | 0.049345 | 828.6658 | 0.077795 | 646.7224 | 0.0069746 | 646.7224 | -0.0018427 | 827.9982 | 12.9951 | 646.7224 | -0.018086 | 831.3604 | 1.0263 | 828.6658 | 0.48748 | 831.3604 | 0.00027528 | 955.989 | 0.084728 | 1190.6063 | 0.36765 | 1025.4902 | 0.010887 | 1112.0444 | 0 | 1111.3169 | 0 | 646.722 | 0.26964 | 647.0879 | 2.4212 | 646.7224 | 9.3103 | 646.7224 | 1.043 | 646.7224 | 5.0547 | 643.6046 | 0.22219
| 332.4739 | 0 |  |  | 332.4739 | 0.018373 | 332.4739 | 0.012717 | 552.0855 | 0.0055617 | 646.954 | 0.048984 | 641.7526 | 0.030071 | 552.0855 | 0.03396 | 646.954 | 0.03664 | 646.954 | 0.017225 | 647.3191 | 0.023225 | 646.954 | 0.057617 | 646.954 | 0.031109 | 646.954 | 0.072393 | 553.966 | 0.00053269 | 641.75 | -0.0015593 | 647.3191 | 0.0056414 | 552.0855 | 1.4869 | 641.75 | 0.0051416 | 646.954 | 1.8145 | 641.75 | -0.008278 | 646.954 | 2.1064 | 553.966 | 0.00048173 | 553.966 | 0.00061512 | 646.954 | 14.4863 | 647.3191 | 0.19703 | 647.3191 | 0.036812 | 646.954 | 0.033355 | 828.8324 | 0.077368 | 646.954 | 0.0095955 | 646.954 | 0.01474 | 828.1649 | 13.0992 | 646.954 | 0.016797 | 831.5284 | 1.0367 | 828.8324 | 0.49808 | 831.5284 | 0.00026328 | 956.0799 | 0.084784 | 1190.6758 | 0.36845 | 1025.5032 | 0.01091 | 1112.105 | 0 | 1111.3774 | 0 | 646.954 | 0.26899 | 647.3191 | 2.4007 | 646.954 | 9.2615 | 646.954 | 1.0567 | 646.954 | 5.0598 | 643.835 | 0.22354
| 332.5515 | 0 |  |  | 332.5515 | 0.0084884 | 332.5515 | 0.0037176 | 552.2015 | 0 | 647.1856 | 0.032357 | 641.9843 | 0.01073 | 552.2015 | 0 | 647.1856 | -0.072103 | 647.1856 | -0.0035049 | 647.5504 | 0.0015001 | 647.1856 | -0.024928 | 647.1856 | -0.0081902 | 647.1856 | -0.034797 | 554.0843 | 0.0010302 | 641.98 | -0.032746 | 647.5504 | -0.001183 | 552.2015 | 1.4783 | 641.98 | -0.017418 | 647.1856 | 1.8119 | 641.98 | 0.028448 | 647.1856 | 2.1111 | 554.0843 | 0.00094592 | 554.0843 | 0.0011131 | 647.1856 | 14.7624 | 647.5504 | 0.19667 | 647.5504 | 0.033261 | 647.1856 | 0.036228 | 828.9989 | 0.081479 | 647.1856 | -0.011393 | 647.1856 | 0.0046555 | 828.3316 | 13.0306 | 647.1856 | 0.0041287 | 831.6964 | 1.0473 | 828.9989 | 0.50682 | 831.6964 | 0.00027885 | 956.1708 | 0.084804 | 1190.7452 | 0.36926 | 1025.516 | 0.010933 | 1112.1656 | 0 | 1111.438 | 0 | 647.186 | 0.26746 | 647.5504 | 2.4186 | 647.1856 | 9.2614 | 647.1856 | 1.0343 | 647.1856 | 5.0166 | 644.0655 | 0.22521
| 332.6291 | 0 |  |  | 332.6291 | 0.016782 | 332.6291 | 0.0096103 | 552.3174 | 0.02561 | 647.4173 | 0.059308 | 642.2159 | 0.033818 | 552.3174 | 0.034604 | 647.4173 | 0.056953 | 647.4173 | 0.018844 | 647.7817 | 0.036685 | 647.4173 | 0.054294 | 647.4173 | 0.044832 | 647.4173 | 0.054038 | 554.2025 | 0.00050335 | 642.22 | -0.02339 | 647.7817 | 0.0073401 | 552.3174 | 1.4783 | 642.22 | 0.018732 | 647.4173 | 1.8056 | 642.22 | 0.0074619 | 647.4173 | 2.081 | 554.2025 | 0.00046953 | 554.2025 | 0.00049801 | 647.4173 | 15.006 | 647.7817 | 0.20933 | 647.7817 | 0.039935 | 647.4173 | 0.049845 | 829.1654 | 0.065461 | 647.4173 | 0.005942 | 647.4173 | 0.00656 | 828.4983 | 13.179 | 647.4173 | 0.013574 | 831.8644 | 1.0552 | 829.1654 | 0.51863 | 831.8644 | 0.00025728 | 956.2618 | 0.085246 | 1190.8147 | 0.37006 | 1025.5289 | 0.010956 | 1112.2262 | 0 | 1111.4984 | 0 | 647.417 | 0.26739 | 647.7817 | 2.3881 | 647.4173 | 9.1739 | 647.4173 | 1.0445 | 647.4173 | 4.978 | 644.2959 | 0.22395
| 332.7066 | 0 |  |  | 332.7066 | 0.0094234 | 332.7066 | 0.0020367 | 552.4334 | 0 | 647.6489 | 0.051921 | 642.4476 | -0.017797 | 552.4334 | 0 | 647.6489 | -0.010724 | 647.6489 | -0.0050943 | 648.013 | -0.0016373 | 647.6489 | -0.015568 | 647.6489 | -0.031907 | 647.6489 | -0.025728 | 554.3208 | 0.00099455 | 642.45 | -0.024429 | 648.013 | 0.0059389 | 552.4334 | 1.427 | 642.45 | -0.025572 | 647.6489 | 1.8115 | 642.45 | -0.01947 | 647.6489 | 2.0812 | 554.3208 | 0.00098022 | 554.3208 | 0.00094967 | 647.6489 | 15.3546 | 648.013 | 0.21275 | 648.013 | 0.037848 | 647.6489 | 0.046347 | 829.332 | 0.077154 | 647.6489 | -0.0084464 | 647.6489 | -0.0030159 | 828.665 | 13.2534 | 647.6489 | -0.032577 | 832.0325 | 1.0651 | 829.332 | 0.52322 | 832.0325 | 0.00026271 | 956.3528 | 0.086278 | 1190.8842 | 0.37087 | 1025.5417 | 0.010979 | 1112.2869 | 0 | 1111.559 | 0 | 647.649 | 0.26689 | 648.013 | 2.3981 | 647.6489 | 9.1631 | 647.6489 | 1.031 | 647.6489 | 4.9823 | 644.5264 | 0.225
| 332.7842 | 0 |  |  | 332.7842 | 0.017377 | 332.7842 | 0.010522 | 552.5494 | 0.018558 | 647.8806 | 0.045886 | 642.6793 | 0.025861 | 552.5494 | 0.022783 | 647.8806 | 0.071728 | 647.8806 | 0.018413 | 648.2443 | 0.048875 | 647.8806 | 0.062591 | 647.8806 | 0.016391 | 647.8806 | 0.026684 | 554.439 | 0.00049791 | 642.68 | -0.00051979 | 648.2443 | 0.01022 | 552.5494 | 1.3719 | 642.68 | 0.011122 | 647.8806 | 1.7981 | 642.68 | 0.0018654 | 647.8806 | 2.0828 | 554.439 | 0.00052174 | 554.439 | 0.00045165 | 647.8806 | 15.7415 | 648.2443 | 0.22497 | 648.2443 | 0.041961 | 647.8806 | 0.047096 | 829.4985 | 0.077742 | 647.8806 | 0.016483 | 647.8806 | -0.0069372 | 828.8317 | 13.4513 | 647.8806 | 0.0067033 | 832.2005 | 1.0738 | 829.4985 | 0.52792 | 832.2005 | 0.000252 | 956.4439 | 0.087208 | 1190.9536 | 0.37169 | 1025.5547 | 0.011002 | 1112.3474 | 0 | 1111.6195 | 0 | 647.881 | 0.26547 | 648.2443 | 2.3953 | 647.8806 | 9.1906 | 647.8806 | 1.047 | 647.8806 | 5.0114 | 644.7568 | 0.22558
| 332.8618 | 0 |  |  | 332.8618 | 0.010443 | 332.8618 | 0.0027786 | 552.6654 | 0 | 648.1122 | 0.034189 | 642.911 | -0.020223 | 552.6654 | 0 | 648.1122 | -0.071861 | 648.1122 | -0.0037192 | 648.4756 | -0.01989 | 648.1122 | -0.027679 | 648.1122 | -0.010409 | 648.1122 | -0.015098 | 554.5573 | 0.0010482 | 642.91 | 0.026508 | 648.4756 | -0.0026417 | 552.6654 | 1.3786 | 642.91 | -0.016603 | 648.1122 | 1.7597 | 642.91 | -0.014574 | 648.1122 | 2.0498 | 554.5573 | 0.0010282 | 554.5573 | 0.00097285 | 648.1122 | 15.8604 | 648.4756 | 0.22019 | 648.4756 | 0.034105 | 648.1122 | 0.036103 | 829.6651 | 0.070694 | 648.1122 | -0.0074228 | 648.1122 | -0.011829 | 828.9985 | 13.3008 | 648.1122 | -0.029328 | 832.3685 | 1.0833 | 829.6651 | 0.52748 | 832.3685 | 0.00024257 | 956.5349 | 0.087387 | 1191.0231 | 0.3725 | 1025.5675 | 0.011026 | 1112.4081 | 0 | 1111.68 | 0 | 648.112 | 0.26374 | 648.4756 | 2.3667 | 648.1122 | 9.0799 | 648.1122 | 1.0109 | 648.1122 | 4.8902 | 644.9873 | 0.22405
| 332.9394 | 0 |  |  | 332.9394 | 0.01592 | 332.9394 | 0.0096926 | 552.7814 | 0.0080204 | 648.3439 | 0.055559 | 643.1427 | 0.012657 | 552.7814 | 0.012672 | 648.3439 | 0.040208 | 648.3439 | 0.023903 | 648.7069 | 0.026818 | 648.3439 | 0.064614 | 648.3439 | 0.026 | 648.3439 | 0.067604 | 554.6755 | 0.000557 | 643.14 | -0.016113 | 648.7069 | 0.0066521 | 552.7814 | 1.3795 | 643.14 | 0.014926 | 648.3439 | 1.7767 | 643.14 | -0.018421 | 648.3439 | 2.0613 | 554.6755 | 0.00051374 | 554.6755 | 0.0005216 | 648.3439 | 16.3614 | 648.7069 | 0.23551 | 648.7069 | 0.043405 | 648.3439 | 0.056216 | 829.8316 | 0.065247 | 648.3439 | 0.0099697 | 648.3439 | 0.0077971 | 829.1652 | 13.4993 | 648.3439 | 0.013234 | 832.5366 | 1.0912 | 829.8316 | 0.52912 | 832.5366 | 0.00024457 | 956.626 | 0.087062 | 1191.0925 | 0.37332 | 1025.5804 | 0.011049 | 1112.4686 | 0 | 1111.7406 | 0 | 648.344 | 0.261 | 648.7069 | 2.3745 | 648.3439 | 9.1232 | 648.3439 | 1.0322 | 648.3439 | 4.9793 | 645.2178 | 0.22566
| 333.017 | 0 |  |  | 333.017 | 0.0096541 | 333.017 | 0.0024274 | 552.8975 | 0 | 648.5756 | 0.030853 | 643.3744 | 0.00089805 | 552.8975 | 0 | 648.5756 | -0.0765 | 648.5756 | -0.0039459 | 648.9383 | -0.01855 | 648.5756 | -0.027998 | 648.5756 | -0.011938 | 648.5756 | -0.0067555 | 554.7938 | 0.0010419 | 643.37 | -0.0088362 | 648.9383 | -0.0051926 | 552.8975 | 1.3496 | 643.37 | -0.020951 | 648.5756 | 1.7699 | 643.37 | -0.0016322 | 648.5756 | 2.0578 | 554.7938 | 0.0010664 | 554.7938 | 0.0010196 | 648.5756 | 16.6485 | 648.9383 | 0.23606 | 648.9383 | 0.037496 | 648.5756 | 0.042474 | 829.9982 | 0.063058 | 648.5756 | -0.014497 | 648.5756 | -0.01362 | 829.3319 | 13.6321 | 648.5756 | -0.023158 | 832.7046 | 1.1022 | 829.9982 | 0.52814 | 832.7046 | 0.00026643 | 956.717 | 0.087555 | 1191.162 | 0.37413 | 1025.5934 | 0.011072 | 1112.5293 | 0 | 1111.8012 | 0 | 648.576 | 0.26235 | 648.9383 | 2.3677 | 648.5756 | 9.1033 | 648.5756 | 1.0264 | 648.5756 | 4.9458 | 645.4483 | 0.2233
| 333.0946 | 0 |  |  | 333.0946 | 0.015774 | 333.0946 | 0.010255 | 553.0135 | 0.022091 | 648.8073 | 0.038748 | 643.6061 | 0.021377 | 553.0135 | 0.029446 | 648.8073 | 0.024459 | 648.8073 | 0.016661 | 649.1696 | 0.0066973 | 648.8073 | 0.045733 | 648.8073 | 0.019876 | 648.8073 | 0.026315 | 554.9121 | 0.00049581 | 643.61 | -0.026508 | 649.1696 | 0.003734 | 553.0135 | 1.3229 | 643.61 | 0.0010646 | 648.8073 | 1.7529 | 643.61 | 0.0078116 | 648.8073 | 2.025 | 554.9121 | 0.00056252 | 554.9121 | 0.00049801 | 648.8073 | 16.9776 | 649.1696 | 0.24365 | 649.1696 | 0.044686 | 648.8073 | 0.049595 | 830.1648 | 0.06749 | 648.8073 | 0.01435 | 648.8073 | 0.0073425 | 829.4986 | 13.6965 | 648.8073 | 0.021773 | 832.8727 | 1.1136 | 830.1648 | 0.53087 | 832.8727 | 0.00024671 | 956.8082 | 0.089106 | 1191.2316 | 0.37495 | 1025.6062 | 0.011095 | 1112.59 | 0 | 1111.8617 | 0 | 648.807 | 0.26431 | 649.1696 | 2.3579 | 648.8073 | 9.0634 | 648.8073 | 1.0288 | 648.8073 | 4.9275 | 645.6788 | 0.22187
| 333.1722 | 0 |  |  | 333.1722 | 0.0084398 | 333.1722 | 0.0063865 | 553.1295 | 0 | 649.039 | 0.026883 | 643.8378 | -0.0011812 | 553.1295 | 0 | 649.039 | -0.052556 | 649.039 | -0.0030079 | 649.401 | -0.0083732 | 649.039 | -0.030429 | 649.039 | -0.0343 | 649.039 | -0.02281 | 555.0303 | 0.00096605 | 643.84 | -0.027548 | 649.401 | -0.001744 | 553.1295 | 1.3038 | 643.84 | 0.0021518 | 649.039 | 1.7405 | 643.84 | -0.009677 | 649.039 | 1.9928 | 555.0303 | 0.0010568 | 555.0303 | 0.00094967 | 649.039 | 17.1101 | 649.401 | 0.24318 | 649.401 | 0.042418 | 649.039 | 0.038477 | 830.3314 | 0.062898 | 649.039 | -0.012723 | 649.039 | -0.0016026 | 829.6654 | 13.5189 | 649.039 | -0.013387 | 833.0407 | 1.1259 | 830.3314 | 0.53502 | 833.0407 | 0.00024757 | 956.8992 | 0.089693 | 1191.301 | 0.37577 | 1025.6191 | 0.011118 | 1112.6506 | 0 | 1111.9222 | 0 | 649.039 | 0.26546 | 649.401 | 2.324 | 649.039 | 8.9328 | 649.039 | 0.96748 | 649.039 | 4.8423 | 645.9093 | 0.22241
| 333.2498 | 0 |  |  | 333.2498 | 0.015872 | 333.2498 | 0.011516 | 553.2455 | 0.007318 | 649.2707 | 0.033983 | 644.0695 | 0.0083296 | 553.2455 | 0.025792 | 649.2707 | 0.037208 | 649.2707 | 0.010252 | 649.6323 | 0.029724 | 649.2707 | 0.055314 | 649.2707 | 0.036351 | 649.2707 | 0.073946 | 555.1486 | 0.00048282 | 644.07 | -0.019232 | 649.6323 | 0.0043244 | 553.2455 | 1.3623 | 644.07 | -0.022855 | 649.2707 | 1.7184 | 644.07 | -0.012475 | 649.2707 | 2.0003 | 555.1486 | 0.00049888 | 555.1486 | 0.00045165 | 649.2707 | 17.5032 | 649.6323 | 0.25286 | 649.6323 | 0.043778 | 649.2707 | 0.055466 | 830.4979 | 0.053608 | 649.2707 | 0.011088 | 649.2707 | 0.011193 | 829.8321 | 13.7357 | 649.2707 | 0.0055515 | 833.2088 | 1.1362 | 830.4979 | 0.54158 | 833.2088 | 0.00023814 | 956.9904 | 0.08938 | 1191.3705 | 0.37659 | 1025.632 | 0.011141 | 1112.7112 | 0 | 1111.9829 | 0 | 649.271 | 0.26481 | 649.6323 | 2.3172 | 649.2707 | 8.9205 | 649.2707 | 1.0397 | 649.2707 | 4.8333 | 646.1399 | 0.22007
| 333.3274 | 0 |  |  | 333.3274 | 0.0092777 | 333.3274 | 0.0060287 | 553.3615 | 0 | 649.5025 | 0.038702 | 644.3013 | -0.015357 | 553.3615 | 0 | 649.5025 | -0.062711 | 649.5024 | -0.002277 | 649.8637 | -0.00065155 | 649.5025 | -0.02358 | 649.5024 | -0.024069 | 649.5024 | -0.059933 | 555.2669 | 0.00098868 | 644.3 | -0.019232 | 649.8637 | 0.0011069 | 553.3615 | 1.3294 | 644.3 | -0.015516 | 649.5025 | 1.7071 | 644.3 | -0.0040807 | 649.5024 | 1.9812 | 555.2669 | 0.00099356 | 555.2669 | 0.00099643 | 649.5024 | 17.7097 | 649.8637 | 0.25741 | 649.8637 | 0.044179 | 649.5024 | 0.044098 | 830.6645 | 0.067223 | 649.5025 | -0.0066632 | 649.5025 | -0.0096946 | 829.9989 | 13.5794 | 649.5025 | -0.015107 | 833.3769 | 1.1471 | 830.6645 | 0.54475 | 833.3769 | 0.000238 | 957.0815 | 0.089752 | 1191.4401 | 0.37742 | 1025.6449 | 0.011165 | 1112.7719 | 0 | 1112.0435 | 0 | 649.502 | 0.26517 | 649.8637 | 2.3042 | 649.5024 | 8.8221 | 649.5024 | 1.0013 | 649.5024 | 4.7877 | 646.3704 | 0.22037
| 333.405 | 0 |  |  | 333.405 | 0.016382 | 333.405 | 0.012967 | 553.4776 | 0.010479 | 649.7342 | 0.038635 | 644.5331 | 0.040118 | 553.4776 | 0.041053 | 649.7342 | 0.097946 | 649.7342 | 0.016866 | 650.0951 | 0.034721 | 649.7342 | 0.060761 | 649.7342 | 0.027205 | 649.7342 | 0.021356 | 555.3851 | 0.00051425 | 644.53 | 0.027548 | 650.0951 | 0.011113 | 553.4776 | 1.363 | 644.53 | -0.010351 | 649.7342 | 1.7259 | 644.53 | 0.01096 | 649.7342 | 1.9751 | 555.3851 | 0.00050574 | 555.3851 | 0.00054478 | 649.7342 | 18.359 | 650.0951 | 0.27365 | 650.0951 | 0.049749 | 649.7342 | 0.038851 | 830.8311 | 0.072189 | 649.7342 | 0.015437 | 649.7342 | 0.00014408 | 830.1656 | 13.8296 | 649.7342 | 0.020116 | 833.5449 | 1.1569 | 830.8311 | 0.54497 | 833.5449 | 0.00023457 | 957.1727 | 0.090226 | 1191.5096 | 0.37824 | 1025.6577 | 0.011188 | 1112.8325 | 0 | 1112.104 | 0 | 649.734 | 0.26511 | 650.0951 | 2.3182 | 649.7342 | 8.9307 | 649.7342 | 1.0097 | 649.7342 | 4.8393 | 646.601 | 0.22121
| 333.4826 | 0 |  |  | 333.4826 | 0.0098363 | 333.4826 | 0.0067288 | 553.5936 | 0 | 649.9659 | 0.031969 | 644.7648 | 0.0024028 | 553.5936 | 0 | 649.9659 | -0.06312 | 649.9659 | -0.0072997 | 650.3265 | 0.0035152 | 649.9659 | -0.026087 | 649.9659 | -0.0080484 | 649.9659 | -0.025262 | 555.5034 | 0.0010578 | 644.76 | -0.0015593 | 650.3265 | -0.0021114 | 553.5936 | 1.298 | 644.76 | -0.00056627 | 649.9659 | 1.7133 | 644.76 | 0.0085112 | 649.9659 | 1.9732 | 555.5034 | 0.00096079 | 555.5034 | 0.00097285 | 649.9659 | 18.5648 | 650.3265 | 0.27039 | 650.3265 | 0.046013 | 649.9659 | 0.058714 | 830.9977 | 0.05003 | 649.9659 | -0.010181 | 649.9659 | -0.0035144 | 830.3324 | 13.726 | 649.9659 | -0.015561 | 833.713 | 1.1673 | 830.9977 | 0.54475 | 833.713 | 0.00026571 | 957.2639 | 0.090468 | 1191.5791 | 0.37907 | 1025.6707 | 0.011211 | 1112.8932 | 0 | 1112.1645 | 0 | 649.966 | 0.26536 | 650.3265 | 2.3109 | 649.9659 | 8.8472 | 649.9659 | 0.98971 | 649.9659 | 4.7792 | 646.8315 | 0.22184
| 333.5602 | 0 |  |  | 333.5602 | 0.016661 | 333.5602 | 0.015085 | 553.7097 | 0.0097769 | 650.1977 | 0.043955 | 644.9966 | 0.02124 | 553.7097 | 0.0070812 | 650.1977 | 0.018754 | 650.1977 | 0.0094811 | 650.5579 | 0.033554 | 650.1977 | 0.060073 | 650.1977 | 0.02102 | 650.1977 | 0.089852 | 555.6217 | 0.00055155 | 645 | 0.014034 | 650.5579 | 0.0080816 | 553.7097 | 1.3039 | 645 | -0.0049152 | 650.1977 | 1.7093 | 645 | 0.024951 | 650.1977 | 1.9715 | 555.6217 | 0.00046572 | 555.6217 | 0.00043606 | 650.1977 | 18.977 | 650.5579 | 0.28179 | 650.5579 | 0.050378 | 650.1977 | 0.066959 | 831.1642 | 0.056224 | 650.1977 | 0.0086563 | 650.1977 | 0.0067853 | 830.4992 | 13.6647 | 650.1977 | 0.020602 | 833.8811 | 1.1757 | 831.1642 | 0.5453 | 833.8811 | 0.00026443 | 957.355 | 0.090816 | 1191.6487 | 0.3799 | 1025.6835 | 0.011234 | 1112.9539 | 0 | 1112.2252 | 0 | 650.198 | 0.26512 | 650.5579 | 2.3003 | 650.1977 | 8.8412 | 650.1977 | 1.0061 | 650.1977 | 4.7571 | 647.0621 | 0.22182
| 333.6378 | 0 |  |  | 333.6378 | 0.0097999 | 333.6378 | 0.0078318 | 553.8257 | 0 | 650.4295 | 0.042268 | 645.2284 | -0.003184 | 553.8257 | 0 | 650.4295 | -0.096724 | 650.4295 | 0.00063334 | 650.7894 | 0.0027244 | 650.4295 | -0.011617 | 650.4295 | 0.016408 | 650.4295 | -0.015088 | 555.74 | 0.0010029 | 645.23 | -0.047299 | 650.7894 | 0.0036649 | 553.8257 | 1.2843 | 645.23 | -0.0024689 | 650.4295 | 1.6853 | 645.23 | 0.01026 | 650.4295 | 1.9433 | 555.74 | 0.00095736 | 555.74 | 0.00088731 | 650.4295 | 19.146 | 650.7894 | 0.28523 | 650.7894 | 0.048755 | 650.4295 | 0.0411 | 831.3308 | 0.04373 | 650.4295 | -0.010016 | 650.4295 | -0.011865 | 830.6659 | 13.8726 | 650.4295 | -0.015852 | 834.0492 | 1.1864 | 831.3308 | 0.54803 | 834.0492 | 0.00029757 | 957.4462 | 0.091134 | 1191.7183 | 0.38073 | 1025.6964 | 0.011257 | 1113.0147 | 0 | 1112.2858 | 0 | 650.429 | 0.26458 | 650.7894 | 2.2829 | 650.4295 | 8.7688 | 650.4295 | 0.981 | 650.4295 | 4.7219 | 647.2927 | 0.22314
| 333.7155 | 0 |  |  | 333.7155 | 0.015544 | 333.7155 | 0.019344 | 553.9418 | 0.02561 | 650.6613 | 0.046808 | 645.4602 | 0.039158 | 553.9418 | 0.014908 | 650.6613 | 0.053285 | 650.6613 | 0.021688 | 651.0208 | 0.041677 | 650.6613 | 0.061072 | 650.6613 | 0.041926 | 650.6613 | 0.070628 | 555.8583 | 0.00045683 | 645.46 | 0.010915 | 651.0208 | 0.0094085 | 553.9418 | 1.3004 | 645.46 | -0.005187 | 650.6613 | 1.6895 | 645.46 | 0.007112 | 650.6613 | 1.9325 | 555.8583 | 0.00050383 | 555.8583 | 0.00046724 | 650.6613 | 19.6448 | 651.0208 | 0.30164 | 651.0208 | 0.054735 | 650.6613 | 0.072456 | 831.4974 | 0.047521 | 650.6613 | 0.016092 | 650.6613 | -1.1002e-05 | 830.8327 | 13.8525 | 650.6613 | 0.036479 | 834.2173 | 1.1974 | 831.4974 | 0.55153 | 834.2173 | 0.00029857 | 957.5374 | 0.091043 | 1191.7878 | 0.38156 | 1025.7092 | 0.01128 | 1113.0753 | 0 | 1112.3464 | 0 | 650.661 | 0.26468 | 651.0208 | 2.276 | 650.6613 | 8.7548 | 650.6613 | 0.98806 | 650.6613 | 4.7372 | 647.5233 | 0.22176
| 333.7931 | 0 |  |  | 333.7931 | 0.0080998 | 333.7931 | 0.011273 | 554.0579 | 0 | 650.893 | 0.036196 | 645.692 | -0.0028342 | 554.0579 | 0 | 650.893 | -0.10448 | 650.8931 | -0.0052799 | 651.2523 | 0.0017668 | 650.893 | -0.024459 | 650.8931 | -0.0087798 | 650.8931 | -0.019777 | 555.9765 | 0.00099455 | 645.69 | -0.025469 | 651.2522 | -0.00056781 | 554.0579 | 1.2632 | 645.69 | -0.022311 | 650.893 | 1.6754 | 645.69 | -0.00023318 | 650.8931 | 1.9234 | 555.9765 | 0.00096269 | 555.9765 | 0.00086413 | 650.8931 | 19.8958 | 651.2522 | 0.2999 | 651.2522 | 0.049544 | 650.8931 | 0.055716 | 831.664 | 0.056117 | 650.893 | -0.014176 | 650.893 | -0.01536 | 830.9995 | 13.8345 | 650.893 | -0.030611 | 834.3854 | 1.2092 | 831.664 | 0.55634 | 834.3854 | 0.00029557 | 957.6287 | 0.090818 | 1191.8573 | 0.38239 | 1025.7222 | 0.011304 | 1113.136 | 0 | 1112.4071 | 0 | 650.893 | 0.26335 | 651.2523 | 2.2612 | 650.8931 | 8.6704 | 650.8931 | 0.96027 | 650.8931 | 4.6699 | 647.7539 | 0.22344
| 333.8707 | 0 |  |  | 333.8707 | 0.014949 | 333.8707 | 0.019977 | 554.1739 | 0.040077 | 651.1249 | 0.03361 | 645.9238 | 0.01462 | 554.1739 | 0.013044 | 651.1249 | 0.041668 | 651.1249 | 0.013228 | 651.4837 | 0.03393 | 651.1249 | 0.058381 | 651.1249 | 0.0094211 | 651.1249 | 0.044045 | 556.0948 | 0.00054233 | 645.92 | 0.017152 | 651.4837 | 0.0051277 | 554.1739 | 1.2434 | 645.92 | -0.009264 | 651.1249 | 1.6786 | 645.92 | -0.0068788 | 651.1249 | 1.9243 | 556.0948 | 0.00046762 | 556.0948 | 0.00042407 | 651.1249 | 20.4435 | 651.4837 | 0.31244 | 651.4837 | 0.053925 | 651.1249 | 0.064336 | 831.8306 | 0.05302 | 651.1249 | 0.0086158 | 651.1249 | 0.0073506 | 831.1662 | 13.8896 | 651.1249 | 0.0075457 | 834.5535 | 1.2191 | 831.8306 | 0.55896 | 834.5535 | 0.00027643 | 957.7199 | 0.091193 | 1191.9269 | 0.38323 | 1025.7351 | 0.011327 | 1113.1967 | 0 | 1112.4677 | 0 | 651.125 | 0.26412 | 651.4837 | 2.2678 | 651.1249 | 8.7216 | 651.1249 | 0.98055 | 651.1249 | 4.7125 | 647.9845 | 0.22325
| 333.9483 | 0 |  |  | 333.9483 | 0.009982 | 333.9483 | 0.012833 | 554.29 | 0 | 651.3567 | 0.024532 | 646.1556 | 0.0029228 | 554.29 | 0 | 651.3567 | -0.01438 | 651.3567 | -0.012272 | 651.7152 | -0.0082813 | 651.3567 | -0.021943 | 651.3567 | -0.0085235 | 651.3567 | -0.031644 | 556.2131 | 0.001044 | 646.16 | -0.02339 | 651.7152 | -0.0041755 | 554.29 | 1.289 | 646.16 | 0.0075879 | 651.3567 | 1.6528 | 646.16 | -0.01947 | 651.3567 | 1.9101 | 556.2131 | 0.00096879 | 556.2131 | 0.00084455 | 651.3567 | 20.759 | 651.7152 | 0.31334 | 651.7152 | 0.053531 | 651.3567 | 0.052843 | 831.9972 | 0.057345 | 651.3567 | -0.012352 | 651.3567 | -0.013385 | 831.333 | 13.8262 | 651.3567 | -0.017758 | 834.7216 | 1.2314 | 831.9972 | 0.56268 | 834.7216 | 0.00030985 | 957.8112 | 0.092228 | 1191.9965 | 0.38406 | 1025.7479 | 0.01135 | 1113.2575 | 0 | 1112.5283 | 0 | 651.357 | 0.26426 | 651.7152 | 2.2584 | 651.3567 | 8.6304 | 651.3567 | 0.9496 | 651.3567 | 4.652 | 648.2151 | 0.22297
| 334.026 | 0 |  |  | 334.026 | 0.014524 | 334.026 | 0.024004 | 554.4061 | 0.0069668 | 651.5885 | 0.043648 | 646.3875 | 0.033582 | 554.4061 | 0.0085722 | 651.5885 | 0.088153 | 651.5885 | 0.013 | 651.9466 | 0.026147 | 651.5885 | 0.053906 | 651.5885 | 0.026585 | 651.5885 | 0.033584 | 556.3314 | 0.00050168 | 646.39 | -0.026508 | 651.9467 | 0.0078379 | 554.4061 | 1.258 | 646.39 | -0.0073615 | 651.5885 | 1.6691 | 646.39 | -0.0019821 | 651.5885 | 1.8961 | 556.3314 | 0.00050917 | 556.3314 | 0.00043966 | 651.5885 | 21.0744 | 651.9467 | 0.32964 | 651.9467 | 0.058485 | 651.5885 | 0.063711 | 832.1638 | 0.05585 | 651.5885 | 0.0034596 | 651.5885 | 0.0045738 | 831.4998 | 13.9376 | 651.5885 | 0.023863 | 834.8897 | 1.2428 | 832.1638 | 0.5641 | 834.8897 | 0.00028928 | 957.9025 | 0.092874 | 1192.0662 | 0.3849 | 1025.7609 | 0.011373 | 1113.3181 | 0 | 1112.589 | 0 | 651.588 | 0.26342 | 651.9466 | 2.2467 | 651.5885 | 8.61 | 651.5885 | 0.96132 | 651.5885 | 4.6522 | 648.4457 | 0.22319
| 334.1036 | 0 |  |  | 334.1036 | 0.010492 | 334.1036 | 0.02019 | 554.5222 | 0 | 651.8203 | 0.022207 | 646.6193 | -0.0088001 | 554.5222 | 0 | 651.8203 | -0.055922 | 651.8203 | -0.0079112 | 652.1781 | -0.0040275 | 651.8203 | -0.025725 | 651.8203 | -0.0091109 | 651.8203 | -0.0011516 | 556.4497 | 0.0010654 | 646.62 | 0.021311 | 652.1781 | -0.00026839 | 554.5222 | 1.2407 | 646.62 | -0.010079 | 651.8203 | 1.6384 | 646.62 | -0.025767 | 651.8203 | 1.8804 | 556.4497 | 0.00097603 | 556.4497 | 0.00083296 | 651.8203 | 21.4017 | 652.1781 | 0.3267 | 652.1781 | 0.054964 | 651.8203 | 0.051469 | 832.3304 | 0.04421 | 651.8203 | -0.018178 | 651.8203 | -0.0027866 | 831.6666 | 13.9775 | 651.8203 | -0.023372 | 835.0578 | 1.2554 | 832.3304 | 0.56759 | 835.0578 | 0.00039899 | 957.9938 | 0.092945 | 1192.1357 | 0.38573 | 1025.7737 | 0.011396 | 1113.3788 | 0 | 1112.6495 | 0 | 651.82 | 0.26574 | 652.1781 | 2.2396 | 651.8203 | 8.5529 | 651.8203 | 0.94329 | 651.8203 | 4.5966 | 648.6764 | 0.22046
| 334.1812 | 0 |  |  | 334.1812 | 0.018738 | 334.1812 | 0.025894 | 554.6383 | 0.034408 | 652.0522 | 0.043601 | 646.8512 | 0.026905 | 554.6383 | 0.03439 | 652.0522 | 0.080493 | 652.0522 | 0.01458 | 652.4096 | 0.021895 | 652.0522 | 0.055409 | 652.0522 | 0.030453 | 652.0522 | 0.048152 | 556.568 | 0.00056622 | 646.85 | -0.066009 | 652.4096 | 0.0087883 | 554.6383 | 1.2467 | 646.85 | -0.0098077 | 652.0522 | 1.6305 | 646.85 | -0.024367 | 652.0522 | 1.8703 | 556.568 | 0.00047296 | 556.568 | 0.00041248 | 652.0522 | 21.8658 | 652.4096 | 0.34184 | 652.4096 | 0.060464 | 652.0522 | 0.067709 | 832.497 | 0.051472 | 652.0522 | 0.0045935 | 652.0522 | 0.0002472 | 831.8334 | 14.0461 | 652.0522 | 0.015848 | 835.2259 | 1.2651 | 832.497 | 0.56814 | 835.2259 | 0.00039457 | 958.0852 | 0.093942 | 1192.2053 | 0.38656 | 1025.7866 | 0.011419 | 1113.4396 | 0 | 1112.7102 | 0 | 652.052 | 0.26781 | 652.4096 | 2.2306 | 652.0522 | 8.5063 | 652.0522 | 0.95877 | 652.0522 | 4.5792 | 648.907 | 0.22191
| 334.2589 | 0 |  |  | 334.2589 | 0.0059746 | 334.2589 | 0.023655 | 554.7544 | 0 | 652.284 | 0.042405 | 647.0831 | -0.02172 | 554.7544 | 0 | 652.284 | -0.073225 | 652.284 | -0.0020085 | 652.6412 | 0.0033325 | 652.284 | -0.028719 | 652.284 | -0.024036 | 652.284 | -0.04997 | 556.6863 | 0.0010813 | 647.08 | -0.042101 | 652.6412 | -0.0023268 | 554.7544 | 1.1856 | 647.08 | -0.028019 | 652.284 | 1.6222 | 647.08 | -0.026466 | 652.284 | 1.8595 | 556.6863 | 0.00092458 | 556.6863 | 0.00084055 | 652.284 | 22.4677 | 652.6412 | 0.35168 | 652.6412 | 0.060113 | 652.284 | 0.054467 | 832.6636 | 0.043356 | 652.284 | -0.012593 | 652.284 | 0.0081097 | 832.0002 | 14.0406 | 652.284 | -0.021965 | 835.394 | 1.2768 | 832.6636 | 0.57306 | 835.394 | 0.000394 | 958.1765 | 0.09547 | 1192.2749 | 0.3874 | 1025.7994 | 0.011442 | 1113.5004 | 0 | 1112.7709 | 0 | 652.284 | 0.26635 | 652.6412 | 2.2432 | 652.284 | 8.5386 | 652.284 | 0.95231 | 652.284 | 4.5787 | 649.1377 | 0.2212
| 334.3365 | 0 |  |  | 334.3365 | 0.013649 | 334.3365 | 0.033637 | 554.8705 | 0.0062641 | 652.5159 | 0.037998 | 647.315 | 0.034474 | 554.8705 | 0.026867 | 652.5159 | 0.020003 | 652.5159 | 0.018771 | 652.8727 | 0.023438 | 652.5159 | 0.052498 | 652.5159 | 0.037216 | 652.5159 | 0.061525 | 556.8047 | 0.00051802 | 647.31 | -0.033785 | 652.8727 | 0.0044364 | 554.8705 | 1.1936 | 647.31 | 0.0065008 | 652.5159 | 1.6139 | 647.31 | 0.011659 | 652.5159 | 1.8487 | 556.8047 | 0.00045428 | 556.8047 | 0.00043606 | 652.5159 | 22.8398 | 652.8727 | 0.36701 | 652.8727 | 0.064791 | 652.5159 | 0.079452 | 832.8303 | 0.040259 | 652.5159 | 0.0025199 | 652.5159 | 0.0065308 | 832.167 | 14.0623 | 652.5159 | 0.0077717 | 835.5622 | 1.2881 | 832.8303 | 0.57634 | 835.5622 | 0.00035557 | 958.2679 | 0.095963 | 1192.3446 | 0.38823 | 1025.8124 | 0.011466 | 1113.561 | 0 | 1112.8315 | 0 | 652.516 | 0.26665 | 652.8727 | 2.2241 | 652.5159 | 8.4653 | 652.5159 | 0.96402 | 652.5159 | 4.5668 | 649.3684 | 0.22094
| 334.4142 | 0 |  |  | 334.4142 | 0.0071647 | 334.4142 | 0.028174 | 554.9866 | 0 | 652.7478 | 0.030918 | 647.5468 | -0.001024 | 554.9866 | 0 | 652.7478 | -0.099304 | 652.7478 | -0.0057469 | 653.1042 | -0.0044518 | 652.7478 | -0.020326 | 652.7478 | -0.015908 | 652.7478 | -0.0077404 | 556.923 | 0.0010256 | 647.55 | -0.058736 | 653.1042 | -0.004033 | 554.9866 | 1.2119 | 647.55 | -0.010351 | 652.7478 | 1.6056 | 647.55 | -0.024717 | 652.7478 | 1.8379 | 556.923 | 0.00096079 | 556.923 | 0.00087972 | 652.7478 | 22.9981 | 653.1042 | 0.36617 | 653.1042 | 0.062803 | 652.7478 | 0.07408 | 832.9969 | 0.05286 | 652.7478 | 0.00057995 | 652.7478 | -0.0049757 | 832.3338 | 14.1674 | 652.7478 | -0.025396 | 835.7303 | 1.3003 | 832.9969 | 0.58257 | 835.7303 | 0.00037585 | 958.3593 | 0.095837 | 1192.4142 | 0.38907 | 1025.8253 | 0.011489 | 1113.6218 | 0 | 1112.8922 | 0 | 652.748 | 0.26493 | 653.1042 | 2.2031 | 652.7478 | 8.3834 | 652.7478 | 0.93248 | 652.7478 | 4.5005 | 649.5991 | 0.22187
| 334.4918 | 0 |  |  | 334.4918 | 0.014026 | 334.4918 | 0.038822 | 555.1027 | 0.019261 | 652.9797 | 0.053279 | 647.7787 | 0.014999 | 555.1027 | 0.0078267 | 652.9797 | 0.053909 | 652.9796 | 0.022753 | 653.3357 | 0.034384 | 652.9797 | 0.055988 | 652.9796 | 0.037238 | 652.9796 | 0.041869 | 557.0413 | 0.00051802 | 647.78 | 0.042101 | 653.3357 | 0.010221 | 555.1027 | 1.1717 | 647.78 | -0.011982 | 652.9797 | 1.5973 | 647.78 | 0.032996 | 652.9796 | 1.8272 | 557.0413 | 0.00050764 | 557.0413 | 0.00045165 | 652.9796 | 23.5635 | 653.3357 | 0.3821 | 653.3357 | 0.068954 | 652.9796 | 0.061837 | 833.1635 | 0.063379 | 652.9797 | 0.018604 | 652.9797 | 0.0062738 | 832.5006 | 14.248 | 652.9797 | 0.018922 | 835.8984 | 1.3102 | 833.1635 | 0.58312 | 835.8984 | 0.00025071 | 958.4507 | 0.095963 | 1192.4839 | 0.38991 | 1025.8381 | 0.011512 | 1113.6826 | 0 | 1112.9529 | 0 | 652.98 | 0.26597 | 653.3357 | 2.2121 | 652.9796 | 8.392 | 652.9796 | 0.94119 | 652.9796 | 4.5078 | 649.8297 | 0.22127
| 334.5695 | 0 |  |  | 334.5695 | 0.0072619 | 334.5694 | 0.034259 | 555.2188 | 0 | 653.2115 | 0.0226 | 648.0107 | 0.0067732 | 555.2188 | 0 | 653.2115 | -0.081545 | 653.2115 | -0.0056158 | 653.5673 | 0.0004572 | 653.2115 | -0.03014 | 653.2115 | -0.026237 | 653.2115 | -0.036219 | 557.1596 | 0.00099162 | 648.01 | -0.071755 | 653.5673 | -0.0042035 | 555.2188 | 1.2096 | 648.01 | -0.0029919 | 653.2115 | 1.589 | 648.01 | -0.0068319 | 653.2115 | 1.8164 | 557.1596 | 0.00097794 | 557.1596 | 0.00087972 | 653.2115 | 23.6393 | 653.5673 | 0.3755 | 653.5673 | 0.064008 | 653.2115 | 0.075579 | 833.3302 | 0.047894 | 653.2115 | -0.010891 | 653.2115 | -0.0051678 | 832.6674 | 14.2305 | 653.2115 | -0.019035 | 836.0666 | 1.3232 | 833.3302 | 0.58574 | 836.0666 | 0.00026443 | 958.5421 | 0.096385 | 1192.5535 | 0.39075 | 1025.8511 | 0.011536 | 1113.7433 | 0 | 1113.0135 | 0 | 653.212 | 0.26826 | 653.5673 | 2.1886 | 653.2115 | 8.2762 | 653.2115 | 0.90378 | 653.2115 | 4.4366 | 650.0605 | 0.22021
| 334.6471 | 0 |  |  | 334.6471 | 0.014305 | 334.6471 | 0.0463 | 555.335 | 0 | 653.4435 | 0.042314 | 648.2426 | 0.012457 | 555.335 | 0.032025 | 653.4435 | 0.049716 | 653.4435 | 0.0034015 | 653.7989 | 0.036199 | 653.4435 | 0.058849 | 653.4435 | 0.031813 | 653.4435 | 0.048442 | 557.2779 | 0.00049078 | 648.24 | 0.0078706 | 653.7989 | 0.0051305 | 555.335 | 1.1838 | 648.24 | -0.0049619 | 653.4435 | 1.5807 | 648.24 | 0.0025895 | 653.4435 | 1.8056 | 557.2779 | 0.00047296 | 557.2779 | 0.00042807 | 653.4435 | 24.0608 | 653.7989 | 0.39056 | 653.7989 | 0.067926 | 653.4435 | 0.075204 | 833.4968 | 0.048268 | 653.4435 | 0.022325 | 653.4435 | 0.014282 | 832.8342 | 14.4775 | 653.4435 | 0.0054899 | 836.2347 | 1.3352 | 833.4968 | 0.58355 | 836.2347 | 0.00026685 | 958.6335 | 0.096909 | 1192.6232 | 0.39158 | 1025.8639 | 0.011559 | 1113.8041 | 0 | 1113.0743 | 0 | 653.443 | 0.26693 | 653.7989 | 2.1679 | 653.4435 | 8.2255 | 653.4435 | 0.90604 | 653.4435 | 4.455 | 650.2912 | 0.22137
| 334.7248 | 0 |  |  | 334.7248 | 0.0073711 | 334.7248 | 0.045315 | 555.4511 | 0 | 653.6754 | 0.016503 | 648.4745 | -0.015243 | 555.4511 | 0 | 653.6754 | -0.063158 | 653.6754 | -0.01359 | 654.0304 | -0.015498 | 653.6754 | -0.0347 | 653.6754 | -0.0095251 | 653.6754 | -0.063751 | 557.3963 | 0.00099413 | 648.47 | -0.046516 | 654.0304 | -0.0043154 | 555.4511 | 1.1435 | 648.47 | -0.019701 | 653.6754 | 1.5724 | 648.47 | -0.015357 | 653.6754 | 1.7949 | 557.3963 | 0.00095812 | 557.3963 | 0.00094967 | 653.6754 | 24.7219 | 654.0304 | 0.39247 | 654.0304 | 0.066623 | 653.6754 | 0.067209 | 833.6634 | 0.043356 | 653.6754 | -0.0048524 | 653.6754 | -0.0109 | 833.001 | 14.4251 | 653.6754 | -0.034424 | 836.4029 | 1.3492 | 833.6634 | 0.58508 | 836.4029 | 0.00029314 | 958.725 | 0.097517 | 1192.6929 | 0.39242 | 1025.8768 | 0.011582 | 1113.8649 | 0 | 1113.135 | 0 | 653.675 | 0.2657 | 654.0304 | 2.1842 | 653.6754 | 8.3029 | 653.6754 | 0.88545 | 653.6754 | 4.446 | 650.5219 | 0.22189
| 334.8024 | 0 |  |  | 334.8024 | 0.013492 | 334.8024 | 0.052897 | 555.5672 | 0.014343 | 653.9073 | 0.035278 | 648.7065 | 0.027919 | 555.5672 | 0.038688 | 653.9073 | 0.07647 | 653.9073 | 0.01555 | 654.262 | 0.034427 | 653.9073 | 0.070579 | 653.9073 | 0.031952 | 653.9073 | 0.038274 | 557.5146 | 0.00052012 | 648.71 | -0.0057107 | 654.262 | 0.006034 | 555.5672 | 1.1628 | 648.71 | 0.013823 | 653.9073 | 1.5641 | 648.71 | 0.002562 | 653.9073 | 1.7841 | 557.5146 | 0.00048782 | 557.5146 | 0.0005216 | 653.9073 | 25.2482 | 654.262 | 0.41707 | 654.262 | 0.071297 | 653.9073 | 0.083074 | 833.8301 | 0.054729 | 653.9073 | 0.019712 | 653.9073 | -0.0035175 | 833.1679 | 14.3868 | 653.9073 | 0.021777 | 836.5711 | 1.3603 | 833.8301 | 0.58322 | 836.5711 | 0.00025471 | 958.8165 | 0.09823 | 1192.7624 | 0.39326 | 1025.8896 | 0.011606 | 1113.9257 | 0 | 1113.1957 | 0 | 653.907 | 0.2625 | 654.262 | 2.1798 | 653.9073 | 8.3175 | 653.9073 | 0.9182 | 653.9073 | 4.4709 | 650.7526 | 0.22012
| 334.8801 | 0 |  |  | 334.8801 | 0.0063025 | 334.8801 | 0.05166 | 555.6834 | 0 | 654.1392 | 0.025909 | 648.9384 | -0.020002 | 555.6834 | 0 | 654.1392 | -0.10384 | 654.1392 | -0.014367 | 654.4936 | -0.0056993 | 654.1392 | -0.036163 | 654.1392 | -0.0021001 | 654.1392 | -0.031648 | 557.6329 | 0.0010306 | 648.94 | -0.060005 | 654.4936 | 0.00021595 | 555.6834 | 1.1478 | 648.94 | -0.010937 | 654.1392 | 1.5558 | 648.94 | 0.0015215 | 654.1392 | 1.7733 | 557.6329 | 0.00095393 | 557.6329 | 0.00109 | 654.1392 | 25.2876 | 654.4936 | 0.41772 | 654.4936 | 0.069496 | 654.1392 | 0.07333 | 833.9967 | 0.039138 | 654.1392 | -0.014888 | 654.1392 | -0.0029056 | 833.3347 | 14.2947 | 654.1392 | -0.0090364 | 836.7392 | 1.373 | 833.9967 | 0.58727 | 836.7392 | 0.00028585 | 958.908 | 0.0986 | 1192.8321 | 0.39409 | 1025.9026 | 0.011629 | 1113.9865 | 0 | 1113.2564 | 0 | 654.139 | 0.26135 | 654.4936 | 2.1449 | 654.1392 | 8.1396 | 654.1392 | 0.90198 | 654.1392 | 4.3725 | 650.9834 | 0.22236
| 334.9577 | 0 |  |  | 334.9577 | 0.012739 | 334.9577 | 0.063433 | 555.7995 | 0.0062641 | 654.3712 | 0.01131 | 649.1704 | 0.018626 | 555.7995 | 0.041267 | 654.3712 | 0.036929 | 654.3712 | 0.014827 | 654.7252 | 0.011108 | 654.3712 | 0.048221 | 654.3712 | 0.016008 | 654.3712 | 0.043697 | 557.7513 | 0.00052012 | 649.17 | -0.00261 | 654.7252 | 0.004824 | 555.7995 | 1.1263 | 649.17 | -0.007666 | 654.3712 | 1.5475 | 649.17 | 0.0018734 | 654.3712 | 1.7625 | 557.7513 | 0.00047029 | 557.7513 | 0.00056836 | 654.3712 | 25.4212 | 654.7252 | 0.42749 | 654.7252 | 0.074425 | 654.3712 | 0.070332 | 834.1633 | 0.041327 | 654.3712 | 0.015696 | 654.3712 | 0.01097 | 833.5015 | 14.4228 | 654.3712 | 0.014654 | 836.9074 | 1.3843 | 834.1633 | 0.5888 | 836.9074 | 0.00026443 | 958.9995 | 0.098694 | 1192.9019 | 0.39493 | 1025.9155 | 0.011653 | 1114.0472 | 0 | 1113.3171 | 0 | 654.371 | 0.26007 | 654.7252 | 2.1133 | 654.3712 | 8.0248 | 654.3712 | 0.89101 | 654.3712 | 4.3378 | 651.2141 | 0.2224
| 335.0354 | 0 |  |  | 335.0354 | 0.0082941 | 335.0354 | 0.062835 | 555.9157 | 0 | 654.6032 | 0.036398 | 649.4023 | -0.0077571 | 555.9157 | 0 | 654.6032 | -0.12078 | 654.6032 | -0.0094514 | 654.9568 | 0.0014089 | 654.6032 | -0.038594 | 654.6032 | -0.034811 | 654.6032 | -0.016811 | 557.8696 | 0.001 | 649.4 | 0.00051801 | 654.9568 | -0.0010445 | 555.9157 | 1.0648 | 649.4 | -0.017088 | 654.6032 | 1.5392 | 649.4 | -0.0012781 | 654.6032 | 1.7517 | 557.8696 | 0.00089256 | 557.8696 | 0.00097285 | 654.6032 | 26.3378 | 654.9568 | 0.44512 | 654.9568 | 0.075179 | 654.6032 | 0.078702 | 834.33 | 0.041754 | 654.6032 | -0.012553 | 654.6032 | -0.00072293 | 833.6684 | 14.4705 | 654.6032 | -0.0051558 | 837.0756 | 1.3959 | 834.33 | 0.59372 | 837.0756 | 0.00027157 | 959.091 | 0.098475 | 1192.9716 | 0.39576 | 1025.9283 | 0.011677 | 1114.108 | 0 | 1113.3778 | 0 | 654.603 | 0.25874 | 654.9568 | 2.1511 | 654.6032 | 8.1492 | 654.6032 | 0.90288 | 654.6032 | 4.3763 | 651.4449 | 0.22224
| 335.1131 | 0 |  |  | 335.1131 | 0.013783 | 335.1131 | 0.075092 | 556.0318 | 0.014695 | 654.8351 | 0.038506 | 649.6343 | 0.024255 | 556.0318 | 0.017517 | 654.8351 | 0.014075 | 654.8351 | 0.012395 | 655.1885 | 0.04395 | 654.8351 | 0.050261 | 654.8351 | 0.01844 | 654.8351 | 0.05781 | 557.9879 | 0.00047988 | 649.63 | -0.030644 | 655.1885 | 0.007993 | 556.0318 | 1.0833 | 649.63 | 0.0081255 | 654.8351 | 1.5309 | 649.63 | 0.027378 | 654.8351 | 1.741 | 557.9879 | 0.00042494 | 557.9879 | 0.00040489 | 654.8351 | 26.7081 | 655.1885 | 0.45584 | 655.1885 | 0.07986 | 654.8351 | 0.087946 | 834.4966 | 0.039832 | 654.8351 | 0.014443 | 654.8351 | 0.0056396 | 833.8352 | 14.5527 | 654.8351 | 0.018695 | 837.2437 | 1.4047 | 834.4966 | 0.59514 | 837.2437 | 0.00024328 | 959.1826 | 0.09865 | 1193.0413 | 0.3966 | 1025.9413 | 0.0117 | 1114.1688 | 0 | 1113.4386 | 0 | 654.835 | 0.25968 | 655.1885 | 2.1415 | 654.8351 | 8.0854 | 654.8351 | 0.90979 | 654.8351 | 4.3495 | 651.6757 | 0.22256
| 335.1907 | 0 |  |  | 335.1907 | 0.0062054 | 335.1907 | 0.073663 | 556.148 | 0 | 655.0671 | 0.010849 | 649.8663 | -0.027694 | 556.148 | 0 | 655.0671 | -0.1413 | 655.0671 | -0.011906 | 655.4201 | -0.0091033 | 655.0671 | -0.037709 | 655.0671 | -0.019155 | 655.0671 | -0.038678 | 558.1063 | 0.00099916 | 649.87 | -0.0057581 | 655.4201 | -0.00026294 | 556.148 | 1.0775 | 649.87 | -0.0030339 | 655.0671 | 1.5225 | 649.87 | -0.026653 | 655.0671 | 1.7302 | 558.1063 | 0.00087656 | 558.1063 | 0.00078619 | 655.0671 | 27.3136 | 655.4201 | 0.45948 | 655.4201 | 0.078611 | 655.0671 | 0.05659 | 834.6633 | 0.028245 | 655.0671 | -0.010406 | 655.0671 | 0.0056557 | 834.002 | 14.5399 | 655.0671 | -0.024801 | 837.4119 | 1.4166 | 834.6633 | 0.59951 | 837.4119 | 0.000277 | 959.2741 | 0.099652 | 1193.111 | 0.39743 | 1025.9541 | 0.011724 | 1114.2297 | 0 | 1113.4993 | 0 | 655.067 | 0.25754 | 655.4201 | 2.141 | 655.0671 | 8.073 | 655.0671 | 0.9137 | 655.0671 | 4.3207 | 651.9065 | 0.22142
| 335.2684 | 0 |  |  | 335.2684 | 0.012168 | 335.2684 | 0.086813 | 556.2642 | 0.018558 | 655.2991 | 0.037577 | 650.0983 | 0.035325 | 556.2642 | 0.027297 | 655.2991 | 0.045898 | 655.2991 | 0.0147 | 655.6517 | 0.038267 | 655.2991 | 0.048572 | 655.2991 | 0.019001 | 655.2991 | 0.021652 | 558.2246 | 0.00052682 | 650.1 | -0.0077797 | 655.6518 | 0.0078446 | 556.2642 | 1.0634 | 650.1 | -0.0038196 | 655.2991 | 1.5142 | 650.1 | -0.0037228 | 655.2991 | 1.7195 | 558.2246 | 0.00045543 | 558.2246 | 0.0003813 | 655.2991 | 27.6361 | 655.6518 | 0.4787 | 655.6518 | 0.085366 | 655.2991 | 0.098815 | 834.83 | 0.036255 | 655.2991 | 0.016444 | 655.2991 | 0.0078999 | 834.1689 | 14.74 | 655.2991 | 0.021094 | 837.5801 | 1.4287 | 834.83 | 0.60071 | 837.5801 | 0.00023385 | 959.3657 | 0.099625 | 1193.1807 | 0.39826 | 1025.967 | 0.011748 | 1114.2905 | 0 | 1113.5601 | 0 | 655.299 | 0.25764 | 655.6517 | 2.1303 | 655.2991 | 8.0401 | 655.2991 | 0.92947 | 655.2991 | 4.3192 | 652.1373 | 0.22193
| 335.3461 | 0 |  |  | 335.3461 | 0.0085855 | 335.3461 | 0.087893 | 556.3803 | 0 | 655.5311 | 0.0088683 | 650.3303 | -0.0078582 | 556.3803 | 0 | 655.5311 | -0.047263 | 655.5311 | -0.0081372 | 655.8834 | -0.018212 | 655.5311 | -0.044004 | 655.5311 | -0.017156 | 655.5311 | -0.069524 | 558.343 | 0.0010373 | 650.33 | -0.02275 | 655.8834 | -0.0058693 | 556.3803 | 1.0639 | 650.33 | -0.0058384 | 655.5311 | 1.5059 | 650.33 | -0.0070311 | 655.5311 | 1.7087 | 558.343 | 0.00094325 | 558.343 | 0.00080937 | 655.5311 | 28.0277 | 655.8834 | 0.48274 | 655.8834 | 0.080865 | 655.5311 | 0.079576 | 834.9966 | 0.037643 | 655.5311 | -0.017218 | 655.5311 | -0.012722 | 834.3357 | 14.4861 | 655.5311 | -0.02367 | 837.7483 | 1.442 | 834.9966 | 0.60498 | 837.7483 | 0.00025671 | 959.4573 | 0.099459 | 1193.2505 | 0.39909 | 1025.98 | 0.011771 | 1114.3513 | 0 | 1113.6209 | 0 | 655.531 | 0.25764 | 655.8834 | 2.116 | 655.5311 | 7.9814 | 655.5311 | 0.87569 | 655.5311 | 4.2739 | 652.3681 | 0.22139
| 335.4238 | 0 |  |  | 335.4238 | 0.013564 | 335.4238 | 0.098676 | 556.4965 | 0.018558 | 655.7631 | 0.043689 | 650.5624 | 0.035213 | 556.4965 | 0.042127 | 655.7631 | 0.050577 | 655.7631 | 0.013974 | 656.1151 | 0.029489 | 655.7631 | 0.049558 | 655.7631 | 0.050644 | 655.7631 | 0.039923 | 558.4613 | 0.00052012 | 650.56 | 0.028004 | 656.1151 | 0.0073301 | 556.4965 | 1.0592 | 650.56 | 0.010096 | 655.7631 | 1.4976 | 650.56 | 0.016219 | 655.7631 | 1.6979 | 558.4613 | 0.00049354 | 558.4613 | 0.00042807 | 655.7631 | 28.3251 | 656.1151 | 0.50037 | 656.1151 | 0.088729 | 655.7631 | 0.096441 | 835.1633 | 0.045705 | 655.7631 | 0.0092266 | 655.7631 | 0.014508 | 834.5026 | 14.8302 | 655.7631 | 0.038984 | 837.9165 | 1.4543 | 835.1633 | 0.6064 | 837.9165 | 0.00035585 | 959.549 | 0.10065 | 1193.3202 | 0.39992 | 1025.9928 | 0.011795 | 1114.4121 | 0 | 1113.6815 | 0 | 655.763 | 0.25644 | 656.1151 | 2.1043 | 655.7631 | 7.9201 | 655.7631 | 0.94675 | 655.7631 | 4.2272 | 652.5989 | 0.22136
| 335.5015 | 0 |  |  | 335.5015 | 0.0071526 | 335.5015 | 0.10218 | 556.6127 | 0 | 655.9951 | 0.020018 | 650.7944 | 0.0014138 | 556.6127 | 0 | 655.9951 | -0.062676 | 655.9951 | -0.0030978 | 656.3468 | -0.032247 | 655.9951 | -0.034022 | 655.9951 | -0.043587 | 655.9951 | -0.076448 | 558.5797 | 0.0009824 | 650.79 | 0.018764 | 656.3468 | -0.00040973 | 556.6127 | 1.0488 | 650.79 | -0.015669 | 655.9951 | 1.4893 | 650.79 | 0.02059 | 655.9951 | 1.6872 | 558.5797 | 0.00096269 | 558.5797 | 0.0010196 | 655.9951 | 28.8265 | 656.3468 | 0.50921 | 656.3468 | 0.087728 | 655.9951 | 0.093818 | 835.33 | 0.03855 | 655.9951 | -0.013064 | 655.9951 | -0.008238 | 834.6694 | 14.7934 | 655.9951 | -0.010407 | 838.0847 | 1.4681 | 835.33 | 0.61044 | 838.0847 | 0.00038857 | 959.6406 | 0.10151 | 1193.3899 | 0.40075 | 1026.0057 | 0.011819 | 1114.473 | 0 | 1113.7423 | 0 | 655.995 | 0.25682 | 656.3468 | 2.0969 | 655.9951 | 7.8988 | 655.9951 | 0.89792 | 655.9951 | 4.1901 | 652.8297 | 0.22105
| 335.5792 | 0 |  |  | 335.5792 | 0.013285 | 335.5792 | 0.11428 | 556.7289 | 0.018558 | 656.2272 | 0.018393 | 651.0264 | 0.042672 | 556.7289 | 0.019008 | 656.2272 | -0.031338 | 656.2272 | 0.007204 | 656.5784 | 0.014596 | 656.2272 | 0.047913 | 656.2272 | 0.023754 | 656.2272 | 0.040189 | 558.698 | 0.00047234 | 651.03 | 0.12007 | 656.5785 | 0.00099835 | 556.7289 | 1.0963 | 651.03 | 0.0055091 | 656.2272 | 1.481 | 651.03 | 0.016493 | 656.2272 | 1.6764 | 558.698 | 0.00047563 | 558.698 | 0.00059154 | 656.2272 | 29.1894 | 656.5785 | 0.52537 | 656.5785 | 0.091168 | 656.2272 | 0.10131 | 835.4966 | 0.034172 | 656.2272 | 0.0075705 | 656.2272 | 0.00088958 | 834.8363 | 14.861 | 656.2272 | 0.013013 | 838.2529 | 1.4809 | 835.4966 | 0.60968 | 838.2529 | 0.00037485 | 959.7322 | 0.10162 | 1193.4597 | 0.40158 | 1026.0187 | 0.011843 | 1114.5338 | 0 | 1113.8031 | 0 | 656.227 | 0.25703 | 656.5784 | 2.0775 | 656.2272 | 7.8447 | 656.2272 | 0.92361 | 656.2272 | 4.2078 | 653.0606 | 0.22313
| 335.6568 | 0 |  |  | 335.6568 | 0.0052339 | 335.6568 | 0.117 | 556.8451 | 0 | 656.4592 | 0.0041375 | 651.2585 | -0.010855 | 556.8451 | 0 | 656.4592 | -0.058838 | 656.4592 | -0.0081071 | 656.8102 | -0.012252 | 656.4592 | -0.029172 | 656.4592 | -0.0051876 | 656.4592 | -0.037304 | 558.8164 | 0.00091911 | 651.26 | -0.014888 | 656.8102 | -0.0019033 | 556.8451 | 1.0666 | 651.26 | -0.017613 | 656.4592 | 1.4727 | 651.26 | 0.0016079 | 656.4592 | 1.6656 | 558.8164 | 0.00099737 | 558.8164 | 0.0010196 | 656.4592 | 29.6473 | 656.8102 | 0.53346 | 656.8102 | 0.090146 | 656.4592 | 0.085323 | 835.6633 | 0.034279 | 656.4592 | -0.0068235 | 656.4592 | -0.0097265 | 835.0032 | 14.9479 | 656.4592 | -0.022554 | 838.4211 | 1.4946 | 835.6633 | 0.61131 | 838.4211 | 0.00040914 | 959.8239 | 0.10221 | 1193.5294 | 0.4024 | 1026.0315 | 0.011867 | 1114.5947 | 0 | 1113.8639 | 0 | 656.459 | 0.25418 | 656.8102 | 2.0684 | 656.4592 | 7.8165 | 656.4592 | 0.90393 | 656.4592 | 4.1537 | 653.2914 | 0.22241
| 335.7345 | 0 |  |  | 335.7345 | 0.012119 | 335.7345 | 0.13186 | 556.9613 | 0.015748 | 656.6913 | 0.027178 | 651.4906 | 0.037722 | 556.9613 | 0.036539 | 656.6913 | -0.020815 | 656.6913 | 0.015319 | 657.0419 | 0.019847 | 656.6913 | 0.056169 | 656.6913 | 0.0084741 | 656.6913 | 0.043344 | 558.9348 | 0.0004518 | 651.49 | 0.059294 | 657.0419 | 0.0061638 | 556.9613 | 1.0486 | 651.49 | 0.0044906 | 656.6913 | 1.4644 | 651.49 | -0.0056818 | 656.6913 | 1.6548 | 558.9348 | 0.00053051 | 558.9348 | 0.00042807 | 656.6913 | 30.1111 | 657.0419 | 0.55192 | 657.0419 | 0.098506 | 656.6913 | 0.10693 | 835.83 | 0.038283 | 656.6913 | 0.011292 | 656.6913 | 0.0024982 | 835.17 | 14.9283 | 656.6913 | 0.012813 | 838.5893 | 1.5061 | 835.83 | 0.60946 | 838.5893 | 0.00037942 | 959.9155 | 0.10336 | 1193.5992 | 0.40323 | 1026.0444 | 0.011891 | 1114.6556 | 0 | 1113.9247 | 0 | 656.691 | 0.25611 | 657.0419 | 2.0736 | 656.6913 | 7.7906 | 656.6913 | 0.9176 | 656.6913 | 4.1612 | 653.5223 | 0.22007
| 335.8122 | 0 |  |  | 335.8122 | 0.0051003 | 335.8122 | 0.13155 | 557.0775 | 0 | 656.9233 | 0.019247 | 651.7226 | -0.0032397 | 557.0775 | 0 | 656.9233 | -0.10866 | 656.9233 | -0.0023202 | 657.2736 | -0.015505 | 656.9233 | -0.033894 | 656.9233 | -0.011074 | 656.9233 | -0.025166 | 559.0531 | 0.00092707 | 651.72 | 0.042531 | 657.2736 | -0.00013594 | 557.0775 | 1.0523 | 651.72 | -0.00093938 | 656.9233 | 1.4561 | 651.72 | -0.03241 | 656.9233 | 1.644 | 559.0531 | 0.0010202 | 559.0531 | 0.0009029 | 656.9233 | 30.724 | 657.2736 | 0.56705 | 657.2736 | 0.095589 | 656.9233 | 0.089945 | 835.9967 | 0.043196 | 656.9233 | -0.0077331 | 656.9233 | -0.0080364 | 835.3369 | 14.8268 | 656.9233 | -0.018646 | 838.7575 | 1.5188 | 835.9967 | 0.61481 | 838.7575 | 0.000285 | 960.0073 | 0.10375 | 1193.6691 | 0.40405 | 1026.0573 | 0.011915 | 1114.7164 | 0 | 1113.9855 | 0 | 656.923 | 0.25711 | 657.2736 | 2.0819 | 656.9233 | 7.793 | 656.9233 | 0.92091 | 656.9233 | 4.1609 | 653.7531 | 0.22037
| 335.8899 | 0 |  |  | 335.8899 | 0.012739 | 335.8899 | 0.14919 | 557.1937 | 0.02346 | 657.1554 | 0.026991 | 651.9547 | 0.04156 | 557.1937 | 0.03353 | 657.1554 | 0.027664 | 657.1554 | 0.016455 | 657.5053 | 0.020362 | 657.1554 | 0.043888 | 657.1554 | 0.027749 | 657.1554 | 0.028599 | 559.1715 | 0.00047821 | 651.95 | -0.0278 | 657.5053 | 0.0056115 | 557.1937 | 1.0157 | 651.95 | 0.018963 | 657.1554 | 1.4478 | 651.95 | 0.023034 | 657.1554 | 1.6333 | 559.1715 | 0.00049354 | 559.1715 | 0.00047483 | 657.1554 | 31.2382 | 657.5053 | 0.5884 | 657.5053 | 0.10171 | 657.1554 | 0.10381 | 836.1634 | 0.042448 | 657.1554 | 0.0095342 | 657.1554 | 0.012436 | 835.5038 | 15.1657 | 657.1554 | 0.014317 | 838.9257 | 1.5321 | 836.1634 | 0.61612 | 838.9257 | 0.00026385 | 960.099 | 0.10349 | 1193.7388 | 0.40486 | 1026.0702 | 0.011939 | 1114.7773 | 0 | 1114.0463 | 0 | 657.155 | 0.2558 | 657.5053 | 2.0711 | 657.1554 | 7.7887 | 657.1554 | 0.92887 | 657.1554 | 4.1609 | 653.984 | 0.22121
| 335.9676 | 0 |  |  | 335.9676 | 0.0077112 | 335.9676 | 0.15248 | 557.3099 | 0 | 657.3875 | -0.01134 | 652.1868 | -0.020497 | 557.3099 | 0 | 657.3875 | -0.056885 | 657.3875 | -0.01548 | 657.7371 | -0.013724 | 657.3875 | -0.043811 | 657.3875 | -0.037947 | 657.3875 | -0.059816 | 559.2899 | 0.0010059 | 652.19 | -0.059472 | 657.7371 | -0.0073396 | 557.3099 | 1.0072 | 652.19 | -0.010197 | 657.3875 | 1.4395 | 652.19 | -0.032416 | 657.3875 | 1.6225 | 559.2899 | 0.0009928 | 559.2899 | 0.00086413 | 657.3875 | 31.4134 | 657.7371 | 0.5916 | 657.7371 | 0.09658 | 657.3875 | 0.093943 | 836.33 | 0.041113 | 657.3875 | -0.014837 | 657.3875 | -0.0034457 | 835.6707 | 14.9645 | 657.3875 | -0.014243 | 839.094 | 1.547 | 836.33 | 0.62159 | 839.094 | 0.00030057 | 960.1906 | 0.10394 | 1193.8086 | 0.40568 | 1026.0831 | 0.011963 | 1114.8383 | 0 | 1114.1071 | 0 | 657.388 | 0.24973 | 657.7371 | 2.0418 | 657.3875 | 7.6655 | 657.3875 | 0.90664 | 657.3875 | 4.0919 | 654.2149 | 0.22184
| 336.0453 | 0 |  |  | 336.0453 | 0.011767 | 336.0453 | 0.17161 | 557.4262 | 0 | 657.6196 | 0.013581 | 652.4189 | 0.031601 | 557.4262 | 0.040193 | 657.6196 | 0.00080892 | 657.6196 | 0.0067576 | 657.9688 | 0.0254 | 657.6196 | 0.044238 | 657.6196 | 0.0023934 | 657.6196 | 0.045711 | 559.4083 | 0.00053101 | 652.42 | -0.018472 | 657.9688 | 0.0038689 | 557.4262 | 1.005 | 652.42 | -0.0041224 | 657.6196 | 1.4312 | 652.42 | 0.010672 | 657.6196 | 1.6117 | 559.4083 | 0.00051031 | 559.4083 | 0.0003893 | 657.6196 | 31.8319 | 657.9688 | 0.60936 | 657.9688 | 0.10479 | 657.6196 | 0.11218 | 836.4967 | 0.034172 | 657.6196 | 0.0029998 | 657.6196 | 0.0023542 | 835.8375 | 15.0514 | 657.6196 | 0.0076799 | 839.2622 | 1.5592 | 836.4967 | 0.62115 | 839.2622 | 0.00026357 | 960.2824 | 0.10455 | 1193.8784 | 0.4065 | 1026.0959 | 0.011987 | 1114.899 | 0 | 1114.1679 | 0 | 657.62 | 0.25426 | 657.9688 | 2.034 | 657.6196 | 7.6402 | 657.6196 | 0.90228 | 657.6196 | 4.093 | 654.4458 | 0.22182
| 336.123 | 0 |  |  | 336.123 | 0.005076 | 336.123 | 0.17245 | 557.5424 | 0 | 657.8517 | 0.0010679 | 652.651 | -0.0089436 | 557.5424 | 0 | 657.8517 | -0.053958 | 657.8517 | -0.0068399 | 658.2006 | -0.0083626 | 657.8517 | -0.031851 | 657.8517 | -0.017595 | 657.8517 | -0.018253 | 559.5266 | 0.0010331 | 652.65 | -0.066043 | 658.2006 | -0.0033563 | 557.5424 | 1.0218 | 652.65 | -0.023532 | 657.8517 | 1.4229 | 652.65 | -0.0122 | 657.8517 | 1.601 | 559.5266 | 0.0010168 | 559.5266 | 0.00088731 | 657.8517 | 32.0278 | 658.2006 | 0.61459 | 658.2006 | 0.10332 | 657.8517 | 0.092693 | 836.6634 | 0.034813 | 657.8517 | -0.010326 | 657.8517 | -0.0073165 | 836.0044 | 15.0188 | 657.8517 | -0.018851 | 839.4304 | 1.573 | 836.6634 | 0.62607 | 839.4304 | 0.00030914 | 960.3741 | 0.10445 | 1193.9482 | 0.40731 | 1026.1089 | 0.012011 | 1114.96 | 0 | 1114.2286 | 0 | 657.852 | 0.2534 | 658.2006 | 2.0231 | 657.8517 | 7.5714 | 657.8517 | 0.87884 | 657.8517 | 4.0403 | 654.6767 | 0.22314
| 336.2008 | 0 |  |  | 336.2008 | 0.011002 | 336.2008 | 0.18927 | 557.6586 | 0.024828 | 658.0838 | 0.015068 | 652.8832 | 0.021128 | 557.6586 | 0.030951 | 658.0838 | 0.059372 | 658.0838 | 0.008443 | 658.4324 | 0.0062817 | 658.0838 | 0.034418 | 658.0838 | 0.019989 | 658.0838 | 0.027031 | 559.645 | 0.00050713 | 652.88 | -0.04388 | 658.4324 | 0.0031051 | 557.6586 | 1.0017 | 652.88 | 0.0014281 | 658.0838 | 1.4146 | 652.88 | -0.0092197 | 658.0838 | 1.5902 | 559.645 | 0.0005145 | 559.645 | 0.00055277 | 658.0838 | 32.1702 | 658.4324 | 0.6315 | 658.4324 | 0.10969 | 658.0838 | 0.10394 | 836.8301 | 0.0354 | 658.0838 | 0.0037486 | 658.0838 | -0.0011402 | 836.1713 | 15.2778 | 658.0838 | 0.01954 | 839.5987 | 1.5865 | 836.8301 | 0.62826 | 839.5987 | 0.00030014 | 960.4659 | 0.10445 | 1194.0181 | 0.40812 | 1026.1218 | 0.012034 | 1115.0209 | 0 | 1114.2895 | 0 | 658.084 | 0.25113 | 658.4324 | 2.0028 | 658.0838 | 7.4893 | 658.0838 | 0.87088 | 658.0838 | 4.0225 | 654.9076 | 0.22176
| 336.2785 | 0 |  |  | 336.2785 | 0.0059261 | 336.2785 | 0.19509 | 557.7749 | 0 | 658.3159 | 0.0061041 | 653.1153 | 0.0093824 | 557.7749 | 0 | 658.3159 | -0.071234 | 658.316 | -0.013938 | 658.6641 | -0.016314 | 658.3159 | -0.029804 | 658.316 | -0.013367 | 658.316 | -0.028 | 559.7634 | 0.001013 | 653.12 | -0.017158 | 658.6641 | -0.0034122 | 557.7749 | 0.98527 | 653.12 | 0.012132 | 658.3159 | 1.4063 | 653.12 | 0.023588 | 658.316 | 1.5794 | 559.7634 | 0.00096536 | 559.7634 | 0.00098084 | 658.316 | 32.1187 | 658.6641 | 0.62497 | 658.6641 | 0.10678 | 658.316 | 0.10456 | 836.9968 | 0.036628 | 658.3159 | -0.011817 | 658.3159 | 0.005167 | 836.3382 | 15.1972 | 658.3159 | -0.021105 | 839.7669 | 1.6001 | 836.9968 | 0.63481 | 839.7669 | 0.00032971 | 960.5577 | 0.10505 | 1194.0879 | 0.40893 | 1026.1346 | 0.012058 | 1115.0818 | 0 | 1114.3503 | 0 | 658.316 | 0.25266 | 658.6641 | 1.9824 | 658.316 | 7.3805 | 658.316 | 0.82762 | 658.316 | 3.9198 | 655.1386 | 0.22344
| 336.3562 | 0 |  |  | 336.3562 | 0.010383 | 336.3562 | 0.21179 | 557.8911 | 0 | 658.5481 | 0.010829 | 653.3474 | 0.016667 | 557.8911 | 0.023858 | 658.5481 | -0.032414 | 658.5481 | 0.0049746 | 658.8959 | 0.021386 | 658.5481 | 0.033602 | 658.5481 | 0.021193 | 658.5481 | 0.054628 | 559.8818 | 0.00051215 | 653.35 | 0.004955 | 658.8959 | 0.0063853 | 557.8911 | 0.96082 | 653.35 | -0.0063581 | 658.5481 | 1.398 | 653.35 | -0.02433 | 658.5481 | 1.5686 | 559.8818 | 0.00045886 | 559.8818 | 0.00049042 | 658.5481 | 32.9697 | 658.8959 | 0.6533 | 658.8959 | 0.11292 | 658.5481 | 0.1218 | 837.1635 | 0.03775 | 658.5481 | 0.013018 | 658.5481 | 0.0027912 | 836.5051 | 15.4046 | 658.5481 | 0.010334 | 839.9352 | 1.6092 | 837.1635 | 0.63667 | 839.9352 | 0.00030057 | 960.6496 | 0.10584 | 1194.1577 | 0.40973 | 1026.1476 | 0.012082 | 1115.1427 | 0 | 1114.4111 | 0 | 658.548 | 0.2526 | 658.8959 | 2.0147 | 658.5481 | 7.4691 | 658.5481 | 0.8473 | 658.5481 | 3.9905 | 655.3695 | 0.22325
| 336.4339 | 0 |  |  | 336.4339 | 0.0043231 | 336.4339 | 0.21926 | 558.0074 | 0 | 658.7802 | 0.0024478 | 653.5796 | -0.0010104 | 558.0074 | 0 | 658.7802 | -0.088349 | 658.7802 | -0.013713 | 659.1277 | -0.013452 | 658.7802 | -0.035096 | 658.7802 | -0.013862 | 658.7802 | -0.038275 | 560.0002 | 0.0010235 | 653.58 | 0.06061 | 659.1278 | -0.0062368 | 558.0074 | 0.95508 | 653.58 | 0.013967 | 658.7802 | 1.3897 | 653.58 | -0.0083289 | 658.7802 | 1.5579 | 560.0002 | 0.00094935 | 560.0002 | 0.00098084 | 658.7802 | 33.3334 | 659.1278 | 0.66396 | 659.1278 | 0.11437 | 658.7802 | 0.11418 | 837.3302 | 0.034706 | 658.7802 | -0.0028158 | 658.7802 | -0.00015184 | 836.672 | 15.2697 | 658.7802 | -0.026519 | 840.1034 | 1.6213 | 837.3302 | 0.64094 | 840.1034 | 0.00035457 | 960.7414 | 0.10618 | 1194.2275 | 0.41053 | 1026.1605 | 0.012106 | 1115.2036 | 0 | 1114.4721 | 0 | 658.78 | 0.2503 | 659.1277 | 1.9987 | 658.7802 | 7.4281 | 658.7802 | 0.84024 | 658.7802 | 3.9423 | 655.6005 | 0.22297
| 336.5116 | 0 |  |  | 336.5116 | 0.013079 | 336.5116 | 0.2353 | 558.1236 | 0.010831 | 659.0124 | 0.021905 | 653.8118 | 0.038205 | 558.1236 | 0.020498 | 659.0124 | 0.070099 | 659.0124 | 0.017107 | 659.3596 | 0.014891 | 659.0124 | 0.047249 | 659.0124 | 0.031579 | 659.0124 | 0.0027414 | 560.1186 | 0.00051593 | 653.81 | 0.03326 | 659.3596 | 0.0068956 | 558.1236 | 0.94839 | 653.81 | 0.0085302 | 659.0124 | 1.3814 | 653.81 | 0.0026908 | 659.0124 | 1.5471 | 560.1186 | 0.00049049 | 560.1186 | 0.00056436 | 659.0124 | 33.7578 | 659.3596 | 0.69222 | 659.3596 | 0.12161 | 659.0124 | 0.11793 | 837.4969 | 0.033692 | 659.0124 | 0.013545 | 659.0124 | 0.016548 | 836.8389 | 15.3295 | 659.0124 | 0.026141 | 840.2717 | 1.6338 | 837.4969 | 0.64159 | 840.2717 | 0.00035128 | 960.8333 | 0.10643 | 1194.2974 | 0.41133 | 1026.1733 | 0.012129 | 1115.2645 | 0 | 1114.5328 | 0 | 659.012 | 0.25075 | 659.3596 | 1.9969 | 659.0124 | 7.3851 | 659.0124 | 0.84955 | 659.0124 | 3.9594 | 655.8314 | 0.22241
| 336.5893 | 0 |  |  | 336.5893 | 0.0062418 | 336.5893 | 0.24592 | 558.2399 | 0 | 659.2446 | -0.0018024 | 654.0439 | -0.0018264 | 558.2399 | 0 | 659.2446 | -0.10729 | 659.2446 | -0.016516 | 659.5914 | -0.02765 | 659.2446 | -0.04853 | 659.2446 | 0.0078644 | 659.2446 | -0.041142 | 560.237 | 0.00099539 | 654.04 | -0.024773 | 659.5914 | -0.0018157 | 558.2399 | 0.94557 | 654.04 | 0.0011275 | 659.2446 | 1.3731 | 654.04 | 0.015312 | 659.2446 | 1.5363 | 560.237 | 0.0009848 | 560.237 | 0.0011015 | 659.2446 | 33.7339 | 659.5914 | 0.69315 | 659.5914 | 0.11764 | 659.2446 | 0.11356 | 837.6637 | 0.033318 | 659.2446 | -0.0071271 | 659.2446 | -0.0081087 | 837.0058 | 15.4623 | 659.2446 | -0.011297 | 840.44 | 1.6489 | 837.6637 | 0.64651 | 840.44 | 0.00037542 | 960.9252 | 0.10753 | 1194.3673 | 0.41212 | 1026.1863 | 0.012152 | 1115.3256 | 0 | 1114.5938 | 0 | 659.245 | 0.2478 | 659.5914 | 1.9577 | 659.2446 | 7.2773 | 659.2446 | 0.83047 | 659.2446 | 3.8601 | 656.0624 | 0.22007
| 336.6671 | 0 |  |  | 336.6671 | 0.010322 | 336.6671 | 0.26543 | 558.3561 | 0.024828 | 659.4767 | 0.024825 | 654.2761 | 0.011403 | 558.3561 | 0.020498 | 659.4767 | 0.043585 | 659.4767 | 0.014296 | 659.8232 | 0.0141 | 659.4767 | 0.038215 | 659.4767 | 0.023687 | 659.4767 | 0.040167 | 560.3554 | 0.00048407 | 654.28 | -0.052444 | 659.8232 | 0.0050555 | 558.3561 | 0.93585 | 654.28 | -0.012437 | 659.4767 | 1.3648 | 654.28 | -0.011764 | 659.4767 | 1.5256 | 560.3554 | 0.00049621 | 560.3554 | 0.00055637 | 659.4767 | 34.3011 | 659.8232 | 0.72343 | 659.8232 | 0.12567 | 659.4767 | 0.13779 | 837.8304 | 0.026644 | 659.4767 | 0.018297 | 659.4767 | 0.011164 | 837.1727 | 15.5262 | 659.4767 | 0.024614 | 840.6082 | 1.6605 | 837.8304 | 0.64782 | 840.6082 | 0.00032914 | 961.017 | 0.10839 | 1194.4371 | 0.41291 | 1026.1991 | 0.012176 | 1115.3865 | 0 | 1114.6545 | 0 | 659.477 | 0.24926 | 659.8232 | 1.9713 | 659.4767 | 7.2828 | 659.4767 | 0.83663 | 659.4767 | 3.884 | 656.2934 | 0.22037
| 336.7448 | 0 |  |  | 336.7448 | 0.0050031 | 336.7448 | 0.27135 | 558.4724 | 0 | 659.7089 | 0.0044929 | 654.5083 | -0.0009194 | 558.4724 | 0 | 659.7089 | -0.012359 | 659.7089 | -0.0054058 | 660.0551 | -0.010498 | 659.7089 | -0.028525 | 659.7089 | -0.010151 | 659.7089 | -0.035121 | 560.4738 | 0.0010034 | 654.51 | -0.024709 | 660.0551 | 0.00028057 | 558.4724 | 0.9393 | 654.51 | -0.002321 | 659.7089 | 1.3565 | 654.51 | -0.022785 | 659.7089 | 1.5148 | 560.4738 | 0.00098289 | 560.4738 | 0.0011131 | 659.7089 | 34.8201 | 660.0551 | 0.74146 | 660.0551 | 0.12725 | 659.7089 | 0.10931 | 837.9971 | 0.039031 | 659.7089 | -0.0099986 | 659.7089 | 0.010069 | 837.3397 | 15.5457 | 659.7089 | -0.017981 | 840.7765 | 1.677 | 837.9971 | 0.65208 | 840.7765 | 0.00033571 | 961.1089 | 0.10851 | 1194.507 | 0.4137 | 1026.212 | 0.012199 | 1115.4474 | 0 | 1114.7154 | 0 | 659.709 | 0.24763 | 660.0551 | 1.9691 | 659.7089 | 7.2947 | 659.7089 | 0.83678 | 659.7089 | 3.8737 | 656.5244 | 0.22121
| 336.8225 | 0 |  |  | 336.8225 | 0.010868 | 336.8225 | 0.29415 | 558.5887 | 0.011533 | 659.9411 | 0.020174 | 654.7405 | 0.024191 | 558.5887 | 0.03439 | 659.9411 | 0.020063 | 659.9411 | -0.0030145 | 660.287 | 0.013517 | 659.9411 | 0.041717 | 659.9411 | 0.027309 | 659.9411 | 0.015017 | 560.5922 | 0.00052473 | 654.74 | 0.034821 | 660.2869 | 0.0047424 | 558.5887 | 0.95487 | 654.74 | -0.011585 | 659.9411 | 1.3482 | 654.74 | -0.0039675 | 659.9411 | 1.504 | 560.5922 | 0.00048821 | 560.5922 | 0.00057595 | 659.9411 | 35.1775 | 660.2869 | 0.75841 | 660.2869 | 0.1308 | 659.9411 | 0.13142 | 838.1638 | 0.027765 | 659.9411 | 0.012036 | 659.9411 | 0.0104 | 837.5066 | 15.6368 | 659.9411 | 0.02493 | 840.9448 | 1.6926 | 838.1638 | 0.65285 | 840.9448 | 0.00030185 | 961.2009 | 0.10863 | 1194.5769 | 0.41448 | 1026.225 | 0.012222 | 1115.5084 | 0 | 1114.7764 | 0 | 659.941 | 0.24805 | 660.287 | 1.9573 | 659.9411 | 7.2609 | 659.9411 | 0.84549 | 659.9411 | 3.8629 | 656.7554 | 0.22184
| 336.9003 | 0 |  |  | 336.9003 | 0.0046267 | 336.9003 | 0.30112 | 558.705 | 0 | 660.1733 | 0.018252 | 654.9727 | -0.012497 | 558.705 | 0 | 660.1733 | -0.040738 | 660.1733 | -0.0076439 | 660.5188 | -0.0036348 | 660.1733 | -0.02951 | 660.1733 | -0.006638 | 660.1733 | -0.04441 | 560.7106 | 0.00099623 | 654.97 | 0.051822 | 660.5188 | -0.00055304 | 558.705 | 0.90848 | 654.97 | 0.0011172 | 660.1733 | 1.3482 | 654.97 | -0.019332 | 660.1733 | 1.504 | 560.7106 | 0.00096879 | 560.7106 | 0.00098084 | 660.1733 | 35.3012 | 660.5188 | 0.7741 | 660.5188 | 0.13325 | 660.1733 | 0.13254 | 838.3306 | 0.028726 | 660.1733 | -0.0084739 | 660.1733 | 0.0026279 | 837.6735 | 15.589 | 660.1733 | -0.0054318 | 841.1131 | 1.7115 | 838.3306 | 0.65952 | 841.1131 | 0.00029714 | 961.2928 | 0.10889 | 1194.6469 | 0.41526 | 1026.2378 | 0.012244 | 1115.5693 | 0 | 1114.8372 | 0 | 660.173 | 0.24947 | 660.5188 | 1.9501 | 660.1733 | 7.1778 | 660.1733 | 0.81455 | 660.1733 | 3.822 | 656.9864 | 0.22182
| 336.978 | 0 |  |  | 336.978 | 0.0091805 | 336.978 | 0.32748 | 558.8213 | 0.026979 | 660.4056 | 0.011293 | 655.205 | 0.022984 | 558.8213 | 0.021923 | 660.4056 | 0.056986 | 660.4056 | 0.00049374 | 660.7507 | 0.01672 | 660.4056 | 0.037896 | 660.4056 | 0.017721 | 660.4056 | 0.049051 | 560.829 | 0.00047695 | 655.2 | -0.031417 | 660.7507 | 0.0011798 | 558.8213 | 0.9323 | 655.2 | -0.0031945 | 660.4056 | 1.3304 | 655.2 | 0.0067999 | 660.4056 | 1.4997 | 560.829 | 0.00048249 | 560.829 | 0.00042048 | 660.4056 | 35.4455 | 660.7507 | 0.78414 | 660.7507 | 0.13673 | 660.4056 | 0.12905 | 838.4973 | 0.042181 | 660.4056 | 0.010751 | 660.4056 | 0.00029664 | 837.8405 | 15.7573 | 660.4056 | 0.022383 | 841.2814 | 1.7262 | 838.4973 | 0.66214 | 841.2814 | 0.00026471 | 961.3848 | 0.10916 | 1194.7167 | 0.41604 | 1026.2507 | 0.012267 | 1115.6302 | 0 | 1114.8981 | 0 | 660.406 | 0.24887 | 660.7507 | 1.9293 | 660.4056 | 7.1539 | 660.4056 | 0.82671 | 660.4056 | 3.8077 | 657.2174 | 0.22314
| 337.0557 | 0 |  |  | 337.0557 | 0.0035824 | 337.0557 | 0.33484 | 558.9376 | 0 | 660.6378 | 0.018049 | 655.4372 | -0.015133 | 558.9376 | 0 | 660.6378 | -0.037249 | 660.6378 | -0.0017309 | 660.9826 | -0.016413 | 660.6378 | -0.027744 | 660.6378 | 0.0014313 | 660.6378 | -0.0028852 | 560.9474 | 0.00096018 | 655.44 | -0.048535 | 660.9826 | 0.0003031 | 558.9376 | 0.89751 | 655.44 | -0.0028755 | 660.6378 | 1.3269 | 655.44 | 0.014802 | 660.6378 | 1.4907 | 560.9474 | 0.00094059 | 560.9474 | 0.00093408 | 660.6378 | 35.818 | 660.9826 | 0.80833 | 660.9826 | 0.13933 | 660.6378 | 0.14416 | 838.664 | 0.024882 | 660.6378 | -0.0020147 | 660.6378 | -0.0050726 | 838.0074 | 15.7268 | 660.6378 | -0.013992 | 841.4497 | 1.7442 | 838.664 | 0.6699 | 841.4497 | 0.00030942 | 961.4768 | 0.10963 | 1194.7866 | 0.41681 | 1026.2637 | 0.012289 | 1115.6913 | 0 | 1114.959 | 0 | 660.638 | 0.24856 | 660.9826 | 1.9348 | 660.6378 | 7.1373 | 660.6378 | 0.80538 | 660.6378 | 3.7887 | 657.4484 | 0.22176
| 337.1335 | 0 |  |  | 337.1335 | 0.011427 | 337.1335 | 0.35581 | 559.0539 | 0.036558 | 660.87 | 0.014149 | 655.6694 | 0.016904 | 559.0539 | 0.015281 | 660.87 | 0.063233 | 660.87 | 0.0024719 | 661.2145 | 0.015496 | 660.87 | 0.042784 | 660.87 | 0.017297 | 660.87 | 0.031281 | 561.0659 | 0.00048701 | 655.67 | 0.012554 | 661.2145 | 0.0046509 | 559.0539 | 0.89322 | 655.67 | -0.015437 | 660.87 | 1.3339 | 655.67 | -0.02008 | 660.87 | 1.4785 | 561.0659 | 0.00046115 | 561.0659 | 0.00053719 | 660.87 | 36.054 | 661.2145 | 0.83005 | 661.2145 | 0.14251 | 660.87 | 0.14604 | 838.8308 | 0.032837 | 660.87 | 0.013294 | 660.87 | 0.0055428 | 838.1743 | 15.8856 | 660.87 | 0.016366 | 841.618 | 1.7595 | 838.8308 | 0.67077 | 841.618 | 0.00027628 | 961.5688 | 0.11038 | 1194.8566 | 0.41758 | 1026.2765 | 0.012311 | 1115.7523 | 0 | 1115.0199 | 0 | 660.87 | 0.24834 | 661.2145 | 1.9195 | 660.87 | 7.0961 | 660.87 | 0.81364 | 660.87 | 3.7634 | 657.6795 | 0.22344
| 337.2112 | 0 |  |  | 337.2112 | 0.0048817 | 337.2112 | 0.37134 | 559.1702 | 0 | 661.1023 | 0.00020253 | 655.9017 | -0.017959 | 559.1702 | 0 | 661.1023 | -0.075792 | 661.1023 | -0.0132 | 661.4464 | -0.013574 | 661.1023 | -0.036387 | 661.1023 | -0.020086 | 661.1023 | -0.049568 | 561.1843 | 0.00090947 | 655.9 | -0.031976 | 661.4464 | -0.0043256 | 559.1702 | 0.8951 | 655.9 | -0.0048416 | 661.1023 | 1.3304 | 655.9 | -0.0060785 | 661.1023 | 1.4789 | 561.1843 | 0.00095126 | 561.1843 | 0.001004 | 661.1023 | 36.7077 | 661.4464 | 0.85008 | 661.4464 | 0.14635 | 661.1023 | 0.14279 | 838.9975 | 0.02344 | 661.1023 | -0.0087991 | 661.1023 | -0.0078056 | 838.3413 | 15.8181 | 661.1023 | -0.01369 | 841.7863 | 1.7756 | 838.9975 | 0.67766 | 841.7863 | 0.000316 | 961.6608 | 0.11064 | 1194.9265 | 0.41834 | 1026.2894 | 0.012333 | 1115.8132 | 0 | 1115.0808 | 0 | 661.102 | 0.25022 | 661.4464 | 1.9352 | 661.1023 | 7.1356 | 661.1023 | 0.80613 | 661.1023 | 3.7981 | 657.9105 | 0.22325
| 337.289 | 0 |  |  | 337.289 | 0.010905 | 337.289 | 0.3928 | 559.2865 | 0.024437 | 661.3346 | 0.020436 | 656.134 | 0.031315 | 559.2865 | 0.031595 | 661.3346 | 0.0091021 | 661.3346 | 0.012896 | 661.6783 | 0.01884 | 661.3346 | 0.037677 | 661.3346 | 0.033505 | 661.3346 | 0.013184 | 561.3027 | 0.00043252 | 656.13 | 0.03328 | 661.6783 | 0.0018777 | 559.2865 | 0.86407 | 656.13 | 0.018762 | 661.3346 | 1.3015 | 656.13 | -0.0020144 | 661.3346 | 1.4552 | 561.3027 | 0.00049354 | 561.3027 | 0.00048243 | 661.3346 | 36.3691 | 661.6783 | 0.86264 | 661.6783 | 0.15003 | 661.3346 | 0.15266 | 839.1642 | 0.031289 | 661.3346 | 0.02129 | 661.3346 | -0.0015473 | 838.5082 | 16.0244 | 661.3346 | 0.02489 | 841.9546 | 1.787 | 839.1642 | 0.67875 | 841.9546 | 0.00030343 | 961.7529 | 0.11096 | 1194.9963 | 0.4191 | 1026.3024 | 0.012354 | 1115.8743 | 0 | 1115.1417 | 0 | 661.335 | 0.24801 | 661.6783 | 1.8954 | 661.3346 | 6.9949 | 661.3346 | 0.79502 | 661.3346 | 3.7278 | 658.1416 | 0.22297
| 337.3667 | 0 |  |  | 337.3667 | 0.0023073 | 337.3667 | 0.40323 | 559.4028 | 0 | 661.5668 | 0.007401 | 656.3662 | -0.018579 | 559.4028 | 0 | 661.5668 | -0.073909 | 661.5668 | -0.014045 | 661.9103 | -0.013473 | 661.5668 | -0.030123 | 661.5668 | -0.022041 | 661.5668 | -0.033279 | 561.4211 | 0.00095725 | 656.37 | -0.043479 | 661.9103 | -0.0051381 | 559.4028 | 0.88204 | 656.37 | -0.027144 | 661.5668 | 1.3014 | 656.37 | 0.0061104 | 661.5668 | 1.4444 | 561.4211 | 0.00095316 | 561.4211 | 0.00092648 | 661.5668 | 36.5954 | 661.9103 | 0.88446 | 661.9103 | 0.15051 | 661.5668 | 0.14191 | 839.331 | 0.025149 | 661.5668 | -0.0031349 | 661.5668 | -0.0097289 | 838.6752 | 15.854 | 661.5668 | -0.020414 | 842.1229 | 1.801 | 839.331 | 0.68619 | 842.1229 | 0.00032628 | 961.8449 | 0.1119 | 1195.0663 | 0.41986 | 1026.3152 | 0.012375 | 1115.9353 | 0 | 1115.2026 | 0 | 661.567 | 0.24653 | 661.9103 | 1.9007 | 661.5668 | 6.9863 | 661.5668 | 0.79457 | 661.5668 | 3.7206 | 658.3727 | 0.22431
| 337.4445 | 0 |  |  | 337.4445 | 0.011561 | 337.4445 | 0.43016 | 559.5191 | 0.010128 | 661.7991 | 0.02497 | 656.5985 | 0.023667 | 559.5191 | 0.026437 | 661.7991 | 0.011071 | 661.7991 | 0.017519 | 662.1422 | 0.02148 | 661.7991 | 0.04109 | 661.7991 | 0.01402 | 661.7991 | 0.053459 | 561.5396 | 0.00053688 | 656.6 | 0.0087621 | 662.1422 | 0.0044044 | 559.5191 | 0.88371 | 656.6 | -0.00056154 | 661.7991 | 1.2799 | 656.6 | 0.0091337 | 661.7991 | 1.4388 | 561.5396 | 0.00046572 | 561.5396 | 0.00045165 | 661.7991 | 36.527 | 662.1422 | 0.90027 | 662.1422 | 0.15556 | 661.7991 | 0.16515 | 839.4977 | 0.027765 | 661.7991 | 0.015917 | 661.7991 | 0.016726 | 838.8421 | 16.0531 | 661.7991 | 0.00958 | 842.2912 | 1.8158 | 839.4977 | 0.68837 | 842.2912 | 0.00030528 | 961.937 | 0.11236 | 1195.1362 | 0.42061 | 1026.3281 | 0.012396 | 1115.9962 | 0 | 1115.2635 | 0 | 661.799 | 0.24771 | 662.1422 | 1.8786 | 661.7991 | 6.9005 | 661.7991 | 0.79442 | 661.7991 | 3.6735 | 658.6038 | 0.22113
| 337.5222 | 0 |  |  | 337.5222 | 0.0065454 | 337.5223 | 0.43985 | 559.6355 | 0 | 662.0314 | 0.023365 | 656.8308 | -0.0015582 | 559.6355 | 0 | 662.0314 | -0.1172 | 662.0314 | -0.0085987 | 662.3742 | -0.015343 | 662.0314 | -0.035552 | 662.0314 | -0.020225 | 662.0314 | -0.032449 | 561.658 | 0.0010218 | 656.83 | -0.022893 | 662.3742 | 0.005633 | 559.6355 | 0.85509 | 656.83 | 0.017536 | 662.0314 | 1.2747 | 656.83 | -0.018714 | 662.0314 | 1.4126 | 561.658 | 0.00095545 | 561.658 | 0.00097285 | 662.0314 | 36.5958 | 662.3742 | 0.91865 | 662.3742 | 0.15725 | 662.0314 | 0.15178 | 839.6645 | 0.024508 | 662.0314 | -0.0070521 | 662.0314 | -0.0056443 | 839.0091 | 16.0194 | 662.0314 | -0.014028 | 842.4595 | 1.8307 | 839.6645 | 0.69438 | 842.4595 | 0.00033528 | 962.0291 | 0.11309 | 1195.2063 | 0.42136 | 1026.3411 | 0.012417 | 1116.0573 | 0 | 1115.3245 | 0 | 662.031 | 0.24723 | 662.3742 | 1.8701 | 662.0314 | 6.8562 | 662.0314 | 0.74739 | 662.0314 | 3.6292 | 658.8348 | 0.21997
| 337.6 | 0 |  |  | 337.6 | 0.011281 | 337.6 | 0.47317 | 559.7518 | 0.017505 | 662.2637 | 0.021161 | 657.0631 | 0.018503 | 559.7518 | 0.019008 | 662.2637 | 0.053526 | 662.2637 | 0.012546 | 662.6061 | 0.022978 | 662.2637 | 0.040187 | 662.2637 | 0.034338 | 662.2637 | 0.029846 | 561.7764 | 0.00049581 | 657.06 | 0.047536 | 662.6061 | 0.007279 | 559.7518 | 0.87838 | 657.06 | -0.0080408 | 662.2637 | 1.2788 | 657.06 | -0.0050446 | 662.2637 | 1.4065 | 561.7764 | 0.00049354 | 561.7764 | 0.0005216 | 662.2637 | 36.7629 | 662.6061 | 0.94354 | 662.6061 | 0.16323 | 662.2637 | 0.17015 | 839.8312 | 0.036255 | 662.2637 | 0.017635 | 662.2637 | 0.014316 | 839.176 | 16.3426 | 662.2637 | 0.014479 | 842.6279 | 1.8434 | 839.8312 | 0.69449 | 842.6279 | 0.00030057 | 962.1212 | 0.1142 | 1195.2762 | 0.42209 | 1026.354 | 0.012437 | 1116.1183 | 0 | 1115.3855 | 0 | 662.264 | 0.24611 | 662.6061 | 1.8587 | 662.2637 | 6.8538 | 662.2637 | 0.80764 | 662.2637 | 3.6539 | 659.066 | 0.21923
| 337.6778 | 0 |  |  | 337.6778 | 0.0046388 | 337.6778 | 0.48643 | 559.8682 | 0 | 662.496 | 0.021055 | 657.2955 | -0.012815 | 559.8682 | 0 | 662.496 | -0.090024 | 662.496 | -0.01538 | 662.8381 | -0.017199 | 662.496 | -0.032773 | 662.496 | -0.017131 | 662.496 | -0.034526 | 561.8949 | 0.00099539 | 657.3 | -0.034211 | 662.8381 | -0.0021312 | 559.8682 | 0.83847 | 657.3 | -0.0088339 | 662.496 | 1.2685 | 657.3 | 0.0083611 | 662.496 | 1.4015 | 561.8949 | 0.00096117 | 561.8949 | 0.00092648 | 662.496 | 36.8093 | 662.8381 | 0.96503 | 662.8381 | 0.16257 | 662.496 | 0.15328 | 839.998 | 0.027231 | 662.496 | -0.0038981 | 662.496 | -0.0030105 | 839.343 | 16.2166 | 662.496 | -0.015356 | 842.7962 | 1.8587 | 839.998 | 0.69843 | 842.7962 | 0.000319 | 962.2133 | 0.1142 | 1195.3462 | 0.42283 | 1026.3668 | 0.012456 | 1116.1793 | 0 | 1115.4464 | 0 | 662.496 | 0.24539 | 662.8381 | 1.8579 | 662.496 | 6.8167 | 662.496 | 0.77053 | 662.496 | 3.6051 | 659.2971 | 0.21761
| 337.7555 | 0 |  |  | 337.7555 | 0.01031 | 337.7555 | 0.51657 | 559.9845 | 0.011182 | 662.7284 | 0.0052044 | 657.5278 | 0.014832 | 559.9845 | 0.0040996 | 662.7284 | -0.021066 | 662.7283 | 0.010028 | 663.0701 | 0.019499 | 662.7284 | 0.044207 | 662.7283 | 0.0094509 | 662.7283 | 0.024136 | 562.0133 | 0.00050377 | 657.53 | -0.0067947 | 663.0701 | 0.0026237 | 559.9845 | 0.81967 | 657.53 | -0.013416 | 662.7284 | 1.2464 | 657.53 | -0.0016413 | 662.7283 | 1.3874 | 562.0133 | 0.00047105 | 562.0133 | 0.00040489 | 662.7283 | 36.7239 | 663.0701 | 0.98337 | 663.0701 | 0.16815 | 662.7283 | 0.18251 | 840.1648 | 0.021785 | 662.7284 | 0.011049 | 662.7284 | -0.0039998 | 839.51 | 16.3604 | 662.7284 | 0.012688 | 842.9645 | 1.8748 | 840.1648 | 0.69941 | 842.9645 | 0.00028857 | 962.3054 | 0.114 | 1195.4161 | 0.42356 | 1026.3798 | 0.012475 | 1116.2404 | 0 | 1115.5073 | 0 | 662.728 | 0.2443 | 663.0701 | 1.8372 | 662.7283 | 6.7638 | 662.7283 | 0.77579 | 662.7283 | 3.591 | 659.5282 | 0.21794
| 337.8333 | 0 |  |  | 337.8333 | 0.0051853 | 337.8333 | 0.53478 | 560.1009 | 0 | 662.9607 | 0.0095924 | 657.7601 | -0.018504 | 560.1009 | 0 | 662.9607 | -0.077665 | 662.9607 | -0.0097211 | 663.3021 | -0.034282 | 662.9607 | -0.035238 | 662.9607 | -0.029193 | 662.9607 | -0.041835 | 562.1318 | 0.00099245 | 657.76 | -0.075825 | 663.3021 | -0.002878 | 560.1009 | 0.83314 | 657.76 | -0.019986 | 662.9607 | 1.249 | 657.76 | -0.026628 | 662.9607 | 1.397 | 562.1318 | 0.0009646 | 562.1318 | 0.00083296 | 662.9607 | 36.7533 | 663.3021 | 1.0051 | 663.3021 | 0.17105 | 662.9607 | 0.17077 | 840.3315 | 0.024988 | 662.9607 | -0.0055597 | 662.9607 | 0.00067214 | 839.6769 | 16.2745 | 662.9607 | -0.016887 | 843.1329 | 1.8891 | 840.3315 | 0.70378 | 843.1329 | 0.00029814 | 962.3976 | 0.11422 | 1195.4862 | 0.42429 | 1026.3927 | 0.012494 | 1116.3014 | 0 | 1115.5684 | 0 | 662.961 | 0.24443 | 663.3021 | 1.8424 | 662.9607 | 6.7453 | 662.9607 | 0.74694 | 662.9607 | 3.5669 | 659.7593 | 0.21653
| 337.9111 | 0 |  |  | 337.9111 | 0.0084641 | 337.9111 | 0.56785 | 560.2172 | 0.020723 | 663.193 | 0.02309 | 657.9925 | 0.036018 | 560.2172 | 0.03439 | 663.193 | 0.063253 | 663.193 | 0.014686 | 663.5341 | 0.021115 | 663.193 | 0.039616 | 663.193 | 0.034144 | 663.193 | 0.042012 | 562.2502 | 0.00049078 | 657.99 | -0.0057395 | 663.5341 | 0.0052844 | 560.2172 | 0.81131 | 657.99 | -0.01121 | 663.193 | 1.2572 | 657.99 | 0.012757 | 663.193 | 1.3855 | 562.2502 | 0.00049964 | 562.2502 | 0.00045165 | 663.193 | 36.7828 | 663.5341 | 1.0394 | 663.5341 | 0.17967 | 663.193 | 0.17714 | 840.4983 | 0.028085 | 663.193 | 0.0095108 | 663.193 | 0.0058945 | 839.8439 | 16.4058 | 663.193 | -0.0024307 | 843.3012 | 1.9008 | 840.4983 | 0.70367 | 843.3012 | 0.00029728 | 962.4898 | 0.11464 | 1195.5561 | 0.42501 | 1026.4055 | 0.012513 | 1116.3624 | 0 | 1115.6293 | 0 | 663.193 | 0.24465 | 663.5341 | 1.838 | 663.193 | 6.7147 | 663.193 | 0.76317 | 663.193 | 3.5861 | 659.9905 | 0.21679
| 337.9889 | 0 |  |  | 337.9889 | 0.0023437 | 337.9889 | 0.58188 | 560.3336 | 0 | 663.4254 | -0.0088372 | 658.2248 | 0.007464 | 560.3336 | 0 | 663.4254 | -0.078384 | 663.4254 | -0.0040508 | 663.7661 | -0.01978 | 663.4254 | -0.028776 | 663.4254 | -0.009909 | 663.4254 | -0.030969 | 562.3687 | 0.001013 | 658.22 | -0.092669 | 663.7661 | -0.0022931 | 560.3336 | 0.77881 | 658.22 | 0.019142 | 663.4254 | 1.2375 | 658.22 | -0.0023487 | 663.4254 | 1.3403 | 562.3687 | 0.00099394 | 562.3687 | 0.00094967 | 663.4254 | 36.4629 | 663.7661 | 1.0495 | 663.7661 | 0.17978 | 663.4254 | 0.17402 | 840.6651 | 0.028833 | 663.4254 | -0.017583 | 663.4254 | -0.0051616 | 840.0109 | 16.4921 | 663.4254 | -0.01256 | 843.4696 | 1.9145 | 840.6651 | 0.70553 | 843.4696 | 0.00030971 | 962.582 | 0.11558 | 1195.6262 | 0.42572 | 1026.4185 | 0.01253 | 1116.4235 | 0 | 1115.6903 | 0 | 663.425 | 0.2437 | 663.7661 | 1.7957 | 663.4254 | 6.6329 | 663.4254 | 0.74289 | 663.4254 | 3.5133 | 660.2216 | 0.21594
| 338.0666 | 0 |  |  | 338.0666 | 0.0089134 | 338.0666 | 0.61557 | 560.4499 | 0.017153 | 663.6578 | 0.01804 | 658.4572 | 0.015393 | 560.4499 | 0.020498 | 663.6578 | -0.015049 | 663.6577 | 0.0073478 | 663.9982 | 0.021947 | 663.6578 | 0.038922 | 663.6577 | 0.019776 | 663.6577 | 0.032211 | 562.4871 | 0.00052598 | 658.46 | 0.073244 | 663.9981 | 0.0027945 | 560.4499 | 0.80775 | 658.46 | -0.00029428 | 663.6578 | 1.2476 | 658.46 | 0.0134 | 663.6577 | 1.3778 | 562.4871 | 0.00049964 | 562.4871 | 0.0005216 | 663.6577 | 36.7386 | 663.9981 | 1.086 | 663.9981 | 0.18616 | 663.6577 | 0.18089 | 840.8319 | 0.034653 | 663.6578 | 0.014426 | 663.6578 | 0.014872 | 840.1779 | 16.5539 | 663.6578 | 0.012134 | 843.6379 | 1.9275 | 840.8319 | 0.70586 | 843.6379 | 0.00028071 | 962.6742 | 0.11621 | 1195.6962 | 0.42644 | 1026.4314 | 0.012548 | 1116.4846 | 0 | 1115.7512 | 0 | 663.658 | 0.2442 | 663.9982 | 1.828 | 663.6577 | 6.68 | 663.6577 | 0.77338 | 663.6577 | 3.5567 | 660.4528 | 0.21702
| 338.1444 | 0 |  |  | 338.1444 | 0.0034731 | 338.1444 | 0.63917 | 560.5663 | 0 | 663.8901 | 0.011241 | 658.6896 | -0.012337 | 560.5663 | 0 | 663.8901 | -0.077395 | 663.8901 | -0.01004 | 664.2302 | -0.013719 | 663.8901 | -0.027054 | 663.8901 | -0.025027 | 663.8901 | -0.039713 | 562.6056 | 0.00098868 | 658.69 | -0.078486 | 664.2302 | -0.0030837 | 560.5663 | 0.77171 | 658.69 | 0.011393 | 663.8901 | 1.2155 | 658.69 | 0.00081613 | 663.8901 | 1.3508 | 562.6056 | 0.0010206 | 562.6056 | 0.00095726 | 663.8901 | 36.054 | 664.2302 | 1.0943 | 664.2302 | 0.18403 | 663.8901 | 0.1674 | 840.9986 | 0.031983 | 663.8901 | -0.0060695 | 663.8901 | -0.0056344 | 840.3448 | 16.4603 | 663.8901 | -0.0040874 | 843.8063 | 1.94 | 840.9986 | 0.71111 | 843.8063 | 0.00031985 | 962.7664 | 0.11634 | 1195.7662 | 0.42714 | 1026.4442 | 0.012565 | 1116.5457 | 0 | 1115.8123 | 0 | 663.89 | 0.24046 | 664.2302 | 1.7949 | 663.8901 | 6.5748 | 663.8901 | 0.74153 | 663.8901 | 3.4755 | 660.684 | 0.21593
| 338.2222 | 0 |  |  | 338.2222 | 0.010698 | 338.2222 | 0.66552 | 560.6827 | 0.0066155 | 664.1225 | 0.022402 | 658.9219 | 0.027556 | 560.6827 | 0.036969 | 664.1225 | -0.015269 | 664.1225 | 0.014735 | 664.4622 | 0.027012 | 664.1225 | 0.049238 | 664.1225 | 0.0096037 | 664.1225 | 0.021997 | 562.724 | 0.00046521 | 658.92 | 0.0015593 | 664.4622 | 0.0064508 | 560.6827 | 0.78937 | 658.92 | 0.012209 | 664.1225 | 1.2163 | 658.92 | 0.022152 | 664.1225 | 1.3346 | 562.724 | 0.00052632 | 562.724 | 0.00045924 | 664.1225 | 35.9049 | 664.4622 | 1.1216 | 664.4622 | 0.19337 | 664.1225 | 0.198 | 841.1654 | 0.033638 | 664.1225 | 0.010809 | 664.1225 | -0.0011854 | 840.5118 | 16.6989 | 664.1225 | 0.017438 | 843.9746 | 1.9508 | 841.1654 | 0.7146 | 843.9746 | 0.00031185 | 962.8586 | 0.11681 | 1195.8363 | 0.42784 | 1026.4572 | 0.012581 | 1116.6067 | 0 | 1115.8733 | 0 | 664.123 | 0.23949 | 664.4622 | 1.7848 | 664.1225 | 6.5222 | 664.1225 | 0.75611 | 664.1225 | 3.4792 | 660.9151 | 0.21657
| 338.3 | 0 |  |  | 338.3 | 0.0040802 | 338.3 | 0.69348 | 560.7991 | 0 | 664.3549 | 0.015656 | 659.1543 | -0.032197 | 560.7991 | 0 | 664.3549 | -0.030266 | 664.3549 | -0.0030202 | 664.6943 | -0.011014 | 664.3549 | -0.032957 | 664.3549 | -0.010457 | 664.3549 | -0.029204 | 562.8425 | 0.00092623 | 659.15 | -0.0015593 | 664.6943 | -0.00022319 | 560.7991 | 0.77798 | 659.15 | -0.019049 | 664.3549 | 1.2035 | 659.15 | -0.012125 | 664.3549 | 1.3223 | 562.8425 | 0.0010568 | 562.8425 | 0.00079379 | 664.3549 | 35.6354 | 664.6943 | 1.1493 | 664.6943 | 0.19682 | 664.3549 | 0.18764 | 841.3322 | 0.024134 | 664.3549 | -0.0018995 | 664.3549 | -0.0060545 | 840.6788 | 16.5542 | 664.3549 | -0.029644 | 844.143 | 1.9657 | 841.3322 | 0.72018 | 844.143 | 0.00031928 | 962.9509 | 0.1173 | 1195.9062 | 0.42853 | 1026.4701 | 0.012597 | 1116.6679 | 0 | 1115.9342 | 0 | 664.355 | 0.23807 | 664.6943 | 1.783 | 664.3549 | 6.5125 | 664.3549 | 0.74364 | 664.3549 | 3.4453 | 661.1463 | 0.21645
| 338.3778 | 0 |  |  | 338.3778 | 0.0089498 | 338.3778 | 0.72754 | 560.9155 | 0.024242 | 664.5873 | 0.015983 | 659.3868 | 0.0082431 | 560.9155 | 0.019008 | 664.5873 | 0.039809 | 664.5873 | 0.0040436 | 664.9264 | 0.0016601 | 664.5873 | 0.032222 | 664.5873 | 0.013976 | 664.5873 | 0.06854 | 562.961 | 0.00046521 | 659.39 | -0.085764 | 664.9264 | 0.0043967 | 560.9155 | 0.75677 | 659.39 | -0.022855 | 664.5873 | 1.192 | 659.39 | 0.0032645 | 664.5873 | 1.3248 | 562.961 | 0.00053127 | 562.961 | 0.00034254 | 664.5873 | 35.2968 | 664.9264 | 1.1786 | 664.9264 | 0.20333 | 664.5873 | 0.19875 | 841.499 | 0.02611 | 664.5873 | 0.014766 | 664.5873 | -0.0038876 | 840.8458 | 16.8706 | 664.5873 | -0.0016709 | 844.3114 | 1.982 | 841.499 | 0.72182 | 844.3114 | 0.000305 | 963.0432 | 0.11787 | 1195.9763 | 0.42922 | 1026.483 | 0.012612 | 1116.7289 | 0 | 1115.9952 | 0 | 664.587 | 0.23832 | 664.9264 | 1.7668 | 664.5873 | 6.4653 | 664.5873 | 0.74724 | 664.5873 | 3.4206 | 661.3775 | 0.21629
| 338.4556 | 0 |  |  | 338.4556 | 0.0043231 | 338.4556 | 0.75336 | 561.0319 | 0 | 664.8197 | 0.021328 | 659.6192 | -0.0041326 | 561.0319 | 0 | 664.8197 | -0.045327 | 664.8197 | -0.00455 | 665.1585 | -0.024622 | 664.8197 | -0.024673 | 664.8197 | -0.020378 | 664.8197 | -0.021298 | 563.0794 | 0.00095348 | 659.62 | -0.036903 | 665.1584 | -0.0012579 | 561.0319 | 0.74862 | 659.62 | -0.0068178 | 664.8197 | 1.192 | 659.62 | -0.027165 | 664.8197 | 1.3146 | 563.0794 | 0.0010214 | 563.0794 | 0.00084055 | 664.8197 | 34.9828 | 665.1584 | 1.2015 | 665.1584 | 0.20588 | 664.8197 | 0.19738 | 841.6658 | 0.02926 | 664.8197 | 0.0007326 | 664.8197 | -0.0037855 | 841.0128 | 16.8255 | 664.8197 | -0.019145 | 844.4797 | 1.9999 | 841.6658 | 0.72531 | 844.4797 | 0.00031585 | 963.1354 | 0.11824 | 1196.0464 | 0.4299 | 1026.4959 | 0.012626 | 1116.79 | 0 | 1116.0563 | 0 | 664.82 | 0.23895 | 665.1585 | 1.7665 | 664.8197 | 6.4258 | 664.8197 | 0.73372 | 664.8197 | 3.3999 | 661.6088 | 0.21562
| 338.5334 | 0 |  |  | 338.5334 | 0.0094477 | 338.5334 | 0.79491 | 561.1483 | 0.034017 | 665.0522 | 0.023399 | 659.8516 | 0.030058 | 561.1483 | 0.026437 | 665.0522 | 0.032801 | 665.0522 | 0.016039 | 665.3905 | 0.011013 | 665.0522 | 0.046733 | 665.0522 | 0.028549 | 665.0522 | 0.046508 | 563.1979 | 0.00049162 | 659.85 | -0.054577 | 665.3905 | 0.0071214 | 561.1483 | 0.72291 | 659.85 | 0.011665 | 665.0522 | 1.1947 | 659.85 | 0.015507 | 665.0522 | 1.2955 | 563.1979 | 0.00049087 | 563.1979 | 0.00050601 | 665.0522 | 34.6504 | 665.3905 | 1.2334 | 665.3905 | 0.2125 | 665.0522 | 0.21262 | 841.8326 | 0.025629 | 665.0522 | 0.018671 | 665.0522 | 0.0040101 | 841.1798 | 16.8184 | 665.0522 | 0.015818 | 844.6481 | 2.0145 | 841.8326 | 0.7263 | 844.6481 | 0.00029285 | 963.2277 | 0.11816 | 1196.1165 | 0.43058 | 1026.5088 | 0.01264 | 1116.8511 | 0 | 1116.1173 | 0 | 665.052 | 0.23876 | 665.3905 | 1.7611 | 665.0522 | 6.4208 | 665.0522 | 0.74379 | 665.0522 | 3.3893 | 661.84 | 0.2158
| 338.6112 | 0 |  |  | 338.6112 | 0.0032788 | 338.6112 | 0.81434 | 561.2647 | 0 | 665.2846 | 0.00065397 | 660.084 | -0.026792 | 561.2647 | 0 | 665.2846 | -0.034844 | 665.2846 | -0.010756 | 665.6226 | -0.02537 | 665.2846 | -0.037971 | 665.2846 | -0.043587 | 665.2846 | -0.026363 | 563.3164 | 0.00098826 | 660.08 | -0.0088362 | 665.6226 | -0.0041355 | 561.2647 | 0.74204 | 660.08 | -0.0057306 | 665.2846 | 1.1688 | 660.08 | -0.03521 | 665.2846 | 1.2895 | 563.3164 | 0.00094859 | 563.3164 | 0.0009029 | 665.2846 | 34.1958 | 665.6226 | 1.2522 | 665.6226 | 0.21204 | 665.2846 | 0.21424 | 841.9994 | 0.027978 | 665.2846 | -0.00042648 | 665.2846 | -0.0097649 | 841.3468 | 16.9559 | 665.2846 | -0.015361 | 844.8165 | 2.0313 | 841.9994 | 0.73012 | 844.8165 | 0.00030957 | 963.3201 | 0.11891 | 1196.1865 | 0.43125 | 1026.5217 | 0.012654 | 1116.9122 | 0 | 1116.1783 | 0 | 665.285 | 0.24129 | 665.6226 | 1.7524 | 665.2846 | 6.3786 | 665.2846 | 0.73432 | 665.2846 | 3.3658 | 662.0712 | 0.21539
| 338.6889 | 0 |  |  | 338.6889 | 0.010419 | 338.689 | 0.85712 | 561.3811 | 0.016451 | 665.5171 | -0.0050896 | 660.3165 | 0.029984 | 561.3811 | 0.012299 | 665.5171 | -0.0026653 | 665.5171 | 0.0061585 | 665.8548 | 0.01634 | 665.5171 | 0.036478 | 665.5171 | 0.014198 | 665.5171 | 0.032234 | 563.4349 | 0.00050042 | 660.32 | -0.02235 | 665.8548 | 0.0041982 | 561.3811 | 0.75499 | 660.32 | -0.016331 | 665.5171 | 1.1753 | 660.32 | -0.013874 | 665.5171 | 1.2788 | 563.4349 | 0.0004581 | 563.4349 | 0.00040489 | 665.5171 | 33.9153 | 665.8548 | 1.2846 | 665.8548 | 0.21895 | 665.5171 | 0.22012 | 842.1662 | 0.027711 | 665.5171 | 0.015887 | 665.5171 | 0.0072697 | 841.5139 | 17.134 | 665.5171 | 0.0017883 | 844.9849 | 2.048 | 842.1662 | 0.73067 | 844.9849 | 0.00030185 | 963.4124 | 0.12034 | 1196.2566 | 0.43191 | 1026.5345 | 0.012666 | 1116.9734 | 0 | 1116.2394 | 0 | 665.517 | 0.23858 | 665.8548 | 1.7335 | 665.5171 | 6.3532 | 665.5171 | 0.74499 | 665.5171 | 3.3899 | 662.3025 | 0.21574
| 338.7668 | 0 |  |  | 338.7668 | 0.003218 | 338.7668 | 0.89005 | 561.4975 | 0 | 665.7495 | 0.010077 | 660.5489 | -0.017657 | 561.4975 | 0 | 665.7495 | -0.027851 | 665.7495 | -0.014982 | 666.0869 | -0.0030243 | 665.7495 | -0.035424 | 665.7495 | -0.02521 | 665.7495 | -0.0074129 | 563.5534 | 0.0010365 | 660.55 | -0.050418 | 666.0869 | -0.0022989 | 561.4975 | 0.75248 | 660.55 | -0.0081769 | 665.7495 | 1.169 | 660.55 | 0.022152 | 665.7495 | 1.2832 | 563.5534 | 0.00093678 | 563.5534 | 0.00080937 | 665.7495 | 33.3746 | 666.0869 | 1.3095 | 666.0869 | 0.22248 | 665.7495 | 0.21649 | 842.333 | 0.028833 | 665.7495 | -0.0083239 | 665.7495 | -0.010001 | 841.6809 | 17.175 | 665.7495 | -0.012251 | 845.1533 | 2.0637 | 842.333 | 0.73668 | 845.1533 | 0.00031942 | 963.5048 | 0.12142 | 1196.3268 | 0.43257 | 1026.5475 | 0.012678 | 1117.0344 | 0 | 1116.3004 | 0 | 665.75 | 0.2384 | 666.0869 | 1.7355 | 665.7495 | 6.31 | 665.7495 | 0.72486 | 665.7495 | 3.3362 | 662.5337 | 0.21497
| 338.8446 | 0 |  |  | 338.8446 | 0.0076383 | 338.8446 | 0.9255 | 561.614 | 0.024437 | 665.982 | 0.022269 | 660.7814 | 0.021056 | 561.614 | 0.024503 | 665.982 | 0.054198 | 665.982 | 0.014925 | 666.319 | 0.014729 | 665.982 | 0.037424 | 665.982 | 0.0047712 | 665.982 | 0.018789 | 563.6718 | 0.0005394 | 660.78 | 0.034825 | 666.319 | 0.0061244 | 561.614 | 0.70871 | 660.78 | 0.0048699 | 665.982 | 1.1552 | 660.78 | 0.01061 | 665.982 | 1.2775 | 563.6718 | 0.0004783 | 563.6718 | 0.00040489 | 665.982 | 32.9094 | 666.319 | 1.3451 | 666.319 | 0.23017 | 665.982 | 0.23236 | 842.4998 | 0.027338 | 665.982 | 0.018832 | 665.982 | 0.011964 | 841.8479 | 17.0245 | 665.982 | 0.021357 | 845.3217 | 2.0742 | 842.4998 | 0.73898 | 845.3217 | 0.00033485 | 963.5972 | 0.12193 | 1196.3969 | 0.43322 | 1026.5604 | 0.01269 | 1117.0956 | 0 | 1116.3615 | 0 | 665.982 | 0.23825 | 666.319 | 1.7268 | 665.982 | 6.2915 | 665.982 | 0.74093 | 665.982 | 3.3424 | 662.765 | 0.21508
| 338.9224 | 0 |  |  | 338.9224 | 0.0030602 | 338.9224 | 0.95485 | 561.7304 | 0 | 666.2145 | 0.01319 | 661.0139 | -0.011003 | 561.7304 | 0 | 666.2145 | -0.095654 | 666.2145 | -0.0022149 | 666.5512 | -0.0058352 | 666.2145 | -0.032752 | 666.2145 | -0.019139 | 666.2145 | -0.041529 | 563.7903 | 0.00097485 | 661.01 | -0.010915 | 666.5512 | 0.00076175 | 561.7304 | 0.69606 | 661.01 | -0.024486 | 666.2145 | 1.1415 | 661.01 | 0.0022152 | 666.2145 | 1.2729 | 563.7903 | 0.00093678 | 563.7903 | 0.00080937 | 666.2145 | 32.2541 | 666.5512 | 1.3739 | 666.5512 | 0.2341 | 666.2145 | 0.2085 | 842.6666 | 0.024401 | 666.2145 | -0.0038242 | 666.2145 | -0.0013937 | 842.0149 | 17.3456 | 666.2145 | -0.017684 | 845.4901 | 2.0897 | 842.6666 | 0.74739 | 845.4901 | 0.00036385 | 963.6896 | 0.12215 | 1196.4669 | 0.43386 | 1026.5734 | 0.012701 | 1117.1567 | 0 | 1116.4225 | 0 | 666.214 | 0.236 | 666.5512 | 1.72 | 666.2145 | 6.2476 | 666.2145 | 0.72276 | 666.2145 | 3.3057 | 662.9963 | 0.21433
| 339.0002 | 0 |  |  | 339.0002 | 0.0094841 | 339.0002 | 1.0086 | 561.8468 | 0.014343 | 666.447 | 0.024758 | 661.2464 | 0.028964 | 561.8468 | 0.029446 | 666.447 | 0.05128 | 666.447 | 0.017878 | 666.7833 | 0.022869 | 666.447 | 0.037879 | 666.447 | 0.033002 | 666.447 | 0.0028343 | 563.9088 | 0.00043713 | 661.25 | -0.017152 | 666.7833 | 0.0064429 | 561.8468 | 0.7155 | 661.25 | -0.00083807 | 666.447 | 1.1365 | 661.25 | 0.01026 | 666.447 | 1.2494 | 563.9088 | 0.0004581 | 563.9088 | 0.00040489 | 666.447 | 31.7631 | 666.7833 | 1.4002 | 666.7833 | 0.23904 | 666.447 | 0.23648 | 842.8334 | 0.030061 | 666.447 | 0.022213 | 666.447 | 0.0014944 | 842.1819 | 17.3166 | 666.447 | 0.013214 | 845.6585 | 2.1058 | 842.8334 | 0.75067 | 845.6585 | 0.000347 | 963.782 | 0.12234 | 1196.5371 | 0.4345 | 1026.5862 | 0.012711 | 1117.2179 | 0 | 1116.4835 | 0 | 666.447 | 0.2347 | 666.7833 | 1.7069 | 666.447 | 6.2335 | 666.447 | 0.73613 | 666.447 | 3.3162 | 663.2276 | 0.21543
| 339.078 | 0 |  |  | 339.078 | 0.003048 | 339.078 | 1.0412 | 561.9633 | 0 | 666.6795 | -0.0017797 | 661.4789 | -0.02041 | 561.9633 | 0 | 666.6795 | -0.047555 | 666.6795 | -0.012247 | 667.0155 | -0.026383 | 666.6795 | -0.036891 | 666.6795 | -0.019744 | 666.6795 | -0.043935 | 564.0273 | 0.00096018 | 661.48 | -0.017152 | 667.0155 | -0.0050562 | 561.9633 | 0.71539 | 661.48 | -0.0081769 | 666.6795 | 1.1285 | 661.48 | -0.00058295 | 666.6795 | 1.2389 | 564.0273 | 0.00092877 | 564.0273 | 0.00071984 | 666.6795 | 31.1267 | 667.0155 | 1.4327 | 667.0155 | 0.24199 | 666.6795 | 0.21924 | 843.0002 | 0.032944 | 666.6795 | -0.0017299 | 666.6795 | -0.00014173 | 842.349 | 17.3461 | 666.6795 | -0.011808 | 845.8269 | 2.124 | 843.0002 | 0.75985 | 845.8269 | 0.00036442 | 963.8745 | 0.12252 | 1196.6072 | 0.43513 | 1026.5991 | 0.01272 | 1117.2791 | 0 | 1116.5447 | 0 | 666.679 | 0.23342 | 667.0155 | 1.6972 | 666.6795 | 6.2012 | 666.6795 | 0.71344 | 666.6795 | 3.2819 | 663.4589 | 0.21543
| 339.1558 | 0 |  |  | 339.1558 | 0.009302 | 339.1558 | 1.0894 | 562.0797 | 0.0066155 | 666.912 | 0.010803 | 661.7114 | 0.026788 | 562.0797 | 0.036109 | 666.912 | 0.029615 | 666.912 | 0.007591 | 667.2477 | 0.017996 | 666.912 | 0.029647 | 666.912 | 0.015633 | 666.912 | 0.044572 | 564.1458 | 0.00052389 | 661.71 | -0.026508 | 667.2477 | -0.00035736 | 562.0797 | 0.71884 | 661.71 | -0.0046433 | 666.912 | 1.1348 | 661.71 | 0.0088609 | 666.912 | 1.2345 | 564.1458 | 0.00047296 | 564.1458 | 0.00031536 | 666.912 | 30.4851 | 667.2477 | 1.4637 | 667.2477 | 0.25127 | 666.912 | 0.24023 | 843.1671 | 0.025469 | 666.912 | 0.015862 | 666.912 | 0.0050651 | 842.516 | 17.5478 | 666.912 | -0.0021045 | 845.9953 | 2.1392 | 843.1671 | 0.76346 | 845.9953 | 0.00033328 | 963.9669 | 0.12289 | 1196.6774 | 0.43576 | 1026.6121 | 0.012729 | 1117.3402 | 0 | 1116.6057 | 0 | 666.912 | 0.23269 | 667.2477 | 1.6934 | 666.912 | 6.1785 | 666.912 | 0.72726 | 666.912 | 3.2823 | 663.6902 | 0.21493
| 339.2336 | 0 |  |  | 339.2336 | 0.0014572 | 339.2336 | 1.1251 | 562.1962 | 0 | 667.1445 | 0.010469 | 661.9439 | -0.0095439 | 562.1962 | 0 | 667.1445 | -0.048507 | 667.1445 | -0.0022762 | 667.4798 | -0.01997 | 667.1445 | -0.02951 | 667.1445 | 0.0092536 | 667.1445 | -0.043407 | 564.2643 | 0.0010126 | 661.94 | -0.0036384 | 667.4798 | -0.0030805 | 562.1962 | 0.70296 | 661.94 | -0.006546 | 667.1445 | 1.1218 | 661.94 | 0.00011659 | 667.1445 | 1.2221 | 564.2643 | 0.00092725 | 564.2643 | 0.00074343 | 667.1445 | 29.8026 | 667.4798 | 1.4988 | 667.4798 | 0.25258 | 667.1445 | 0.2451 | 843.3339 | 0.019702 | 667.1445 | -0.00026181 | 667.1445 | -0.0063632 | 842.683 | 17.4666 | 667.1445 | -0.0087887 | 846.1638 | 2.1601 | 843.3339 | 0.77035 | 846.1638 | 0.00034914 | 964.0594 | 0.12329 | 1196.7474 | 0.43638 | 1026.625 | 0.012737 | 1117.4014 | 0 | 1116.6669 | 0 | 667.144 | 0.23233 | 667.4798 | 1.6813 | 667.1445 | 6.1115 | 667.1445 | 0.70638 | 667.1445 | 3.2512 | 663.9215 | 0.21437
| 339.3114 | 0 |  |  | 339.3114 | 0.0084884 | 339.3115 | 1.1683 | 562.3126 | 0.0217 | 667.377 | 0.01516 | 662.1764 | 0.014469 | 562.3126 | 0.03353 | 667.377 | 0.013092 | 667.377 | 0.0060218 | 667.712 | 0.0096506 | 667.377 | 0.041629 | 667.377 | 0.020604 | 667.377 | 0.02689 | 564.3828 | 0.00048994 | 662.18 | 0.052495 | 667.712 | 0.0050895 | 562.3126 | 0.69387 | 662.18 | -0.0030125 | 667.377 | 1.1235 | 662.18 | 0.0050134 | 667.377 | 1.216 | 564.3828 | 0.00045771 | 564.3828 | 0.00042807 | 667.377 | 29.0668 | 667.712 | 1.5312 | 667.712 | 0.25977 | 667.377 | 0.26434 | 843.5007 | 0.024775 | 667.377 | 0.014766 | 667.377 | 0.0057872 | 842.8501 | 17.4194 | 667.377 | 0.01788 | 846.3322 | 2.179 | 843.5007 | 0.77067 | 846.3322 | 0.00032642 | 964.1519 | 0.12392 | 1196.8176 | 0.43699 | 1026.6378 | 0.012744 | 1117.4625 | 0 | 1116.7279 | 0 | 667.377 | 0.23147 | 667.712 | 1.668 | 667.377 | 6.0873 | 667.377 | 0.72786 | 667.377 | 3.2416 | 664.1528 | 0.21486
| 339.3893 | 0 |  |  | 339.3893 | 0.0033516 | 339.3893 | 1.1997 | 562.4291 | 0 | 667.6096 | 0.00040765 | 662.409 | -0.030678 | 562.4291 | 0 | 667.6096 | -0.11918 | 667.6096 | -0.012336 | 667.9442 | -0.018246 | 667.6096 | -0.046394 | 667.6096 | -0.0088545 | 667.6096 | -0.019076 | 564.5013 | 0.0010184 | 662.41 | -0.060813 | 667.9442 | -0.0028079 | 562.4291 | 0.70829 | 662.41 | -0.028019 | 667.6096 | 1.1113 | 662.41 | -0.015623 | 667.6096 | 1.2063 | 564.5013 | 0.00096117 | 564.5013 | 0.00076301 | 667.6096 | 28.3325 | 667.9442 | 1.5628 | 667.9442 | 0.26465 | 667.6096 | 0.22986 | 843.6675 | 0.030061 | 667.6096 | -0.0032599 | 667.6096 | -0.0081309 | 843.0171 | 17.5861 | 667.6096 | -0.011433 | 846.5006 | 2.2002 | 843.6675 | 0.77242 | 846.5006 | 0.00033185 | 964.2444 | 0.12499 | 1196.8878 | 0.4376 | 1026.6508 | 0.012751 | 1117.5237 | 0 | 1116.7889 | 0 | 667.61 | 0.23094 | 667.9442 | 1.6671 | 667.6096 | 6.0538 | 667.6096 | 0.71179 | 667.6096 | 3.2048 | 664.3841 | 0.21441
| 339.4671 | 0 |  |  | 339.4671 | 0.0093263 | 339.4671 | 1.2439 | 562.5456 | 0.011182 | 667.8421 | 0.0092509 | 662.6415 | 0.03143 | 562.5456 | 0.023428 | 667.8421 | 0.05783 | 667.8421 | 0.013387 | 668.1765 | 0.020475 | 667.8421 | 0.028485 | 667.8421 | 0.012729 | 667.8421 | 0.054492 | 564.6198 | 0.00052975 | 662.64 | 0.033785 | 668.1765 | 0.0045343 | 562.5456 | 0.67339 | 662.64 | -0.0084487 | 667.8421 | 1.1137 | 662.64 | 0.0064125 | 667.8421 | 1.1966 | 564.6198 | 0.00050688 | 564.6198 | 0.00033454 | 667.8421 | 27.6118 | 668.1765 | 1.5998 | 668.1765 | 0.27349 | 667.8421 | 0.2506 | 843.8344 | 0.030061 | 667.8421 | 0.015639 | 667.8421 | 0.0083035 | 843.1842 | 17.8003 | 667.8421 | 0.014932 | 846.6691 | 2.2179 | 843.8344 | 0.77144 | 846.6691 | 0.00029442 | 964.337 | 0.12622 | 1196.9579 | 0.4382 | 1026.6637 | 0.012757 | 1117.5848 | 0 | 1116.8501 | 0 | 667.842 | 0.23011 | 668.1765 | 1.6598 | 667.8421 | 6.0218 | 667.8421 | 0.71705 | 667.8421 | 3.1984 | 664.6155 | 0.21499
| 339.5449 | 0 |  |  | 339.5449 | 0.0013965 | 339.5449 | 1.2879 | 562.6621 | 0 | 668.0747 | 0.0029236 | 662.8741 | 0.00039905 | 562.6621 | 0 | 668.0747 | -0.051133 | 668.0747 | -0.018752 | 668.4087 | -0.031462 | 668.0747 | -0.035365 | 668.0747 | -0.0026084 | 668.0747 | -0.056659 | 564.7383 | 0.0010214 | 662.87 | 0.056654 | 668.4087 | -0.005533 | 562.6621 | 0.68008 | 662.87 | -0.0016535 | 668.0747 | 1.0885 | 662.87 | 0.0092106 | 668.0747 | 1.1918 | 564.7383 | 0.0009646 | 564.7383 | 0.00083296 | 668.0747 | 26.8086 | 668.4087 | 1.6304 | 668.4087 | 0.27759 | 668.0747 | 0.26197 | 844.0012 | 0.023654 | 668.0747 | -0.0041471 | 668.0747 | -0.0011077 | 843.3512 | 17.8005 | 668.0747 | -0.023418 | 846.8375 | 2.2398 | 844.0012 | 0.77592 | 846.8375 | 0.00033557 | 964.4295 | 0.12689 | 1197.0281 | 0.43879 | 1026.6766 | 0.012763 | 1117.6461 | 0 | 1116.9113 | 0 | 668.075 | 0.22986 | 668.4087 | 1.6452 | 668.0747 | 5.9709 | 668.0747 | 0.69707 | 668.0747 | 3.1566 | 664.8468 | 0.2136
| 339.6228 | 0 |  |  | 339.6228 | 0.0091198 | 339.6228 | 1.3514 | 562.7785 | 0.018558 | 668.3072 | 0.022548 | 663.1066 | 0.021933 | 562.7785 | 0.029446 | 668.3072 | -0.014086 | 668.3072 | 0.014115 | 668.6409 | 0.0062472 | 668.3072 | 0.031335 | 668.3072 | 0.030909 | 668.3072 | 0.041922 | 564.8569 | 0.00049287 | 663.11 | -0.034825 | 668.6409 | 0.0068306 | 562.7785 | 0.69627 | 663.11 | -0.012798 | 668.3072 | 1.0946 | 663.11 | -0.0012825 | 668.3072 | 1.1838 | 564.8569 | 0.00045886 | 564.8569 | 0.00049801 | 668.3072 | 26.1144 | 668.6409 | 1.6691 | 668.6409 | 0.28393 | 668.3072 | 0.27358 | 844.168 | 0.03556 | 668.3072 | 0.020793 | 668.3072 | 0.0082931 | 843.5183 | 17.949 | 668.3072 | 0.012587 | 847.0059 | 2.2604 | 844.168 | 0.77909 | 847.0059 | 0.00030671 | 964.5221 | 0.12678 | 1197.0983 | 0.43937 | 1026.6895 | 0.012767 | 1117.7073 | 0 | 1116.9723 | 0 | 668.307 | 0.22947 | 668.6409 | 1.64 | 668.3072 | 5.9338 | 668.3072 | 0.71059 | 668.3072 | 3.1617 | 665.0782 | 0.21482
| 339.7006 | 0 |  |  | 339.7006 | 0.0031938 | 339.7006 | 1.384 | 562.895 | 0 | 668.5398 | 0.0027965 | 663.3392 | 0.0057049 | 562.895 | 0 | 668.5398 | -0.079752 | 668.5398 | -0.013925 | 668.8732 | -0.015941 | 668.5398 | -0.040056 | 668.5398 | -0.014204 | 668.5398 | -0.052632 | 564.9754 | 0.00092875 | 663.34 | -0.014034 | 668.8732 | -0.002625 | 562.895 | 0.65782 | 663.34 | 0.01085 | 668.5398 | 1.0753 | 663.34 | -0.0061794 | 668.5398 | 1.1747 | 564.9754 | 0.00093182 | 564.9754 | 0.0009029 | 668.5398 | 25.3436 | 668.8732 | 1.7024 | 668.8732 | 0.28549 | 668.5398 | 0.25072 | 844.3349 | 0.028833 | 668.5398 | 0.0019308 | 668.5398 | -0.0085876 | 843.6853 | 18.0838 | 668.5398 | -0.022744 | 847.1744 | 2.2822 | 844.3349 | 0.78456 | 847.1744 | 0.00034314 | 964.6147 | 0.12693 | 1197.1685 | 0.43995 | 1026.7024 | 0.012771 | 1117.7684 | 0 | 1117.0334 | 0 | 668.54 | 0.22771 | 668.8732 | 1.631 | 668.5398 | 5.9192 | 668.5398 | 0.66266 | 668.5398 | 3.14 | 665.3096 | 0.21384
| 339.7785 | 0 |  |  | 339.7785 | 0.0081605 | 339.7784 | 1.4444 | 563.0115 | 0 | 668.7724 | 0.017935 | 663.5718 | 0.03835 | 563.0115 | 0.029876 | 668.7724 | 0.05184 | 668.7724 | 0.010759 | 669.1054 | 0.0093264 | 668.7724 | 0.030663 | 668.7724 | 0.026044 | 668.7724 | 0.042927 | 565.0939 | 0.000443 | 663.57 | -0.050418 | 669.1054 | 0.0036877 | 563.0115 | 0.68499 | 663.57 | 0.0045981 | 668.7724 | 1.0792 | 663.57 | 0.0060627 | 668.7724 | 1.1636 | 565.0939 | 0.00047639 | 565.0939 | 0.00040489 | 668.7724 | 24.6129 | 669.1054 | 1.743 | 669.1054 | 0.29663 | 668.7724 | 0.28133 | 844.5017 | 0.025469 | 668.7724 | 0.022344 | 668.7724 | 0.005168 | 843.8524 | 18.2265 | 668.7724 | 0.016654 | 847.3428 | 2.2969 | 844.5017 | 0.78652 | 847.3428 | 0.00033557 | 964.7073 | 0.12734 | 1197.2387 | 0.44053 | 1026.7153 | 0.012775 | 1117.8297 | 0 | 1117.0946 | 0 | 668.772 | 0.22769 | 669.1054 | 1.622 | 668.7724 | 5.8696 | 668.7724 | 0.72246 | 668.7724 | 3.1125 | 665.541 | 0.21398
| 339.8563 | 0 |  |  | 339.8563 | 0.0044688 | 339.8563 | 1.4905 | 563.128 | 0 | 669.005 | 0.0075434 | 663.8044 | 0.0043716 | 563.128 | 0 | 669.005 | -0.076724 | 669.005 | -0.0050501 | 669.3377 | -0.01141 | 669.005 | -0.022888 | 669.005 | -0.013194 | 669.005 | -0.038638 | 565.2124 | 0.00090821 | 663.8 | -0.027548 | 669.3377 | -0.00038934 | 563.128 | 0.67412 | 663.8 | 0.0078598 | 669.005 | 1.0777 | 663.8 | 0.00081613 | 669.005 | 1.1571 | 565.2124 | 0.00095202 | 565.2124 | 0.00080937 | 669.005 | 23.8311 | 669.3377 | 1.7827 | 669.3377 | 0.2994 | 669.005 | 0.27808 | 844.6686 | 0.020343 | 669.005 | -0.0037769 | 669.005 | -0.011411 | 844.0195 | 18.3342 | 669.005 | -0.017559 | 847.5113 | 2.3146 | 844.6686 | 0.79133 | 847.5113 | 0.00039071 | 964.7999 | 0.12761 | 1197.3088 | 0.44109 | 1026.7283 | 0.012777 | 1117.8909 | 0 | 1117.1558 | 0 | 669.005 | 0.22688 | 669.3377 | 1.6165 | 669.005 | 5.8421 | 669.005 | 0.67874 | 669.005 | 3.0716 | 665.7724 | 0.21341
| 339.9341 | 0 |  |  | 339.9341 | 0.0089012 | 339.9341 | 1.5515 | 563.2445 | 0.01891 | 669.2376 | 0.027947 | 664.037 | 0.037553 | 563.2445 | 0.039118 | 669.2376 | 0.02924 | 669.2376 | 0.0047382 | 669.57 | 0.017331 | 669.2376 | 0.042867 | 669.2376 | 0.029269 | 669.2376 | 0.0226 | 565.3309 | 0.00047234 | 664.04 | -0.011954 | 669.57 | 0.0061746 | 563.2445 | 0.62627 | 664.04 | -0.0019253 | 669.2376 | 1.0707 | 664.04 | 0.011659 | 669.2376 | 1.146 | 565.3309 | 0.0004802 | 565.3309 | 0.00040489 | 669.2376 | 23.075 | 669.57 | 1.8185 | 669.57 | 0.30956 | 669.2376 | 0.29432 | 844.8355 | 0.030595 | 669.2376 | 0.014607 | 669.2376 | 0.0098752 | 844.1866 | 18.5713 | 669.2376 | 0.022919 | 847.6798 | 2.33 | 844.8355 | 0.79428 | 847.6798 | 0.000363 | 964.8925 | 0.1284 | 1197.3791 | 0.44165 | 1026.7411 | 0.012779 | 1117.9522 | 0 | 1117.2169 | 0 | 669.238 | 0.22659 | 669.57 | 1.6097 | 669.2376 | 5.8119 | 669.2376 | 0.70082 | 669.2376 | 3.0906 | 666.0038 | 0.21409
| 340.012 | 0 |  |  | 340.012 | 0.0035095 | 340.012 | 1.5968 | 563.361 | 0 | 669.4703 | 0.0099625 | 664.2696 | -0.024348 | 563.361 | 0 | 669.4703 | -0.099417 | 669.4703 | -0.014589 | 669.8023 | -0.012683 | 669.4703 | -0.042094 | 669.4703 | 0.0051134 | 669.4703 | -0.026346 | 565.4495 | 0.00089354 | 664.27 | -0.034825 | 669.8023 | -0.0023059 | 563.361 | 0.6433 | 664.27 | -0.010351 | 669.4703 | 1.0619 | 664.27 | -0.026116 | 669.4703 | 1.1392 | 565.4495 | 0.00096803 | 565.4495 | 0.00078619 | 669.4703 | 22.2825 | 669.8023 | 1.8536 | 669.8023 | 0.31377 | 669.4703 | 0.2917 | 845.0023 | 0.022052 | 669.4703 | 0.0032069 | 669.4703 | -0.0078899 | 844.3536 | 18.3749 | 669.4703 | -0.027456 | 847.8482 | 2.3438 | 845.0023 | 0.79855 | 847.8482 | 0.00036685 | 964.9852 | 0.12914 | 1197.4493 | 0.4422 | 1026.754 | 0.012781 | 1118.0133 | 0 | 1117.2779 | 0 | 669.47 | 0.22587 | 669.8023 | 1.5952 | 669.4703 | 5.7679 | 669.4703 | 0.67378 | 669.4703 | 3.0526 | 666.2352 | 0.21275
| 340.0898 | 0 |  |  | 340.0898 | 0.0093748 | 340.0898 | 1.6478 | 563.4776 | 0.015748 | 669.7029 | 0.019994 | 664.5022 | 0.017003 | 563.4776 | 0.04836 | 669.7029 | 0.005827 | 669.7029 | 0.0037667 | 670.0346 | 0.015835 | 669.7029 | 0.038222 | 669.7029 | 0.013711 | 669.7029 | 0.034076 | 565.568 | 0.00042959 | 664.5 | 0.050418 | 670.0346 | 0.0030167 | 563.4776 | 0.65678 | 664.5 | -0.0089922 | 669.7029 | 1.054 | 664.5 | 0.019004 | 669.7029 | 1.1347 | 565.568 | 0.00049164 | 565.568 | 0.0003813 | 669.7029 | 21.5342 | 670.0346 | 1.8891 | 670.0346 | 0.32257 | 669.7029 | 0.30356 | 845.1692 | 0.018688 | 669.7029 | 0.025475 | 669.7029 | 0.00082974 | 844.5207 | 18.6632 | 669.7029 | 0.011907 | 848.0167 | 2.3558 | 845.1692 | 0.80019 | 848.0167 | 0.000333 | 965.0778 | 0.12926 | 1197.5195 | 0.44274 | 1026.767 | 0.012781 | 1118.0746 | 0 | 1117.3391 | 0 | 669.703 | 0.22438 | 670.0346 | 1.5872 | 669.7029 | 5.7401 | 669.7029 | 0.68054 | 669.7029 | 3.0584 | 666.4666 | 0.21381
| 340.1677 | 0 |  |  | 340.1677 | 0.0037645 | 340.1677 | 1.6909 | 563.5941 | 0 | 669.9355 | 0.010304 | 664.7349 | -0.016773 | 563.5941 | 0 | 669.9355 | -0.054639 | 669.9355 | -0.010086 | 670.2669 | -0.020113 | 669.9355 | -0.036041 | 669.9355 | -0.026031 | 669.9355 | -0.043192 | 565.6865 | 0.0008927 | 664.73 | 0.029627 | 670.2669 | -0.0017675 | 563.5941 | 0.64957 | 664.73 | -0.0013816 | 669.9355 | 1.0387 | 664.73 | 0.002565 | 669.9355 | 1.1304 | 565.6865 | 0.00093258 | 565.6865 | 0.00078619 | 669.9355 | 20.8017 | 670.2669 | 1.9341 | 670.2669 | 0.32623 | 669.9355 | 0.29195 | 845.336 | 0.023066 | 669.9355 | -0.00077172 | 669.9355 | -0.00067473 | 844.6878 | 18.6399 | 669.9355 | -0.0077997 | 848.1852 | 2.3749 | 845.336 | 0.80368 | 848.1852 | 0.00035914 | 965.1705 | 0.12982 | 1197.5898 | 0.44328 | 1026.7799 | 0.012782 | 1118.1359 | 0 | 1117.4004 | 0 | 669.936 | 0.22309 | 670.2669 | 1.5798 | 669.9355 | 5.6924 | 669.9355 | 0.66957 | 669.9355 | 3.0064 | 666.6981 | 0.21259
| 340.2455 | 0 |  |  | 340.2455 | 0.007614 | 340.2455 | 1.7513 | 563.7106 | 0.0045078 | 670.1682 | 0.01219 | 664.9675 | 0.042972 | 563.7106 | 0.031595 | 670.1682 | 0.019281 | 670.1682 | 0.0077902 | 670.4992 | 0.017961 | 670.1682 | 0.027504 | 670.1682 | 0.016188 | 670.1682 | 0.027289 | 565.8051 | 0.00046521 | 664.97 | 0.012994 | 670.4992 | 0.003441 | 563.7106 | 0.62867 | 664.97 | 0.0054135 | 670.1682 | 1.0366 | 664.97 | 0.012708 | 670.1682 | 1.112 | 565.8051 | 0.00044285 | 565.8051 | 0.00040489 | 670.1682 | 20.0445 | 670.4992 | 1.9747 | 670.4992 | 0.33429 | 670.1682 | 0.3253 | 845.5029 | 0.036628 | 670.1682 | 0.021159 | 670.1682 | -0.0027493 | 844.8549 | 18.8713 | 670.1682 | 0.011512 | 848.3537 | 2.391 | 845.5029 | 0.80718 | 848.3537 | 0.000326 | 965.2632 | 0.13083 | 1197.66 | 0.44381 | 1026.7927 | 0.012781 | 1118.197 | 0 | 1117.4615 | 0 | 670.168 | 0.22362 | 670.4992 | 1.5712 | 670.1682 | 5.679 | 670.1682 | 0.67889 | 670.1682 | 3.0011 | 666.9295 | 0.21243
| 340.3234 | 0 |  |  | 340.3234 | 0.0010706 | 340.3234 | 1.8021 | 563.8271 | 0 | 670.4009 | 0.00080247 | 665.2002 | -0.016197 | 563.8271 | 0 | 670.4009 | -0.13083 | 670.4009 | -0.0054844 | 670.7315 | -0.013528 | 670.4009 | -0.036481 | 670.4009 | -0.0047237 | 670.4009 | -0.038166 | 565.9236 | 0.00093797 | 665.2 | -0.11071 | 670.7315 | -0.0029152 | 563.8271 | 0.66137 | 665.2 | -0.0032843 | 670.4009 | 1.0347 | 665.2 | -0.031712 | 670.4009 | 1.1076 | 565.9236 | 0.00090514 | 565.9236 | 0.00085614 | 670.4009 | 19.2601 | 670.7315 | 2.0151 | 670.7315 | 0.33973 | 670.4009 | 0.30244 | 845.6698 | 0.02344 | 670.4009 | -0.00045791 | 670.4009 | -0.016089 | 845.022 | 18.8298 | 670.4009 | -0.013224 | 848.5222 | 2.4096 | 845.6698 | 0.81308 | 848.5222 | 0.00035685 | 965.356 | 0.1316 | 1197.7304 | 0.44434 | 1026.8057 | 0.01278 | 1118.2583 | 0 | 1117.5227 | 0 | 670.401 | 0.22322 | 670.7315 | 1.5609 | 670.4009 | 5.6141 | 670.4009 | 0.6511 | 670.4009 | 2.9725 | 667.161 | 0.21197
| 340.4013 | 0 |  |  | 340.4013 | 0.0078205 | 340.4013 | 1.8692 | 563.9437 | 0.011533 | 670.6335 | 0.016987 | 665.4328 | 0.039216 | 563.9437 | 0.022353 | 670.6335 | 0.037512 | 670.6335 | 0.0080492 | 670.9639 | 0.020655 | 670.6335 | 0.030252 | 670.6335 | 0.012337 | 670.6335 | 0.030236 | 566.0421 | 0.00047611 | 665.43 | -0.062891 | 670.9639 | 0.0039603 | 563.9437 | 0.60255 | 665.43 | 0.029332 | 670.6335 | 1.0204 | 665.43 | 0.0011659 | 670.6335 | 1.0949 | 566.0421 | 0.00046305 | 566.0421 | 0.00045165 | 670.6335 | 18.6262 | 670.9639 | 2.0673 | 670.9639 | 0.3503 | 670.6335 | 0.32867 | 845.8366 | 0.025896 | 670.6335 | 0.018773 | 670.6335 | 0.0042767 | 845.1891 | 18.971 | 670.6335 | 0.0077423 | 848.6907 | 2.4261 | 845.8366 | 0.81702 | 848.6907 | 0.00035842 | 965.4487 | 0.13168 | 1197.8005 | 0.44485 | 1026.8186 | 0.012779 | 1118.3196 | 0 | 1117.5839 | 0 | 670.634 | 0.22187 | 670.9639 | 1.5539 | 670.6335 | 5.5911 | 670.6335 | 0.65756 | 670.6335 | 2.9744 | 667.3924 | 0.21207
| 340.4791 | 0 |  |  | 340.4791 | 0.0006826 | 340.4791 | 1.9092 | 564.0602 | 0 | 670.8662 | -0.0071891 | 665.6655 | -0.013428 | 564.0602 | 0 | 670.8662 | -0.040746 | 670.8662 | -0.0089805 | 671.1962 | -0.0087661 | 670.8662 | -0.041502 | 670.8662 | -0.019169 | 670.8662 | -0.04278 | 566.1607 | 0.00098575 | 665.67 | -0.07225 | 671.1962 | -0.0034817 | 564.0602 | 0.63557 | 665.67 | -0.02068 | 670.8662 | 1.0181 | 665.67 | 0.013408 | 670.8662 | 1.0787 | 566.1607 | 0.00085903 | 566.1607 | 0.00094967 | 670.8662 | 17.904 | 671.1962 | 2.1062 | 671.1962 | 0.35397 | 670.8662 | 0.3298 | 846.0035 | 0.025629 | 670.8662 | 0.0044543 | 670.8662 | -0.0080236 | 845.3562 | 19.0709 | 670.8662 | -0.015527 | 848.8591 | 2.4442 | 846.0035 | 0.8227 | 848.8591 | 0.00037642 | 965.5415 | 0.13159 | 1197.8709 | 0.44537 | 1026.8315 | 0.012777 | 1118.3809 | 0 | 1117.645 | 0 | 670.866 | 0.21962 | 671.1962 | 1.5399 | 670.8662 | 5.548 | 670.8662 | 0.64464 | 670.8662 | 2.9384 | 667.6239 | 0.21164
| 340.557 | 0 |  |  | 340.557 | 0.005671 | 340.557 | 1.9777 | 564.1768 | 0.007318 | 671.0989 | 0.018779 | 665.8982 | 0.039945 | 564.1768 | 0.029446 | 671.0989 | -0.0019033 | 671.0989 | 0.0071084 | 671.4286 | 0.019862 | 671.0989 | 0.037237 | 671.0989 | 0.016081 | 671.0989 | 0.025065 | 566.2792 | 0.00051299 | 665.9 | 0.025469 | 671.4286 | 0.0054971 | 564.1768 | 0.63222 | 665.9 | 0.0021518 | 671.0989 | 1.024 | 665.9 | 0.014807 | 671.0989 | 1.0797 | 566.2792 | 0.00039674 | 566.2792 | 0.00049801 | 671.0989 | 17.2798 | 671.4286 | 2.1507 | 671.4286 | 0.36148 | 671.0989 | 0.32518 | 846.1704 | 0.028459 | 671.0989 | 0.020559 | 671.0989 | -0.0014082 | 845.5233 | 19.1932 | 671.0989 | 0.0074179 | 849.0276 | 2.4601 | 846.1704 | 0.82565 | 849.0276 | 0.00036028 | 965.6343 | 0.13228 | 1197.9412 | 0.44587 | 1026.8445 | 0.012774 | 1118.4421 | 0 | 1117.7063 | 0 | 671.099 | 0.21931 | 671.4286 | 1.5361 | 671.0989 | 5.5175 | 671.0989 | 0.65305 | 671.0989 | 2.9386 | 667.8554 | 0.21174
| 340.6349 | 0 |  |  | 340.6349 | 0.00057235 | 340.6349 | 2.0258 | 564.2934 | 0 | 671.3316 | 0.0029409 | 666.1309 | -0.01477 | 564.2934 | 0 | 671.3316 | -0.082964 | 671.3316 | -0.010427 | 671.661 | -0.017852 | 671.3316 | -0.032088 | 671.3316 | -0.016945 | 671.3316 | -0.046045 | 566.3978 | 0.00099455 | 666.13 | -0.054577 | 671.661 | 0.00065437 | 564.2934 | 0.61185 | 666.13 | -0.006546 | 671.3316 | 1.007 | 666.13 | -0.017722 | 671.3316 | 1.0753 | 566.3978 | 0.00088037 | 566.3978 | 0.00097285 | 671.3316 | 16.5807 | 671.661 | 2.1942 | 671.661 | 0.36836 | 671.3316 | 0.34379 | 846.3373 | 0.021411 | 671.3316 | 0.00010408 | 671.3316 | 0.0077075 | 845.6904 | 19.3839 | 671.3316 | -0.013221 | 849.1961 | 2.4796 | 846.3373 | 0.83123 | 849.1961 | 0.000369 | 965.7271 | 0.13334 | 1198.0113 | 0.44637 | 1026.8573 | 0.012771 | 1118.5034 | 0 | 1117.7675 | 0 | 671.332 | 0.2188 | 671.661 | 1.5282 | 671.3316 | 5.4877 | 671.3316 | 0.63367 | 671.3316 | 2.8839 | 668.0869 | 0.21083
| 340.7127 | 0 |  |  | 340.7127 | 0.0075169 | 340.7127 | 2.0974 | 564.4099 | 0.0094255 | 671.5643 | 0.012703 | 666.3636 | 0.013494 | 564.4099 | 0.027297 | 671.5643 | 0.047532 | 671.5643 | 0.0076078 | 671.8934 | 0.024602 | 671.5643 | 0.033804 | 671.5643 | 0.018462 | 671.5643 | 0.0049784 | 566.5163 | 0.00049497 | 666.36 | -0.036903 | 671.8934 | 0.0039505 | 564.4099 | 0.58385 | 666.36 | -0.014429 | 671.5643 | 1.0021 | 666.36 | -0.0075784 | 671.5643 | 1.0716 | 566.5163 | 0.00048363 | 566.5163 | 0.00047483 | 671.5643 | 15.9671 | 671.8934 | 2.2375 | 671.8934 | 0.37891 | 671.5643 | 0.33192 | 846.5041 | 0.024988 | 671.5643 | 0.01938 | 671.5643 | -0.00062014 | 845.8575 | 19.56 | 671.5643 | 0.014312 | 849.3646 | 2.4969 | 846.5041 | 0.83451 | 849.3646 | 0.00034385 | 965.8198 | 0.13388 | 1198.0817 | 0.44686 | 1026.8702 | 0.012767 | 1118.5647 | 0 | 1117.8286 | 0 | 671.564 | 0.21835 | 671.8934 | 1.5147 | 671.5643 | 5.4526 | 671.5643 | 0.64779 | 671.5643 | 2.9016 | 668.3184 | 0.21138
| 340.7906 | 0 |  |  | 340.7906 | 0.00018234 | 340.7906 | 2.1442 | 564.5265 | 0 | 671.7971 | 0.0097948 | 666.5963 | -0.026897 | 564.5265 | 0 | 671.7971 | -0.039623 | 671.7971 | -0.013206 | 672.1258 | -0.024968 | 671.7971 | -0.037102 | 671.7971 | -0.035555 | 671.7971 | -0.042637 | 566.6349 | 0.0009912 | 666.6 | -0.078486 | 672.1258 | -0.0011113 | 564.5265 | 0.60506 | 666.6 | -0.0070897 | 671.7971 | 0.99312 | 666.6 | -0.026116 | 671.7971 | 1.0572 | 566.6349 | 0.0009181 | 566.6349 | 0.00080937 | 671.7971 | 15.3112 | 672.1258 | 2.2848 | 672.1258 | 0.38338 | 671.7971 | 0.35616 | 846.671 | 0.026537 | 671.7971 | 0.0088908 | 671.7971 | -0.0078645 | 846.0246 | 19.676 | 671.7971 | -0.022034 | 849.5332 | 2.5208 | 846.671 | 0.84292 | 849.5332 | 0.00033071 | 965.9126 | 0.1339 | 1198.152 | 0.44734 | 1026.8832 | 0.012763 | 1118.626 | 0 | 1117.8899 | 0 | 671.797 | 0.21712 | 672.1258 | 1.5093 | 671.7971 | 5.4045 | 671.7971 | 0.63217 | 671.7971 | 2.8747 | 668.5499 | 0.21093
| 340.8685 | 0 |  |  | 340.8685 | 0.0077719 | 340.8685 | 2.2077 | 564.6431 | 0.011533 | 672.0298 | 0.014455 | 666.829 | 0.029409 | 564.6431 | 0.0078267 | 672.0298 | -0.015139 | 672.0298 | 0.012551 | 672.3582 | 0.02534 | 672.0298 | 0.027482 | 672.0298 | 0.023471 | 672.0298 | 0.026293 | 566.7535 | 0.00050838 | 666.83 | -0.010915 | 672.3582 | 0.0046762 | 564.6431 | 0.56849 | 666.83 | 0.014383 | 672.0298 | 0.98609 | 666.83 | 0.00046636 | 672.0298 | 1.0598 | 566.7535 | 0.00043676 | 566.7535 | 0.00033454 | 672.0298 | 14.7557 | 672.3582 | 2.3307 | 672.3582 | 0.39587 | 672.0298 | 0.37077 | 846.8379 | 0.022532 | 672.0298 | 0.03275 | 672.0298 | 0.0046999 | 846.1917 | 19.9434 | 672.0298 | 0.016424 | 849.7017 | 2.5442 | 846.8379 | 0.84806 | 849.7017 | 0.00030585 | 966.0055 | 0.13446 | 1198.2223 | 0.44781 | 1026.8961 | 0.012759 | 1118.6874 | 0 | 1117.951 | 0 | 672.03 | 0.21713 | 672.3582 | 1.4979 | 672.0298 | 5.3913 | 672.0298 | 0.64148 | 672.0298 | 2.8696 | 668.7815 | 0.21117
| 340.9464 | 0 |  |  | 340.9464 | 0.0024409 | 340.9464 | 2.2703 | 564.7596 | 0 | 672.2625 | -0.0072742 | 667.0618 | -0.0081717 | 564.7596 | 0 | 672.2625 | -0.059932 | 672.2625 | -0.016284 | 672.5906 | -0.015428 | 672.2625 | -0.036941 | 672.2625 | -0.010597 | 672.2625 | -0.027154 | 566.872 | 0.00092917 | 667.06 | 0.030666 | 672.5906 | -0.0022168 | 564.7596 | 0.57653 | 667.06 | -0.01606 | 672.2625 | 0.97171 | 667.06 | -0.0037309 | 672.2625 | 1.04 | 566.872 | 0.00088837 | 566.872 | 0.00073943 | 672.2625 | 14.1558 | 672.5906 | 2.374 | 672.5906 | 0.39847 | 672.2625 | 0.3749 | 847.0048 | 0.02344 | 672.2625 | 0.0083758 | 672.2625 | -0.0060241 | 846.3588 | 19.9729 | 672.2625 | -0.018861 | 849.8702 | 2.5704 | 847.0048 | 0.85604 | 849.8702 | 0.00032042 | 966.0983 | 0.13507 | 1198.2926 | 0.44828 | 1026.9091 | 0.012754 | 1118.7487 | 0 | 1118.0123 | 0 | 672.263 | 0.21527 | 672.5906 | 1.4852 | 672.2625 | 5.3473 | 672.2625 | 0.62991 | 672.2625 | 2.8419 | 669.013 | 0.21068
| 341.0242 | 0 |  |  | 341.0242 | 0.0080876 | 341.0242 | 2.347 | 564.8762 | 0.030498 | 672.4953 | 0.0086936 | 667.2945 | 0.030003 | 564.8762 | 0.03138 | 672.4953 | 0.03498 | 672.4953 | 0.012506 | 672.823 | 0.020446 | 672.4953 | 0.038407 | 672.4953 | 0.02434 | 672.4953 | 0.059114 | 566.9906 | 0.00043336 | 667.29 | 0.037943 | 672.823 | 0.0016577 | 564.8762 | 0.5966 | 667.29 | -0.0087205 | 672.4953 | 0.97195 | 667.29 | 0.0011659 | 672.4953 | 1.0379 | 566.9906 | 0.00045543 | 566.9906 | 0.00040489 | 672.4953 | 13.6485 | 672.823 | 2.4312 | 672.823 | 0.41091 | 672.4953 | 0.38264 | 847.1717 | 0.02376 | 672.4953 | 0.020917 | 672.4953 | -0.015373 | 846.526 | 20.3253 | 672.4953 | 0.01442 | 850.0387 | 2.5917 | 847.1717 | 0.85888 | 850.0387 | 0.00031714 | 966.1912 | 0.13489 | 1198.3629 | 0.44874 | 1026.9219 | 0.012749 | 1118.8099 | 0 | 1118.0736 | 0 | 672.495 | 0.21534 | 672.823 | 1.48 | 672.4953 | 5.3353 | 672.4953 | 0.62931 | 672.4953 | 2.8291 | 669.2445 | 0.21175
| 341.1021 | 0 |  |  | 341.1021 | 0.0017487 | 341.1021 | 2.3752 | 564.9928 | 0 | 672.7281 | 0.0061249 | 667.5273 | -0.0074643 | 564.9928 | 0 | 672.7281 | -0.062684 | 672.7281 | -0.0097454 | 673.0554 | -0.022209 | 672.7281 | -0.039556 | 672.7281 | -0.048153 | 672.7281 | -0.026444 | 567.1092 | 0.00087804 | 667.53 | 0.014034 | 673.0554 | -0.0026102 | 564.9928 | 0.55167 | 667.53 | 0.0026954 | 672.7281 | 0.96488 | 667.53 | -0.0072287 | 672.7281 | 1.0264 | 567.1092 | 0.00092001 | 567.1092 | 0.00087972 | 672.7281 | 13.0522 | 673.0554 | 2.4805 | 673.0554 | 0.41545 | 672.7281 | 0.37515 | 847.3386 | 0.021037 | 672.7281 | 0.014809 | 672.7281 | -0.021264 | 846.6931 | 20.3856 | 672.7281 | -0.014182 | 850.2073 | 2.6153 | 847.3386 | 0.86456 | 850.2073 | 0.00033357 | 966.2841 | 0.13562 | 1198.4334 | 0.4492 | 1026.9348 | 0.012743 | 1118.8713 | 0 | 1118.1348 | 0 | 672.728 | 0.21485 | 673.0554 | 1.4727 | 672.7281 | 5.2933 | 672.7281 | 0.62586 | 672.7281 | 2.8046 | 669.4761 | 0.21097
| 341.18 | 0 |  |  | 341.18 | 0.0058653 | 341.18 | 2.4459 | 565.1094 | 0.0059129 | 672.9608 | 0.014087 | 667.76 | 0.03474 | 565.1094 | 0.041267 | 672.9608 | 0.042336 | 672.9608 | 0.0077664 | 673.2879 | 0.013183 | 672.9608 | 0.020526 | 672.9608 | 0.036272 | 672.9608 | 0.040094 | 567.2277 | 0.00044761 | 667.76 | 0.075368 | 673.2879 | 0.0021742 | 565.1094 | 0.564 | 667.76 | 0.01248 | 672.9608 | 0.95847 | 667.76 | 0.011659 | 672.9608 | 1.0217 | 567.2277 | 0.00047296 | 567.2277 | 0.00047483 | 672.9608 | 12.6223 | 673.2879 | 2.5222 | 673.2879 | 0.42586 | 672.9608 | 0.38576 | 847.5055 | 0.024134 | 672.9608 | 0.0214 | 672.9608 | 0.0092537 | 846.8602 | 20.5371 | 672.9608 | 0.018272 | 850.3758 | 2.6345 | 847.5055 | 0.86806 | 850.3758 | 0.00038 | 966.3771 | 0.13695 | 1198.5037 | 0.44965 | 1026.9478 | 0.012738 | 1118.9326 | 0 | 1118.196 | 0 | 672.961 | 0.21463 | 673.2879 | 1.4647 | 672.9608 | 5.2577 | 672.9608 | 0.63487 | 672.9608 | 2.784 | 669.7077 | 0.21171
| 341.2579 | 0 |  |  | 341.2579 | 0.00088902 | 341.2579 | 2.4989 | 565.226 | 0 | 673.1936 | 0.0027043 | 667.9928 | -0.028595 | 565.226 | 0 | 673.1936 | -0.081362 | 673.1936 | -0.0098114 | 673.5203 | -0.014317 | 673.1936 | -0.03332 | 673.1936 | -0.014376 | 673.1936 | -0.022872 | 567.3463 | 0.00093001 | 667.99 | -0.028587 | 673.5203 | -0.0021788 | 565.226 | 0.57089 | 667.99 | -0.0073615 | 673.1936 | 0.94415 | 667.99 | 0.011309 | 673.1936 | 1.0163 | 567.3463 | 0.0009181 | 567.3463 | 0.0009029 | 673.1936 | 12.0584 | 673.5203 | 2.5809 | 673.5203 | 0.43312 | 673.1936 | 0.40238 | 847.6724 | 0.027498 | 673.1936 | 0.0052786 | 673.1936 | -0.011873 | 847.0273 | 20.6563 | 673.1936 | -0.004038 | 850.5443 | 2.6556 | 847.6724 | 0.87309 | 850.5443 | 0.00040014 | 966.47 | 0.13729 | 1198.574 | 0.45009 | 1026.9607 | 0.012732 | 1118.9939 | 0 | 1118.2573 | 0 | 673.194 | 0.21262 | 673.5203 | 1.4591 | 673.1936 | 5.2224 | 673.1936 | 0.60978 | 673.1936 | 2.7648 | 669.9393 | 0.21089
| 341.3358 | 0 |  |  | 341.3358 | 0.010031 | 341.3358 | 2.5645 | 565.3426 | 0 | 673.4264 | 0.012302 | 668.2256 | 0.034665 | 565.3426 | 0.032885 | 673.4264 | 0.01168 | 673.4264 | 0.0063056 | 673.7528 | 0.0075848 | 673.4264 | 0.031423 | 673.4264 | -0.00011509 | 673.4264 | -7.2673e-05 | 567.4649 | 0.00048994 | 668.23 | 0.089919 | 673.7528 | 0.0053912 | 565.3426 | 0.58709 | 668.23 | 0.0016082 | 673.4264 | 0.95339 | 668.23 | 0.0039641 | 673.4264 | 1.0058 | 567.4649 | 0.00045086 | 567.4649 | 0.00042807 | 673.4264 | 11.5773 | 673.7528 | 2.6351 | 673.7528 | 0.44611 | 673.4264 | 0.4135 | 847.8393 | 0.023173 | 673.4264 | 0.034233 | 673.4264 | 0.0034486 | 847.1945 | 20.9321 | 673.4264 | 0.028993 | 850.7129 | 2.6692 | 847.8393 | 0.87735 | 850.7129 | 0.00038928 | 966.563 | 0.13767 | 1198.6444 | 0.45052 | 1026.9736 | 0.012725 | 1119.0553 | 0 | 1118.3186 | 0 | 673.426 | 0.21275 | 673.7528 | 1.4452 | 673.4264 | 5.1989 | 673.4264 | 0.6233 | 673.4264 | 2.7754 | 670.1708 | 0.21104
| 341.4137 | 0 |  |  | 341.4137 | 0.0015422 | 341.4137 | 2.597 | 565.4593 | 0 | 673.6592 | 0.0081439 | 668.4584 | -0.024482 | 565.4593 | 0 | 673.6592 | -0.10358 | 673.6592 | -0.0084683 | 673.9853 | -0.0055852 | 673.6592 | -0.033758 | 673.6592 | -0.02006 | 673.6592 | -0.040587 | 567.5835 | 0.00099916 | 668.46 | 0.0025989 | 673.9853 | -0.0023232 | 565.4593 | 0.53265 | 668.46 | 0.011393 | 673.6592 | 0.93331 | 668.46 | -0.017023 | 673.6592 | 0.99694 | 567.5835 | 0.00093678 | 567.5835 | 0.00094967 | 673.6592 | 11.1263 | 673.9853 | 2.6971 | 673.9853 | 0.45422 | 673.6592 | 0.42074 | 848.0062 | 0.021892 | 673.6592 | 0.0098146 | 673.6592 | -0.0054236 | 847.3616 | 21.0528 | 673.6592 | -0.015437 | 850.8814 | 2.6862 | 848.0062 | 0.88183 | 850.8814 | 0.00040328 | 966.6559 | 0.13816 | 1198.7147 | 0.45095 | 1026.9865 | 0.012719 | 1119.1167 | 0 | 1118.3799 | 0 | 673.659 | 0.21072 | 673.9853 | 1.4418 | 673.6592 | 5.1616 | 673.6592 | 0.61519 | 673.6592 | 2.7492 | 670.4024 | 0.21049
| 341.4916 | 0 |  |  | 341.4916 | 0.009727 | 341.4916 | 2.6615 | 565.5759 | 0.030889 | 673.892 | 0.017236 | 668.6912 | 0.013228 | 565.5759 | 0.03396 | 673.892 | -0.015507 | 673.8921 | 0.0066564 | 674.2178 | 0.015968 | 673.892 | 0.037482 | 673.8921 | 0.025522 | 673.8921 | 0.025278 | 567.7021 | 0.00051634 | 668.69 | -0.014034 | 674.2178 | 0.0076981 | 565.5759 | 0.53735 | 668.69 | -0.003828 | 673.892 | 0.95111 | 668.69 | 0.015157 | 673.8921 | 0.99243 | 567.7021 | 0.00049164 | 567.7021 | 0.0005216 | 673.8921 | 10.6438 | 674.2178 | 2.744 | 674.2178 | 0.46347 | 673.8921 | 0.41949 | 848.1731 | 0.023173 | 673.892 | 0.036259 | 673.892 | 0.0084161 | 847.5288 | 21.3087 | 673.892 | 0.019569 | 851.05 | 2.7047 | 848.1731 | 0.88271 | 851.05 | 0.00038057 | 966.749 | 0.13875 | 1198.7852 | 0.45137 | 1026.9994 | 0.012712 | 1119.178 | 0 | 1118.4412 | 0 | 673.892 | 0.21048 | 674.2178 | 1.433 | 673.8921 | 5.1518 | 673.8921 | 0.62556 | 673.8921 | 2.7271 | 670.634 | 0.20972
| 341.5695 | 0 |  |  | 341.5695 | 0.002028 | 341.5695 | 2.7176 | 565.6925 | 0 | 674.1249 | 8.765e-05 | 668.924 | -0.0047392 | 565.6925 | 0 | 674.1249 | -0.096351 | 674.1249 | -0.015586 | 674.4503 | -0.022062 | 674.1249 | -0.046265 | 674.1249 | -0.028804 | 674.1249 | -0.035371 | 567.8207 | 0.00099623 | 668.92 | -0.038983 | 674.4503 | 0.0010837 | 565.6925 | 0.54926 | 668.92 | 0.00079277 | 674.1249 | 0.93157 | 668.92 | 0.034744 | 674.1249 | 0.98497 | 567.8207 | 0.00088304 | 567.8207 | 0.00085614 | 674.1249 | 10.2341 | 674.4503 | 2.797 | 674.4503 | 0.46879 | 674.1249 | 0.42724 | 848.3401 | 0.033051 | 674.1249 | 0.015981 | 674.1249 | -0.0066421 | 847.6959 | 21.4232 | 674.1249 | -0.021889 | 851.2185 | 2.7261 | 848.3401 | 0.88522 | 851.2185 | 0.00037785 | 966.8419 | 0.13952 | 1198.8555 | 0.45179 | 1027.0123 | 0.012705 | 1119.2394 | 0 | 1118.5024 | 0 | 674.125 | 0.20882 | 674.4503 | 1.4231 | 674.1249 | 5.1018 | 674.1249 | 0.60032 | 674.1249 | 2.7081 | 670.8657 | 0.2095
| 341.6474 | 0 |  |  | 341.6474 | 0.0079662 | 341.6474 | 2.7843 | 565.8091 | 0.012938 | 674.3577 | 0.023946 | 669.1568 | 0.031342 | 565.8091 | 0.023858 | 674.3577 | 0.051599 | 674.3577 | 0.010814 | 674.6828 | 0.015688 | 674.3577 | 0.03356 | 674.3577 | 0.0070579 | 674.3577 | 0.027765 | 567.9392 | 0.00048575 | 669.16 | -0.024429 | 674.6828 | 0.0054111 | 565.8091 | 0.55898 | 669.16 | -0.007905 | 674.3577 | 0.92684 | 669.16 | -0.0054798 | 674.3577 | 0.97193 | 567.9392 | 0.00039293 | 567.9392 | 0.00036572 | 674.3577 | 9.8104 | 674.6828 | 2.8539 | 674.6828 | 0.48132 | 674.3577 | 0.46159 | 848.507 | 0.026483 | 674.3577 | 0.028558 | 674.3577 | 0.00092409 | 847.8631 | 21.5988 | 674.3577 | 0.0053986 | 851.3871 | 2.7434 | 848.507 | 0.88708 | 851.3871 | 0.00034642 | 966.935 | 0.13959 | 1198.9259 | 0.4522 | 1027.0253 | 0.012699 | 1119.3008 | 0 | 1118.5637 | 0 | 674.358 | 0.20817 | 674.6828 | 1.4151 | 674.3577 | 5.0719 | 674.3577 | 0.60993 | 674.3577 | 2.7092 | 671.0973 | 0.20935
| 341.7253 | 0 |  |  | 341.7253 | 0.00033334 | 341.7253 | 2.8075 | 565.9258 | 0 | 674.5906 | 0.01563 | 669.3897 | -0.017439 | 565.9258 | 0 | 674.5906 | -0.040487 | 674.5906 | -0.0092625 | 674.9153 | -0.018453 | 674.5906 | -0.042533 | 674.5906 | -0.045247 | 674.5906 | -0.017733 | 568.0578 | 0.00096395 | 669.39 | -0.056654 | 674.9153 | 0.00048577 | 565.9258 | 0.54456 | 669.39 | -0.015516 | 674.5906 | 0.91398 | 669.39 | 0.0067623 | 674.5906 | 0.96681 | 568.0578 | 0.00083578 | 568.0578 | 0.00070066 | 674.5906 | 9.4188 | 674.9153 | 2.9188 | 674.9153 | 0.49407 | 674.5906 | 0.46359 | 848.6739 | 0.029847 | 674.5906 | 0.020209 | 674.5906 | -0.00033538 | 848.0302 | 21.8349 | 674.5906 | -0.022764 | 851.5557 | 2.764 | 848.6739 | 0.89407 | 851.5557 | 0.000369 | 967.028 | 0.1395 | 1198.9963 | 0.4526 | 1027.0382 | 0.012692 | 1119.3622 | 0 | 1118.625 | 0 | 674.591 | 0.20741 | 674.9153 | 1.4107 | 674.5906 | 5.0204 | 674.5906 | 0.59596 | 674.5906 | 2.6781 | 671.3289 | 0.20941
| 341.8032 | 0 |  |  | 341.8032 | 0.0095934 | 341.8032 | 2.8642 | 566.0424 | 0.024242 | 674.8234 | 0.0079107 | 669.6225 | 0.023199 | 566.0424 | 0.016771 | 674.8234 | 0.060801 | 674.8234 | 0.0071833 | 675.1478 | 0.020536 | 674.8234 | 0.035317 | 674.8234 | 0.023365 | 674.8234 | 0.029688 | 568.1764 | 0.00048282 | 669.62 | 0.047299 | 675.1478 | 0.00025548 | 566.0424 | 0.53203 | 669.62 | 0.010034 | 674.8234 | 0.91492 | 669.62 | -0.0054798 | 674.8234 | 0.96346 | 568.1764 | 0.00044628 | 568.1764 | 0.00039689 | 674.8234 | 9.075 | 675.1478 | 2.9749 | 675.1478 | 0.50372 | 674.8234 | 0.46047 | 848.8408 | 0.021518 | 674.8234 | 0.033903 | 674.8234 | 0.0067452 | 848.1974 | 22.1494 | 674.8234 | 0.0037447 | 851.7242 | 2.7836 | 848.8408 | 0.89877 | 851.7242 | 0.00032814 | 967.1211 | 0.14005 | 1199.0668 | 0.45299 | 1027.0511 | 0.012685 | 1119.4235 | 0 | 1118.6863 | 0 | 674.823 | 0.20743 | 675.1478 | 1.3968 | 674.8234 | 5.0112 | 674.8234 | 0.60918 | 674.8234 | 2.6721 | 671.5606 | 0.209
| 341.8811 | 0 |  |  | 341.8811 | 0.0003277 | 341.8811 | 2.9302 | 566.1591 | 0 | 675.0563 | -0.0035222 | 669.8554 | -0.027437 | 566.1591 | 0 | 675.0563 | -0.022817 | 675.0563 | -0.0097681 | 675.3804 | -0.01965 | 675.0563 | -0.04442 | 675.0563 | -0.028851 | 675.0563 | -0.046844 | 568.295 | 0.00096102 | 669.86 | -0.055613 | 675.3804 | -0.0038184 | 566.1591 | 0.49765 | 669.86 | -2.2651e-05 | 675.0563 | 0.89499 | 669.86 | -0.0065291 | 675.0563 | 0.94905 | 568.295 | 0.0008697 | 568.295 | 0.00081737 | 675.0563 | 8.7065 | 675.3804 | 3.0409 | 675.3804 | 0.51076 | 675.0563 | 0.46072 | 849.0078 | 0.029634 | 675.0563 | 0.017997 | 675.0563 | -0.010315 | 848.3646 | 22.1254 | 675.0563 | -0.016665 | 851.8928 | 2.8018 | 849.0078 | 0.90741 | 851.8928 | 0.00035542 | 967.2142 | 0.14064 | 1199.1372 | 0.45338 | 1027.064 | 0.012678 | 1119.4849 | 0 | 1118.7477 | 0 | 675.056 | 0.20618 | 675.3804 | 1.3874 | 675.0563 | 4.9783 | 675.0563 | 0.55345 | 675.0563 | 2.6346 | 671.7922 | 0.20781
| 341.9591 | 0 |  |  | 341.9591 | 0.0086705 | 341.9591 | 2.9893 | 566.2757 | 0 | 675.2892 | 0.0036314 | 670.0882 | 0.020451 | 566.2757 | 0.048145 | 675.2892 | 0.036572 | 675.2892 | 0.0047513 | 675.6129 | 0.015794 | 675.2892 | 0.029996 | 675.2892 | -0.015599 | 675.2892 | 0.041753 | 568.4136 | 0.00048617 | 670.09 | -0.024429 | 675.6129 | 0.0021252 | 566.2757 | 0.49932 | 670.09 | -0.011438 | 675.2892 | 0.90314 | 670.09 | 0.012009 | 675.2892 | 0.94489 | 568.4136 | 0.0004257 | 568.4136 | 0.00048243 | 675.2892 | 8.3874 | 675.6129 | 3.1014 | 675.6129 | 0.52371 | 675.2892 | 0.47409 | 849.1747 | 0.018101 | 675.2892 | 0.031904 | 675.2892 | 0.0073425 | 848.5317 | 22.4145 | 675.2892 | 0.0016728 | 852.0614 | 2.8152 | 849.1747 | 0.9132 | 852.0614 | 0.00031428 | 967.3073 | 0.14056 | 1199.2076 | 0.45377 | 1027.0769 | 0.012671 | 1119.5463 | 0 | 1118.809 | 0 | 675.289 | 0.20605 | 675.6129 | 1.3796 | 675.2892 | 4.949 | 675.2892 | 0.61624 | 675.2892 | 2.6235 | 672.0239 | 0.20798
| 342.037 | 0 |  |  | 342.037 | 0.00016642 | 342.037 | 3.045 | 566.3924 | 0 | 675.522 | -0.012654 | 670.3211 | -0.028271 | 566.3924 | 0 | 675.522 | -0.067855 | 675.5221 | -0.010338 | 675.8455 | -0.02827 | 675.522 | -0.042065 | 675.5221 | -0.045247 | 675.5221 | -0.042303 | 568.5322 | 0.00098156 | 670.32 | -0.068091 | 675.8455 | -0.0027824 | 566.3924 | 0.47393 | 670.32 | 0.0075879 | 675.522 | 0.8878 | 670.32 | -0.0058295 | 675.5221 | 0.9278 | 568.5322 | 0.00090781 | 568.5322 | 0.00080937 | 675.5221 | 8.048 | 675.8455 | 3.1752 | 675.8455 | 0.52981 | 675.5221 | 0.47646 | 849.3416 | 0.027711 | 675.522 | 0.014661 | 675.522 | -0.0012511 | 848.6989 | 22.4291 | 675.522 | -0.027135 | 852.23 | 2.8301 | 849.3416 | 0.9214 | 852.23 | 0.00035528 | 967.4004 | 0.14087 | 1199.2781 | 0.45414 | 1027.0898 | 0.012664 | 1119.6077 | 0 | 1118.8702 | 0 | 675.522 | 0.2049 | 675.8455 | 1.369 | 675.5221 | 4.9212 | 675.5221 | 0.57688 | 675.5221 | 2.6169 | 672.2556 | 0.20825
| 342.1149 | 0 |  |  | 342.1149 | 0.0087555 | 342.1149 | 3.1064 | 566.5091 | 0.0090743 | 675.7549 | 0.0010925 | 670.554 | 0.0070277 | 566.5091 | 0.038688 | 675.7549 | 0.060363 | 675.755 | -0.0036206 | 676.078 | -0.0015407 | 675.7549 | 0.029961 | 675.755 | 0.018612 | 675.755 | 0.032434 | 568.6508 | 0.00050335 | 670.55 | 0.014034 | 676.078 | -0.001333 | 566.5091 | 0.5082 | 670.55 | -0.0011099 | 675.7549 | 0.90179 | 670.55 | -0.023318 | 675.755 | 0.94007 | 568.6508 | 0.00048439 | 568.6508 | 0.00035812 | 675.755 | 7.7741 | 676.078 | 3.2387 | 676.078 | 0.54646 | 675.755 | 0.51169 | 849.5086 | 0.030435 | 675.7549 | 0.037963 | 675.7549 | -0.0080743 | 848.8661 | 22.7296 | 675.7549 | 0.012711 | 852.3986 | 2.8462 | 849.5086 | 0.92468 | 852.3986 | 0.00034842 | 967.4935 | 0.14207 | 1199.3485 | 0.45451 | 1027.1028 | 0.012657 | 1119.6691 | 0 | 1118.9316 | 0 | 675.755 | 0.20479 | 676.078 | 1.3709 | 675.755 | 4.8897 | 675.755 | 0.588 | 675.755 | 2.6163 | 672.4873 | 0.20893
| 342.1928 | 0 |  |  | 342.1928 | 0.00095833 | 342.1928 | 3.1755 | 566.6258 | 0 | 675.9879 | -0.0016667 | 670.7869 | -0.013233 | 566.6258 | 0 | 675.9879 | -0.041909 | 675.9879 | -0.016604 | 676.3106 | -0.009539 | 675.9879 | -0.044512 | 675.9879 | -0.045247 | 675.9879 | -0.067501 | 568.7695 | 0.00098449 | 670.79 | -0.032746 | 676.3106 | -0.0055049 | 566.6258 | 0.47602 | 670.79 | -0.013069 | 675.9879 | 0.88363 | 670.79 | -0.026116 | 675.9879 | 0.93708 | 568.7695 | 0.0009585 | 568.7695 | 0.00083296 | 675.9879 | 7.4635 | 676.3106 | 3.3112 | 676.3106 | 0.55715 | 675.9879 | 0.50332 | 849.6755 | 0.023654 | 675.9879 | 0.01363 | 675.9879 | -0.0075069 | 849.0333 | 22.9628 | 675.9879 | -0.014125 | 852.5672 | 2.8637 | 849.6755 | 0.932 | 852.5672 | 0.000396 | 967.5867 | 0.14306 | 1199.4189 | 0.45488 | 1027.1157 | 0.01265 | 1119.7306 | 0 | 1118.9929 | 0 | 675.988 | 0.20262 | 676.3106 | 1.3699 | 675.9879 | 4.8747 | 675.9879 | 0.56997 | 675.9879 | 2.5833 | 672.719 | 0.20757
| 342.2708 | 0 |  |  | 342.2708 | 0.0094113 | 342.2708 | 3.2528 | 566.7424 | 0.012236 | 676.2208 | 0.018241 | 671.0198 | 0.029303 | 566.7424 | 0.0052178 | 676.2208 | 0.046697 | 676.2208 | 0.0094833 | 676.5432 | 0.019747 | 676.2208 | 0.029284 | 676.2208 | 0.0064065 | 676.2208 | 0.01888 | 568.8881 | 0.00048701 | 671.02 | 0.053536 | 676.5432 | 0.0045605 | 566.7424 | 0.48929 | 671.02 | -0.00056627 | 676.2208 | 0.88633 | 671.02 | 0.0064125 | 676.2208 | 0.92866 | 568.8881 | 0.00047487 | 568.8881 | 0.00048642 | 676.2208 | 7.2224 | 676.5432 | 3.3795 | 676.5432 | 0.57076 | 676.2208 | 0.54979 | 849.8425 | 0.02659 | 676.2208 | 0.03716 | 676.2208 | 0.005041 | 849.2004 | 23.0729 | 676.2208 | 0.018764 | 852.7358 | 2.8783 | 849.8425 | 0.93758 | 852.7358 | 0.00036757 | 967.6799 | 0.14354 | 1199.4894 | 0.45523 | 1027.1287 | 0.012644 | 1119.792 | 0 | 1119.0543 | 0 | 676.221 | 0.2024 | 676.5432 | 1.3595 | 676.2208 | 4.8589 | 676.2208 | 0.57944 | 676.2208 | 2.5967 | 672.9507 | 0.20894
| 342.3487 | 0 |  |  | 342.3487 | 0.00068861 | 342.3487 | 3.2771 | 566.8591 | 0 | 676.4537 | -0.00026625 | 671.2527 | -0.037579 | 566.8591 | 0 | 676.4537 | -0.080057 | 676.4537 | -0.0097051 | 676.7758 | -0.010106 | 676.4537 | -0.043201 | 676.4537 | -0.022807 | 676.4537 | -0.069979 | 569.0067 | 0.00099832 | 671.25 | -0.051458 | 676.7758 | -0.0037838 | 566.8591 | 0.49023 | 671.25 | -0.022582 | 676.4537 | 0.8757 | 671.25 | -0.032062 | 676.4537 | 0.91217 | 569.0067 | 0.00092115 | 569.0067 | 0.00089131 | 676.4537 | 6.9168 | 676.7758 | 3.454 | 676.7758 | 0.58131 | 676.4537 | 0.54104 | 850.0094 | 0.018047 | 676.4537 | 0.02224 | 676.4537 | -0.0046431 | 849.3676 | 23.1777 | 676.4537 | -0.0093045 | 852.9044 | 2.8986 | 850.0094 | 0.94479 | 852.9044 | 0.00040399 | 967.7731 | 0.14395 | 1199.5598 | 0.45558 | 1027.1415 | 0.012638 | 1119.8534 | 0 | 1119.1156 | 0 | 676.454 | 0.20119 | 676.7758 | 1.3456 | 676.4537 | 4.8433 | 676.4537 | 0.56802 | 676.4537 | 2.5562 | 673.1824 | 0.20699
| 342.4266 | 0 |  |  | 342.4266 | 0.0064968 | 342.4266 | 3.3176 | 566.9758 | 0.028738 | 676.6866 | 0.0020253 | 671.4856 | 0.015604 | 566.9758 | 0.03439 | 676.6866 | 0.026322 | 676.6866 | -0.0050574 | 677.0084 | 0.0094259 | 676.6866 | 0.028193 | 676.6866 | 0.014786 | 676.6866 | 0.020181 | 569.1253 | 0.00051215 | 671.49 | -0.0057175 | 677.0084 | 0.00083105 | 566.9758 | 0.48396 | 671.49 | 0.016286 | 676.6866 | 0.87411 | 671.49 | -0.0068788 | 676.6866 | 0.9073 | 569.1253 | 0.00044743 | 569.1253 | 0.00042407 | 676.6866 | 6.657 | 677.0084 | 3.5089 | 677.0084 | 0.59365 | 676.6866 | 0.54067 | 850.1764 | 0.028352 | 676.6866 | 0.043086 | 676.6866 | 0.0067347 | 849.5348 | 23.5382 | 676.6866 | 0.017445 | 853.073 | 2.9204 | 850.1764 | 0.94818 | 853.073 | 0.00039114 | 967.8663 | 0.14458 | 1199.6304 | 0.45593 | 1027.1544 | 0.012632 | 1119.9148 | 0 | 1119.177 | 0 | 676.687 | 0.20071 | 677.0084 | 1.3423 | 676.6866 | 4.7902 | 676.6866 | 0.57373 | 676.6866 | 2.559 | 673.4141 | 0.20667
| 342.5046 | 0 |  |  | 342.5046 | 2.4256e-05 | 342.5046 | 3.3343 | 567.0925 | 0 | 676.9196 | -0.0089679 | 671.7185 | -0.014098 | 567.0925 | 0 | 676.9196 | -0.11352 | 676.9196 | -0.008171 | 677.2411 | -0.015237 | 676.9196 | -0.042256 | 676.9196 | -0.033935 | 676.9196 | -0.056521 | 569.2439 | 0.0009824 | 671.72 | -0.071209 | 677.2411 | -0.0025107 | 567.0925 | 0.46829 | 671.72 | -0.0016535 | 676.9196 | 0.85598 | 671.72 | -0.013874 | 676.9196 | 0.89812 | 569.2439 | 0.00086513 | 569.2439 | 0.00086413 | 676.9196 | 6.354 | 677.2411 | 3.5656 | 677.2411 | 0.60371 | 676.9196 | 0.54454 | 850.3433 | 0.023387 | 676.9196 | 0.015991 | 676.9196 | -0.010537 | 849.702 | 23.5685 | 676.9196 | -0.013298 | 853.2416 | 2.9428 | 850.3433 | 0.95244 | 853.2416 | 0.00041557 | 967.9595 | 0.14512 | 1199.7008 | 0.45627 | 1027.1674 | 0.012626 | 1119.9763 | 0 | 1119.2384 | 0 | 676.92 | 0.19941 | 677.2411 | 1.3233 | 676.9196 | 4.7396 | 676.9196 | 0.55735 | 676.9196 | 2.5128 | 673.6459 | 0.20521
| 342.5825 | 0 |  |  | 342.5825 | 0.011889 | 342.5825 | 3.3797 | 567.2092 | 0 | 677.1525 | 0.011411 | 671.9515 | 0.014253 | 567.2092 | 0.037184 | 677.1525 | 0.030063 | 677.1526 | 0.0087869 | 677.4737 | 0.010363 | 677.1525 | 0.03206 | 677.1526 | 0.0045184 | 677.1526 | 0.02218 | 569.3625 | 0.00047318 | 671.95 | -0.0057175 | 677.4737 | 0.0019829 | 567.2092 | 0.47122 | 671.95 | -0.005187 | 677.1525 | 0.84307 | 671.95 | 0.015507 | 677.1526 | 0.89599 | 569.3625 | 0.00041884 | 569.3625 | 0.00045924 | 677.1526 | 6.1361 | 677.4737 | 3.625 | 677.4737 | 0.61644 | 677.1526 | 0.57203 | 850.5103 | 0.030969 | 677.1525 | 0.034244 | 677.1525 | 0.01106 | 849.8692 | 23.8413 | 677.1525 | 0.0091858 | 853.4102 | 2.9618 | 850.5103 | 0.95572 | 853.4102 | 0.00039385 | 968.0527 | 0.14555 | 1199.7714 | 0.4566 | 1027.1803 | 0.01262 | 1120.0377 | 0 | 1119.2997 | 0 | 677.153 | 0.20011 | 677.4737 | 1.3186 | 677.1526 | 4.7052 | 677.1526 | 0.56306 | 677.1526 | 2.5411 | 673.8776 | 0.2048
| 342.6604 | 0 |  |  | 342.6604 | 0.0019551 | 342.6604 | 3.4237 | 567.3259 | 0 | 677.3855 | 0.0082415 | 672.1844 | -0.013019 | 567.3259 | 0 | 677.3855 | -0.086271 | 677.3855 | -0.0039938 | 677.7063 | -0.024406 | 677.3855 | -0.031891 | 677.3855 | -0.0016673 | 677.3855 | -0.048817 | 569.4812 | 0.00094929 | 672.18 | 0.028587 | 677.7063 | -0.0047079 | 567.3259 | 0.48166 | 672.18 | -0.019864 | 677.3855 | 0.84203 | 672.18 | 0.0067623 | 677.3855 | 0.8799 | 569.4812 | 0.00090857 | 569.4812 | 0.00080937 | 677.3855 | 5.8611 | 677.7063 | 3.7029 | 677.7063 | 0.62881 | 677.3855 | 0.5714 | 850.6772 | 0.02328 | 677.3855 | 0.019187 | 677.3855 | -0.0097786 | 850.0364 | 24.0158 | 677.3855 | -0.0081496 | 853.5788 | 2.9841 | 850.6772 | 0.96337 | 853.5788 | 0.00044599 | 968.146 | 0.14603 | 1199.8418 | 0.45693 | 1027.1932 | 0.012615 | 1120.0992 | 0 | 1119.3611 | 0 | 677.386 | 0.19836 | 677.7063 | 1.3097 | 677.3855 | 4.6815 | 677.3855 | 0.5527 | 677.3855 | 2.481 | 674.1094 | 0.20368
| 342.7384 | 0 |  |  | 342.7384 | 0.0061325 | 342.7384 | 3.482 | 567.4426 | 0.016802 | 677.6185 | 0.0083416 | 672.4174 | 0.031927 | 567.4426 | 0.025792 | 677.6185 | 0.017096 | 677.6185 | 0.0026577 | 677.939 | 0.0076224 | 677.6185 | 0.035197 | 677.6185 | 0.024807 | 677.6185 | 0.030699 | 569.5998 | 0.00047988 | 672.42 | 0.059772 | 677.939 | 0.0028476 | 567.4426 | 0.43527 | 672.42 | -0.0016535 | 677.6185 | 0.84884 | 672.42 | 0.0078116 | 677.6185 | 0.88001 | 569.5998 | 0.0004985 | 569.5998 | 0.0003813 | 677.6185 | 5.7021 | 677.939 | 3.7805 | 677.939 | 0.64159 | 677.6185 | 0.59026 | 850.8442 | 0.030969 | 677.6185 | 0.041357 | 677.6185 | 0.0061013 | 850.2036 | 24.1784 | 677.6185 | 0.014675 | 853.7474 | 3.0063 | 850.8442 | 0.96588 | 853.7474 | 0.00043628 | 968.2393 | 0.14625 | 1199.9124 | 0.45725 | 1027.2062 | 0.01261 | 1120.1606 | 0 | 1119.4225 | 0 | 677.619 | 0.19817 | 677.939 | 1.3042 | 677.6185 | 4.658 | 677.6185 | 0.56577 | 677.6185 | 2.4857 | 674.3411 | 0.20429
| 342.8163 | 0 |  |  | 342.8163 | 0.0016515 | 342.8163 | 3.5559 | 567.5594 | 0 | 677.8515 | 0.00063604 | 672.6504 | -0.023731 | 567.5594 | 0 | 677.8515 | -0.11969 | 677.8515 | -0.013875 | 678.1716 | -0.024747 | 677.8515 | -0.042553 | 677.8515 | 0.0086865 | 677.8515 | -0.058507 | 569.7184 | 0.00094677 | 672.65 | 0.041062 | 678.1717 | -0.0059048 | 567.5594 | 0.43862 | 672.65 | -0.017691 | 677.8515 | 0.84002 | 672.65 | -0.0030314 | 677.8515 | 0.87042 | 569.7184 | 0.00093678 | 569.7184 | 0.00073943 | 677.8515 | 5.44 | 678.1717 | 3.8581 | 678.1717 | 0.65118 | 677.8515 | 0.60988 | 851.0112 | 0.015858 | 677.8515 | 0.0124 | 677.8515 | 0.0049044 | 850.3708 | 24.4118 | 677.8515 | -0.011098 | 853.9161 | 3.0283 | 851.0112 | 0.96938 | 853.9161 | 0.00047014 | 968.3326 | 0.14644 | 1199.9829 | 0.45757 | 1027.2191 | 0.012606 | 1120.2222 | 0 | 1119.4839 | 0 | 677.851 | 0.19691 | 678.1716 | 1.2991 | 677.8515 | 4.6269 | 677.8515 | 0.53857 | 677.8515 | 2.4459 | 674.5729 | 0.20386
| 342.8943 | 0 |  |  | 342.8943 | 0.0058289 | 342.8943 | 3.6018 | 567.6761 | 0.03128 | 678.0845 | 0.022898 | 672.8833 | 0.030343 | 567.6761 | 0.040623 | 678.0845 | 0.054316 | 678.0845 | 0.0085844 | 678.4043 | 0.023405 | 678.0845 | 0.033942 | 678.0845 | -0.0024596 | 678.0845 | 0.021345 | 569.8371 | 0.00047234 | 672.88 | 0.035864 | 678.4043 | 0.0071328 | 567.6761 | 0.43799 | 672.88 | -0.0016535 | 678.0845 | 0.84489 | 672.88 | 0.01096 | 678.0845 | 0.87204 | 569.8371 | 0.00044704 | 569.8371 | 0.0003813 | 678.0845 | 5.2913 | 678.4043 | 3.9364 | 678.4043 | 0.67062 | 678.0845 | 0.6205 | 851.1781 | 0.027978 | 678.0845 | 0.043132 | 678.0845 | -0.0020034 | 850.538 | 24.5112 | 678.0845 | 0.0086134 | 854.0847 | 3.048 | 851.1781 | 0.96829 | 854.0847 | 0.00042857 | 968.4259 | 0.14727 | 1200.0533 | 0.45788 | 1027.2319 | 0.012601 | 1120.2836 | 0 | 1119.5453 | 0 | 678.084 | 0.19672 | 678.4043 | 1.2955 | 678.0845 | 4.6169 | 678.0845 | 0.56652 | 678.0845 | 2.4921 | 674.8047 | 0.20457
| 342.9722 | 0 |  |  | 342.9722 | 0.0022344 | 342.9722 | 3.6329 | 567.7928 | 0 | 678.3175 | -0.0093342 | 673.1163 | -0.014633 | 567.7928 | 0 | 678.3175 | -0.013072 | 678.3175 | -0.014206 | 678.637 | -0.020082 | 678.3175 | -0.047981 | 678.3175 | -0.0143 | 678.3175 | -0.04724 | 569.9557 | 0.00097695 | 673.12 | -0.037943 | 678.637 | -0.0040247 | 567.7928 | 0.4149 | 673.12 | -0.013613 | 678.3175 | 0.83185 | 673.12 | -0.00513 | 678.3175 | 0.85667 | 569.9557 | 0.00086513 | 569.9557 | 0.00085614 | 678.3175 | 5.0591 | 678.637 | 4.0297 | 678.637 | 0.67958 | 678.3175 | 0.62587 | 851.3451 | 0.02627 | 678.3175 | 0.021243 | 678.3175 | -0.00087775 | 850.7052 | 24.6544 | 678.3175 | -0.014121 | 854.2533 | 3.0708 | 851.3451 | 0.97364 | 854.2533 | 0.00045328 | 968.5192 | 0.14864 | 1200.1239 | 0.45818 | 1027.2449 | 0.012597 | 1120.3451 | 0 | 1119.6067 | 0 | 678.317 | 0.19537 | 678.637 | 1.2836 | 678.3175 | 4.591 | 678.3175 | 0.54383 | 678.3175 | 2.4431 | 675.0365 | 0.20455
| 343.0502 | 0 |  |  | 343.0502 | 0.0082455 | 343.0502 | 3.6763 | 567.9096 | 0.014343 | 678.5505 | 0.028221 | 673.3493 | 0.036657 | 567.9096 | 0.038688 | 678.5505 | 0.0011011 | 678.5505 | 0.011989 | 678.8697 | 0.0041219 | 678.5505 | 0.041395 | 678.5505 | -0.0027249 | 678.5505 | 0.036256 | 570.0743 | 0.00050838 | 673.35 | 0.02235 | 678.8697 | 0.009822 | 567.9096 | 0.42733 | 673.35 | 0.026071 | 678.5505 | 0.83466 | 673.35 | 0.0078116 | 678.5505 | 0.85439 | 570.0743 | 0.00042685 | 570.0743 | 0.00049801 | 678.5505 | 4.9118 | 678.8697 | 4.1072 | 678.8697 | 0.69987 | 678.5505 | 0.64386 | 851.5121 | 0.020824 | 678.5505 | 0.048644 | 678.5505 | 0.0052503 | 850.8725 | 24.8315 | 678.5505 | 0.028602 | 854.422 | 3.0916 | 851.5121 | 0.97725 | 854.422 | 0.00040885 | 968.6126 | 0.14947 | 1200.1945 | 0.45848 | 1027.2578 | 0.012594 | 1120.4066 | 0 | 1119.6681 | 0 | 678.551 | 0.19507 | 678.8697 | 1.2844 | 678.5505 | 4.5673 | 678.5505 | 0.55014 | 678.5505 | 2.4422 | 675.2683 | 0.20397
| 343.1281 | 0 |  |  | 343.1281 | 0.004226 | 343.1281 | 3.7067 | 568.0263 | 0 | 678.7835 | 0.0027246 | 673.5823 | 0.012655 | 568.0263 | 0 | 678.7835 | -0.068009 | 678.7835 | -0.019174 | 679.1024 | -0.022887 | 678.7835 | -0.042114 | 678.7835 | -0.051474 | 678.7835 | -0.040767 | 570.193 | 0.0009824 | 673.58 | 0.026508 | 679.1024 | -0.0041233 | 568.0263 | 0.40989 | 673.58 | 0.0045981 | 678.7835 | 0.82059 | 673.58 | 0.021452 | 678.7835 | 0.84464 | 570.193 | 0.00087237 | 570.193 | 0.00094967 | 678.7835 | 4.702 | 679.1024 | 4.1795 | 679.1024 | 0.70978 | 678.7835 | 0.64073 | 851.6791 | 0.018314 | 678.7835 | 0.024699 | 678.7835 | -0.0049966 | 851.0397 | 24.9257 | 678.7835 | -0.019791 | 854.5906 | 3.1137 | 851.6791 | 0.98436 | 854.5906 | 0.00043599 | 968.7059 | 0.14947 | 1200.265 | 0.45877 | 1027.2708 | 0.012591 | 1120.4681 | 0 | 1119.7295 | 0 | 678.784 | 0.19341 | 679.1024 | 1.268 | 678.7835 | 4.5161 | 678.7835 | 0.52806 | 678.7835 | 2.3892 | 675.5001 | 0.20419
| 343.2061 | 0 |  |  | 343.2061 | 0.0074561 | 343.2061 | 3.7652 | 568.1431 | 0.011533 | 679.0166 | 0.012336 | 673.8154 | 5.2573e-05 | 568.1431 | 0.028371 | 679.0166 | 0.012898 | 679.0166 | 0.0078524 | 679.3351 | 0.0068572 | 679.0166 | 0.038947 | 679.0166 | 0.028271 | 679.0166 | 0.021738 | 570.3116 | 0.00047737 | 673.82 | -0.028587 | 679.3351 | 0.0055168 | 568.1431 | 0.4335 | 673.82 | -0.0098077 | 679.0166 | 0.81927 | 673.82 | -0.017023 | 679.0166 | 0.83901 | 570.3116 | 0.00045238 | 570.3116 | 0.00045165 | 679.0166 | 4.5397 | 679.3351 | 4.2472 | 679.3351 | 0.72552 | 679.0166 | 0.66072 | 851.8461 | 0.013028 | 679.0166 | 0.042601 | 679.0166 | -0.0017839 | 851.2069 | 25.0126 | 679.0166 | 0.015535 | 854.7593 | 3.1334 | 851.8461 | 0.98938 | 854.7593 | 0.00038614 | 968.7993 | 0.14949 | 1200.3356 | 0.45906 | 1027.2837 | 0.012588 | 1120.5295 | 0 | 1119.7909 | 0 | 679.017 | 0.19348 | 679.3351 | 1.2626 | 679.0166 | 4.503 | 679.0166 | 0.54458 | 679.0166 | 2.3962 | 675.732 | 0.20336
| 343.2841 | 0 |  |  | 343.2841 | 0.00050941 | 343.2841 | 3.7727 | 568.2598 | 0 | 679.2496 | -0.0044752 | 674.0484 | -0.01639 | 568.2598 | 0 | 679.2496 | -0.057456 | 679.2496 | -0.011424 | 679.5679 | -0.030278 | 679.2496 | -0.046009 | 679.2496 | -0.033693 | 679.2496 | -0.040113 | 570.4303 | 0.0010029 | 674.05 | -0.016113 | 679.5679 | -0.0024043 | 568.2598 | 0.40717 | 674.05 | 0.011937 | 679.2496 | 0.80237 | 674.05 | -0.036609 | 679.2496 | 0.83303 | 570.4303 | 0.00087846 | 570.4303 | 0.00092249 | 679.2496 | 4.3439 | 679.5679 | 4.336 | 679.5679 | 0.73357 | 679.2496 | 0.66834 | 852.013 | 0.02344 | 679.2496 | 0.015728 | 679.2496 | -0.0063736 | 851.3741 | 25.0973 | 679.2496 | -0.0075716 | 854.9279 | 3.1561 | 852.013 | 0.99594 | 854.9279 | 0.00041999 | 968.8927 | 0.15002 | 1200.4061 | 0.45934 | 1027.2966 | 0.012586 | 1120.5911 | 0 | 1119.8524 | 0 | 679.25 | 0.19144 | 679.5679 | 1.2505 | 679.2496 | 4.4561 | 679.2496 | 0.524 | 679.2496 | 2.3713 | 675.9638 | 0.20262
| 343.362 | 0 |  |  | 343.362 | 0.0058896 | 343.362 | 3.8148 | 568.3766 | 0.0217 | 679.4827 | 0.0081354 | 674.2814 | 0.025062 | 568.3766 | 0.027942 | 679.4827 | 0.043132 | 679.4827 | 0.0087316 | 679.8006 | 0.028609 | 679.4827 | 0.030684 | 679.4827 | 0.012365 | 679.4827 | 0.048153 | 570.5489 | 0.00052808 | 674.28 | 0.02339 | 679.8006 | 0.005556 | 568.3766 | 0.41302 | 674.28 | -0.0076332 | 679.4827 | 0.81082 | 674.28 | -0.02052 | 679.4827 | 0.8242 | 570.5489 | 0.00043218 | 570.5489 | 0.00047083 | 679.4827 | 4.2235 | 679.8006 | 4.4093 | 679.8006 | 0.75216 | 679.4827 | 0.6892 | 852.18 | 0.023867 | 679.4827 | 0.037762 | 679.4827 | -0.0030096 | 851.5414 | 25.2802 | 679.4827 | 0.0068435 | 855.0966 | 3.1809 | 852.18 | 0.99813 | 855.0966 | 0.00038871 | 968.9861 | 0.15064 | 1200.4767 | 0.45962 | 1027.3096 | 0.012584 | 1120.6526 | 0 | 1119.9138 | 0 | 679.483 | 0.19159 | 679.8006 | 1.2452 | 679.4827 | 4.445 | 679.4827 | 0.53587 | 679.4827 | 2.3753 | 676.1956 | 0.20328
| 343.44 | 0 |  |  | 343.44 | 0.0024409 | 343.44 | 3.8494 | 568.4934 | 0 | 679.7158 | 0.0079732 | 674.5145 | -0.020745 | 568.4934 | 0 | 679.7158 | -0.065703 | 679.7158 | -0.0096591 | 680.0333 | -0.00038962 | 679.7158 | -0.036589 | 679.7158 | -0.01173 | 679.7158 | -0.026874 | 570.6676 | 0.0010021 | 674.51 | 0.025469 | 680.0333 | -0.0017403 | 568.4934 | 0.39505 | 674.51 | -0.036716 | 679.7158 | 0.79851 | 674.51 | -0.036959 | 679.7158 | 0.82491 | 570.6676 | 0.00088532 | 570.6676 | 0.00087572 | 679.7158 | 4.0328 | 680.0333 | 4.4939 | 680.0333 | 0.7679 | 679.7158 | 0.70494 | 852.347 | 0.022159 | 679.7158 | 0.029584 | 679.7158 | -0.003606 | 851.7086 | 25.2575 | 679.7158 | -0.0038961 | 855.2653 | 3.2058 | 852.347 | 0.99911 | 855.2653 | 0.00043957 | 969.0795 | 0.15112 | 1200.5474 | 0.45989 | 1027.3225 | 0.012583 | 1120.7141 | 0 | 1119.9752 | 0 | 679.716 | 0.18949 | 680.0333 | 1.2427 | 679.7158 | 4.4044 | 679.7158 | 0.51439 | 679.7158 | 2.3466 | 676.4275 | 0.20248
| 343.518 | 0 |  |  | 343.518 | 0.0076626 | 343.518 | 3.8927 | 568.6101 | 0 | 679.9488 | 0.017097 | 674.7475 | 0.020723 | 568.6101 | 0.039978 | 679.9488 | 0.073366 | 679.9488 | 0.0077344 | 680.2661 | 0.011083 | 679.9488 | 0.030893 | 679.9488 | 0.042756 | 679.9488 | 0.0015513 | 570.7863 | 0.0004891 | 674.75 | -0.00051979 | 680.2661 | 0.006704 | 568.6101 | 0.4009 | 674.75 | 0.0037826 | 679.9488 | 0.80399 | 674.75 | 0.0011659 | 679.9488 | 0.82263 | 570.7863 | 0.00046305 | 570.7863 | 0.00040489 | 679.9488 | 3.9198 | 680.2661 | 4.5779 | 680.2661 | 0.78531 | 679.9488 | 0.71394 | 852.514 | 0.024027 | 679.9488 | 0.046566 | 679.9488 | 0.000409 | 851.8759 | 25.6063 | 679.9488 | 0.024852 | 855.4339 | 3.2213 | 852.514 | 0.9978 | 855.4339 | 0.00039457 | 969.173 | 0.15148 | 1200.6179 | 0.46016 | 1027.3354 | 0.012582 | 1120.7756 | 0 | 1120.0367 | 0 | 679.949 | 0.19019 | 680.2661 | 1.2374 | 679.9488 | 4.387 | 679.9488 | 0.53226 | 679.9488 | 2.3438 | 676.6594 | 0.20317
| 343.5959 | 0 |  |  | 343.5959 | 7.3094e-05 | 343.5959 | 3.8862 | 568.7269 | 0 | 680.1819 | -0.0034799 | 674.9806 | -0.046865 | 568.7269 | 0 | 680.1819 | -0.066767 | 680.1819 | -0.01014 | 680.4989 | -0.013557 | 680.1819 | -0.042156 | 680.1819 | -0.024365 | 680.1819 | -0.040892 | 570.9049 | 0.0010004 | 674.98 | 0.014034 | 680.4989 | -0.0058101 | 568.7269 | 0.39087 | 674.98 | -0.0095359 | 680.1819 | 0.78901 | 674.98 | -0.0054798 | 680.1819 | 0.81111 | 570.9049 | 0.00087122 | 570.9049 | 0.0009029 | 680.1819 | 3.735 | 680.4989 | 4.6582 | 680.4989 | 0.79428 | 680.1819 | 0.71981 | 852.681 | 0.020343 | 680.1819 | 0.028098 | 680.1819 | 0.001943 | 852.0431 | 25.4667 | 680.1819 | -0.021293 | 855.6026 | 3.2405 | 852.681 | 1.0017 | 855.6026 | 0.00044871 | 969.2665 | 0.15206 | 1200.6885 | 0.46042 | 1027.3483 | 0.012582 | 1120.8373 | 0 | 1120.0981 | 0 | 680.182 | 0.18807 | 680.4989 | 1.2252 | 680.1819 | 4.3461 | 680.1819 | 0.5216 | 680.1819 | 2.3161 | 676.8913 | 0.20332
| 343.6739 | 0 |  |  | 343.6739 | 0.0082455 | 343.6739 | 3.9019 | 568.8437 | 0.022091 | 680.415 | 0.012641 | 675.2137 | 0.037966 | 568.8437 | 0.027512 | 680.415 | 0.012929 | 680.415 | 0.0038894 | 680.7316 | 0.011614 | 680.415 | 0.032359 | 680.415 | 0.0014753 | 680.415 | 0.021027 | 571.0236 | 0.00052515 | 675.21 | 0.032746 | 680.7316 | 0.0017049 | 568.8437 | 0.39641 | 675.21 | -0.0070897 | 680.415 | 0.78205 | 675.21 | -0.021219 | 680.415 | 0.80578 | 571.0236 | 0.00041237 | 571.0236 | 0.00049801 | 680.415 | 3.6478 | 680.7316 | 4.7304 | 680.7316 | 0.81709 | 680.415 | 0.74455 | 852.848 | 0.027498 | 680.415 | 0.046664 | 680.415 | 0.0030424 | 852.2104 | 25.6595 | 680.415 | 0.017833 | 855.7713 | 3.2595 | 852.848 | 1.0044 | 855.7713 | 0.00041785 | 969.36 | 0.15289 | 1200.7592 | 0.46067 | 1027.3612 | 0.012582 | 1120.8988 | 0 | 1120.1597 | 0 | 680.415 | 0.18797 | 680.7316 | 1.2172 | 680.415 | 4.3187 | 680.415 | 0.51709 | 680.415 | 2.3167 | 677.1231 | 0.20329
| 343.7519 | 0 |  |  | 343.7519 | 0.0028295 | 343.7519 | 3.9139 | 568.9605 | 0 | 680.6481 | 0.0030028 | 675.4468 | -0.0056541 | 568.9605 | 0 | 680.6481 | -0.077307 | 680.6481 | -0.013198 | 680.9644 | -0.0142 | 680.6481 | -0.043636 | 680.6481 | -0.011985 | 680.6481 | -0.05576 | 571.1422 | 0.00099623 | 675.45 | -0.016113 | 680.9644 | -0.0013847 | 568.9605 | 0.42106 | 675.45 | 0.013839 | 680.6481 | 0.78037 | 675.45 | 0.025301 | 680.6481 | 0.79929 | 571.1422 | 0.00078242 | 571.1422 | 0.00097285 | 680.6481 | 3.4454 | 680.9644 | 4.8193 | 680.9644 | 0.83512 | 680.6481 | 0.74267 | 853.015 | 0.021945 | 680.6481 | 0.028025 | 680.6481 | 0.0076896 | 852.3776 | 25.7865 | 680.6481 | -0.026825 | 855.94 | 3.2771 | 853.015 | 1.0123 | 855.94 | 0.00044214 | 969.4535 | 0.15293 | 1200.8297 | 0.46093 | 1027.3741 | 0.012582 | 1120.9603 | 0 | 1120.2211 | 0 | 680.648 | 0.1868 | 680.9644 | 1.2118 | 680.6481 | 4.2937 | 680.6481 | 0.50282 | 680.6481 | 2.2724 | 677.355 | 0.2025
| 343.8299 | 0 |  |  | 343.8299 | 0.0085005 | 343.8299 | 3.941 | 569.0773 | 0.011533 | 680.8813 | 0.0043974 | 675.6799 | 0.014103 | 569.0773 | 0.021244 | 680.8813 | 0.012534 | 680.8813 | 0.003086 | 681.1972 | 0.021872 | 680.8813 | 0.042493 | 680.8813 | 0.026219 | 680.8813 | 0.021329 | 571.2609 | 0.00048407 | 675.68 | -0.016113 | 681.1972 | 0.0037643 | 569.0773 | 0.37008 | 675.68 | -0.017962 | 680.8813 | 0.77892 | 675.68 | -0.0058295 | 680.8813 | 0.78483 | 571.2609 | 0.00037883 | 571.2609 | 0.00047483 | 680.8813 | 3.3754 | 681.1972 | 4.9082 | 681.1972 | 0.84941 | 680.8813 | 0.76541 | 853.182 | 0.018047 | 680.8813 | 0.063869 | 680.8813 | 0.016806 | 852.5449 | 25.8008 | 680.8813 | 0.025021 | 856.1087 | 3.291 | 853.182 | 1.0162 | 856.1087 | 0.00041199 | 969.5471 | 0.15273 | 1200.9004 | 0.46117 | 1027.3871 | 0.012583 | 1121.0219 | 0 | 1120.2826 | 0 | 680.881 | 0.18634 | 681.1972 | 1.1965 | 680.8813 | 4.2671 | 680.8813 | 0.51198 | 680.8813 | 2.2724 | 677.5869 | 0.20263
| 343.9079 | 0 |  |  | 343.9079 | 0.0022708 | 343.9079 | 3.9469 | 569.1941 | 0 | 681.1144 | -0.0089136 | 675.913 | -0.027437 | 569.1941 | 0 | 681.1144 | -0.10011 | 681.1144 | -0.012156 | 681.43 | -0.031525 | 681.1144 | -0.043389 | 681.1144 | -0.011386 | 681.1144 | -0.027538 | 571.3796 | 0.00097359 | 675.91 | -0.0036384 | 681.43 | -0.0062213 | 569.1941 | 0.36569 | 675.91 | -0.030465 | 681.1144 | 0.77605 | 675.91 | -0.00513 | 681.1144 | 0.77859 | 571.3796 | 0.000803 | 571.3796 | 0.00082896 | 681.1144 | 3.2381 | 681.43 | 4.988 | 681.43 | 0.86125 | 681.1144 | 0.7714 | 853.349 | 0.023013 | 681.1144 | 0.022161 | 681.1144 | 0.00065271 | 852.7121 | 25.8919 | 681.1144 | -0.025677 | 856.2773 | 3.311 | 853.349 | 1.0261 | 856.2773 | 0.00044999 | 969.6406 | 0.15351 | 1200.9711 | 0.46141 | 1027.4 | 0.012584 | 1121.0835 | 0 | 1120.3441 | 0 | 681.114 | 0.18475 | 681.43 | 1.1939 | 681.1144 | 4.2225 | 681.1144 | 0.50237 | 681.1144 | 2.2347 | 677.8189 | 0.20225
| 343.9859 | 0 |  |  | 343.9859 | 0.0067761 | 343.9859 | 3.9627 | 569.3109 | 0.025219 | 681.3475 | 0.015638 | 676.1461 | 0.03485 | 569.3109 | 0.030091 | 681.3475 | 0.020127 | 681.3475 | 0.0056833 | 681.6629 | 0.0066574 | 681.3475 | 0.029197 | 681.3475 | 0.022451 | 681.3475 | 0.044708 | 571.4983 | 0.00049162 | 676.15 | -0.0025989 | 681.6628 | 0.0034551 | 569.3109 | 0.37008 | 676.15 | -0.0024689 | 681.3475 | 0.76793 | 676.15 | -0.0058295 | 681.3475 | 0.78767 | 571.4983 | 0.00043028 | 571.4983 | 0.00035413 | 681.3475 | 3.1476 | 681.6628 | 5.0627 | 681.6628 | 0.88181 | 681.3475 | 0.80276 | 853.516 | 0.022425 | 681.3475 | 0.053187 | 681.3475 | 0.0038755 | 852.8794 | 25.9365 | 681.3475 | 0.0081748 | 856.446 | 3.3287 | 853.516 | 1.0342 | 856.446 | 0.00042571 | 969.7341 | 0.15456 | 1201.0416 | 0.46165 | 1027.413 | 0.012586 | 1121.145 | 0 | 1120.4056 | 0 | 681.348 | 0.18459 | 681.6629 | 1.187 | 681.3475 | 4.1976 | 681.3475 | 0.51529 | 681.3475 | 2.2669 | 678.0508 | 0.20255
| 344.0639 | 0 |  |  | 344.0639 | 0.0020765 | 344.0638 | 3.9751 | 569.4277 | 0 | 681.5807 | 0.0037895 | 676.3792 | -0.017476 | 569.4277 | 0 | 681.5807 | -0.059649 | 681.5807 | -0.013644 | 681.8957 | -0.021035 | 681.5807 | -0.047746 | 681.5807 | 0.0074223 | 681.5807 | -0.034601 | 571.6169 | 0.00097192 | 676.38 | -0.035864 | 681.8957 | -0.0013872 | 569.4277 | 0.39265 | 676.38 | -0.0060024 | 681.5807 | 0.7582 | 676.38 | 0.0078116 | 681.5807 | 0.77179 | 571.6169 | 0.00082168 | 571.6169 | 0.00082896 | 681.5807 | 2.9764 | 681.8957 | 5.1527 | 681.8957 | 0.89423 | 681.5807 | 0.81275 | 853.6831 | 0.022052 | 681.5807 | 0.033393 | 681.5807 | -0.0076029 | 853.0467 | 25.7589 | 681.5807 | -0.011786 | 856.6147 | 3.3494 | 853.6831 | 1.0459 | 856.6147 | 0.00045399 | 969.8278 | 0.15506 | 1201.1123 | 0.46188 | 1027.4259 | 0.012588 | 1121.2067 | 0 | 1120.467 | 0 | 681.581 | 0.18305 | 681.8957 | 1.18 | 681.5807 | 4.1563 | 681.5807 | 0.46601 | 681.5807 | 2.2119 | 678.2827 | 0.20208
| 344.1418 | 0 |  |  | 344.1418 | 0.0065454 | 344.1418 | 4.0042 | 569.5446 | 0.03128 | 681.8138 | 0.01226 | 676.6123 | 0.028548 | 569.5446 | 0.027297 | 681.8138 | 0.03416 | 681.8138 | 0.0090338 | 682.1285 | 0.013812 | 681.8138 | 0.036521 | 681.8138 | 0.017467 | 681.8138 | 0.0236 | 571.7356 | 0.00048282 | 676.61 | 0.040022 | 682.1285 | 0.0024642 | 569.5446 | 0.35346 | 676.61 | -0.007905 | 681.8138 | 0.76202 | 676.61 | 0.011309 | 681.8138 | 0.77504 | 571.7356 | 0.0003975 | 571.7356 | 0.00047483 | 681.8138 | 2.9105 | 682.1285 | 5.2318 | 682.1285 | 0.91455 | 681.8138 | 0.82462 | 853.8501 | 0.027605 | 681.8138 | 0.050486 | 681.8138 | 0.0063796 | 853.2139 | 26.0852 | 681.8138 | 0.012833 | 856.7834 | 3.3686 | 853.8501 | 1.0498 | 856.7834 | 0.00043357 | 969.9213 | 0.15504 | 1201.183 | 0.4621 | 1027.4388 | 0.012591 | 1121.2682 | 0 | 1120.5286 | 0 | 681.814 | 0.18337 | 682.1285 | 1.1755 | 681.8138 | 4.1309 | 681.8138 | 0.53452 | 681.8138 | 2.2153 | 678.5147 | 0.20171
| 344.2198 | 0 |  |  | 344.2198 | 0.0029995 | 344.2198 | 4.0153 | 569.6614 | 0.002111 | 682.047 | 0.0068341 | 676.8455 | -0.01899 | 569.6614 | 0 | 682.047 | -0.048286 | 682.047 | -0.0094712 | 682.3614 | -0.01281 | 682.047 | -0.050562 | 682.047 | -0.022513 | 682.047 | -0.055455 | 571.8543 | 0.00092917 | 676.85 | -0.040022 | 682.3614 | -0.0041186 | 569.6614 | 0.38585 | 676.85 | -0.016331 | 682.047 | 0.73912 | 676.85 | -0.016322 | 682.047 | 0.75769 | 571.8543 | 0.0008011 | 571.8543 | 0.00087972 | 682.047 | 2.7765 | 682.3614 | 5.3307 | 682.3614 | 0.93669 | 682.047 | 0.83624 | 854.0171 | 0.028726 | 682.047 | 0.039599 | 682.047 | 0.0035334 | 853.3812 | 25.7589 | 682.047 | -0.039473 | 856.9521 | 3.3937 | 854.0171 | 1.0553 | 856.9521 | 0.00047257 | 970.015 | 0.15514 | 1201.2537 | 0.46232 | 1027.4518 | 0.012594 | 1121.3298 | 0 | 1120.5901 | 0 | 682.047 | 0.18173 | 682.3614 | 1.1683 | 682.047 | 4.1013 | 682.047 | 0.49906 | 682.047 | 2.1938 | 678.7466 | 0.20123
| 344.2978 | 0 |  |  | 344.2978 | 0.0070797 | 344.2978 | 4.04 | 569.7782 | 0.0038054 | 682.2802 | 0.018815 | 677.0786 | 0.01744 | 569.7782 | 0.026437 | 682.2802 | 0.033091 | 682.2802 | 0.014129 | 682.5942 | 0.027964 | 682.2802 | 0.04267 | 682.2802 | 0.030234 | 682.2802 | 0.041507 | 571.973 | 0.00045557 | 677.08 | 0.033785 | 682.5942 | 0.0073725 | 569.7782 | 0.35461 | 677.08 | -0.0019253 | 682.2802 | 0.74571 | 677.08 | 0.007112 | 682.2802 | 0.75906 | 571.973 | 0.00040627 | 571.973 | 0.00040489 | 682.2802 | 2.7346 | 682.5942 | 5.4093 | 682.5942 | 0.95255 | 682.2802 | 0.85848 | 854.1841 | 0.025522 | 682.2802 | 0.053588 | 682.2802 | 0.0041386 | 853.5485 | 25.9819 | 682.2802 | 0.017383 | 857.1209 | 3.42 | 854.1841 | 1.0573 | 857.1209 | 0.00045042 | 970.1086 | 0.15573 | 1201.3243 | 0.46254 | 1027.4647 | 0.012597 | 1121.3914 | 0 | 1120.6516 | 0 | 682.28 | 0.18154 | 682.5942 | 1.1597 | 682.2802 | 4.0789 | 682.2802 | 0.50012 | 682.2802 | 2.1893 | 678.9786 | 0.20134
| 344.3758 | 0 |  |  | 344.3758 | 0.00028308 | 344.3758 | 4.0237 | 569.8951 | 0 | 682.5134 | -0.0066707 | 677.3118 | -0.021153 | 569.8951 | 0 | 682.5134 | -0.11487 | 682.5134 | -0.012891 | 682.8271 | -0.024903 | 682.5134 | -0.033358 | 682.5134 | -0.016114 | 682.5134 | -0.011337 | 572.0917 | 0.00089103 | 677.31 | -0.011954 | 682.8271 | -0.0026215 | 569.8951 | 0.33811 | 677.31 | -0.0070897 | 682.5134 | 0.73686 | 677.31 | -0.015274 | 682.5134 | 0.74805 | 572.0917 | 0.00075956 | 572.0917 | 0.00083296 | 682.5134 | 2.5836 | 682.8271 | 5.5096 | 682.8271 | 0.97407 | 682.5134 | 0.84349 | 854.3511 | 0.021037 | 682.5134 | 0.02943 | 682.5134 | -0.0092441 | 853.7158 | 26.0166 | 682.5134 | -0.02541 | 857.2896 | 3.4476 | 854.3511 | 1.0653 | 857.2896 | 0.00047357 | 970.2023 | 0.15617 | 1201.395 | 0.46275 | 1027.4775 | 0.0126 | 1121.453 | 0 | 1120.7131 | 0 | 682.513 | 0.18066 | 682.8271 | 1.1533 | 682.5134 | 4.0649 | 682.5134 | 0.48629 | 682.5134 | 2.1736 | 679.2106 | 0.20096
| 344.4538 | 0 |  |  | 344.4538 | 0.0066547 | 344.4538 | 4.0365 | 570.0119 | 0.024828 | 682.7466 | 0.0038501 | 677.545 | 0.0213 | 570.0119 | 0.0022362 | 682.7466 | 0.044402 | 682.7466 | 0.010205 | 683.06 | 0.020084 | 682.7466 | 0.025798 | 682.7466 | 0.031421 | 682.7466 | 0.017151 | 572.2104 | 0.00044216 | 677.54 | 0.012994 | 683.06 | 0.0022761 | 570.0119 | 0.36444 | 677.54 | -0.006546 | 682.7466 | 0.73759 | 677.54 | 0.00011659 | 682.7466 | 0.74993 | 572.2104 | 0.00035481 | 572.2104 | 0.00042807 | 682.7466 | 2.496 | 683.06 | 5.5926 | 683.06 | 0.99319 | 682.7466 | 0.90083 | 854.5182 | 0.026857 | 682.7466 | 0.057669 | 682.7466 | 0.012302 | 853.8831 | 26.0674 | 682.7466 | 0.0059198 | 857.4583 | 3.4692 | 854.5182 | 1.0728 | 857.4583 | 0.00044242 | 970.296 | 0.1564 | 1201.4657 | 0.46296 | 1027.4905 | 0.012604 | 1121.5147 | 0 | 1120.7747 | 0 | 682.747 | 0.18022 | 683.06 | 1.1531 | 682.7466 | 4.0434 | 682.7466 | 0.49831 | 682.7466 | 2.1806 | 679.4426 | 0.20089
| 344.5319 | 0 |  |  | 344.5319 | 0.00033329 | 344.5318 | 4.0293 | 570.1288 | 0 | 682.9798 | -0.0050479 | 677.7782 | -0.0036561 | 570.1288 | 0 | 682.9798 | -0.077117 | 682.9798 | -0.01861 | 683.2929 | -0.018786 | 682.9798 | -0.044307 | 682.9798 | -0.020362 | 682.9798 | -0.037022 | 572.3291 | 0.00091618 | 677.78 | -0.078486 | 683.2929 | -0.0056664 | 570.1288 | 0.35085 | 677.78 | 0.0075879 | 682.9798 | 0.7427 | 677.78 | 0.0088609 | 682.9798 | 0.74835 | 572.3291 | 0.00073555 | 572.3291 | 0.00083296 | 682.9798 | 2.4018 | 683.2929 | 5.6897 | 683.2929 | 1.0145 | 682.9798 | 0.89271 | 854.6852 | 0.02045 | 682.9798 | 0.037519 | 682.9798 | -0.0099685 | 854.0503 | 25.9216 | 682.9798 | -0.02055 | 857.627 | 3.4918 | 854.6852 | 1.086 | 857.627 | 0.00046714 | 970.3896 | 0.15667 | 1201.5364 | 0.46316 | 1027.5034 | 0.012608 | 1121.5763 | 0 | 1120.8362 | 0 | 682.98 | 0.17889 | 683.2929 | 1.1467 | 682.9798 | 4.0311 | 682.9798 | 0.48074 | 682.9798 | 2.1555 | 679.6746 | 0.20087
| 344.6099 | 0 |  |  | 344.6099 | 0.0058289 | 344.6099 | 4.0431 | 570.2456 | 0.0038054 | 683.213 | 0.002394 | 678.0114 | 0.042094 | 570.2456 | 0.020871 | 683.213 | 0.012745 | 683.213 | 0.0064041 | 683.5258 | 0.022411 | 683.213 | 0.032884 | 683.213 | -0.0095162 | 683.213 | 0.031283 | 572.4478 | 0.0004803 | 678.01 | 0.040022 | 683.5258 | 0.0018326 | 570.2456 | 0.34218 | 678.01 | 0.019004 | 683.213 | 0.73644 | 678.01 | 0.032996 | 683.213 | 0.73866 | 572.4478 | 0.00038226 | 572.4478 | 0.00040489 | 683.213 | 2.3698 | 683.5258 | 5.7755 | 683.5258 | 1.0396 | 683.213 | 0.9383 | 854.8523 | 0.03241 | 683.213 | 0.064604 | 683.213 | 0.0094892 | 854.2176 | 26.0711 | 683.213 | 0.016057 | 857.7957 | 3.5157 | 854.8523 | 1.0943 | 857.7957 | 0.00043857 | 970.4834 | 0.15738 | 1201.6072 | 0.46335 | 1027.5164 | 0.012613 | 1121.6378 | 0 | 1120.8978 | 0 | 683.213 | 0.1786 | 683.5258 | 1.1378 | 683.213 | 4.0266 | 683.213 | 0.50372 | 683.213 | 2.1416 | 679.9066 | 0.20153
| 344.6879 | 0 |  |  | 344.6879 | 0.001773 | 344.6879 | 4.0476 | 570.3625 | 0 | 683.4462 | -0.018313 | 678.2446 | -0.033336 | 570.3625 | 0 | 683.4462 | -0.075778 | 683.4462 | -0.021111 | 683.7587 | -0.017846 | 683.4462 | -0.054381 | 683.4462 | -0.01674 | 683.4462 | -0.046599 | 572.5665 | 0.0009824 | 678.24 | -0.10967 | 683.7587 | -0.012949 | 570.3625 | 0.33717 | 678.24 | -0.028834 | 683.4462 | 0.71658 | 678.24 | -0.011426 | 683.4462 | 0.72593 | 572.5665 | 0.0007729 | 572.5665 | 0.00093807 | 683.4462 | 2.2406 | 683.7587 | 5.8607 | 683.7587 | 1.0562 | 683.4462 | 0.93568 | 855.0193 | 0.019809 | 683.4462 | 0.035326 | 683.4462 | -0.0033553 | 854.3849 | 25.9597 | 683.4462 | -0.018423 | 857.9645 | 3.5384 | 855.0193 | 1.1028 | 857.9645 | 0.00046557 | 970.5771 | 0.1586 | 1201.6779 | 0.46354 | 1027.5293 | 0.012617 | 1121.6995 | 0 | 1120.9594 | 0 | 683.446 | 0.17696 | 683.7587 | 1.1306 | 683.4462 | 3.9906 | 683.4462 | 0.47593 | 683.4462 | 2.1367 | 680.1386 | 0.2002
| 344.7659 | 0 |  |  | 344.7659 | 0.0077233 | 344.7659 | 4.0288 | 570.4794 | 0.016451 | 683.6795 | 0.010105 | 678.4778 | 0.015292 | 570.4794 | 0.052229 | 683.6795 | 0.038461 | 683.6795 | 0.0035848 | 683.9916 | 0.023059 | 683.6795 | 0.035384 | 683.6795 | 0.010294 | 683.6795 | 0.035408 | 572.6852 | 0.00051006 | 678.48 | -0.032746 | 683.9916 | 0.0021245 | 570.4794 | 0.35169 | 678.48 | -0.0040998 | 683.6795 | 0.73041 | 678.48 | 0.0085112 | 683.6795 | 0.72487 | 572.6852 | 0.00039064 | 572.6852 | 0.00053319 | 683.6795 | 2.203 | 683.9916 | 5.927 | 683.9916 | 1.0848 | 683.6795 | 0.97203 | 855.1863 | 0.02611 | 683.6795 | 0.063425 | 683.6795 | 0.0020942 | 854.5522 | 25.8348 | 683.6795 | 0.020181 | 858.1332 | 3.5598 | 855.1863 | 1.1054 | 858.1332 | 0.00042599 | 970.6708 | 0.15897 | 1201.7485 | 0.46373 | 1027.5422 | 0.012622 | 1121.7611 | 0 | 1121.0209 | 0 | 683.679 | 0.17633 | 683.9916 | 1.1227 | 683.6795 | 3.9709 | 683.6795 | 0.4923 | 683.6795 | 2.141 | 680.3706 | 0.20033
| 344.8439 | 0 |  |  | 344.8439 | 0.0027323 | 344.8439 | 4.0135 | 570.5962 | 0 | 683.9127 | -0.0098673 | 678.711 | -0.013033 | 570.5962 | 0 | 683.9127 | -0.075066 | 683.9127 | -0.012469 | 684.2245 | -0.018115 | 683.9127 | -0.047887 | 683.9127 | 0.01493 | 683.9127 | -0.048062 | 572.8039 | 0.00097359 | 678.71 | 0.037943 | 684.2245 | -0.0042741 | 570.5962 | 0.32975 | 678.71 | -0.019049 | 683.9127 | 0.70975 | 678.71 | -0.011426 | 683.9127 | 0.71964 | 572.8039 | 0.00075842 | 572.8039 | 0.00096125 | 683.9127 | 2.0959 | 684.2245 | 5.9999 | 684.2245 | 1.1007 | 683.9127 | 0.95667 | 855.3534 | 0.020717 | 683.9127 | 0.039768 | 683.9127 | -0.0080295 | 854.7195 | 25.8095 | 683.9127 | -0.0096064 | 858.302 | 3.5834 | 855.3534 | 1.1105 | 858.302 | 0.00047214 | 970.7646 | 0.15911 | 1201.8193 | 0.46391 | 1027.5552 | 0.012627 | 1121.8228 | 0 | 1121.0824 | 0 | 683.913 | 0.17563 | 684.2245 | 1.1178 | 683.9127 | 3.9287 | 683.9127 | 0.47232 | 683.9127 | 2.109 | 680.6026 | 0.20016
| 344.9219 | 0 |  |  | 344.9219 | 0.0065332 | 344.9219 | 4.006 | 570.7131 | 0.015748 | 684.146 | -0.012131 | 678.9442 | 0.0091274 | 570.7131 | 0.016399 | 684.146 | 0.030385 | 684.146 | 0.0056317 | 684.4575 | -0.002475 | 684.146 | 0.036738 | 684.146 | 0.022947 | 684.146 | 0.015517 | 572.9226 | 0.00047234 | 678.94 | 0.054577 | 684.4575 | 0.0040356 | 570.7131 | 0.36203 | 678.94 | -0.0073615 | 684.146 | 0.71409 | 678.94 | -0.0093273 | 684.146 | 0.70351 | 572.9226 | 0.00036815 | 572.9226 | 0.00042807 | 684.146 | 2.0278 | 684.4575 | 6.0456 | 684.4575 | 1.1128 | 684.146 | 1.0006 | 855.5204 | 0.027017 | 684.146 | 0.064542 | 684.146 | -0.0039584 | 854.8868 | 25.8285 | 684.146 | 0.019452 | 858.4707 | 3.6074 | 855.5204 | 1.1115 | 858.4707 | 0.00045814 | 970.8584 | 0.16003 | 1201.89 | 0.46409 | 1027.5681 | 0.012632 | 1121.8844 | 0 | 1121.144 | 0 | 684.146 | 0.17515 | 684.4575 | 1.0975 | 684.146 | 3.8894 | 684.146 | 0.47593 | 684.146 | 2.089 | 680.8347 | 0.20034
| 344.9999 | 0 |  |  | 344.9999 | 0.0019673 | 344.9999 | 3.9829 | 570.83 | 0 | 684.3793 | -0.0015062 | 679.1775 | -0.00027354 | 570.83 | 0 | 684.3793 | -0.10201 | 684.3793 | -0.01074 | 684.6904 | -0.023263 | 684.3793 | -0.038898 | 684.3793 | 0.0030924 | 684.3793 | -0.040277 | 573.0413 | 0.00094258 | 679.18 | 0.061854 | 684.6904 | -0.00057371 | 570.83 | 0.32525 | 679.18 | -0.0043715 | 684.3793 | 0.70133 | 679.18 | 0.017256 | 684.3793 | 0.70127 | 573.0413 | 0.00075575 | 573.0413 | 0.00080937 | 684.3793 | 1.9189 | 684.6904 | 6.1209 | 684.6904 | 1.1373 | 684.3793 | 0.98565 | 855.6875 | 0.018581 | 684.3793 | 0.040037 | 684.3793 | -0.00029138 | 855.0541 | 25.6603 | 684.3793 | -0.0061728 | 858.6395 | 3.6299 | 855.6875 | 1.1134 | 858.6395 | 0.00049399 | 970.9522 | 0.161 | 1201.9608 | 0.46427 | 1027.5811 | 0.012637 | 1121.9462 | 0 | 1121.2056 | 0 | 684.379 | 0.17435 | 684.6904 | 1.0925 | 684.3793 | 3.869 | 684.3793 | 0.4606 | 684.3793 | 2.0619 | 681.0668 | 0.19855
| 345.078 | 0 |  |  | 345.078 | 0.0077233 | 345.078 | 3.9856 | 570.9469 | 0.040273 | 684.6125 | 0.0015448 | 679.4107 | 0.031094 | 570.9469 | 0.021708 | 684.6125 | 0.029484 | 684.6125 | 0.0075677 | 684.9234 | 0.014323 | 684.6125 | 0.036299 | 684.6125 | -0.008563 | 684.6125 | 0.060921 | 573.16 | 0.00047904 | 679.41 | 0.034825 | 684.9234 | 0.0043237 | 570.9469 | 0.34814 | 679.41 | 0.0065008 | 684.6125 | 0.70384 | 679.41 | -0.0016322 | 684.6125 | 0.68195 | 573.16 | 0.00038797 | 573.16 | 0.0003893 | 684.6125 | 1.8692 | 684.9234 | 6.1667 | 684.9234 | 1.1528 | 684.6125 | 1.0299 | 855.8545 | 0.027391 | 684.6125 | 0.053967 | 684.6125 | 0.01357 | 855.2215 | 25.6109 | 684.6125 | 0.02265 | 858.8082 | 3.6483 | 855.8545 | 1.1135 | 858.8082 | 0.00047357 | 971.046 | 0.16122 | 1202.0316 | 0.46443 | 1027.594 | 0.012643 | 1122.0078 | 0 | 1121.2672 | 0 | 684.613 | 0.17388 | 684.9234 | 1.0769 | 684.6125 | 3.8417 | 684.6125 | 0.47893 | 684.6125 | 2.0653 | 681.2988 | 0.19946
| 345.156 | 0 |  |  | 345.156 | 0.0038495 | 345.156 | 3.9723 | 571.0638 | 0 | 684.8458 | -0.016975 | 679.644 | -0.02589 | 571.0638 | 0 | 684.8458 | -0.088625 | 684.8458 | -0.016494 | 685.1563 | -0.013149 | 684.8458 | -0.042543 | 684.8458 | -0.02639 | 684.8458 | -0.038073 | 573.2787 | 0.00095809 | 679.64 | -0.021311 | 685.1564 | -0.0045067 | 571.0638 | 0.32118 | 679.64 | 0.0094906 | 684.8458 | 0.68967 | 679.64 | -0.0089774 | 684.8458 | 0.6929 | 573.2787 | 0.00077899 | 573.2787 | 0.00074742 | 684.8458 | 1.7812 | 685.1564 | 6.2261 | 685.1564 | 1.1755 | 684.8458 | 1.0415 | 856.0216 | 0.019542 | 684.8458 | 0.044112 | 684.8458 | -0.01093 | 855.3888 | 25.4077 | 684.8458 | -0.01783 | 858.977 | 3.6688 | 856.0216 | 1.1189 | 858.977 | 0.00048142 | 971.1399 | 0.16091 | 1202.1023 | 0.46459 | 1027.6069 | 0.012648 | 1122.0695 | 0 | 1121.3287 | 0 | 684.846 | 0.17216 | 685.1563 | 1.0802 | 684.8458 | 3.8007 | 684.8458 | 0.46166 | 684.8458 | 2.0342 | 681.5309 | 0.19972
| 345.234 | 0 |  |  | 345.234 | 0.0053432 | 345.234 | 3.9528 | 571.1807 | 0.030498 | 685.0791 | 0.013813 | 679.8773 | 0.029085 | 571.1807 | 0.023858 | 685.0791 | 0.019674 | 685.0791 | 0.0074737 | 685.3893 | 0.0033211 | 685.0791 | 0.043671 | 685.0791 | 7.5543e-06 | 685.0791 | 0.014672 | 573.3975 | 0.00047988 | 679.88 | 0.027548 | 685.3893 | 0.0053342 | 571.1807 | 0.31909 | 679.88 | -0.0013816 | 685.0791 | 0.69386 | 679.88 | 0.021452 | 685.0791 | 0.69656 | 573.3975 | 0.0003914 | 573.3975 | 0.00036572 | 685.0791 | 1.765 | 685.3893 | 6.2989 | 685.3893 | 1.2036 | 685.0791 | 1.0892 | 856.1887 | 0.0291 | 685.0791 | 0.059398 | 685.0791 | 0.014025 | 855.5561 | 25.4289 | 685.0791 | 0.032545 | 859.1458 | 3.6899 | 856.1887 | 1.1244 | 859.1458 | 0.00046514 | 971.2338 | 0.16123 | 1202.1731 | 0.46475 | 1027.6199 | 0.012653 | 1122.1311 | 0 | 1121.3904 | 0 | 685.079 | 0.17191 | 685.3893 | 1.0803 | 685.0791 | 3.7858 | 685.0791 | 0.46932 | 685.0791 | 2.0391 | 681.763 | 0.19963
| 345.3121 | 0 |  |  | 345.3121 | 0.00037423 | 345.3121 | 3.9384 | 571.2976 | 0 | 685.3124 | 0.0045223 | 680.1105 | -0.044617 | 571.2976 | 0 | 685.3124 | -0.10297 | 685.3124 | -0.0094567 | 685.6223 | -0.021296 | 685.3124 | -0.046971 | 685.3124 | -0.017859 | 685.3124 | -0.053658 | 573.5162 | 0.00097988 | 680.11 | -0.064972 | 685.6223 | -0.0028474 | 571.2976 | 0.33957 | 680.11 | -0.013069 | 685.3124 | 0.68895 | 680.11 | -0.023668 | 685.3124 | 0.68737 | 573.5162 | 0.00079614 | 573.5162 | 0.00071625 | 685.3124 | 1.6513 | 685.6223 | 6.359 | 685.6223 | 1.2245 | 685.3124 | 1.0903 | 856.3557 | 0.020717 | 685.3124 | 0.050753 | 685.3124 | -0.0001609 | 855.7234 | 25.3222 | 685.3124 | -0.0091862 | 859.3145 | 3.7139 | 856.3557 | 1.1328 | 859.3145 | 0.00051242 | 971.3276 | 0.16176 | 1202.2439 | 0.46491 | 1027.6328 | 0.012658 | 1122.1929 | 0 | 1121.452 | 0 | 685.312 | 0.17075 | 685.6223 | 1.066 | 685.3124 | 3.7446 | 685.3124 | 0.44408 | 685.3124 | 2.0053 | 681.9951 | 0.19923
| 345.3901 | 0 |  |  | 345.3901 | 0.0064725 | 345.3901 | 3.9394 | 571.4145 | 0.0090743 | 685.5458 | 0.0056677 | 680.3438 | 0.038948 | 571.4145 | 0.03396 | 685.5458 | 0.063722 | 685.5458 | 0.0107 | 685.8553 | 0.018133 | 685.5458 | 0.036657 | 685.5458 | 0.00058301 | 685.5458 | 0.017246 | 573.6349 | 0.00050042 | 680.34 | -0.017152 | 685.8553 | -0.0023734 | 571.4145 | 0.32024 | 680.34 | -0.005187 | 685.5458 | 0.68686 | 680.34 | -0.015274 | 685.5458 | 0.68829 | 573.6349 | 0.00040474 | 573.6349 | 0.00035812 | 685.5458 | 1.6248 | 685.8553 | 6.4166 | 685.8553 | 1.2476 | 685.5458 | 1.1288 | 856.5228 | 0.027391 | 685.5458 | 0.072724 | 685.5458 | 0.012321 | 855.8908 | 25.4007 | 685.5458 | 0.011632 | 859.4833 | 3.7299 | 856.5228 | 1.1365 | 859.4833 | 0.00047357 | 971.4215 | 0.16214 | 1202.3147 | 0.46505 | 1027.6458 | 0.012664 | 1122.2545 | 0 | 1121.5137 | 0 | 685.546 | 0.1699 | 685.8553 | 1.0645 | 685.5458 | 3.7517 | 685.5458 | 0.46872 | 685.5458 | 2.0261 | 682.2272 | 0.20012
| 345.4681 | 0 |  |  | 345.4681 | 0.0011155 | 345.4681 | 3.9003 | 571.5315 | 0 | 685.7791 | -0.0041524 | 680.5771 | -0.013278 | 571.5315 | 0 | 685.7791 | -0.14393 | 685.7791 | -0.010437 | 686.0883 | -0.021386 | 685.7791 | -0.047253 | 685.7791 | -0.02653 | 685.7791 | -0.080063 | 573.7537 | 0.00099916 | 680.58 | -0.0015593 | 686.0883 | -0.0051939 | 571.5315 | 0.31167 | 680.58 | 0.0010646 | 685.7791 | 0.67768 | 680.58 | 0.015157 | 685.7791 | 0.67652 | 573.7537 | 0.00071497 | 573.7537 | 0.00083296 | 685.7791 | 1.5559 | 686.0883 | 6.4912 | 686.0883 | 1.2765 | 685.7791 | 1.1369 | 856.6898 | 0.025255 | 685.7791 | 0.044307 | 685.7791 | -0.0085037 | 856.0581 | 25.0827 | 685.7791 | -0.018561 | 859.6521 | 3.7523 | 856.6898 | 1.1426 | 859.6521 | 0.00048271 | 971.5154 | 0.1625 | 1202.3855 | 0.4652 | 1027.6587 | 0.012669 | 1122.3163 | 0 | 1121.5752 | 0 | 685.779 | 0.16911 | 686.0883 | 1.0594 | 685.7791 | 3.7274 | 685.7791 | 0.44513 | 685.7791 | 2.0008 | 682.4593 | 0.2001
| 345.5462 | 0 |  |  | 345.5462 | 0.0068854 | 345.5462 | 3.8945 | 571.6484 | 0.030889 | 686.0124 | 0.010686 | 680.8104 | 0.019417 | 571.6484 | 0.030091 | 686.0124 | 0.024506 | 686.0124 | 0.01405 | 686.3214 | 0.015584 | 686.0124 | 0.035426 | 686.0124 | 0.018609 | 686.0124 | 0.02366 | 573.8724 | 0.00049958 | 680.81 | -0.044181 | 686.3214 | 0.002619 | 571.6484 | 0.32316 | 680.81 | -0.0147 | 686.0124 | 0.68428 | 680.81 | -0.008278 | 686.0124 | 0.66855 | 573.8724 | 0.00030984 | 573.8724 | 0.00047483 | 686.0124 | 1.5416 | 686.3214 | 6.5454 | 686.3214 | 1.3009 | 686.0124 | 1.1309 | 856.8569 | 0.025362 | 686.0124 | 0.070042 | 686.0124 | -0.0017103 | 856.2254 | 24.83 | 686.0124 | 0.023765 | 859.8208 | 3.7733 | 856.8569 | 1.1467 | 859.8208 | 0.00048028 | 971.6093 | 0.16262 | 1202.4563 | 0.46534 | 1027.6716 | 0.012673 | 1122.3779 | 0 | 1121.6368 | 0 | 686.012 | 0.16846 | 686.3214 | 1.0537 | 686.0124 | 3.726 | 686.0124 | 0.46316 | 686.0124 | 2.017 | 682.6914 | 0.20011
| 345.6242 | 0 |  |  | 345.6242 | 0.0026109 | 345.6242 | 3.8682 | 571.7654 | 0 | 686.2458 | 0.0010569 | 681.0438 | -0.027313 | 571.7654 | 0 | 686.2458 | -0.1292 | 686.2458 | -0.01398 | 686.5544 | -0.019253 | 686.2458 | -0.047863 | 686.2458 | -0.023221 | 686.2458 | -0.053541 | 573.9911 | 0.00095348 | 681.04 | -0.0098758 | 686.5544 | -0.0039254 | 571.7654 | 0.30781 | 681.04 | -0.024757 | 686.2458 | 0.67085 | 681.04 | -0.015623 | 686.2458 | 0.66094 | 573.9911 | 0.0006921 | 573.9911 | 0.00083296 | 686.2458 | 1.4576 | 686.5544 | 6.6068 | 686.5544 | 1.3261 | 686.2458 | 1.1669 | 857.024 | 0.025736 | 686.2458 | 0.049273 | 686.2458 | -0.0010507 | 856.3927 | 24.7196 | 686.2458 | -0.022256 | 859.9896 | 3.7925 | 857.024 | 1.155 | 859.9896 | 0.00051414 | 971.7032 | 0.16289 | 1202.5271 | 0.46547 | 1027.6846 | 0.012678 | 1122.4397 | 0 | 1121.6985 | 0 | 686.246 | 0.16714 | 686.5544 | 1.044 | 686.2458 | 3.6809 | 686.2458 | 0.43972 | 686.2458 | 1.9624 | 682.9236 | 0.20063
| 345.7023 | 0 |  |  | 345.7023 | 0.0062054 | 345.7023 | 3.8458 | 571.8823 | 0 | 686.4791 | 0.013704 | 681.2771 | 0.027883 | 571.8823 | 0.038688 | 686.4791 | -0.0072782 | 686.4791 | 0.0091554 | 686.7874 | 0.011465 | 686.4791 | 0.031696 | 686.4791 | 0.013814 | 686.4791 | 0.057848 | 574.1099 | 0.00045473 | 681.28 | -0.032746 | 686.7874 | 0.0041391 | 571.8823 | 0.31188 | 681.28 | -0.0057306 | 686.4791 | 0.6713 | 681.28 | -0.015623 | 686.4791 | 0.672 | 574.1099 | 0.0003834 | 574.1099 | 0.00036572 | 686.4791 | 1.4426 | 686.7874 | 6.6295 | 686.7874 | 1.3509 | 686.4791 | 1.2046 | 857.1911 | 0.030488 | 686.4791 | 0.083007 | 686.4791 | 0.0074164 | 856.5601 | 24.6239 | 686.4791 | 0.0069137 | 860.1584 | 3.8062 | 857.1911 | 1.1595 | 860.1584 | 0.00047799 | 971.7972 | 0.16358 | 1202.598 | 0.4656 | 1027.6974 | 0.012683 | 1122.5013 | 0 | 1121.7601 | 0 | 686.479 | 0.16599 | 686.7874 | 1.0475 | 686.4791 | 3.6829 | 686.4791 | 0.46121 | 686.4791 | 1.9797 | 683.1557 | 0.19963
| 345.7803 | 0 |  |  | 345.7803 | 0.0038495 | 345.7803 | 3.8243 | 571.9992 | 0 | 686.7125 | -0.0020373 | 681.5104 | -0.016015 | 571.9992 | 0 | 686.7125 | -0.067438 | 686.7125 | -0.021678 | 687.0205 | -0.039403 | 686.7125 | -0.059355 | 686.7125 | -0.028839 | 686.7125 | -0.017227 | 574.2286 | 0.00090947 | 681.51 | -0.044181 | 687.0205 | -0.0063371 | 571.9992 | 0.2891 | 681.51 | 0.0010646 | 686.7125 | 0.65524 | 681.51 | 0.011309 | 686.7125 | 0.65567 | 574.2286 | 0.00073822 | 574.2286 | 0.00072384 | 686.7125 | 1.3616 | 687.0205 | 6.6913 | 687.0205 | 1.3753 | 686.7125 | 1.1968 | 857.3582 | 0.030061 | 686.7125 | 0.045824 | 686.7125 | -0.018735 | 856.7274 | 24.3205 | 686.7125 | -0.018148 | 860.3272 | 3.8284 | 857.3582 | 1.1668 | 860.3272 | 0.00051771 | 971.8912 | 0.16428 | 1202.6688 | 0.46572 | 1027.7103 | 0.012687 | 1122.5631 | 0 | 1121.8218 | 0 | 686.713 | 0.16512 | 687.0205 | 1.0352 | 686.7125 | 3.6389 | 686.7125 | 0.44829 | 686.7125 | 1.9501 | 683.3879 | 0.1996
| 345.8584 | 0 |  |  | 345.8584 | 0.0090105 | 345.8584 | 3.8049 | 572.1162 | 0.013641 | 686.9459 | 0.039336 | 681.7438 | 0.034822 | 572.1162 | 0.016771 | 686.9459 | 0.04291 | 686.9459 | 0.0076471 | 687.2536 | 0.00037295 | 686.9459 | 0.038656 | 686.9459 | 0.030837 | 686.9459 | 0.0050445 | 574.3474 | 0.00045557 | 681.74 | 0.0025989 | 687.2536 | 0.0098555 | 572.1162 | 0.28524 | 681.74 | -0.0068178 | 686.9459 | 0.66315 | 681.74 | 0.00081613 | 686.9459 | 0.65972 | 574.3474 | 0.00035596 | 574.3474 | 0.00036572 | 686.9459 | 1.3686 | 687.2536 | 6.7166 | 687.2536 | 1.4103 | 686.9459 | 1.241 | 857.5252 | 0.030808 | 686.9459 | 0.07701 | 686.9459 | 0.017425 | 856.8948 | 24.3036 | 686.9459 | 0.029495 | 860.496 | 3.8515 | 857.5252 | 1.1702 | 860.496 | 0.00055071 | 971.9852 | 0.16464 | 1202.7396 | 0.46584 | 1027.7233 | 0.012691 | 1122.6249 | 0 | 1121.8834 | 0 | 686.946 | 0.16466 | 687.2536 | 1.0353 | 686.9459 | 3.6222 | 686.9459 | 0.45445 | 686.9459 | 1.9497 | 683.62 | 0.19939
| 345.9364 | 0 |  |  | 345.9364 | 0.0027323 | 345.9364 | 3.7586 | 572.2332 | 0 | 687.1793 | -0.0032331 | 681.9771 | -0.025217 | 572.2332 | 0 | 687.1793 | -0.039379 | 687.1793 | -0.013637 | 687.4866 | -0.010898 | 687.1793 | -0.050342 | 687.1793 | -0.0079707 | 687.1793 | -0.044904 | 574.4661 | 0.00094384 | 681.98 | -0.04314 | 687.4866 | -0.0033522 | 572.2332 | 0.29004 | 681.98 | -0.034542 | 687.1793 | 0.64455 | 681.98 | 0.00046636 | 687.1793 | 0.64785 | 574.4661 | 0.00071344 | 574.4661 | 0.00080937 | 687.1793 | 1.2802 | 687.4866 | 6.7511 | 687.4866 | 1.4294 | 687.1793 | 1.2766 | 857.6923 | 0.020824 | 687.1793 | 0.051796 | 687.1793 | 0.0070908 | 857.0621 | 24.1849 | 687.1793 | -0.0054774 | 860.6648 | 3.8769 | 857.6923 | 1.1777 | 860.6648 | 0.00058714 | 972.0792 | 0.16495 | 1202.8105 | 0.46596 | 1027.7362 | 0.012694 | 1122.6867 | 0 | 1121.9451 | 0 | 687.179 | 0.16434 | 687.4866 | 1.0235 | 687.1793 | 3.5759 | 687.1793 | 0.43161 | 687.1793 | 1.9281 | 683.8522 | 0.19924
| 346.0145 | 0 |  |  | 346.0145 | 0.0081483 | 346.0145 | 3.7457 | 572.3501 | 0 | 687.4127 | 0.012263 | 682.2105 | 0.013846 | 572.3501 | 0.044706 | 687.4127 | 0.02878 | 687.4127 | 0.0091947 | 687.7197 | 0.025531 | 687.4127 | 0.041254 | 687.4127 | 0.0074397 | 687.4127 | 0.042101 | 574.5848 | 0.00049078 | 682.21 | -0.0057175 | 687.7197 | 0.004149 | 572.3501 | 0.31219 | 682.21 | -0.016603 | 687.4127 | 0.64806 | 682.21 | -0.0068788 | 687.4127 | 0.6443 | 574.5848 | 0.00035863 | 574.5848 | 0.00045165 | 687.4127 | 1.2615 | 687.7197 | 6.7812 | 687.7197 | 1.4649 | 687.4127 | 1.2831 | 857.8594 | 0.024882 | 687.4127 | 0.079942 | 687.4127 | 0.0061366 | 857.2295 | 23.822 | 687.4127 | 0.030591 | 860.8336 | 3.899 | 857.8594 | 1.1813 | 860.8336 | 0.00056128 | 972.1733 | 0.1658 | 1202.8814 | 0.46607 | 1027.7491 | 0.012697 | 1122.7483 | 0 | 1122.0068 | 0 | 687.413 | 0.16374 | 687.7197 | 1.0206 | 687.4127 | 3.5876 | 687.4127 | 0.44198 | 687.4127 | 1.9403 | 684.0844 | 0.19967
| 346.0926 | 0 |  |  | 346.0926 | 0.0016394 | 346.0925 | 3.7001 | 572.4671 | 0 | 687.6461 | -0.015719 | 682.4439 | -0.025576 | 572.4671 | 0 | 687.6461 | -0.06539 | 687.6461 | -0.012792 | 687.9528 | -0.022445 | 687.6461 | -0.056969 | 687.6461 | -0.035215 | 687.6461 | -0.068305 | 574.7036 | 0.00094845 | 682.44 | -0.0046779 | 687.9528 | -0.0037483 | 572.4671 | 0.29004 | 682.44 | -0.011167 | 687.6461 | 0.6348 | 682.44 | -0.0072287 | 687.6461 | 0.62071 | 574.7036 | 0.00075689 | 574.7036 | 0.00083296 | 687.6461 | 1.2103 | 687.9528 | 6.7851 | 687.9528 | 1.4883 | 687.6461 | 1.3088 | 858.0265 | 0.021197 | 687.6461 | 0.061466 | 687.6461 | -0.00656 | 857.3969 | 23.5069 | 687.6461 | -0.023217 | 861.0024 | 3.9207 | 858.0265 | 1.1918 | 861.0024 | 0.00057542 | 972.2673 | 0.1667 | 1202.9523 | 0.46617 | 1027.7621 | 0.0127 | 1122.8101 | 0 | 1122.0685 | 0 | 687.646 | 0.163 | 687.9528 | 1.002 | 687.6461 | 3.537 | 687.6461 | 0.43507 | 687.6461 | 1.9034 | 684.3166 | 0.19961
| 346.1706 | 0 |  |  | 346.1706 | 0.0073347 | 346.1706 | 3.6823 | 572.5841 | 0.0090743 | 687.8795 | 0.010803 | 682.6773 | 0.027649 | 572.5841 | 0.041267 | 687.8795 | -0.052565 | 687.8795 | 0.0072115 | 688.1859 | 0.02197 | 687.8795 | 0.03168 | 687.8795 | -0.01612 | 687.8795 | -0.0011561 | 574.8224 | 0.00045977 | 682.68 | 0.051458 | 688.1859 | 0.0055576 | 572.5841 | 0.29412 | 682.68 | 0.014111 | 687.8795 | 0.64277 | 682.68 | 0.016206 | 687.8795 | 0.64085 | 574.8224 | 0.00039826 | 574.8224 | 0.0003813 | 687.8795 | 1.1978 | 688.1859 | 6.7904 | 688.1859 | 1.5195 | 687.8795 | 1.3171 | 858.1936 | 0.025362 | 687.8795 | 0.082975 | 687.8795 | 0.0029525 | 857.5642 | 23.5393 | 687.8795 | 0.036741 | 861.1713 | 3.9437 | 858.1936 | 1.1992 | 861.1713 | 0.00053228 | 972.3614 | 0.16697 | 1203.0231 | 0.46627 | 1027.775 | 0.012702 | 1122.8718 | 0 | 1122.1301 | 0 | 687.88 | 0.16158 | 688.1859 | 1.006 | 687.8795 | 3.5405 | 687.8795 | 0.44483 | 687.8795 | 1.8966 | 684.5488 | 0.20044
| 346.2487 | 0 |  |  | 346.2487 | 0.0046024 | 346.2487 | 3.6385 | 572.7011 | 0 | 688.1129 | 0.003505 | 682.9107 | -0.047698 | 572.7011 | 0 | 688.1129 | -0.10427 | 688.1129 | -0.013156 | 688.419 | -0.01104 | 688.1129 | -0.053834 | 688.1129 | -0.026194 | 688.1129 | -0.053846 | 574.9411 | 0.00087552 | 682.91 | -0.02235 | 688.419 | -0.0028126 | 572.7011 | 0.26748 | 682.91 | -0.013885 | 688.1129 | 0.62473 | 682.91 | -0.029614 | 688.1129 | 0.62837 | 574.9411 | 0.00077213 | 574.9411 | 0.00079379 | 688.1129 | 1.1212 | 688.419 | 6.8111 | 688.419 | 1.5392 | 688.1129 | 1.3479 | 858.3607 | 0.020824 | 688.1129 | 0.053592 | 688.1129 | -0.012957 | 857.7316 | 23.1386 | 688.1129 | -0.0087656 | 861.3401 | 3.9662 | 858.3607 | 1.2089 | 861.3401 | 0.00055456 | 972.4555 | 0.1672 | 1203.094 | 0.46637 | 1027.788 | 0.012704 | 1122.9336 | 0 | 1122.1918 | 0 | 688.113 | 0.16073 | 688.419 | 1.0022 | 688.1129 | 3.4895 | 688.1129 | 0.39075 | 688.1129 | 1.8772 | 684.781 | 0.19911
| 346.3268 | 0 |  |  | 346.3268 | 0.0041045 | 346.3267 | 3.6189 | 572.8181 | 0 | 688.3464 | 0.014449 | 683.1441 | 0.041117 | 572.8181 | 0.029876 | 688.3464 | 0.020307 | 688.3464 | 0.011264 | 688.6522 | 0.032557 | 688.3464 | 0.038246 | 688.3464 | 0.0048845 | 688.3464 | 0.048496 | 575.0599 | 0.00042372 | 683.14 | -0.014034 | 688.6522 | 0.0077639 | 572.8181 | 0.28168 | 683.14 | 0.019275 | 688.3464 | 0.63297 | 683.14 | 0.030547 | 688.3464 | 0.62178 | 575.0599 | 0.00037425 | 575.0599 | 0.00041248 | 688.3464 | 1.1271 | 688.6522 | 6.7966 | 688.6522 | 1.5722 | 688.3464 | 1.3742 | 858.5278 | 0.024294 | 688.3464 | 0.092334 | 688.3464 | 0.0046394 | 857.899 | 22.8172 | 688.3464 | 0.028445 | 861.5089 | 3.9799 | 858.5278 | 1.2112 | 861.5089 | 0.00054456 | 972.5496 | 0.16766 | 1203.1649 | 0.46646 | 1027.8009 | 0.012705 | 1122.9954 | 0 | 1122.2535 | 0 | 688.346 | 0.16056 | 688.6522 | 0.99177 | 688.3464 | 3.4816 | 688.3464 | 0.45354 | 688.3464 | 1.8793 | 685.0132 | 0.1998
| 346.4048 | 0 |  |  | 346.4048 | 0.0017608 | 346.4048 | 3.5819 | 572.9351 | 0 | 688.5798 | -0.00030936 | 683.3775 | -0.025716 | 572.9351 | 0 | 688.5798 | -0.073142 | 688.5798 | -0.016472 | 688.8853 | -0.014019 | 688.5798 | -0.057359 | 688.5798 | -0.037613 | 688.5798 | -0.053757 | 575.1786 | 0.00083738 | 683.38 | 0.016113 | 688.8853 | -0.0040368 | 572.9351 | 0.2704 | 683.38 | -0.025301 | 688.5798 | 0.61645 | 683.38 | -0.012125 | 688.5798 | 0.61407 | 575.1786 | 0.00064523 | 575.1786 | 0.00086413 | 688.5798 | 1.0458 | 688.8853 | 6.8055 | 688.8853 | 1.5963 | 688.5798 | 1.3682 | 858.6949 | 0.016445 | 688.5798 | 0.066491 | 688.5798 | 0.0011927 | 858.0663 | 22.6226 | 688.5798 | -0.018333 | 861.6777 | 3.9999 | 858.6949 | 1.2177 | 861.6777 | 0.00055356 | 972.6437 | 0.16817 | 1203.2358 | 0.46654 | 1027.8138 | 0.012706 | 1123.0573 | 0 | 1122.3152 | 0 | 688.58 | 0.15995 | 688.8853 | 0.98226 | 688.5798 | 3.438 | 688.5798 | 0.41478 | 688.5798 | 1.8467 | 685.2455 | 0.19934
| 346.4829 | 0 |  |  | 346.4829 | 0.0041652 | 346.4829 | 3.5558 | 573.0521 | 0.0052105 | 688.8133 | 0.011845 | 683.6109 | 0.014629 | 573.0521 | 0.019008 | 688.8133 | 0.043736 | 688.8133 | -0.00041282 | 689.1184 | 0.0069864 | 688.8133 | 0.043605 | 688.8133 | 0.010424 | 688.8133 | 0.0035913 | 575.2974 | 0.00042079 | 683.61 | 0.024429 | 689.1184 | 0.0039929 | 573.0521 | 0.27333 | 683.61 | -0.01171 | 688.8133 | 0.62935 | 683.61 | 0.0029147 | 688.8133 | 0.61681 | 575.2974 | 0.00027135 | 575.2974 | 0.00045924 | 688.8133 | 1.0649 | 689.1184 | 6.8069 | 689.1184 | 1.6209 | 688.8133 | 1.4266 | 858.862 | 0.011159 | 688.8133 | 0.083728 | 688.8133 | 0.010763 | 858.2337 | 22.2454 | 688.8133 | 0.017996 | 861.8466 | 4.0229 | 858.862 | 1.2235 | 861.8466 | 0.00053642 | 972.7379 | 0.16899 | 1203.3068 | 0.46662 | 1027.8268 | 0.012706 | 1123.119 | 0 | 1122.377 | 0 | 688.813 | 0.15909 | 689.1184 | 0.98094 | 688.8133 | 3.4293 | 688.8133 | 0.43642 | 688.8133 | 1.8655 | 685.4777 | 0.19872
| 346.561 | 0 |  |  | 346.561 | 0.0022223 | 346.561 | 3.5139 | 573.1691 | 0 | 689.0468 | -0.017671 | 683.8444 | -0.018376 | 573.1691 | 0 | 689.0468 | -0.064616 | 689.0467 | -0.019453 | 689.3516 | -0.0038346 | 689.0468 | -0.053204 | 689.0467 | -0.030148 | 689.0467 | -0.071226 | 575.4162 | 0.00088684 | 683.84 | -0.04314 | 689.3516 | -0.01054 | 573.1691 | 0.27489 | 683.84 | -0.00029446 | 689.0468 | 0.61821 | 683.84 | 0.00011659 | 689.0467 | 0.60316 | 575.4162 | 0.00059339 | 575.4162 | 0.00093408 | 689.0467 | 0.99496 | 689.3516 | 6.8268 | 689.3516 | 1.6657 | 689.0467 | 1.4621 | 859.0291 | 0.015698 | 689.0468 | 0.064096 | 689.0468 | 0.0025189 | 858.4011 | 22.1505 | 689.0468 | -0.032166 | 862.0154 | 4.0451 | 859.0291 | 1.2337 | 862.0154 | 0.00059442 | 972.832 | 0.17006 | 1203.3777 | 0.4667 | 1027.8397 | 0.012705 | 1123.1808 | 0 | 1122.4386 | 0 | 689.047 | 0.15835 | 689.3516 | 0.96754 | 689.0467 | 3.4165 | 689.0467 | 0.41929 | 689.0467 | 1.8146 | 685.71 | 0.1983
| 346.639 | 0 |  |  | 346.639 | 0.0074197 | 346.6391 | 3.5033 | 573.2861 | 0.02952 | 689.2802 | -0.0029836 | 684.0778 | 0.041954 | 573.2861 | 0.026437 | 689.2802 | 0.015857 | 689.2802 | 0.0047992 | 689.5848 | 0.012678 | 689.2802 | 0.038496 | 689.2802 | 0.0055515 | 689.2802 | 0.020806 | 575.5349 | 0.00047401 | 684.08 | 0.0077966 | 689.5848 | -0.00040717 | 573.2861 | 0.25473 | 684.08 | -0.0084487 | 689.2802 | 0.62037 | 684.08 | -0.0023318 | 689.2802 | 0.60833 | 575.5349 | 0.00032204 | 575.5349 | 0.00048243 | 689.2802 | 1.0038 | 689.5848 | 6.8016 | 689.5848 | 1.6978 | 689.2802 | 1.4821 | 859.1962 | 0.025522 | 689.2802 | 0.093039 | 689.2802 | 0.010704 | 858.5685 | 21.8578 | 689.2802 | 0.0077878 | 862.1843 | 4.0603 | 859.1962 | 1.2394 | 862.1843 | 0.00053971 | 972.9262 | 0.17062 | 1203.4486 | 0.46676 | 1027.8527 | 0.012704 | 1123.2425 | 0 | 1122.5004 | 0 | 689.28 | 0.15734 | 689.5848 | 0.96824 | 689.2802 | 3.4021 | 689.2802 | 0.43356 | 689.2802 | 1.8342 | 685.9422 | 0.19871
| 346.7171 | 0 |  |  | 346.7171 | 0.0024651 | 346.7171 | 3.4724 | 573.4031 | 0 | 689.5137 | 0.0087695 | 684.3112 | -0.016071 | 573.4031 | 0 | 689.5137 | -0.077731 | 689.5137 | -0.010353 | 689.8179 | -0.0031036 | 689.5137 | -0.040431 | 689.5137 | -0.0077925 | 689.5137 | -0.06933 | 575.6537 | 0.00096102 | 684.31 | 0.015073 | 689.8179 | -0.0040167 | 573.4031 | 0.26361 | 684.31 | 0.0010646 | 689.5137 | 0.61918 | 684.31 | -0.013874 | 689.5137 | 0.60534 | 575.6537 | 0.00062198 | 575.6537 | 0.00078619 | 689.5137 | 0.93459 | 689.8179 | 6.8203 | 689.8179 | 1.7289 | 689.5137 | 1.5137 | 859.3633 | 0.020343 | 689.5137 | 0.074175 | 689.5137 | -0.0020663 | 858.7359 | 21.3173 | 689.5137 | -0.029117 | 862.3531 | 4.0819 | 859.3633 | 1.2465 | 862.3531 | 0.00057528 | 973.0204 | 0.17055 | 1203.5195 | 0.46683 | 1027.8656 | 0.012703 | 1123.3044 | 0 | 1122.5621 | 0 | 689.514 | 0.15627 | 689.8179 | 0.9682 | 689.5137 | 3.3827 | 689.5137 | 0.40923 | 689.5137 | 1.8127 | 686.1745 | 0.19874
| 346.7952 | 0 |  |  | 346.7952 | 0.0069218 | 346.7952 | 3.451 | 573.5202 | 0.022091 | 689.7472 | -1.3463e-05 | 684.5447 | 0.030408 | 573.5202 | 0.017517 | 689.7472 | -0.005971 | 689.7472 | 0.00018648 | 690.0511 | 0.014242 | 689.7472 | 0.038854 | 689.7472 | 0.026501 | 689.7472 | 0.060736 | 575.7725 | 0.0004891 | 684.54 | 0.0046779 | 690.0511 | 0.00025977 | 573.5202 | 0.25797 | 684.54 | -0.0087205 | 689.7472 | 0.613 | 684.54 | 0.023901 | 689.7472 | 0.59448 | 575.7725 | 0.00029994 | 575.7725 | 0.00031136 | 689.7472 | 0.93974 | 690.0511 | 6.7797 | 690.0511 | 1.7623 | 689.7472 | 1.5348 | 859.5305 | 0.019542 | 689.7472 | 0.096142 | 689.7472 | 0.0097617 | 858.9033 | 21.3953 | 689.7472 | 0.0040551 | 862.5219 | 4.1023 | 859.5305 | 1.2514 | 862.5219 | 0.00055542 | 973.1147 | 0.17065 | 1203.5904 | 0.46689 | 1027.8785 | 0.0127 | 1123.3662 | 0 | 1122.6238 | 0 | 689.747 | 0.15553 | 690.0511 | 0.95844 | 689.7472 | 3.3596 | 689.7472 | 0.42154 | 689.7472 | 1.8357 | 686.4068 | 0.19887
| 346.8733 | 0 |  |  | 346.8733 | 0.00058627 | 346.8733 | 3.4018 | 573.6372 | 0 | 689.9807 | -0.0087904 | 684.7782 | -0.042677 | 573.6372 | 0 | 689.9807 | -0.16546 | 689.9807 | -0.017259 | 690.2843 | -0.026082 | 689.9807 | -0.047282 | 689.9807 | -0.021578 | 689.9807 | -0.038228 | 575.8913 | 0.0010092 | 684.78 | -0.00051979 | 690.2843 | -0.0047045 | 573.6372 | 0.25703 | 684.78 | -0.0024689 | 689.9807 | 0.59705 | 684.78 | -0.010726 | 689.9807 | 0.59484 | 575.8913 | 0.00064408 | 575.8913 | 0.00070066 | 689.9807 | 0.88453 | 690.2843 | 6.7597 | 690.2843 | 1.7895 | 689.9807 | 1.5653 | 859.6976 | 0.017246 | 689.9807 | 0.07378 | 689.9807 | -0.011276 | 859.0707 | 20.8008 | 689.9807 | -0.012939 | 862.6908 | 4.1217 | 859.6976 | 1.261 | 862.6908 | 0.00058828 | 973.2089 | 0.17131 | 1203.6614 | 0.46694 | 1027.8915 | 0.012697 | 1123.4281 | 0 | 1122.6855 | 0 | 689.981 | 0.15506 | 690.2843 | 0.95 | 689.9807 | 3.3452 | 689.9807 | 0.41298 | 689.9807 | 1.7937 | 686.6391 | 0.19918
| 346.9514 | 0 |  |  | 346.9514 | 0.0083305 | 346.9514 | 3.3871 | 573.7542 | 0.026197 | 690.2142 | 0.00053607 | 685.0117 | 0.043412 | 573.7542 | 0.032885 | 690.2142 | 0.00051468 | 690.2142 | 0.0007081 | 690.5175 | 0.03071 | 690.2142 | 0.03145 | 690.2142 | 0.036055 | 690.2142 | 0.037867 | 576.0101 | 0.00052179 | 685.01 | 0.034825 | 690.5175 | 0.00042961 | 573.7542 | 0.24104 | 685.01 | 0.010306 | 690.2142 | 0.60629 | 685.01 | -0.017023 | 690.2142 | 0.59053 | 576.0101 | 0.00034529 | 576.0101 | 0.0003893 | 690.2142 | 0.9033 | 690.5175 | 6.7064 | 690.5175 | 1.8275 | 690.2142 | 1.5839 | 859.8647 | 0.033211 | 690.2142 | 0.10578 | 690.2142 | 0.0019294 | 859.2381 | 20.5627 | 690.2142 | 0.0089272 | 862.8597 | 4.1368 | 859.8647 | 1.2667 | 862.8597 | 0.00053171 | 973.3032 | 0.17209 | 1203.7324 | 0.46699 | 1027.9044 | 0.012694 | 1123.4899 | 0 | 1122.7473 | 0 | 690.214 | 0.15439 | 690.5175 | 0.94512 | 690.2142 | 3.328 | 690.2142 | 0.41899 | 690.2142 | 1.8001 | 686.8714 | 0.19909
| 347.0295 | 0 |  |  | 347.0295 | 0.00063008 | 347.0295 | 3.3555 | 573.8713 | 0 | 690.4478 | -0.0081214 | 685.2452 | -0.0010079 | 573.8713 | 0 | 690.4478 | -0.11183 | 690.4478 | -0.016361 | 690.7507 | -0.03037 | 690.4478 | -0.055226 | 690.4478 | -0.009869 | 690.4478 | -0.070528 | 576.1289 | 0.00097569 | 685.25 | 0.02339 | 690.7507 | -0.0064635 | 573.8713 | 0.26862 | 685.25 | -0.003828 | 690.4478 | 0.59722 | 685.25 | -0.0058295 | 690.4478 | 0.57186 | 576.1289 | 0.00063151 | 576.1289 | 0.0007706 | 690.4478 | 0.82858 | 690.7507 | 6.6853 | 690.7507 | 1.8604 | 690.4478 | 1.5909 | 860.0318 | 0.022425 | 690.4478 | 0.079511 | 690.4478 | -0.013101 | 859.4055 | 20.1539 | 690.4478 | -0.0043827 | 863.0285 | 4.1577 | 860.0318 | 1.2739 | 863.0285 | 0.00055571 | 973.3975 | 0.17197 | 1203.8033 | 0.46704 | 1027.9174 | 0.012689 | 1123.5518 | 0 | 1122.8091 | 0 | 690.448 | 0.15422 | 690.7507 | 0.93591 | 690.4478 | 3.2867 | 690.4478 | 0.40096 | 690.4478 | 1.7639 | 687.1037 | 0.19849
| 347.1076 | 0 |  |  | 347.1076 | 0.0056346 | 347.1076 | 3.3318 | 573.9883 | 0.0048591 | 690.6813 | 0.010665 | 685.4787 | 0.0075804 | 573.9883 | 0.030521 | 690.6813 | 0.035071 | 690.6813 | 0.012717 | 690.984 | 0.019721 | 690.6813 | 0.028669 | 690.6813 | 0.0082484 | 690.6813 | 0.010143 | 576.2476 | 0.00045473 | 685.48 | -0.044181 | 690.984 | 0.0042595 | 573.9883 | 0.22715 | 685.48 | -0.018506 | 690.6813 | 0.59712 | 685.48 | -0.012125 | 690.6813 | 0.57774 | 576.2476 | 0.00028736 | 576.2476 | 0.0003813 | 690.6813 | 0.84698 | 690.984 | 6.6087 | 690.984 | 1.888 | 690.6813 | 1.6334 | 860.199 | 0.028726 | 690.6813 | 0.11483 | 690.6813 | 0.00070714 | 859.5729 | 20.0363 | 690.6813 | 0.0089266 | 863.1974 | 4.1807 | 860.199 | 1.276 | 863.1974 | 0.00050771 | 973.4918 | 0.1715 | 1203.8743 | 0.46708 | 1027.9303 | 0.012684 | 1123.6135 | 0 | 1122.8709 | 0 | 690.681 | 0.15264 | 690.984 | 0.93092 | 690.6813 | 3.2756 | 690.6813 | 0.41073 | 690.6813 | 1.7862 | 687.336 | 0.19909
| 347.1857 | 0 |  |  | 347.1857 | 0.0013358 | 347.1857 | 3.2736 | 574.1054 | 0 | 690.9149 | 0.0056098 | 685.7122 | -0.011475 | 574.1054 | 0 | 690.9149 | -0.11679 | 690.9149 | -0.0076815 | 691.2172 | -0.01639 | 690.9149 | -0.047325 | 690.9149 | -0.03764 | 690.9149 | -0.081766 | 576.3664 | 0.00097988 | 685.71 | -0.010915 | 691.2172 | -0.0042343 | 574.1054 | 0.24376 | 685.71 | 0.0016082 | 690.9149 | 0.57795 | 685.71 | -0.0068788 | 690.9149 | 0.57125 | 576.3664 | 0.00062655 | 576.3664 | 0.00080937 | 690.9149 | 0.78146 | 691.2172 | 6.5842 | 691.2172 | 1.9199 | 690.9149 | 1.6662 | 860.3661 | 0.018421 | 690.9149 | 0.08473 | 690.9149 | 0.012309 | 859.7403 | 19.3677 | 690.9149 | -0.022348 | 863.3663 | 4.2083 | 860.3661 | 1.2861 | 863.3663 | 0.00054414 | 973.5861 | 0.17224 | 1203.9453 | 0.46711 | 1027.9432 | 0.012679 | 1123.6754 | 0 | 1122.9326 | 0 | 690.915 | 0.152 | 691.2172 | 0.92508 | 690.9149 | 3.2487 | 690.9149 | 0.39525 | 690.9149 | 1.743 | 687.5683 | 0.19819
| 347.2638 | 0 |  |  | 347.2638 | 0.0080998 | 347.2638 | 3.2556 | 574.2225 | 0.0062641 | 691.1484 | -0.00078731 | 685.9457 | 0.021624 | 574.2225 | 0.024932 | 691.1484 | -0.01777 | 691.1484 | 0.00311 | 691.4505 | 0.013861 | 691.1484 | 0.043719 | 691.1484 | 0.02655 | 691.1484 | 0.036474 | 576.4852 | 0.00052766 | 685.95 | 0.029627 | 691.4505 | 0.0020269 | 574.2225 | 0.24731 | 685.95 | 0.0062289 | 691.1484 | 0.58578 | 685.95 | -0.0068788 | 691.1484 | 0.56643 | 576.4852 | 0.00034071 | 576.4852 | 0.00042807 | 691.1484 | 0.78846 | 691.4505 | 6.504 | 691.4505 | 1.9535 | 691.1484 | 1.7082 | 860.5332 | 0.013242 | 691.1484 | 0.098969 | 691.1484 | -0.0011597 | 859.9077 | 19.2501 | 691.1484 | 0.015377 | 863.5351 | 4.2357 | 860.5332 | 1.2932 | 863.5351 | 0.00054185 | 973.6804 | 0.17348 | 1204.0162 | 0.46714 | 1027.9562 | 0.012672 | 1123.7373 | 0 | 1122.9944 | 0 | 691.148 | 0.15028 | 691.4505 | 0.91664 | 691.1484 | 3.2302 | 691.1484 | 0.40201 | 691.1484 | 1.737 | 687.8007 | 0.1992
| 347.3419 | 0 |  |  | 347.3419 | 0.0005708 | 347.3419 | 3.2202 | 574.3395 | 0 | 691.382 | 0.0012349 | 686.1792 | -0.015851 | 574.3395 | 0 | 691.382 | -0.15538 | 691.382 | -0.016686 | 691.6837 | -0.036067 | 691.382 | -0.061216 | 691.382 | -0.021219 | 691.382 | -0.057489 | 576.604 | 0.0010511 | 686.18 | -0.059772 | 691.6837 | -0.0033087 | 574.3395 | 0.22119 | 686.18 | 0.00024916 | 691.382 | 0.57718 | 686.18 | -0.025417 | 691.382 | 0.56166 | 576.604 | 0.00067685 | 576.604 | 0.00084455 | 691.382 | 0.72956 | 691.6837 | 6.456 | 691.6837 | 1.9872 | 691.382 | 1.7058 | 860.7004 | 0.021945 | 691.382 | 0.079004 | 691.382 | -0.0046796 | 860.0751 | 18.7615 | 691.382 | -0.010158 | 863.704 | 4.2661 | 860.7004 | 1.3049 | 863.704 | 0.00059614 | 973.7747 | 0.17389 | 1204.0873 | 0.46716 | 1027.9691 | 0.012665 | 1123.7992 | 0 | 1123.0561 | 0 | 691.382 | 0.14919 | 691.6837 | 0.91374 | 691.382 | 3.2055 | 691.382 | 0.3924 | 691.382 | 1.7185 | 688.033 | 0.19855
| 347.42 | 0 |  |  | 347.42 | 0.005501 | 347.42 | 3.1961 | 574.4566 | 0.0069668 | 691.6156 | 0.018101 | 686.4128 | 0.024943 | 574.4566 | 0.0055905 | 691.6156 | 0.053161 | 691.6156 | 0.012341 | 691.917 | 0.020458 | 691.6156 | 0.039475 | 691.6156 | 0.039356 | 691.6156 | 0.017529 | 576.7228 | 0.00052682 | 686.41 | 0.029627 | 691.917 | 0.0031877 | 574.4566 | 0.24376 | 686.41 | -0.0057306 | 691.6156 | 0.58533 | 686.41 | -0.0019821 | 691.6156 | 0.56739 | 576.7228 | 0.00033614 | 576.7228 | 0.00041648 | 691.6156 | 0.74723 | 691.917 | 6.3759 | 691.917 | 2.0216 | 691.6156 | 1.7743 | 860.8675 | 0.024775 | 691.6156 | 0.11155 | 691.6156 | -0.0021983 | 860.2425 | 18.6324 | 691.6156 | 0.024027 | 863.8729 | 4.2962 | 860.8675 | 1.3111 | 863.8729 | 0.00059028 | 973.8691 | 0.17402 | 1204.1583 | 0.46718 | 1027.9821 | 0.012657 | 1123.861 | 0 | 1123.1179 | 0 | 691.616 | 0.14828 | 691.917 | 0.90879 | 691.6156 | 3.1817 | 691.6156 | 0.40517 | 691.6156 | 1.7443 | 688.2654 | 0.19791
| 347.4981 | 0 |  |  | 347.4981 | 0.0027809 | 347.4981 | 3.1687 | 574.5737 | 0 | 691.8491 | -0.0094 | 686.6463 | -0.015428 | 574.5737 | 0 | 691.8491 | -0.10791 | 691.8492 | -0.013427 | 692.1503 | -0.016215 | 691.8491 | -0.05235 | 691.8492 | -0.028004 | 691.8492 | -0.07035 | 576.8416 | 0.00095893 | 686.65 | -0.068091 | 692.1503 | -0.0049634 | 574.5737 | 0.20991 | 686.65 | -0.00029446 | 691.8491 | 0.56142 | 686.65 | -0.0086277 | 691.8492 | 0.55166 | 576.8416 | 0.00065018 | 576.8416 | 0.00082136 | 691.8492 | 0.68355 | 692.1503 | 6.3227 | 692.1503 | 2.0581 | 691.8492 | 1.7541 | 861.0347 | 0.019809 | 691.8491 | 0.086546 | 691.8491 | 0.00060304 | 860.41 | 18.2732 | 691.8491 | -0.007233 | 864.0418 | 4.3287 | 861.0347 | 1.321 | 864.0418 | 0.00061428 | 973.9635 | 0.17432 | 1204.2294 | 0.46719 | 1027.995 | 0.012648 | 1123.9228 | 0 | 1123.1798 | 0 | 691.849 | 0.14788 | 692.1503 | 0.89928 | 691.8492 | 3.1466 | 691.8492 | 0.38264 | 691.8492 | 1.6895 | 688.4978 | 0.19769
| 347.5762 | 0 |  |  | 347.5762 | 0.0066911 | 347.5762 | 3.1371 | 574.6908 | 0.031475 | 692.0827 | 0.011009 | 686.8799 | 0.0092537 | 574.6908 | 0.021923 | 692.0827 | 0.0088002 | 692.0827 | 0.0049161 | 692.3835 | 0.030578 | 692.0827 | 0.033837 | 692.0827 | -0.0034012 | 692.0827 | 0.032454 | 576.9604 | 0.00044216 | 686.88 | 0.02235 | 692.3835 | 0.0010047 | 574.6908 | 0.22652 | 686.88 | 0.01085 | 692.0827 | 0.57727 | 686.88 | -0.032412 | 692.0827 | 0.54958 | 576.9604 | 0.0003148 | 576.9604 | 0.00040489 | 692.0827 | 0.71226 | 692.3835 | 6.2413 | 692.3835 | 2.0941 | 692.0827 | 1.822 | 861.2018 | 0.032784 | 692.0827 | 0.10822 | 692.0827 | -0.0012781 | 860.5774 | 17.9688 | 692.0827 | 0.018349 | 864.2107 | 4.3479 | 861.2018 | 1.3297 | 864.2107 | 0.00061185 | 974.0579 | 0.17461 | 1204.3004 | 0.46719 | 1028.0079 | 0.012639 | 1123.9847 | 0 | 1123.2416 | 0 | 692.083 | 0.14685 | 692.3835 | 0.89253 | 692.0827 | 3.1269 | 692.0827 | 0.38534 | 692.0827 | 1.7119 | 688.7301 | 0.19838
| 347.6543 | 0 |  |  | 347.6543 | 0.0034973 | 347.6543 | 3.0786 | 574.8079 | 0 | 692.3164 | -0.012314 | 687.1134 | -0.041818 | 574.8079 | 0 | 692.3164 | -0.097967 | 692.3164 | -0.017661 | 692.6168 | -0.026875 | 692.3164 | -0.047223 | 692.3164 | -0.037056 | 692.3164 | -0.069157 | 577.0792 | 0.00093294 | 687.11 | -0.038983 | 692.6168 | -0.0076215 | 574.8079 | 0.22923 | 687.11 | -0.017418 | 692.3164 | 0.55903 | 687.11 | -0.03521 | 692.3164 | 0.54695 | 577.0792 | 0.00055299 | 577.0792 | 0.00074742 | 692.3164 | 0.65484 | 692.6168 | 6.187 | 692.6168 | 2.1328 | 692.3164 | 1.8255 | 861.369 | 0.030488 | 692.3164 | 0.07685 | 692.3164 | 0.0072715 | 860.7448 | 17.4212 | 692.3164 | -0.027443 | 864.3796 | 4.3691 | 861.369 | 1.3428 | 864.3796 | 0.00060585 | 974.1523 | 0.17482 | 1204.3715 | 0.4672 | 1028.0209 | 0.012629 | 1124.0466 | 0 | 1123.3033 | 0 | 692.316 | 0.14689 | 692.6168 | 0.88849 | 692.3164 | 3.0938 | 692.3164 | 0.37587 | 692.3164 | 1.672 | 688.9625 | 0.19827
| 347.7324 | 0 |  |  | 347.7324 | 0.0058411 | 347.7324 | 3.0437 | 574.925 | 0.026588 | 692.55 | 0.003809 | 687.347 | 0.014125 | 574.925 | 0.037614 | 692.55 | 0.063279 | 692.55 | 0.0055125 | 692.8501 | 0.010694 | 692.55 | 0.042407 | 692.55 | 0.013914 | 692.55 | 0.029677 | 577.198 | 0.00049958 | 687.35 | -0.058736 | 692.8501 | 0.0029008 | 574.925 | 0.22892 | 687.35 | -0.003828 | 692.55 | 0.56679 | 687.35 | 0.012009 | 692.55 | 0.54411 | 577.198 | 0.00023934 | 577.198 | 0.00034254 | 692.55 | 0.65889 | 692.8501 | 6.1191 | 692.8501 | 2.1692 | 692.55 | 1.8821 | 861.5361 | 0.02029 | 692.55 | 0.10618 | 692.55 | -0.0027198 | 860.9123 | 17.2102 | 692.55 | 0.027912 | 864.5485 | 4.3863 | 861.5361 | 1.3508 | 864.5485 | 0.00056428 | 974.2468 | 0.17491 | 1204.4425 | 0.46719 | 1028.0338 | 0.012618 | 1124.1085 | 0 | 1123.3652 | 0 | 692.55 | 0.1464 | 692.8501 | 0.8828 | 692.55 | 3.0872 | 692.55 | 0.38804 | 692.55 | 1.6804 | 689.1949 | 0.19835
| 347.8106 | 0 |  |  | 347.8106 | 0.0023316 | 347.8106 | 3.0014 | 575.0421 | 0 | 692.7836 | -0.0029168 | 687.5806 | -0.039871 | 575.0421 | 0 | 692.7836 | -0.14522 | 692.7836 | -0.023266 | 693.0835 | -0.032849 | 692.7836 | -0.04093 | 692.7836 | 0.0040935 | 692.7836 | -0.048895 | 577.3169 | 0.00095893 | 687.58 | -0.038983 | 693.0835 | -0.0040697 | 575.0421 | 0.23895 | 687.58 | 0.00079277 | 692.7836 | 0.5458 | 687.58 | -0.00058295 | 692.7836 | 0.53817 | 577.3169 | 0.00052594 | 577.3169 | 0.00084055 | 692.7836 | 0.61545 | 693.0835 | 6.056 | 693.0835 | 2.2162 | 692.7836 | 1.9045 | 861.7033 | 0.026483 | 692.7836 | 0.092724 | 692.7836 | -0.0026946 | 861.0797 | 16.7848 | 692.7836 | -0.022635 | 864.7174 | 4.4009 | 861.7033 | 1.3603 | 864.7174 | 0.00059199 | 974.3412 | 0.17525 | 1204.5135 | 0.46718 | 1028.0469 | 0.012607 | 1124.1705 | 0 | 1123.427 | 0 | 692.784 | 0.1458 | 693.0835 | 0.87884 | 692.7836 | 3.0782 | 692.7836 | 0.37437 | 692.7836 | 1.6608 | 689.4273 | 0.19757
| 347.8887 | 0 |  |  | 347.8887 | 0.0072254 | 347.8887 | 2.984 | 575.1592 | 0.021309 | 693.0172 | 0.020617 | 687.8142 | 0.028006 | 575.1592 | 0.041697 | 693.0172 | 0.11094 | 693.0172 | 0.0082632 | 693.3168 | 0.019666 | 693.0172 | 0.043205 | 693.0172 | 0.017509 | 693.0172 | 0.047096 | 577.4357 | 0.00046647 | 687.81 | 0.087841 | 693.3168 | 0.0021251 | 575.1592 | 0.23122 | 687.81 | -0.0016535 | 693.0172 | 0.55862 | 687.81 | 0.0050134 | 693.0172 | 0.53827 | 577.4357 | 0.00028736 | 577.4357 | 0.00049801 | 693.0172 | 0.64416 | 693.3168 | 5.9759 | 693.3168 | 2.2571 | 693.0172 | 1.9539 | 861.8704 | 0.027498 | 693.0172 | 0.12504 | 693.0172 | 0.0074421 | 861.2471 | 16.5012 | 693.0172 | 0.015523 | 864.8863 | 4.4057 | 861.8704 | 1.3642 | 864.8863 | 0.00058014 | 974.4357 | 0.17561 | 1204.5846 | 0.46717 | 1028.0598 | 0.012595 | 1124.2324 | 0 | 1123.4889 | 0 | 693.017 | 0.14398 | 693.3168 | 0.87642 | 693.0172 | 3.0573 | 693.0172 | 0.37633 | 693.0172 | 1.658 | 689.6598 | 0.19902
| 347.9668 | 0 |  |  | 347.9668 | 0.0037159 | 347.9668 | 2.9597 | 575.2763 | 0 | 693.2509 | -0.0098941 | 688.0478 | -0.026507 | 575.2763 | 0 | 693.2509 | -0.11357 | 693.2509 | -0.016785 | 693.5501 | -0.021289 | 693.2509 | -0.053992 | 693.2509 | -0.047323 | 693.2509 | -0.077692 | 577.5545 | 0.00098659 | 688.05 | -0.021311 | 693.5501 | -0.0082609 | 575.2763 | 0.21879 | 688.05 | -0.014156 | 693.2509 | 0.54267 | 688.05 | -0.014924 | 693.2509 | 0.52752 | 577.5545 | 0.00053318 | 577.5545 | 0.0009029 | 693.2509 | 0.59521 | 693.5501 | 5.9004 | 693.5501 | 2.2927 | 693.2509 | 1.987 | 862.0376 | 0.018101 | 693.2509 | 0.08971 | 693.2509 | -0.0039329 | 861.4146 | 16.0366 | 693.2509 | -0.010284 | 865.0552 | 4.4202 | 862.0376 | 1.3756 | 865.0552 | 0.00060442 | 974.5302 | 0.17575 | 1204.6556 | 0.46715 | 1028.0728 | 0.012582 | 1124.2943 | 0 | 1123.5507 | 0 | 693.251 | 0.14387 | 693.5501 | 0.87051 | 693.2509 | 3.0303 | 693.2509 | 0.36356 | 693.2509 | 1.648 | 689.8922 | 0.19768
| 348.0449 | 0 |  |  | 348.0449 | 0.0069704 | 348.0449 | 2.9465 | 575.3935 | 0.017153 | 693.4845 | -0.012292 | 688.2814 | 0.024969 | 575.3935 | 0.021244 | 693.4845 | 0.046283 | 693.4845 | 0.001738 | 693.7835 | 0.018028 | 693.4845 | 0.037658 | 693.4845 | 0.0030262 | 693.4845 | 0.013324 | 577.6733 | 0.00052221 | 688.28 | -0.00051979 | 693.7835 | 0.0031197 | 575.3935 | 0.21826 | 688.28 | 0.00024916 | 693.4845 | 0.54659 | 688.28 | -0.012125 | 693.4845 | 0.51544 | 577.6733 | 0.00024582 | 577.6733 | 0.00040489 | 693.4845 | 0.59815 | 693.7835 | 5.805 | 693.7835 | 2.3326 | 693.4845 | 2.0361 | 862.2047 | 0.030969 | 693.4845 | 0.12658 | 693.4845 | 0.0099791 | 861.582 | 15.896 | 693.4845 | 0.016821 | 865.2241 | 4.4362 | 862.2047 | 1.3803 | 865.2241 | 0.00061985 | 974.6246 | 0.17613 | 1204.7267 | 0.46712 | 1028.0857 | 0.012569 | 1124.3562 | 0 | 1123.6126 | 0 | 693.485 | 0.14273 | 693.7835 | 0.85704 | 693.4845 | 3.0297 | 693.4845 | 0.38624 | 693.4845 | 1.6512 | 690.1246 | 0.19799
| 348.1231 | 0 |  |  | 348.1231 | 0.00023452 | 348.1231 | 2.9149 | 575.5106 | 0 | 693.7182 | -0.0027847 | 688.5151 | -0.0059042 | 575.5106 | 0 | 693.7182 | -0.097538 | 693.7182 | -0.01406 | 694.0168 | -0.031916 | 693.7182 | -0.045724 | 693.7182 | -0.020516 | 693.7182 | -0.05224 | 577.7921 | 0.0010109 | 688.52 | -0.062891 | 694.0168 | -0.0057734 | 575.5106 | 0.21105 | 688.52 | -0.020951 | 693.7182 | 0.53273 | 688.52 | -0.0065291 | 693.7182 | 0.52158 | 577.7921 | 0.00054232 | 577.7921 | 0.00073943 | 693.7182 | 0.54735 | 694.0168 | 5.7203 | 694.0168 | 2.3703 | 693.7182 | 2.0494 | 862.3719 | 0.025362 | 693.7182 | 0.10253 | 693.7182 | -0.0066853 | 861.7495 | 15.5228 | 693.7182 | -0.014732 | 865.3931 | 4.4556 | 862.3719 | 1.3916 | 865.3931 | 0.00068528 | 974.7192 | 0.17717 | 1204.7978 | 0.46709 | 1028.0986 | 0.012555 | 1124.4182 | 0 | 1123.6744 | 0 | 693.718 | 0.14264 | 694.0168 | 0.85623 | 693.7182 | 2.989 | 693.7182 | 0.35589 | 693.7182 | 1.6196 | 690.3571 | 0.1974
| 348.2012 | 0 |  |  | 348.2012 | 0.006934 | 348.2012 | 2.9065 | 575.6278 | 0.016802 | 693.9519 | 0.016991 | 688.7487 | 0.061864 | 575.6278 | 0.01789 | 693.9519 | 0.035471 | 693.9519 | 0.011524 | 694.2502 | 0.017971 | 693.9519 | 0.037479 | 693.9519 | 0.017696 | 693.9519 | 0.0083385 | 577.911 | 0.00049078 | 688.75 | 0.07225 | 694.2502 | 0.0037282 | 575.6278 | 0.25295 | 688.75 | 0.015742 | 693.9519 | 0.54791 | 688.75 | -0.0012825 | 693.9519 | 0.51803 | 577.911 | 0.00029651 | 577.911 | 0.00033454 | 693.9519 | 0.56429 | 694.2502 | 5.6026 | 694.2502 | 2.4011 | 693.9519 | 2.08 | 862.5391 | 0.028245 | 693.9519 | 0.12503 | 693.9519 | 0.00044006 | 861.9169 | 15.0817 | 693.9519 | 0.031051 | 865.562 | 4.4727 | 862.5391 | 1.3991 | 865.562 | 0.00069942 | 974.8137 | 0.17821 | 1204.8689 | 0.46705 | 1028.1116 | 0.012541 | 1124.4801 | 0 | 1123.7362 | 0 | 693.952 | 0.14122 | 694.2502 | 0.85234 | 693.9519 | 2.9568 | 693.9519 | 0.37002 | 693.9519 | 1.6284 | 690.5895 | 0.19726
| 348.2793 | 0 |  |  | 348.2793 | 0.00040567 | 348.2793 | 2.8647 | 575.7449 | 0 | 694.1856 | -0.015972 | 688.9823 | -0.018948 | 575.7449 | 0 | 694.1856 | -0.091565 | 694.1856 | -0.026878 | 694.4836 | -0.042435 | 694.1856 | -0.064138 | 694.1856 | -0.016279 | 694.1856 | -0.085654 | 578.0298 | 0.00095432 | 688.98 | 0.011954 | 694.4836 | -0.0055207 | 575.7449 | 0.22537 | 688.98 | 0.00052096 | 694.1856 | 0.53411 | 688.98 | 0.021452 | 694.1856 | 0.50961 | 578.0298 | 0.00050116 | 578.0298 | 0.00073943 | 694.1856 | 0.50355 | 694.4836 | 5.4904 | 694.4836 | 2.4363 | 694.1856 | 2.0812 | 862.7062 | 0.023173 | 694.1856 | 0.10772 | 694.1856 | 0.00086062 | 862.0844 | 14.6854 | 694.1856 | -0.029551 | 865.7309 | 4.4961 | 862.7062 | 1.4118 | 865.7309 | 0.00073265 | 974.9083 | 0.1786 | 1204.9401 | 0.46701 | 1028.1245 | 0.012526 | 1124.5421 | 0 | 1123.7981 | 0 | 694.186 | 0.14149 | 694.4836 | 0.83576 | 694.1856 | 2.9274 | 694.1856 | 0.3589 | 694.1856 | 1.5725 | 690.822 | 0.19662
| 348.3575 | 0 |  |  | 348.3575 | 0.0053432 | 348.3575 | 2.8135 | 575.8621 | 0.0031028 | 694.4193 | -0.015843 | 689.216 | 0.018629 | 575.8621 | 0.032885 | 694.4193 | 0.022546 | 694.4193 | 0.0058516 | 694.717 | 0.007079 | 694.4193 | 0.037931 | 694.4193 | 0.029646 | 694.4193 | 0.042777 | 578.1486 | 0.00046563 | 689.22 | 0.026508 | 694.717 | 0.0015294 | 575.8621 | 0.22715 | 689.22 | -0.006546 | 694.4193 | 0.52833 | 689.22 | 0.012708 | 694.4193 | 0.48835 | 578.1486 | 0.00020428 | 578.1486 | 0.00040489 | 694.4193 | 0.5341 | 694.717 | 5.3847 | 694.717 | 2.4699 | 694.4193 | 2.1644 | 862.8734 | 0.024775 | 694.4193 | 0.1317 | 694.4193 | -0.0012562 | 862.2519 | 14.3189 | 694.4193 | 0.026713 | 865.8999 | 4.513 | 862.8734 | 1.4185 | 865.8999 | 0.00069628 | 975.0029 | 0.17894 | 1205.0111 | 0.46696 | 1028.1375 | 0.012511 | 1124.604 | 0 | 1123.86 | 0 | 694.419 | 0.13928 | 694.717 | 0.825 | 694.4193 | 2.9206 | 694.4193 | 0.36987 | 694.4193 | 1.5966 | 691.0545 | 0.19643
| 348.4356 | 0 |  |  | 348.4356 | 0.00065978 | 348.4356 | 2.785 | 575.9792 | 0 | 694.653 | -0.013114 | 689.4497 | -0.024246 | 575.9792 | 0 | 694.653 | -0.083859 | 694.653 | -0.020748 | 694.9504 | -0.01703 | 694.653 | -0.054194 | 694.653 | -0.011079 | 694.653 | -0.074263 | 578.2675 | 0.00093671 | 689.45 | -0.032746 | 694.9504 | -0.0061652 | 575.9792 | 0.23247 | 689.45 | -0.0046433 | 694.653 | 0.52228 | 689.45 | -0.00023318 | 694.653 | 0.50844 | 578.2675 | 0.00044895 | 578.2675 | 0.0006423 | 694.653 | 0.47337 | 694.9504 | 5.3057 | 694.9504 | 2.5122 | 694.653 | 2.1718 | 863.0406 | 0.028886 | 694.653 | 0.11206 | 694.653 | -0.01038 | 862.4193 | 13.9003 | 694.653 | -0.024912 | 866.0688 | 4.5315 | 863.0406 | 1.4259 | 866.0688 | 0.00071842 | 975.0975 | 0.17952 | 1205.0823 | 0.4669 | 1028.1504 | 0.012495 | 1124.666 | 0 | 1123.9219 | 0 | 694.653 | 0.13979 | 694.9504 | 0.83205 | 694.653 | 2.8918 | 694.653 | 0.31053 | 694.653 | 1.563 | 691.287 | 0.19682
| 348.5138 | 0 |  |  | 348.5138 | 0.0059625 | 348.5138 | 2.7858 | 576.0964 | 0 | 694.8867 | 0.0076981 | 689.6833 | 0.0087404 | 576.0964 | 0.043632 | 694.8867 | -0.0030264 | 694.8867 | 0.00077256 | 695.1838 | 0.017232 | 694.8867 | 0.036787 | 694.8867 | 0.025167 | 694.8867 | 0.028331 | 578.3863 | 0.00047318 | 689.68 | 0.027548 | 695.1838 | 0.0025593 | 576.0964 | 0.21973 | 689.68 | 0.0035108 | 694.8867 | 0.53324 | 689.68 | 0.024951 | 694.8867 | 0.50169 | 578.3863 | 0.00024467 | 578.3863 | 0.00024501 | 694.8867 | 0.49545 | 695.1838 | 5.2218 | 695.1838 | 2.5624 | 694.8867 | 2.2057 | 863.2078 | 0.019916 | 694.8867 | 0.12901 | 694.8867 | 0.016618 | 862.5868 | 13.6412 | 694.8867 | 0.014619 | 866.2377 | 4.5433 | 863.2078 | 1.4298 | 866.2377 | 0.00066499 | 975.1921 | 0.18012 | 1205.1533 | 0.46685 | 1028.1633 | 0.012478 | 1124.7279 | 0 | 1123.9838 | 0 | 694.887 | 0.13864 | 695.1838 | 0.83014 | 694.8867 | 2.9095 | 694.8867 | 0.39946 | 694.8867 | 1.5787 | 691.5195 | 0.19717
| 348.5919 | 0 |  |  | 348.5919 | 0.0017244 | 348.5919 | 2.7472 | 576.2136 | 0 | 695.1204 | -0.015543 | 689.917 | -0.012369 | 576.2136 | 0 | 695.1204 | -0.10545 | 695.1204 | -0.021258 | 695.4172 | -0.032593 | 695.1204 | -0.051647 | 695.1204 | -0.021803 | 695.1204 | -0.081766 | 578.5051 | 0.00093504 | 689.92 | -0.021311 | 695.4172 | -0.0053076 | 576.2136 | 0.20729 | 689.92 | -0.007905 | 695.1204 | 0.52081 | 689.92 | 0.014807 | 695.1204 | 0.48947 | 578.5051 | 0.00046839 | 578.5051 | 0.0006499 | 695.1204 | 0.46122 | 695.4172 | 5.1213 | 695.4172 | 2.6128 | 695.1204 | 2.2251 | 863.375 | 0.022692 | 695.1204 | 0.11247 | 695.1204 | -0.0018447 | 862.7543 | 13.2064 | 695.1204 | -0.013877 | 866.4067 | 4.5564 | 863.375 | 1.4385 | 866.4067 | 0.00065099 | 975.2867 | 0.18053 | 1205.2245 | 0.46678 | 1028.1763 | 0.012462 | 1124.7899 | 0 | 1124.0457 | 0 | 695.12 | 0.13853 | 695.4172 | 0.82207 | 695.1204 | 2.8709 | 695.1204 | 0.35619 | 695.1204 | 1.5836 | 691.752 | 0.19685
| 348.6701 | 0 |  |  | 348.6701 | 0.0065332 | 348.6701 | 2.7432 | 576.3307 | 0.017856 | 695.3541 | -0.001693 | 690.1507 | 0.022292 | 576.3307 | 0.01789 | 695.3541 | -0.024047 | 695.3541 | 0.0096086 | 695.6506 | -0.0053233 | 695.3541 | 0.035793 | 695.3541 | 0.029465 | 695.3541 | 0.0003687 | 578.624 | 0.00046438 | 690.15 | 0.0088362 | 695.6506 | 0.0020639 | 576.3307 | 0.20698 | 690.15 | -0.02829 | 695.3541 | 0.52739 | 690.15 | -0.0093273 | 695.3541 | 0.49626 | 578.624 | 0.00022371 | 578.624 | 0.00041248 | 695.3541 | 0.47226 | 695.6506 | 5.0031 | 695.6506 | 2.6545 | 695.3541 | 2.2872 | 863.5422 | 0.025042 | 695.3541 | 0.14246 | 695.3541 | -0.00028588 | 862.9217 | 12.9899 | 695.3541 | 0.023027 | 866.5756 | 4.5704 | 863.5422 | 1.4402 | 866.5756 | 0.00062414 | 975.3814 | 0.18108 | 1205.2957 | 0.46671 | 1028.1892 | 0.012445 | 1124.8519 | 0 | 1124.1075 | 0 | 695.354 | 0.13621 | 695.6506 | 0.82009 | 695.3541 | 2.8643 | 695.3541 | 0.36265 | 695.3541 | 1.5674 | 691.9845 | 0.19706
| 348.7482 | 0 |  |  | 348.7482 | 0.0041531 | 348.7482 | 2.6856 | 576.4479 | 0 | 695.5879 | 0.0091665 | 690.3844 | -0.00029689 | 576.4479 | 0.003362 | 695.5879 | -0.12446 | 695.5879 | -0.015721 | 695.8841 | -0.016339 | 695.5879 | -0.058107 | 695.5879 | -0.029557 | 695.5879 | -0.063084 | 578.7428 | 0.00090235 | 690.38 | -0.0098758 | 695.8841 | -0.005192 | 576.4479 | 0.19183 | 690.38 | -0.0068178 | 695.5879 | 0.5135 | 690.38 | -0.0040807 | 695.5879 | 0.49353 | 578.7428 | 0.00041961 | 578.7428 | 0.00080937 | 695.5879 | 0.42257 | 695.8841 | 4.8999 | 695.8841 | 2.6948 | 695.5879 | 2.3327 | 863.7093 | 0.018207 | 695.5879 | 0.11143 | 695.5879 | -0.0023266 | 863.0892 | 12.5277 | 695.5879 | -0.0281 | 866.7446 | 4.5906 | 863.7093 | 1.4459 | 866.7446 | 0.00068313 | 975.4761 | 0.18169 | 1205.3668 | 0.46663 | 1028.2021 | 0.012427 | 1124.9139 | 0 | 1124.1694 | 0 | 695.588 | 0.13447 | 695.8841 | 0.81609 | 695.5879 | 2.8371 | 695.5879 | 0.33501 | 695.5879 | 1.5297 | 692.217 | 0.19672
| 348.8264 | 0 |  |  | 348.8264 | 0.0045903 | 348.8264 | 2.6778 | 576.5651 | 0.03128 | 695.8216 | -0.0088369 | 690.6181 | 0.0089727 | 576.5651 | 0.014163 | 695.8216 | 0.016651 | 695.8216 | 0.0076963 | 696.1175 | 0.017092 | 695.8216 | 0.041953 | 695.8216 | 0.013528 | 695.8216 | 0.032594 | 578.8617 | 0.00044007 | 690.62 | 0.029627 | 696.1175 | -0.00080102 | 576.5651 | 0.20991 | 690.62 | 0.0024236 | 695.8216 | 0.51552 | 690.62 | 0.016555 | 695.8216 | 0.47607 | 578.8617 | 0.00019589 | 578.8617 | 0.00040489 | 695.8216 | 0.44318 | 696.1175 | 4.7839 | 696.1175 | 2.7277 | 695.8216 | 2.3775 | 863.8765 | 0.02675 | 695.8216 | 0.14944 | 695.8216 | 0.0087563 | 863.2567 | 12.403 | 695.8216 | 0.026329 | 866.9136 | 4.6055 | 863.8765 | 1.4453 | 866.9136 | 0.00065913 | 975.5708 | 0.18194 | 1205.438 | 0.46655 | 1028.2151 | 0.01241 | 1124.976 | 0 | 1124.2314 | 0 | 695.822 | 0.13468 | 696.1175 | 0.79854 | 695.8216 | 2.8146 | 695.8216 | 0.36371 | 695.8216 | 1.5489 | 692.4496 | 0.19736
| 348.9045 | 0 |  |  | 348.9045 | 0.0026837 | 348.9045 | 2.6567 | 576.6823 | 0 | 696.0554 | -0.013412 | 690.8518 | -0.0071901 | 576.6823 | 0 | 696.0554 | -0.14022 | 696.0554 | -0.033771 | 696.351 | -0.021502 | 696.0554 | -0.061276 | 696.0554 | -0.033427 | 696.0554 | -0.042382 | 578.9805 | 0.00087259 | 690.85 | 0.041062 | 696.351 | -0.0086424 | 576.6823 | 0.18587 | 690.85 | -0.016331 | 696.0554 | 0.50933 | 690.85 | -0.00513 | 696.0554 | 0.47521 | 578.9805 | 0.00040093 | 578.9805 | 0.00071625 | 696.0554 | 0.40674 | 696.351 | 4.6704 | 696.351 | 2.7616 | 696.0554 | 2.4158 | 864.0437 | 0.026377 | 696.0554 | 0.11679 | 696.0554 | -0.0036199 | 863.4242 | 11.9736 | 696.0554 | -0.02015 | 867.0825 | 4.6318 | 864.0437 | 1.4515 | 867.0825 | 0.00070299 | 975.6655 | 0.18243 | 1205.5092 | 0.46646 | 1028.228 | 0.012392 | 1125.0378 | 0 | 1124.2933 | 0 | 696.055 | 0.13307 | 696.351 | 0.79509 | 696.0554 | 2.7796 | 696.0554 | 0.34072 | 696.0554 | 1.5074 | 692.6821 | 0.19656
| 348.9827 | 0 |  |  | 348.9827 | 0.0074319 | 348.9827 | 2.6161 | 576.7995 | 0.046724 | 696.2892 | -0.0039557 | 691.0856 | 0.022468 | 576.7995 | 0.029446 | 696.2892 | 0.024984 | 696.2892 | -0.00063646 | 696.5844 | 0.020251 | 696.2892 | 0.042187 | 696.2892 | 0.015184 | 696.2892 | 0.010887 | 579.0994 | 0.0004342 | 691.09 | -0.0088362 | 696.5844 | 0.0015507 | 576.7995 | 0.20876 | 691.09 | 0.0059571 | 696.2892 | 0.49545 | 691.09 | 0.011659 | 696.2892 | 0.47602 | 579.0994 | 0.00020504 | 579.0994 | 0.00031136 | 696.2892 | 0.42441 | 696.5844 | 4.5542 | 696.5844 | 2.8006 | 696.2892 | 2.4543 | 864.2109 | 0.024615 | 696.2892 | 0.14348 | 696.2892 | 0.004436 | 863.5917 | 11.8844 | 696.2892 | 0.021284 | 867.2515 | 4.6602 | 864.2109 | 1.4545 | 867.2515 | 0.00073265 | 975.7603 | 0.18268 | 1205.5803 | 0.46637 | 1028.241 | 0.012374 | 1125.0999 | 0 | 1124.3552 | 0 | 696.289 | 0.13314 | 696.5844 | 0.79135 | 696.2892 | 2.7639 | 696.2892 | 0.36416 | 696.2892 | 1.5265 | 692.9147 | 0.19701
| 349.0609 | 0 |  |  | 349.0609 | 0.0011524 | 349.0608 | 2.5853 | 576.9167 | 0 | 696.523 | -0.010641 | 691.3193 | -0.021448 | 576.9167 | 0 | 696.523 | -0.067314 | 696.523 | -0.017607 | 696.8179 | -0.023051 | 696.523 | -0.050138 | 696.523 | -0.045247 | 696.523 | -0.0431 | 579.2183 | 0.00093168 | 691.32 | 0.0025989 | 696.8179 | -0.0069442 | 576.9167 | 0.18473 | 691.32 | -0.0073615 | 696.523 | 0.50076 | 691.32 | -0.0030314 | 696.523 | 0.47349 | 579.2183 | 0.00039331 | 579.2183 | 0.00066948 | 696.523 | 0.39165 | 696.8179 | 4.4537 | 696.8179 | 2.838 | 696.523 | 2.4782 | 864.3781 | 0.022906 | 696.523 | 0.1267 | 696.523 | -0.0019244 | 863.7592 | 11.2297 | 696.523 | -0.017489 | 867.4205 | 4.69 | 864.3781 | 1.4619 | 867.4205 | 0.0007611 | 975.855 | 0.18263 | 1205.6515 | 0.46627 | 1028.2539 | 0.012356 | 1125.1619 | 0 | 1124.4171 | 0 | 696.523 | 0.13023 | 696.8179 | 0.78592 | 696.523 | 2.7364 | 696.523 | 0.33682 | 696.523 | 1.479 | 693.1472 | 0.19708
| 349.139 | 0 |  |  | 349.139 | 0.0042502 | 349.139 | 2.5724 | 577.0339 | 0.0045078 | 696.7567 | 0.011544 | 691.5531 | 0.030786 | 577.0339 | 0.045781 | 696.7567 | -0.0005801 | 696.7568 | 0.004827 | 697.0514 | 0.022904 | 696.7567 | 0.035017 | 696.7568 | 0.02979 | 696.7568 | 0.016992 | 579.3371 | 0.00049958 | 691.55 | -0.011954 | 697.0514 | 0.0036655 | 577.0339 | 0.21085 | 691.55 | 0.020635 | 696.7567 | 0.5067 | 691.55 | 0.0043138 | 696.7568 | 0.46892 | 579.3371 | 0.00018827 | 579.3371 | 0.00035812 | 696.7568 | 0.41521 | 697.0514 | 4.3441 | 697.0514 | 2.8799 | 696.7568 | 2.5287 | 864.5453 | 0.027017 | 696.7567 | 0.1584 | 696.7567 | -0.0077392 | 863.9267 | 11.1509 | 696.7567 | 0.0067962 | 867.5894 | 4.7141 | 864.5453 | 1.4683 | 867.5894 | 0.00073976 | 975.9498 | 0.18337 | 1205.7227 | 0.46616 | 1028.267 | 0.012337 | 1125.224 | 0 | 1124.4791 | 0 | 696.757 | 0.13128 | 697.0514 | 0.78544 | 696.7568 | 2.7181 | 696.7568 | 0.35274 | 696.7568 | 1.5103 | 693.3798 | 0.19757
| 349.2172 | 0 |  |  | 349.2172 | 0.0010277 | 349.2172 | 2.5438 | 577.1512 | 0 | 696.9905 | -0.00045175 | 691.7868 | -0.01912 | 577.1512 | 0 | 696.9905 | -0.07818 | 696.9905 | -0.019694 | 697.2849 | -0.04054 | 696.9905 | -0.048802 | 696.9905 | -0.046908 | 696.9905 | -0.06735 | 579.456 | 0.00097779 | 691.79 | -0.041062 | 697.2849 | -0.0063841 | 577.1512 | 0.18943 | 691.79 | -0.029378 | 696.9905 | 0.49486 | 691.79 | -0.016672 | 696.9905 | 0.46593 | 579.456 | 0.00039293 | 579.456 | 0.00075901 | 696.9905 | 0.35521 | 697.2849 | 4.2437 | 697.2849 | 2.9165 | 696.9905 | 2.5242 | 864.7125 | 0.021197 | 696.9905 | 0.12805 | 696.9905 | 0.0085 | 864.0942 | 10.6561 | 696.9905 | -0.020639 | 867.7584 | 4.7392 | 864.7125 | 1.482 | 867.7584 | 0.00074687 | 976.0446 | 0.18419 | 1205.7939 | 0.46605 | 1028.2799 | 0.012319 | 1125.286 | 0 | 1124.541 | 0 | 696.991 | 0.12976 | 697.2849 | 0.7795 | 696.9905 | 2.7017 | 696.9905 | 0.32735 | 696.9905 | 1.4637 | 693.6124 | 0.19807
| 349.2953 | 0 |  |  | 349.2953 | 0.0059503 | 349.2953 | 2.5216 | 577.2684 | 0 | 697.2244 | -0.00091495 | 692.0206 | 0.048762 | 577.2684 | 0.0331 | 697.2244 | -0.027532 | 697.2244 | 0.0094242 | 697.5184 | 0.018687 | 697.2244 | 0.02626 | 697.2244 | 0.0095384 | 697.2244 | 0.015841 | 579.5748 | 0.0004803 | 692.02 | 0.017152 | 697.5184 | 2.0654e-05 | 577.2684 | 0.20134 | 692.02 | 0.0075879 | 697.2244 | 0.48776 | 692.02 | 0.01061 | 697.2244 | 0.46354 | 579.5748 | 0.00020428 | 579.5748 | 0.00040089 | 697.2244 | 0.37545 | 697.5184 | 4.1389 | 697.5184 | 2.9565 | 697.2244 | 2.6209 | 864.8797 | 0.026377 | 697.2244 | 0.15756 | 697.2244 | 0.0086107 | 864.2617 | 10.4163 | 697.2244 | 0.020681 | 867.9274 | 4.759 | 864.8797 | 1.4951 | 867.9274 | 0.0007611 | 976.1394 | 0.18397 | 1205.8651 | 0.46593 | 1028.2928 | 0.012301 | 1125.348 | 0 | 1124.603 | 0 | 697.224 | 0.12991 | 697.5184 | 0.77384 | 697.2244 | 2.7135 | 697.2244 | 0.34343 | 697.2244 | 1.4895 | 693.845 | 0.19949
| 349.3735 | 0 |  |  | 349.3735 | 0.001603 | 349.3735 | 2.4866 | 577.3856 | 0 | 697.4582 | -0.013588 | 692.2544 | -0.0036745 | 577.3856 | 0 | 697.4582 | -0.044646 | 697.4582 | -0.01523 | 697.7519 | -0.020949 | 697.4582 | -0.063158 | 697.4582 | -0.025632 | 697.4582 | -0.055732 | 579.6937 | 0.00095725 | 692.25 | -0.019232 | 697.7519 | -0.0048905 | 577.3856 | 0.18859 | 692.25 | 0.0026954 | 697.4582 | 0.49285 | 692.25 | -0.013874 | 697.4582 | 0.44974 | 579.6937 | 0.00036663 | 579.6937 | 0.00078219 | 697.4582 | 0.32392 | 697.7519 | 4.0396 | 697.7519 | 2.9961 | 697.4582 | 2.65 | 865.047 | 0.025255 | 697.4582 | 0.14869 | 697.4582 | -7.2771e-05 | 864.4292 | 10.1187 | 697.4582 | -0.032803 | 868.0964 | 4.7774 | 865.047 | 1.514 | 868.0964 | 0.00073976 | 976.2343 | 0.18374 | 1205.9364 | 0.46581 | 1028.3058 | 0.012282 | 1125.41 | 0 | 1124.6649 | 0 | 697.458 | 0.12829 | 697.7519 | 0.76019 | 697.4582 | 2.6619 | 697.4582 | 0.3251 | 697.4582 | 1.4505 | 694.0776 | 0.19691
| 349.4517 | 0 |  |  | 349.4517 | 0.0055132 | 349.4517 | 2.4859 | 577.5029 | 0.0080204 | 697.692 | 0.013496 | 692.4881 | -0.0069951 | 577.5029 | 0.020498 | 697.692 | -0.023143 | 697.692 | 4.6328e-06 | 697.9855 | 0.021633 | 697.692 | 0.043397 | 697.692 | 0.017785 | 697.692 | 0.02564 | 579.8126 | 0.00047737 | 692.49 | 0.029627 | 697.9855 | 0.0033562 | 577.5029 | 0.21492 | 692.49 | -0.012525 | 697.692 | 0.49051 | 692.49 | -0.014574 | 697.692 | 0.45314 | 579.8126 | 0.00016235 | 579.8126 | 0.0003813 | 697.692 | 0.34822 | 697.9855 | 3.9136 | 697.9855 | 3.0175 | 697.692 | 2.7048 | 865.2142 | 0.016072 | 697.692 | 0.16785 | 697.692 | 0.0034857 | 864.5967 | 9.8012 | 697.692 | 0.037925 | 868.2654 | 4.7958 | 865.2142 | 1.5267 | 868.2654 | 0.00075399 | 976.3291 | 0.18432 | 1206.0076 | 0.46568 | 1028.3187 | 0.012264 | 1125.4722 | 0 | 1124.7269 | 0 | 697.692 | 0.12809 | 697.9855 | 0.75887 | 697.692 | 2.6597 | 697.692 | 0.34373 | 697.692 | 1.4633 | 694.3102 | 0.199
| 349.5299 | 0 |  |  | 349.5299 | 4.6531e-05 | 349.5299 | 2.4561 | 577.6201 | 0 | 697.9259 | -0.010757 | 692.7219 | -0.01862 | 577.6201 | 0 | 697.9259 | -0.14017 | 697.9259 | -0.021016 | 698.219 | -0.021276 | 697.9259 | -0.067017 | 697.9259 | -0.033606 | 697.9259 | -0.068155 | 579.9315 | 0.0010021 | 692.72 | -0.024429 | 698.219 | -0.0056583 | 577.6201 | 0.1957 | 692.72 | -0.0070897 | 697.9259 | 0.47596 | 692.72 | -0.029264 | 697.9259 | 0.44812 | 579.9315 | 0.00037425 | 579.9315 | 0.00071625 | 697.9259 | 0.3173 | 698.219 | 3.8082 | 698.219 | 3.0625 | 697.9259 | 2.7509 | 865.3814 | 0.021785 | 697.9259 | 0.15639 | 697.9259 | -0.003447 | 864.7642 | 9.4984 | 697.9259 | -0.015435 | 868.4344 | 4.8158 | 865.3814 | 1.542 | 868.4344 | 0.00073265 | 976.424 | 0.18513 | 1206.0789 | 0.46555 | 1028.3317 | 0.012246 | 1125.5342 | 0 | 1124.7889 | 0 | 697.926 | 0.12784 | 698.219 | 0.75465 | 697.9259 | 2.6256 | 697.9259 | 0.33111 | 697.9259 | 1.4262 | 694.5428 | 0.19904
| 349.6081 | 0 |  |  | 349.6081 | 0.0050153 | 349.6081 | 2.4436 | 577.7374 | 0.012938 | 698.1597 | 0.0087775 | 692.9557 | 0.015336 | 577.7374 | 0.025792 | 698.1597 | 0.060009 | 698.1597 | 0.010607 | 698.4526 | 0.0073449 | 698.1597 | 0.042038 | 698.1597 | 0.015341 | 698.1597 | 0.022832 | 580.0503 | 0.00059639 | 692.96 | 0.030666 | 698.4526 | 0.0026556 | 577.7374 | 0.20217 | 692.96 | 0.0018799 | 698.1597 | 0.48027 | 692.96 | 0.017606 | 698.1597 | 0.44163 | 580.0503 | 0.00021723 | 580.0503 | 0.00036572 | 698.1597 | 0.35042 | 698.4526 | 3.6931 | 698.4526 | 3.0795 | 698.1597 | 2.8278 | 865.5486 | 0.022052 | 698.1597 | 0.17783 | 698.1597 | 0.0040298 | 864.9318 | 9.338 | 698.1597 | 0.034316 | 868.6034 | 4.8339 | 865.5486 | 1.5545 | 868.6034 | 0.00075399 | 976.5188 | 0.1861 | 1206.15 | 0.46541 | 1028.3446 | 0.012228 | 1125.5962 | 0 | 1124.851 | 0 | 698.16 | 0.12666 | 698.4526 | 0.7476 | 698.1597 | 2.6278 | 698.1597 | 0.34222 | 698.1597 | 1.4358 | 694.7755 | 0.19999
| 349.6862 | 0 |  |  | 349.6862 | 0.0068247 | 349.6862 | 2.4104 | 577.8546 | 0 | 698.3936 | 0.0038589 | 693.1896 | 0.010937 | 577.8546 | 0 | 698.3936 | 0.01123 | 698.3936 | 0.0051591 | 698.6861 | 0.017041 | 698.3936 | 0.050732 | 698.3936 | 0.016671 | 698.3936 | 0.026894 | 580.1692 | 0.00067058 | 693.19 | -0.0015593 | 698.6861 | 0.0031357 | 577.8546 | 0.18619 | 693.19 | -0.020137 | 698.3936 | 0.472 | 693.19 | 0.017606 | 698.3936 | 0.4431 | 580.1692 | 0.00022257 | 580.1692 | 0.00045924 | 698.3936 | 0.31251 | 698.6861 | 3.4881 | 698.6861 | 3.1437 | 698.3936 | 2.8205 | 865.7158 | 0.028459 | 698.3936 | 0.1735 | 698.3936 | 0.012797 | 865.0993 | 8.815 | 698.3936 | 0.029737 | 868.7724 | 4.8457 | 865.7158 | 1.5673 | 868.7724 | 0.00072553 | 976.6137 | 0.18698 | 1206.2213 | 0.46527 | 1028.3575 | 0.012211 | 1125.6583 | 0 | 1124.9128 | 0 | 698.394 | 0.12568 | 698.6861 | 0.73546 | 698.3936 | 2.5877 | 698.3936 | 0.32915 | 698.3936 | 1.4241 | 695.0081 | 0.19968
| 349.7644 | 0 |  |  | 349.7644 | 0.0035702 | 349.7644 | 2.3695 | 577.9719 | 0.0013465 | 698.6274 | -0.021977 | 693.4234 | -0.037489 | 577.9719 | 0.030091 | 698.6274 | -0.12038 | 698.6274 | -0.028483 | 698.9197 | -0.027683 | 698.6274 | -0.059921 | 698.6274 | -0.058116 | 698.6274 | -0.043933 | 580.2881 | 0.00025189 | 693.42 | -0.049377 | 698.9197 | -0.0037833 | 577.9719 | 0.19476 | 693.42 | -0.013069 | 698.6274 | 0.45858 | 693.42 | -0.0054798 | 698.6274 | 0.42859 | 580.2881 | 2.3248e-05 | 580.2881 | 0.00021423 | 698.6274 | 0.2676 | 698.9197 | 3.3851 | 698.9197 | 3.1729 | 698.6274 | 2.8755 | 865.8831 | 0.01746 | 698.6274 | 0.15466 | 698.6274 | 0.0054496 | 865.2668 | 8.4573 | 698.6274 | -0.013195 | 868.9414 | 4.8562 | 865.8831 | 1.5786 | 868.9414 | 0.00078244 | 976.7086 | 0.1876 | 1206.2926 | 0.46512 | 1028.3705 | 0.012193 | 1125.7203 | 0 | 1124.9749 | 0 | 698.627 | 0.12577 | 698.9197 | 0.72702 | 698.6274 | 2.5492 | 698.6274 | 0.31668 | 698.6274 | 1.3844 | 695.2408 | 0.19968
| 349.8426 | 0 |  |  | 349.8426 | 0.0048574 | 349.8426 | 2.3534 | 578.0892 | 0 | 698.8613 | 0.011695 | 693.6572 | 0.014805 | 578.0892 | 0 | 698.8613 | 0.044501 | 698.8613 | 0.0038046 | 699.1533 | 0.025942 | 698.8613 | 0.034508 | 698.8613 | 0.0043059 | 698.8613 | 0.038713 | 580.407 | 0.000285 | 693.66 | 0.006757 | 699.1533 | 0.0074659 | 578.0892 | 0.17584 | 693.66 | -0.0032843 | 698.8613 | 0.45856 | 693.66 | 0.04139 | 698.8613 | 0.43006 | 580.407 | 1.7912e-05 | 580.407 | 0.00019465 | 698.8613 | 0.30036 | 699.1533 | 3.295 | 699.1533 | 3.1943 | 698.8613 | 2.9133 | 866.0503 | 0.02376 | 698.8613 | 0.18771 | 698.8613 | 0.0078521 | 865.4343 | 8.3746 | 698.8613 | 0.0097668 | 869.1104 | 4.8661 | 866.0503 | 1.5821 | 869.1104 | 0.00078244 | 976.8036 | 0.18775 | 1206.3639 | 0.46496 | 1028.3834 | 0.012176 | 1125.7825 | 0 | 1125.0369 | 0 | 698.861 | 0.12325 | 699.1533 | 0.73135 | 698.8613 | 2.5372 | 698.8613 | 0.33411 | 698.8613 | 1.4081 | 695.4734 | 0.20102
| 349.9208 | 0 |  |  | 349.9208 | 0.001688 | 349.9208 | 2.3185 | 578.2065 | 0.0052105 | 699.0952 | 0.014293 | 693.8911 | -0.035828 | 578.2065 | 0.039118 | 699.0952 | -0.057682 | 699.0952 | -0.0086511 | 699.3869 | -0.023821 | 699.0952 | -0.050321 | 699.0952 | 0.0084466 | 699.0952 | -0.030087 | 580.5259 | 0.0003114 | 693.89 | -0.061854 | 699.3869 | 0.0036173 | 578.2065 | 0.18713 | 693.89 | -0.017147 | 699.0952 | 0.45998 | 693.89 | -0.013874 | 699.0952 | 0.43067 | 580.5259 | 1.5245e-05 | 580.5259 | 0.00016747 | 699.0952 | 0.26135 | 699.3869 | 3.1966 | 699.3869 | 3.2222 | 699.0952 | 3.0065 | 866.2175 | 0.017086 | 699.0952 | 0.16601 | 699.0952 | -0.010314 | 865.6019 | 7.9753 | 699.0952 | -0.018218 | 869.2794 | 4.8779 | 866.2175 | 1.5847 | 869.2794 | 0.00083223 | 976.8986 | 0.18767 | 1206.4352 | 0.4648 | 1028.3964 | 0.012159 | 1125.8446 | 0 | 1125.0989 | 0 | 699.095 | 0.12381 | 699.3869 | 0.72716 | 699.0952 | 2.5173 | 699.0952 | 0.30842 | 699.0952 | 1.3657 | 695.7061 | 0.20087
| 349.999 | 0 |  |  | 349.999 | 0.005586 | 349.999 | 2.3087 | 578.3237 | 0 | 699.3291 | 0.0060282 | 694.1249 | 0.0028018 | 578.3237 | 0 | 699.3291 | 0.022998 | 699.3291 | 0.0078628 | 699.6205 | 0.020256 | 699.3291 | 0.030133 | 699.3291 | 0.02865 | 699.3291 | 0.010631 | 580.6448 | 0.00032481 | 694.12 | 0.041062 | 699.6205 | 0.0022231 | 578.3237 | 0.18295 | 694.12 | -0.003828 | 699.3291 | 0.45598 | 694.12 | -0.017722 | 699.3291 | 0.41707 | 580.6448 | 5.3356e-06 | 580.6448 | 9.3528e-05 | 699.3291 | 0.28932 | 699.6205 | 3.102 | 699.6205 | 3.2499 | 699.3291 | 3.0535 | 866.3848 | 0.026163 | 699.3291 | 0.1886 | 699.3291 | -0.0047387 | 865.7694 | 7.6537 | 699.3291 | 0.021832 | 869.4485 | 4.8851 | 866.3848 | 1.5868 | 869.4485 | 0.00086068 | 976.9935 | 0.18797 | 1206.5065 | 0.46463 | 1028.4094 | 0.012143 | 1125.9066 | 0 | 1125.1609 | 0 | 699.329 | 0.1222 | 699.6205 | 0.71531 | 699.3291 | 2.5106 | 699.3291 | 0.32765 | 699.3291 | 1.3889 | 695.9388 | 0.20137
| 350.0772 | 0 |  |  | 350.0772 | 0.0020644 | 350.0772 | 2.278 | 578.441 | 0.024828 | 699.563 | -0.013792 | 694.3588 | -0.03778 | 578.441 | 0.035679 | 699.563 | -0.12323 | 699.563 | -0.0187 | 699.8541 | -0.033901 | 699.563 | -0.072848 | 699.563 | -0.017541 | 699.563 | -0.069821 | 580.7637 | 0.00034828 | 694.36 | 0.006757 | 699.8541 | -0.004041 | 578.441 | 0.18295 | 694.36 | -0.023398 | 699.563 | 0.44589 | 694.36 | -0.036959 | 699.563 | 0.42367 | 580.7637 | 1.6769e-05 | 580.7637 | 0.00012071 | 699.563 | 0.23558 | 699.8541 | 3.0087 | 699.8541 | 3.2636 | 699.563 | 3.1217 | 866.552 | 0.022906 | 699.563 | 0.17265 | 699.563 | 0.0064546 | 865.937 | 7.5673 | 699.563 | -0.017858 | 869.6175 | 4.9011 | 866.552 | 1.5971 | 869.6175 | 0.00090336 | 977.0885 | 0.18818 | 1206.5778 | 0.46446 | 1028.4224 | 0.012127 | 1125.9688 | 0 | 1125.2229 | 0 | 699.563 | 0.1227 | 699.8541 | 0.71263 | 699.563 | 2.4857 | 699.563 | 0.31263 | 699.563 | 1.3482 | 696.1715 | 0.20082
| 350.1554 | 0 |  |  | 350.1554 | 0.0051732 | 350.1554 | 2.2727 | 578.5583 | 0 | 699.7969 | 0.0041699 | 694.5926 | 0.023095 | 578.5583 | 0 | 699.7969 | 0.020217 | 699.7969 | 0.00087956 | 700.0877 | 0.016004 | 699.7969 | 0.049447 | 699.7969 | 0.022573 | 699.7969 | -0.0047865 | 580.8826 | 0.00032188 | 694.59 | 0.047299 | 700.0877 | 0.0022487 | 578.5583 | 0.19893 | 694.59 | -0.005187 | 699.7969 | 0.44838 | 694.59 | 0.015856 | 699.7969 | 0.41854 | 580.8826 | 1.4101e-05 | 580.8826 | 0.00013629 | 699.7969 | 0.27828 | 700.0877 | 2.9189 | 700.0877 | 3.2816 | 699.7969 | 3.1182 | 866.7192 | 0.021892 | 699.7969 | 0.19522 | 699.7969 | -0.0034528 | 866.1045 | 7.3511 | 699.7969 | 0.0077882 | 869.7865 | 4.9202 | 866.7192 | 1.6081 | 869.7865 | 0.00086068 | 977.1835 | 0.18844 | 1206.649 | 0.46429 | 1028.4353 | 0.012112 | 1126.0309 | 0 | 1125.2849 | 0 | 699.797 | 0.12108 | 700.0877 | 0.7109 | 699.7969 | 2.4699 | 699.7969 | 0.33276 | 699.7969 | 1.3584 | 696.4042 | 0.20158
| 350.2336 | 0 |  |  | 350.2336 | 0.004056 | 350.2336 | 2.2293 | 578.6756 | 0.011182 | 700.0309 | 0.0060069 | 694.8265 | -0.026591 | 578.6756 | 0.035034 | 700.0309 | -0.060099 | 700.0309 | -0.014576 | 700.3213 | -0.028836 | 700.0309 | -0.050657 | 700.0309 | -0.058116 | 700.0309 | -0.06294 | 581.0015 | 0.0002808 | 694.83 | 0.010915 | 700.3213 | -0.0027992 | 578.6756 | 0.21085 | 694.83 | -0.012254 | 700.0309 | 0.44997 | 694.83 | -0.0058295 | 700.0309 | 0.41905 | 581.0015 | 1.2577e-05 | 581.0015 | 0.0001283 | 700.0309 | 0.22748 | 700.3213 | 2.8267 | 700.3213 | 3.2949 | 700.0309 | 3.1869 | 866.8865 | 0.021144 | 700.0309 | 0.18225 | 700.0309 | 0.0052665 | 866.272 | 7.1672 | 700.0309 | -0.019701 | 869.9556 | 4.9391 | 866.8865 | 1.6202 | 869.9556 | 0.00087491 | 977.2786 | 0.18905 | 1206.7203 | 0.4641 | 1028.4482 | 0.012097 | 1126.093 | 0 | 1125.3471 | 0 | 700.031 | 0.12126 | 700.3213 | 0.70892 | 700.0309 | 2.4294 | 700.0309 | 0.30106 | 700.0309 | 1.3461 | 696.6369 | 0.2013
| 350.3118 | 0 |  |  | 350.3118 | 0.0062539 | 350.3118 | 2.2229 | 578.7929 | 0 | 700.2648 | 0.0083793 | 695.0604 | 0.011607 | 578.7929 | 0 | 700.2648 | 0.054913 | 700.2648 | 0.010993 | 700.555 | 0.013882 | 700.2648 | 0.034825 | 700.2648 | -0.020128 | 700.2648 | 0.016192 | 581.1204 | 0.00021584 | 695.06 | 0.021311 | 700.555 | 0.0046859 | 578.7929 | 0.17198 | 695.06 | 0.0040544 | 700.2648 | 0.44199 | 695.06 | -0.01912 | 700.2648 | 0.41317 | 581.1204 | 1.5245e-06 | 581.1204 | 0.0001283 | 700.2648 | 0.26576 | 700.555 | 2.7444 | 700.555 | 3.3042 | 700.2648 | 3.265 | 867.0537 | 0.028459 | 700.2648 | 0.21069 | 700.2648 | 0.0015074 | 866.4396 | 6.9149 | 700.2648 | 0.022849 | 870.1246 | 4.9519 | 867.0537 | 1.6215 | 870.1246 | 0.00086068 | 977.3736 | 0.18977 | 1206.7916 | 0.46392 | 1028.4612 | 0.012083 | 1126.1552 | 0 | 1125.4091 | 0 | 700.265 | 0.11906 | 700.555 | 0.69971 | 700.2648 | 2.4288 | 700.2648 | 0.31518 | 700.2648 | 1.351 | 696.8696 | 0.20162
| 350.39 | 0 |  |  | 350.39 | 0.0020765 | 350.39 | 2.1986 | 578.9103 | 0 | 700.4988 | -0.018778 | 695.2943 | -0.044258 | 578.9103 | 0.014908 | 700.4988 | -0.16227 | 700.4988 | -0.023946 | 700.7886 | -0.033 | 700.4988 | -0.049541 | 700.4988 | -0.041511 | 700.4988 | -0.068156 | 581.2393 | 0.00025733 | 695.29 | -0.063932 | 700.7886 | -0.0079005 | 578.9103 | 0.17584 | 695.29 | -0.0011099 | 700.4988 | 0.43003 | 695.29 | -0.0023318 | 700.4988 | 0.39576 | 581.2393 | 1.5245e-06 | 581.2393 | 9.7125e-05 | 700.4988 | 0.19914 | 700.7886 | 2.6544 | 700.7886 | 3.2982 | 700.4988 | 3.3225 | 867.221 | 0.027498 | 700.4988 | 0.1682 | 700.4988 | -0.011232 | 866.6071 | 6.5604 | 700.4988 | -0.014684 | 870.2936 | 4.9707 | 867.221 | 1.624 | 870.2936 | 0.00086068 | 977.4686 | 0.19012 | 1206.863 | 0.46372 | 1028.4741 | 0.012069 | 1126.2173 | 0 | 1125.4711 | 0 | 700.499 | 0.1195 | 700.7886 | 0.6883 | 700.4988 | 2.4022 | 700.4988 | 0.29595 | 700.4988 | 1.3118 | 697.1024 | 0.2012
| 350.4682 | 0 |  |  | 350.4682 | 0.0037038 | 350.4682 | 2.1939 | 579.0276 | 0 | 700.7327 | 0.0044654 | 695.5282 | 0.043896 | 579.0276 | 0.0018678 | 700.7327 | -0.023985 | 700.7327 | 0.0074375 | 701.0223 | 0.015012 | 700.7327 | 0.039929 | 700.7327 | 0.00051903 | 700.7327 | 0.036984 | 581.3582 | 0.00029757 | 695.53 | 0.016113 | 701.0223 | 0.0032664 | 579.0276 | 0.17459 | 695.53 | -0.00029446 | 700.7327 | 0.44881 | 695.53 | 0.0029147 | 700.7327 | 0.40053 | 581.3582 | 0 | 581.3582 | 0.00016747 | 700.7327 | 0.25067 | 701.0223 | 2.5691 | 701.0223 | 3.2989 | 700.7327 | 3.3681 | 867.3882 | 0.027391 | 700.7327 | 0.21161 | 700.7327 | -0.0070917 | 866.7747 | 6.449 | 700.7327 | 0.016957 | 870.4627 | 4.989 | 867.3882 | 1.6253 | 870.4627 | 0.00081089 | 977.5637 | 0.18994 | 1206.9343 | 0.46352 | 1028.4871 | 0.012056 | 1126.2794 | 0 | 1125.5332 | 0 | 700.733 | 0.11841 | 701.0223 | 0.68628 | 700.7327 | 2.4109 | 700.7327 | 0.31804 | 700.7327 | 1.345 | 697.3351 | 0.20156
| 350.5464 | 0 |  |  | 350.5464 | 0.002113 | 350.5464 | 2.1725 | 579.1449 | 0.0094255 | 700.9667 | -0.013765 | 695.7621 | -0.023723 | 579.1449 | 0.030091 | 700.9667 | -0.086781 | 700.9667 | -0.028887 | 701.2559 | -0.028347 | 700.9667 | -0.050508 | 700.9667 | -0.023195 | 700.9667 | -0.092372 | 581.4771 | 0.00032984 | 695.76 | -0.016113 | 701.2559 | -0.006621 | 579.1449 | 0.16958 | 695.76 | -0.019049 | 700.9667 | 0.43043 | 695.76 | -0.024017 | 700.9667 | 0.39536 | 581.4771 | 4.5733e-06 | 581.4771 | 0.00018306 | 700.9667 | 0.19914 | 701.2559 | 2.4914 | 701.2559 | 3.3018 | 700.9667 | 3.4249 | 867.5555 | 0.027391 | 700.9667 | 0.191 | 700.9667 | -0.0089069 | 866.9423 | 6.311 | 700.9667 | -0.0004189 | 870.6318 | 5.0081 | 867.5555 | 1.6379 | 870.6318 | 0.00082512 | 977.6588 | 0.19049 | 1207.0057 | 0.46332 | 1028.5 | 0.012044 | 1126.3416 | 0 | 1125.5952 | 0 | 700.967 | 0.1177 | 701.2559 | 0.67923 | 700.9667 | 2.3697 | 700.9667 | 0.26576 | 700.9667 | 1.3079 | 697.5678 | 0.2018
| 350.6246 | 0 |  |  | 350.6246 | 0.0052096 | 350.6246 | 2.1753 | 579.2622 | 0 | 701.2007 | 0.0074919 | 695.9961 | 0.033052 | 579.2622 | 0 | 701.2007 | 0.029231 | 701.2007 | 0.019157 | 701.4896 | 0.02843 | 701.2007 | 0.044687 | 701.2007 | 0.014024 | 701.2007 | 0.052222 | 581.596 | 0.0002829 | 696 | 0.016113 | 701.4896 | 0.005094 | 579.2622 | 0.18023 | 696 | -0.00029446 | 701.2007 | 0.4355 | 696 | -0.0079281 | 701.2007 | 0.39206 | 581.596 | 4.5733e-06 | 581.596 | 0.00014789 | 701.2007 | 0.23816 | 701.4896 | 2.4063 | 701.4896 | 3.2882 | 701.2007 | 3.4373 | 867.7227 | 0.016606 | 701.2007 | 0.21891 | 701.2007 | 0.0077068 | 867.1098 | 6.1031 | 701.2007 | 0.039291 | 870.8008 | 5.0191 | 867.7227 | 1.6455 | 870.8008 | 0.00082512 | 977.7539 | 0.19191 | 1207.077 | 0.46311 | 1028.5131 | 0.012032 | 1126.4037 | 0 | 1125.6573 | 0 | 701.201 | 0.11686 | 701.4896 | 0.67945 | 701.2007 | 2.3672 | 701.2007 | 0.33441 | 701.2007 | 1.3141 | 697.8006 | 0.20111
| 350.7029 | 0 |  |  | 350.7029 | 0.0016272 | 350.7029 | 2.1618 | 579.3796 | 0.012938 | 701.4347 | -0.017065 | 696.23 | -0.028126 | 579.3796 | 0.020871 | 701.4347 | -0.058591 | 701.4347 | -0.02589 | 701.7233 | -0.021814 | 701.4347 | -0.067841 | 701.4347 | -0.0090043 | 701.4347 | -0.067923 | 581.7149 | 0.00023806 | 696.23 | 0.014034 | 701.7233 | -0.0081213 | 579.3796 | 0.16843 | 696.23 | 0.0059571 | 701.4347 | 0.42059 | 696.23 | -0.021569 | 701.4347 | 0.39358 | 581.7149 | 4.5733e-06 | 581.7149 | 8.9531e-05 | 701.4347 | 0.18883 | 701.7233 | 2.3334 | 701.7233 | 3.282 | 701.4347 | 3.5395 | 867.89 | 0.018581 | 701.4347 | 0.19103 | 701.4347 | 0.0039996 | 867.2774 | 5.8217 | 701.4347 | -0.0098142 | 870.9699 | 5.0329 | 867.89 | 1.6502 | 870.9699 | 0.00083934 | 977.8491 | 0.19286 | 1207.1484 | 0.46289 | 1028.526 | 0.012021 | 1126.4658 | 0 | 1125.7194 | 0 | 701.435 | 0.11725 | 701.7233 | 0.67087 | 701.4347 | 2.3385 | 701.4347 | 0.30181 | 701.4347 | 1.2915 | 698.0334 | 0.20189
| 350.7811 | 0 |  |  | 350.7811 | 0.0038859 | 350.7811 | 2.1463 | 579.4969 | 0 | 701.6686 | -0.0084195 | 696.464 | 0.052288 | 579.4969 | 0 | 701.6686 | 0.019078 | 701.6686 | 0.0005894 | 701.957 | 0.019635 | 701.6686 | 0.039213 | 701.6686 | 0.032595 | 701.6686 | 0.052708 | 581.8338 | 0.00020578 | 696.46 | 0.036903 | 701.957 | 0.00069965 | 579.4969 | 0.16926 | 696.46 | 0.024168 | 701.6686 | 0.43197 | 696.46 | -0.0030314 | 701.6686 | 0.38227 | 581.8338 | 0 | 581.8338 | 9.3528e-05 | 701.6686 | 0.20944 | 701.957 | 2.2554 | 701.957 | 3.2592 | 701.6686 | 3.6302 | 868.0573 | 0.029954 | 701.6686 | 0.22388 | 701.6686 | 0.008968 | 867.445 | 5.7729 | 701.6686 | 0.012574 | 871.1389 | 5.0493 | 868.0573 | 1.6488 | 871.1389 | 0.00081089 | 977.9442 | 0.19271 | 1207.2198 | 0.46267 | 1028.5389 | 0.012011 | 1126.5281 | 0 | 1125.7815 | 0 | 701.669 | 0.11568 | 701.957 | 0.66162 | 701.6686 | 2.329 | 701.6686 | 0.30617 | 701.6686 | 1.3064 | 698.2662 | 0.20166
| 350.8593 | 0 |  |  | 350.8593 | 0.0034973 | 350.8593 | 2.0796 | 579.6143 | 0.023069 | 701.9027 | -0.017641 | 696.6979 | -0.020688 | 579.6143 | 0.036109 | 701.9027 | -0.087764 | 701.9027 | -0.022789 | 702.1907 | -0.028344 | 701.9027 | -0.062658 | 701.9027 | -0.041926 | 701.9027 | -0.070268 | 581.9528 | 0.00024392 | 696.7 | -0.027548 | 702.1907 | -0.007955 | 579.6143 | 0.18943 | 696.7 | 0.0026954 | 701.9027 | 0.41 | 696.7 | 0.00046636 | 701.9027 | 0.38379 | 581.9528 | 0 | 581.9528 | 0.00016347 | 701.9027 | 0.16675 | 702.1907 | 2.1764 | 702.1907 | 3.2444 | 701.9027 | 3.664 | 868.2245 | 0.022425 | 701.9027 | 0.2017 | 701.9027 | -0.012564 | 867.6125 | 5.5744 | 701.9027 | -0.014958 | 871.308 | 5.0641 | 868.2245 | 1.658 | 871.308 | 0.00088202 | 978.0394 | 0.19269 | 1207.2911 | 0.46245 | 1028.5519 | 0.012002 | 1126.5902 | 0 | 1125.8435 | 0 | 701.903 | 0.11486 | 702.1907 | 0.66129 | 701.9027 | 2.3023 | 701.9027 | 0.28093 | 701.9027 | 1.2689 | 698.4989 | 0.20018
| 350.9375 | 0 |  |  | 350.9375 | 0.0034002 | 350.9375 | 2.0438 | 579.7317 | 0 | 702.1367 | -0.0054268 | 696.9319 | 0.013299 | 579.7317 | 0 | 702.1367 | 0.055376 | 702.1367 | 0.0038271 | 702.4244 | -0.0010227 | 702.1367 | 0.040277 | 702.1367 | 0.0038558 | 702.1367 | 0.024805 | 582.0717 | 0.00025859 | 696.93 | 0.0057175 | 702.4244 | 0.0049883 | 579.7317 | 0.15892 | 696.93 | -0.012254 | 702.1367 | 0.42355 | 696.93 | -0.010027 | 702.1367 | 0.38475 | 582.0717 | 0 | 582.0717 | 0.00015588 | 702.1367 | 0.19509 | 702.4244 | 2.1012 | 702.4244 | 3.2212 | 702.1367 | 3.7411 | 868.3918 | 0.021197 | 702.1367 | 0.23124 | 702.1367 | -0.024967 | 867.7801 | 5.3321 | 702.1367 | 0.026131 | 871.4771 | 5.0701 | 868.3918 | 1.6729 | 871.4771 | 0.00088202 | 978.1346 | 0.19335 | 1207.3626 | 0.46222 | 1028.5648 | 0.011993 | 1126.6523 | 0 | 1125.9056 | 0 | 702.137 | 0.11373 | 702.4244 | 0.6574 | 702.1367 | 2.2856 | 702.1367 | 0.29911 | 702.1367 | 1.2779 | 698.7317 | 0.20026
| 351.0158 | 0 |  |  | 351.0158 | 0.002623 | 351.0158 | 2.0561 | 579.849 | 0.022482 | 702.3707 | -0.005993 | 697.1659 | -0.034633 | 579.849 | 0.017144 | 702.3707 | -0.11234 | 702.3707 | -0.020398 | 702.6582 | -0.02596 | 702.3707 | -0.052421 | 702.3707 | -0.036826 | 702.3707 | -0.055347 | 582.1906 | 0.00027033 | 697.17 | -0.054577 | 702.6582 | -0.0046187 | 579.849 | 0.16393 | 697.17 | -0.02367 | 702.3707 | 0.40186 | 697.17 | -0.0072287 | 702.3707 | 0.38217 | 582.1906 | 1.5245e-06 | 582.1906 | 0.00011671 | 702.3707 | 0.15644 | 702.6582 | 2.0376 | 702.6582 | 3.188 | 702.3707 | 3.7518 | 868.5591 | 0.014577 | 702.3707 | 0.20963 | 702.3707 | -0.011466 | 867.9477 | 5.073 | 702.3707 | -0.0037531 | 871.6462 | 5.0819 | 868.5591 | 1.6967 | 871.6462 | 0.00091047 | 978.2298 | 0.19362 | 1207.434 | 0.46199 | 1028.5778 | 0.011985 | 1126.7146 | 0 | 1125.9678 | 0 | 702.371 | 0.11352 | 702.6582 | 0.65516 | 702.3707 | 2.2691 | 702.3707 | 0.28679 | 702.3707 | 1.253 | 698.9646 | 0.19933
| 351.094 | 0 |  |  | 351.094 | 0.0045538 | 351.094 | 2.0415 | 579.9664 | 0.0017592 | 702.6047 | 0.012108 | 697.3998 | 0.017875 | 579.9664 | 0 | 702.6047 | 0.072682 | 702.6047 | 0.0071661 | 702.8919 | -0.0050012 | 702.6047 | 0.034003 | 702.6047 | 0.046077 | 702.6047 | 0.031893 | 582.3095 | 0.00024811 | 697.4 | -0.047299 | 702.8919 | 0.006512 | 579.9664 | 0.17668 | 697.4 | -0.0073615 | 702.6047 | 0.42377 | 697.4 | 0.034044 | 702.6047 | 0.38389 | 582.3095 | 1.5245e-06 | 582.3095 | 8.1537e-05 | 702.6047 | 0.19951 | 702.8919 | 1.972 | 702.8919 | 3.1564 | 702.6047 | 3.7817 | 868.7263 | 0.030061 | 702.6047 | 0.24426 | 702.6047 | 0.0035218 | 868.1153 | 4.9596 | 702.6047 | 0.033403 | 871.8152 | 5.0975 | 868.7263 | 1.7122 | 871.8152 | 0.00090336 | 978.325 | 0.19361 | 1207.5054 | 0.46175 | 1028.5907 | 0.011979 | 1126.7767 | 0 | 1126.0299 | 0 | 702.605 | 0.11239 | 702.8919 | 0.65281 | 702.6047 | 2.28 | 702.6047 | 0.29145 | 702.6047 | 1.2796 | 699.1974 | 0.19989
| 351.1722 | 0 |  |  | 351.1722 | 0.00070948 | 351.1722 | 2.0141 | 580.0838 | 0.011182 | 702.8388 | -0.016582 | 697.6338 | -0.017635 | 580.0838 | 0.0331 | 702.8388 | -0.065118 | 702.8388 | -0.020127 | 703.1257 | -0.034337 | 702.8388 | -0.064887 | 702.8388 | -0.035985 | 702.8388 | -0.049599 | 582.4285 | 0.00027494 | 697.63 | 0.040022 | 703.1257 | -0.0080535 | 580.0838 | 0.15829 | 697.63 | -0.0076332 | 702.8388 | 0.4059 | 697.63 | -0.014574 | 702.8388 | 0.36304 | 582.4285 | 1.9056e-06 | 582.4285 | 8.5534e-05 | 702.8388 | 0.14797 | 703.1257 | 1.909 | 703.1257 | 3.1369 | 702.8388 | 3.8794 | 868.8936 | 0.019329 | 702.8388 | 0.22146 | 702.8388 | -0.010512 | 868.2829 | 4.7945 | 702.8388 | -0.0088636 | 871.9843 | 5.1129 | 868.8936 | 1.7285 | 871.9843 | 0.00096026 | 978.4203 | 0.19388 | 1207.5768 | 0.4615 | 1028.6038 | 0.011973 | 1126.839 | 0 | 1126.0919 | 0 | 702.839 | 0.11187 | 703.1257 | 0.64448 | 702.8388 | 2.2332 | 702.8388 | 0.27552 | 702.8388 | 1.2191 | 699.4302 | 0.19846
| 351.2505 | 0 |  |  | 351.2505 | 0.0049181 | 351.2505 | 2.009 | 580.2012 | 0 | 703.0728 | 0.0065332 | 697.8678 | 0.019877 | 580.2012 | 0 | 703.0728 | 0.070666 | 703.0728 | 0.010953 | 703.3594 | 0.024383 | 703.0728 | 0.040215 | 703.0728 | 0.030349 | 703.0728 | 0.036288 | 582.5474 | 0.00026446 | 697.87 | -0.0098758 | 703.3594 | 0.0018393 | 580.2012 | 0.17731 | 697.87 | -0.009264 | 703.0728 | 0.4097 | 697.87 | 0.00011659 | 703.0728 | 0.37065 | 582.5474 | 7.6223e-07 | 582.5474 | 0.00010912 | 703.0728 | 0.18331 | 703.3594 | 1.8462 | 703.3594 | 3.089 | 703.0728 | 3.9492 | 869.0609 | 0.021785 | 703.0728 | 0.24522 | 703.0728 | 0.0060999 | 868.4505 | 4.7248 | 703.0728 | 0.015117 | 872.1534 | 5.1195 | 869.0609 | 1.7371 | 872.1534 | 0.00090336 | 978.5156 | 0.19394 | 1207.6482 | 0.46125 | 1028.6167 | 0.011968 | 1126.9011 | 0 | 1126.1541 | 0 | 703.073 | 0.11055 | 703.3594 | 0.64349 | 703.0728 | 2.2414 | 703.0728 | 0.30527 | 703.0728 | 1.2572 | 699.663 | 0.20015
| 351.3287 | 0 |  |  | 351.3287 | 0.0015908 | 351.3287 | 1.9827 | 580.3186 | 0.026197 | 703.3069 | -0.012807 | 698.1018 | -0.04015 | 580.3186 | 0.036109 | 703.3069 | -0.21325 | 703.3069 | -0.017074 | 703.5932 | -0.035554 | 703.3069 | -0.056539 | 703.3069 | -0.029498 | 703.3069 | -0.037625 | 582.6663 | 0.0002544 | 698.1 | -0.055613 | 703.5932 | -0.0088757 | 580.3186 | 0.16153 | 698.1 | 0.0073161 | 703.3069 | 0.4036 | 698.1 | -0.0065291 | 703.3069 | 0.35898 | 582.6663 | 6.0978e-06 | 582.6663 | 9.7125e-05 | 703.3069 | 0.14687 | 703.5932 | 1.7846 | 703.5932 | 3.0513 | 703.3069 | 4.0224 | 869.2282 | 0.019062 | 703.3069 | 0.22636 | 703.3069 | -0.0014332 | 868.6181 | 4.4355 | 703.3069 | -0.005167 | 872.3225 | 5.1379 | 869.2282 | 1.754 | 872.3225 | 0.00093181 | 978.6108 | 0.19407 | 1207.7196 | 0.46099 | 1028.6296 | 0.011963 | 1126.9634 | 0 | 1126.2162 | 0 | 703.307 | 0.11076 | 703.5932 | 0.63387 | 703.3069 | 2.2021 | 703.3069 | 0.27928 | 703.3069 | 1.2257 | 699.8959 | 0.19867
| 351.4069 | 0 |  |  | 351.4069 | 0.0055739 | 351.4069 | 1.9633 | 580.436 | 0 | 703.541 | 0.011433 | 698.3359 | 0.018539 | 580.436 | 0 | 703.541 | 0.081946 | 703.541 | 0.0050748 | 703.827 | 0.01013 | 703.541 | 0.047568 | 703.541 | 0.040107 | 703.541 | 0.056184 | 582.7853 | 0.00022548 | 698.34 | -0.0046779 | 703.827 | 0.0055067 | 580.436 | 0.15056 | 698.34 | -0.012254 | 703.541 | 0.42309 | 698.34 | 0.016905 | 703.541 | 0.37116 | 582.7853 | 5.3356e-06 | 582.7853 | 0.00010112 | 703.541 | 0.17337 | 703.827 | 1.7396 | 703.827 | 3.0011 | 703.541 | 4.0604 | 869.3955 | 0.023066 | 703.541 | 0.2595 | 703.541 | -0.0045724 | 868.7857 | 4.4859 | 703.541 | 0.012585 | 872.4916 | 5.1557 | 869.3955 | 1.7639 | 872.4916 | 0.00088202 | 978.7062 | 0.19488 | 1207.7911 | 0.46073 | 1028.6426 | 0.01196 | 1127.0256 | 0 | 1126.2783 | 0 | 703.541 | 0.10958 | 703.827 | 0.63872 | 703.541 | 2.2054 | 703.541 | 0.29896 | 703.541 | 1.23 | 700.1287 | 0.19889
| 351.4852 | 0 |  |  | 351.4852 | 0.0028902 | 351.4852 | 1.9416 | 580.5534 | 0.007318 | 703.7751 | -0.0056776 | 698.5699 | -0.03533 | 580.5534 | 0.039978 | 703.7751 | -0.08794 | 703.7751 | -0.0081633 | 704.0608 | -0.041298 | 703.7751 | -0.0637 | 703.7751 | -0.040617 | 703.7751 | -0.085654 | 582.9042 | 0.00024476 | 698.57 | -0.045222 | 704.0608 | -0.006798 | 580.5534 | 0.18149 | 698.57 | -0.0027408 | 703.7751 | 0.40042 | 698.57 | -0.0040807 | 703.7751 | 0.3601 | 582.9042 | 5.3356e-06 | 582.9042 | 8.5534e-05 | 703.7751 | 0.11779 | 704.0608 | 1.6784 | 704.0608 | 2.9608 | 703.7751 | 4.1274 | 869.5627 | 0.019435 | 703.7751 | 0.24521 | 703.7751 | -0.0255 | 868.9533 | 4.2871 | 703.7751 | -0.00764 | 872.6607 | 5.1728 | 869.5627 | 1.7771 | 872.6607 | 0.00091047 | 978.8015 | 0.19624 | 1207.8626 | 0.46047 | 1028.6555 | 0.011958 | 1127.0878 | 0 | 1126.3406 | 0 | 703.775 | 0.10933 | 704.0608 | 0.62917 | 703.7751 | 2.1863 | 703.7751 | 0.27507 | 703.7751 | 1.1989 | 700.3616 | 0.19926
| 351.5634 | 0 |  |  | 351.5634 | 0.0058046 | 351.5634 | 1.9304 | 580.6708 | 0 | 704.0092 | 0.00071309 | 698.8039 | 0.0076967 | 580.6708 | 0 | 704.0092 | -0.035564 | 704.0091 | 0.0085561 | 704.2946 | 0.016168 | 704.0092 | 0.047645 | 704.0091 | 0.016803 | 704.0091 | -0.01763 | 583.0232 | 0.00023722 | 698.8 | 0.0077966 | 704.2946 | 0.0028858 | 580.6708 | 0.17229 | 698.8 | -0.013613 | 704.0092 | 0.40709 | 698.8 | -0.032412 | 704.0091 | 0.36056 | 583.0232 | 0 | 583.0232 | 9.3528e-05 | 704.0091 | 0.17043 | 704.2946 | 1.6232 | 704.2946 | 2.9044 | 704.0091 | 4.2091 | 869.73 | 0.0291 | 704.0092 | 0.27037 | 704.0092 | 0.020423 | 869.1209 | 4.1562 | 704.0092 | 0.025444 | 872.8298 | 5.1851 | 869.73 | 1.7817 | 872.8298 | 0.00087491 | 978.8969 | 0.19704 | 1207.934 | 0.4602 | 1028.6685 | 0.011956 | 1127.15 | 0 | 1126.4027 | 0 | 704.009 | 0.10826 | 704.2946 | 0.62528 | 704.0091 | 2.1496 | 704.0091 | 0.2913 | 704.0091 | 1.2116 | 700.5945 | 0.19851
| 351.6417 | 0 |  |  | 351.6417 | 0.0019794 | 351.6417 | 1.9072 | 580.7882 | 0.037927 | 704.2433 | -0.0093829 | 699.038 | -0.03954 | 580.7882 | 0.023428 | 704.2433 | -0.14507 | 704.2433 | -0.020774 | 704.5284 | -0.0060049 | 704.2433 | -0.072741 | 704.2433 | -0.038796 | 704.2433 | -0.07153 | 583.1421 | 0.00023722 | 699.04 | 0.0015593 | 704.5284 | -0.0039469 | 580.7882 | 0.19152 | 699.04 | -0.026659 | 704.2433 | 0.39304 | 699.04 | -0.0093273 | 704.2433 | 0.35127 | 583.1421 | 4.5733e-06 | 583.1421 | 9.3528e-05 | 704.2433 | 0.11889 | 704.5284 | 1.5766 | 704.5284 | 2.853 | 704.2433 | 4.2308 | 869.8973 | 0.016339 | 704.2433 | 0.24709 | 704.2433 | -0.007468 | 869.2885 | 3.9929 | 704.2433 | -0.0038319 | 872.9989 | 5.205 | 869.8973 | 1.7992 | 872.9989 | 0.00094604 | 978.9922 | 0.19701 | 1208.0055 | 0.45992 | 1028.6815 | 0.011956 | 1127.2123 | 0 | 1126.4648 | 0 | 704.243 | 0.1079 | 704.5284 | 0.62004 | 704.2433 | 2.1399 | 704.2433 | 0.27928 | 704.2433 | 1.1726 | 700.8274 | 0.19883
| 351.7199 | 0 |  |  | 351.7199 | 0.0024166 | 351.7199 | 1.8971 | 580.9056 | 0 | 704.4774 | -0.00699 | 699.272 | 0.0038121 | 580.9056 | 0 | 704.4774 | 0.018779 | 704.4774 | 0.0014599 | 704.7622 | 0.022466 | 704.4774 | 0.035632 | 704.4774 | 0.0060607 | 704.4774 | 0.039796 | 583.261 | 0.00023428 | 699.27 | 0.014034 | 704.7622 | -0.0002777 | 580.9056 | 0.16895 | 699.27 | 0.0016082 | 704.4774 | 0.39879 | 699.27 | -0.00023318 | 704.4774 | 0.35016 | 583.261 | 4.5733e-06 | 583.261 | 0.00010912 | 704.4774 | 0.15938 | 704.7622 | 1.524 | 704.7622 | 2.7926 | 704.4774 | 4.3777 | 870.0646 | 0.023387 | 704.4774 | 0.28386 | 704.4774 | 0.00068922 | 869.4561 | 3.827 | 704.4774 | 0.026165 | 873.168 | 5.2271 | 870.0646 | 1.8148 | 873.168 | 0.0009247 | 979.0876 | 0.19761 | 1208.0769 | 0.45964 | 1028.6945 | 0.011956 | 1127.2745 | 0 | 1126.527 | 0 | 704.477 | 0.10622 | 704.7622 | 0.6109 | 704.4774 | 2.1438 | 704.4774 | 0.29054 | 704.4774 | 1.1897 | 701.0603 | 0.19927
| 351.7982 | 0 |  |  | 351.7982 | 0.00096042 | 351.7982 | 1.868 | 581.0231 | 0.023851 | 704.7115 | 0.0003553 | 699.5061 | -0.022089 | 581.0231 | 0.03439 | 704.7115 | -0.13539 | 704.7115 | -0.015282 | 704.996 | -0.026776 | 704.7115 | -0.061075 | 704.7115 | -0.015145 | 704.7115 | -0.089852 | 583.38 | 0.00029002 | 699.51 | 0.037943 | 704.996 | -0.0042939 | 581.0231 | 0.14732 | 699.51 | -0.003828 | 704.7115 | 0.38588 | 699.51 | 0.015157 | 704.7115 | 0.33833 | 583.38 | 9.9089e-06 | 583.38 | 6.9946e-05 | 704.7115 | 0.12221 | 704.996 | 1.4737 | 704.996 | 2.7354 | 704.7115 | 4.4354 | 870.2319 | 0.01746 | 704.7115 | 0.25909 | 704.7115 | -0.013283 | 869.6237 | 3.6491 | 704.7115 | -0.026391 | 873.3372 | 5.2476 | 870.2319 | 1.8331 | 873.3372 | 0.0009816 | 979.183 | 0.19809 | 1208.1484 | 0.45936 | 1028.7074 | 0.011957 | 1127.3368 | 0 | 1126.5892 | 0 | 704.711 | 0.10575 | 704.996 | 0.61229 | 704.7115 | 2.1121 | 704.7115 | 0.27222 | 704.7115 | 1.1752 | 701.2932 | 0.1986
| 351.8764 | 0 |  |  | 351.8764 | 0.004481 | 351.8764 | 1.854 | 581.1405 | 0 | 704.9456 | 0.006435 | 699.7402 | 0.038806 | 581.1405 | 0 | 704.9456 | 0.011821 | 704.9456 | 0.0083004 | 705.2299 | 0.013438 | 704.9456 | 0.039504 | 704.9456 | 0.027109 | 704.9456 | 0.0079569 | 583.499 | 0.0002808 | 699.74 | 0.046258 | 705.2299 | 0.00085238 | 581.1405 | 0.15296 | 699.74 | 0.014926 | 704.9456 | 0.39759 | 699.74 | 0.021103 | 704.9456 | 0.35685 | 583.499 | 5.3356e-06 | 583.499 | 5.8355e-05 | 704.9456 | 0.14687 | 705.2299 | 1.4329 | 705.2299 | 2.6668 | 704.9456 | 4.4545 | 870.3992 | 0.021518 | 704.9456 | 0.28911 | 704.9456 | 0.0061057 | 869.7913 | 3.6788 | 704.9456 | 0.033543 | 873.5063 | 5.2605 | 870.3992 | 1.8368 | 873.5063 | 0.00096738 | 979.2784 | 0.19814 | 1208.22 | 0.45907 | 1028.7203 | 0.011959 | 1127.399 | 0 | 1126.6514 | 0 | 704.946 | 0.10485 | 705.2299 | 0.60624 | 704.9456 | 2.1103 | 704.9456 | 0.28679 | 704.9456 | 1.1908 | 701.5261 | 0.19834
| 351.9547 | 0 |  |  | 351.9547 | 0.0034002 | 351.9547 | 1.839 | 581.2579 | 0.0045078 | 705.1798 | -0.021683 | 699.9743 | -0.034584 | 581.2579 | 0.0331 | 705.1798 | -0.21454 | 705.1798 | -0.025508 | 705.4637 | -0.0099311 | 705.1798 | -0.06153 | 705.1798 | -0.051059 | 705.1798 | -0.092372 | 583.6179 | 0.00026949 | 699.97 | 0.041062 | 705.4637 | -0.0064895 | 581.2579 | 0.15328 | 699.97 | -0.014429 | 705.1798 | 0.391 | 699.97 | -0.0093273 | 705.1798 | 0.33519 | 583.6179 | 6.86e-06 | 583.6179 | 3.877e-05 | 705.1798 | 0.11521 | 705.4637 | 1.3883 | 705.4637 | 2.6106 | 705.1798 | 4.5858 | 870.5665 | 0.015751 | 705.1798 | 0.26412 | 705.1798 | 0.0066307 | 869.959 | 3.3945 | 705.1798 | -0.019169 | 873.6754 | 5.2761 | 870.5665 | 1.8405 | 873.6754 | 0.00098872 | 979.3738 | 0.19851 | 1208.2914 | 0.45877 | 1028.7333 | 0.011962 | 1127.4613 | 0 | 1126.7135 | 0 | 705.18 | 0.10503 | 705.4637 | 0.59809 | 705.1798 | 2.0799 | 705.1798 | 0.26966 | 705.1798 | 1.1452 | 701.759 | 0.19842
| 352.033 | 0 |  |  | 352.033 | 0.0040317 | 352.033 | 1.832 | 581.3754 | 0 | 705.4139 | 0.0086899 | 700.2084 | 0.054788 | 581.3754 | 0 | 705.4139 | -0.041296 | 705.4139 | 0.0022273 | 705.6976 | 0.010438 | 705.4139 | 0.043921 | 705.4139 | 0.028309 | 705.4139 | 0.013863 | 583.7369 | 0.00020872 | 700.21 | 0.084723 | 705.6976 | 0.0028567 | 581.3754 | 0.15892 | 700.21 | 0.020363 | 705.4139 | 0.39651 | 700.21 | 0.0085112 | 705.4139 | 0.34123 | 583.7369 | 1.5245e-06 | 583.7369 | 3.877e-05 | 705.4139 | 0.14613 | 705.6976 | 1.3432 | 705.6976 | 2.5517 | 705.4139 | 4.648 | 870.7338 | 0.027017 | 705.4139 | 0.2993 | 705.4139 | 0.0064123 | 870.1266 | 3.3099 | 705.4139 | 0.023683 | 873.8445 | 5.2913 | 870.7338 | 1.8414 | 873.8445 | 0.00094604 | 979.4693 | 0.19849 | 1208.3629 | 0.45847 | 1028.7462 | 0.011966 | 1127.5237 | 0 | 1126.7758 | 0 | 705.414 | 0.10408 | 705.6976 | 0.60081 | 705.4139 | 2.0775 | 705.4139 | 0.27958 | 705.4139 | 1.1541 | 701.9919 | 0.19859
| 352.1112 | 0 |  |  | 352.1112 | 0.0014451 | 352.1112 | 1.794 | 581.4928 | 0.024828 | 705.6481 | -0.0081445 | 700.4425 | -0.0071236 | 581.4928 | 0.01938 | 705.6481 | -0.153 | 705.6481 | -0.019238 | 705.9314 | -0.034978 | 705.6481 | -0.051735 | 705.6481 | -0.020393 | 705.6481 | -0.056034 | 583.8559 | 0.00020578 | 700.44 | 0.0098758 | 705.9314 | -0.0073212 | 581.4928 | 0.16132 | 700.44 | -2.2651e-05 | 705.6481 | 0.38246 | 700.44 | -0.011776 | 705.6481 | 0.33788 | 583.8559 | 4.5733e-06 | 583.8559 | 5.8355e-05 | 705.6481 | 0.11632 | 705.9314 | 1.3057 | 705.9314 | 2.4873 | 705.6481 | 4.6758 | 870.9011 | 0.01794 | 705.6481 | 0.28175 | 705.6481 | -0.010197 | 870.2942 | 3.2187 | 705.6481 | 0.0019728 | 874.0137 | 5.3012 | 870.9011 | 1.8489 | 874.0137 | 0.00098872 | 979.5648 | 0.19894 | 1208.4344 | 0.45817 | 1028.7593 | 0.011971 | 1127.5859 | 0 | 1126.8379 | 0 | 705.648 | 0.10363 | 705.9314 | 0.59464 | 705.6481 | 2.0449 | 705.6481 | 0.27432 | 705.6481 | 1.129 | 702.2249 | 0.19842
| 352.1895 | 0 |  |  | 352.1895 | 0.0045295 | 352.1895 | 1.7784 | 581.6103 | 0 | 705.8822 | -0.00074044 | 700.6766 | 0.040382 | 581.6103 | 0 | 705.8822 | 0.020541 | 705.8822 | 0.0083065 | 706.1653 | 0.028956 | 705.8822 | 0.039656 | 705.8822 | 0.011141 | 705.8822 | 0.018719 | 583.9748 | 0.00021542 | 700.68 | -0.0098758 | 706.1653 | 8.9465e-05 | 581.6103 | 0.15411 | 700.68 | -0.009264 | 705.8822 | 0.38659 | 700.68 | 0.017955 | 705.8822 | 0.34067 | 583.9748 | 3.43e-06 | 583.9748 | 5.4358e-05 | 705.8822 | 0.13067 | 706.1653 | 1.2617 | 706.1653 | 2.4198 | 705.8822 | 4.7329 | 871.0684 | 0.028619 | 705.8822 | 0.29518 | 705.8822 | 0.0010921 | 870.4619 | 3.2004 | 705.8822 | 0.0074845 | 874.1828 | 5.3053 | 871.0684 | 1.8574 | 874.1828 | 0.00096026 | 979.6603 | 0.2003 | 1208.506 | 0.45786 | 1028.7722 | 0.011977 | 1127.6482 | 0 | 1126.9001 | 0 | 705.882 | 0.1032 | 706.1653 | 0.5902 | 705.8822 | 2.0436 | 705.8822 | 0.27552 | 705.8822 | 1.1484 | 702.4578 | 0.19885
| 352.2678 | 0 |  |  | 352.2678 | 0.0017972 | 352.2678 | 1.7496 | 581.7278 | 0.022678 | 706.1164 | -0.01972 | 700.9107 | -0.028767 | 581.7278 | 0.026007 | 706.1164 | -0.12326 | 706.1164 | -0.02015 | 706.3992 | -0.024665 | 706.1164 | -0.06259 | 706.1164 | -0.025135 | 706.1164 | -0.067724 | 584.0938 | 0.00021878 | 700.91 | -0.032746 | 706.3992 | -0.0072684 | 581.7278 | 0.15119 | 700.91 | 0.0065008 | 706.1164 | 0.37017 | 700.91 | 0.0011659 | 706.1164 | 0.33118 | 584.0938 | 4.5733e-06 | 584.0938 | 8.9531e-05 | 706.1164 | 0.094232 | 706.3992 | 1.2221 | 706.3992 | 2.3566 | 706.1164 | 4.8442 | 871.2358 | 0.024134 | 706.1164 | 0.2859 | 706.1164 | -0.005861 | 870.6295 | 3.0152 | 706.1164 | -0.036907 | 874.3519 | 5.3151 | 871.2358 | 1.8694 | 874.3519 | 0.0010101 | 979.7558 | 0.20105 | 1208.5775 | 0.45755 | 1028.7852 | 0.011983 | 1127.7105 | 0 | 1126.9624 | 0 | 706.116 | 0.10287 | 706.3992 | 0.58018 | 706.1164 | 2.0292 | 706.1164 | 0.26501 | 706.1164 | 1.1324 | 702.6908 | 0.19802
| 352.346 | 0 |  |  | 352.346 | 0.0056953 | 352.346 | 1.7358 | 581.8453 | 0 | 706.3506 | 0.0021349 | 701.1448 | 0.02084 | 581.8453 | 0 | 706.3506 | 0.077084 | 706.3506 | 0.0048609 | 706.6331 | 0.0060604 | 706.3506 | 0.024883 | 706.3506 | 0.022642 | 706.3506 | -0.015588 | 584.2128 | 0.00022464 | 701.14 | 0.054577 | 706.6331 | 0.0041755 | 581.8453 | 0.13698 | 701.14 | 0.0032391 | 706.3506 | 0.38914 | 701.14 | 0.017256 | 706.3506 | 0.33483 | 584.2128 | 1.5245e-06 | 584.2128 | 6.6349e-05 | 706.3506 | 0.1211 | 706.6331 | 1.1941 | 706.6331 | 2.2936 | 706.3506 | 4.9335 | 871.4031 | 0.024988 | 706.3506 | 0.31665 | 706.3506 | -0.0037878 | 870.7971 | 2.8999 | 706.3506 | -0.0038082 | 874.5211 | 5.3258 | 871.4031 | 1.882 | 874.5211 | 0.0010101 | 979.8513 | 0.201 | 1208.649 | 0.45723 | 1028.7981 | 0.01199 | 1127.7728 | 0 | 1127.0245 | 0 | 706.351 | 0.10179 | 706.6331 | 0.58451 | 706.3506 | 2.0413 | 706.3506 | 0.2916 | 706.3506 | 1.1407 | 702.9238 | 0.19911
| 352.4243 | 0 |  |  | 352.4243 | 0.0013479 | 352.4243 | 1.7144 | 581.9628 | 0.017153 | 706.5848 | -0.0035502 | 701.379 | -0.022271 | 581.9628 | 0.011926 | 706.5848 | -0.10244 | 706.5848 | -0.016733 | 706.867 | -0.0087697 | 706.5848 | -0.066044 | 706.5848 | -0.043587 | 706.5848 | -0.056283 | 584.3317 | 0.00027829 | 701.38 | -0.016113 | 706.867 | -0.0082883 | 581.9628 | 0.13635 | 701.38 | -0.0011099 | 706.5848 | 0.36536 | 701.38 | 0.0074619 | 706.5848 | 0.32748 | 584.3317 | 1.2196e-05 | 584.3317 | 5.4358e-05 | 706.5848 | 0.082085 | 706.867 | 1.1521 | 706.867 | 2.2333 | 706.5848 | 5.0082 | 871.5704 | 0.021304 | 706.5848 | 0.29971 | 706.5848 | -0.013664 | 870.9648 | 2.7319 | 706.5848 | -0.0067835 | 874.6902 | 5.3358 | 871.5704 | 1.8957 | 874.6902 | 0.0010385 | 979.9469 | 0.20104 | 1208.7206 | 0.45691 | 1028.811 | 0.011998 | 1127.8351 | 0 | 1127.0868 | 0 | 706.585 | 0.10083 | 706.867 | 0.57992 | 706.5848 | 1.9969 | 706.5848 | 0.25464 | 706.5848 | 1.1111 | 703.1568 | 0.19847
| 352.5026 | 0 |  |  | 352.5026 | 0.0036916 | 352.5026 | 1.7074 | 582.0802 | 0 | 706.819 | 0.014261 | 701.6131 | 0.026758 | 582.0802 | 0 | 706.819 | 0.058956 | 706.819 | 0.0079369 | 707.1009 | 0.0017609 | 706.819 | 0.03067 | 706.819 | 0.019055 | 706.819 | 0.019202 | 584.4507 | 0.00033361 | 701.61 | -0.0025989 | 707.1009 | 0.0047561 | 582.0802 | 0.15651 | 701.61 | 0.008947 | 706.819 | 0.38099 | 701.61 | 0.0015157 | 706.819 | 0.32484 | 584.4507 | 1.0671e-05 | 584.4507 | 2.7179e-05 | 706.819 | 0.12368 | 707.1009 | 1.1185 | 707.1009 | 2.1635 | 706.819 | 5.0998 | 871.7377 | 0.021678 | 706.819 | 0.34255 | 706.819 | 0.014213 | 871.1324 | 2.7533 | 706.819 | 0.020695 | 874.8594 | 5.3356 | 871.7377 | 1.9091 | 874.8594 | 0.0010101 | 980.0425 | 0.2014 | 1208.7921 | 0.45658 | 1028.8241 | 0.012007 | 1127.8975 | 0 | 1127.149 | 0 | 706.819 | 0.10068 | 707.1009 | 0.57574 | 706.819 | 1.9994 | 706.819 | 0.26876 | 706.819 | 1.1209 | 703.3898 | 0.19849
| 352.5809 | 0 |  |  | 352.5809 | 0.0026473 | 352.5809 | 1.6831 | 582.1977 | 0 | 707.0532 | -0.0056377 | 701.8473 | -0.0075143 | 582.1977 | 0.044706 | 707.0532 | -0.15521 | 707.0533 | -0.026904 | 707.3349 | -0.012017 | 707.0532 | -0.065039 | 707.0533 | -0.040375 | 707.0533 | -0.055475 | 584.5697 | 0.00033864 | 701.85 | -0.044181 | 707.3349 | -0.0079263 | 582.1977 | 0.15056 | 701.85 | 0.0035108 | 707.0532 | 0.35632 | 701.85 | -0.0086277 | 707.0533 | 0.32484 | 584.5697 | 1.8675e-05 | 584.5697 | 5.4358e-05 | 707.0533 | 0.089078 | 707.3349 | 1.0748 | 707.3349 | 2.0966 | 707.0533 | 5.097 | 871.905 | 0.02093 | 707.0532 | 0.30511 | 707.0532 | -0.010321 | 871.3001 | 2.5832 | 707.0532 | -0.027337 | 875.0286 | 5.3416 | 871.905 | 1.9266 | 875.0286 | 0.00099583 | 980.1381 | 0.20184 | 1208.8638 | 0.45624 | 1028.837 | 0.012017 | 1127.9597 | 0 | 1127.2113 | 0 | 707.053 | 0.10058 | 707.3349 | 0.57038 | 707.0533 | 1.968 | 707.0533 | 0.25043 | 707.0533 | 1.1049 | 703.6228 | 0.19839
| 352.6592 | 0 |  |  | 352.6592 | 0.0043717 | 352.6592 | 1.6769 | 582.3152 | 0 | 707.2875 | -0.0034445 | 702.0815 | 0.020091 | 582.3152 | 0 | 707.2875 | 0.053549 | 707.2875 | 0.0056885 | 707.5688 | 0.0053198 | 707.2875 | 0.032708 | 707.2875 | 0.017178 | 707.2875 | 0.03656 | 584.6887 | 0.00031308 | 702.08 | -0.0036384 | 707.5688 | -4.0612e-05 | 582.3152 | 0.13698 | 702.08 | -0.009264 | 707.2875 | 0.36835 | 702.08 | 0.02565 | 707.2875 | 0.32017 | 584.6887 | 8.0034e-06 | 584.6887 | 4.6764e-05 | 707.2875 | 0.12957 | 707.5688 | 1.0511 | 707.5688 | 2.0356 | 707.2875 | 5.197 | 872.0724 | 0.028726 | 707.2875 | 0.33106 | 707.2875 | 0.00066281 | 871.4677 | 2.6229 | 707.2875 | 0.0207 | 875.1977 | 5.3527 | 872.0724 | 1.9418 | 875.1977 | 0.00095315 | 980.2336 | 0.20225 | 1208.9353 | 0.45591 | 1028.85 | 0.012027 | 1128.0221 | 0 | 1127.2736 | 0 | 707.287 | 0.0993 | 707.5688 | 0.56271 | 707.2875 | 1.9712 | 707.2875 | 0.27642 | 707.2875 | 1.1064 | 703.8558 | 0.19862
| 352.7375 | 0 |  |  | 352.7375 | 0.00038594 | 352.7374 | 1.6548 | 582.4328 | 0.007318 | 707.5217 | -0.012116 | 702.3156 | -0.034433 | 582.4328 | 0.018635 | 707.5217 | -0.053673 | 707.5217 | -0.01397 | 707.8027 | -0.032479 | 707.5217 | -0.059392 | 707.5217 | -0.041416 | 707.5217 | -0.037461 | 584.8077 | 0.00026614 | 702.32 | 0.012994 | 707.8028 | -0.0045292 | 582.4328 | 0.14857 | 702.32 | -0.0030125 | 707.5217 | 0.35118 | 702.32 | -0.011776 | 707.5217 | 0.31642 | 584.8077 | 3.5443e-05 | 584.8077 | 3.1176e-05 | 707.5217 | 0.072146 | 707.8028 | 1.0159 | 707.8028 | 1.9806 | 707.5217 | 5.3325 | 872.2397 | 0.021304 | 707.5217 | 0.32257 | 707.5217 | 0.00010529 | 871.6354 | 2.3438 | 707.5217 | -0.0059613 | 875.3669 | 5.3617 | 872.2397 | 1.9564 | 875.3669 | 0.00098872 | 980.3292 | 0.20277 | 1209.0068 | 0.45557 | 1028.8629 | 0.012038 | 1128.0845 | 0 | 1127.3358 | 0 | 707.522 | 0.098798 | 707.8027 | 0.56058 | 707.5217 | 1.9395 | 707.5217 | 0.21333 | 707.5217 | 1.0766 | 704.0888 | 0.19902
| 352.8157 | 0 |  |  | 352.8157 | 0.0066061 | 352.8157 | 1.6363 | 582.5503 | 0 | 707.756 | -0.0049606 | 702.5498 | 0.023276 | 582.5503 | 0 | 707.756 | 0.016373 | 707.756 | -0.0012183 | 708.0367 | 0.0087314 | 707.756 | 0.037492 | 707.756 | 0.0015331 | 707.756 | -0.027577 | 584.9266 | 0.00024392 | 702.55 | 0.006757 | 708.0367 | -0.00068134 | 582.5503 | 0.13813 | 702.55 | -0.0070897 | 707.756 | 0.36214 | 702.55 | 0.0029147 | 707.756 | 0.31317 | 584.9266 | 2.744e-05 | 584.9266 | 7.5941e-06 | 707.756 | 0.10564 | 708.0367 | 0.98798 | 708.0367 | 1.9172 | 707.756 | 5.3901 | 872.407 | 0.031983 | 707.756 | 0.35503 | 707.756 | -0.0009966 | 871.803 | 2.3777 | 707.756 | 0.029735 | 875.5361 | 5.3644 | 872.407 | 1.9636 | 875.5361 | 0.0010172 | 980.4248 | 0.20325 | 1209.0785 | 0.45522 | 1028.8759 | 0.012049 | 1128.1467 | 0 | 1127.3981 | 0 | 707.756 | 0.098652 | 708.0367 | 0.55379 | 707.756 | 1.9438 | 707.756 | 0.29505 | 707.756 | 1.0972 | 704.3218 | 0.19935
| 352.894 | 0 |  |  | 352.894 | 0.0018823 | 352.894 | 1.6303 | 582.6678 | 0.017856 | 707.9902 | -0.02725 | 702.784 | -0.024323 | 582.6678 | 0.013417 | 707.9902 | -0.14321 | 707.9902 | -0.020221 | 708.2707 | -0.018929 | 707.9902 | -0.075427 | 707.9902 | -0.048153 | 707.9902 | -0.065835 | 585.0456 | 0.00024895 | 702.78 | -0.032746 | 708.2707 | -0.010538 | 582.6678 | 0.14826 | 702.78 | 0.0013364 | 707.9902 | 0.35437 | 702.78 | -0.013525 | 707.9902 | 0.30318 | 585.0456 | 0.00013568 | 585.0456 | 2.3182e-05 | 707.9902 | 0.062944 | 708.2707 | 0.95538 | 708.2707 | 1.8519 | 707.9902 | 5.4864 | 872.5744 | 0.015324 | 707.9902 | 0.33273 | 707.9902 | -0.020036 | 871.9707 | 2.158 | 707.9902 | -0.0075732 | 875.7052 | 5.3743 | 872.5744 | 1.974 | 875.7052 | 0.0010527 | 980.5205 | 0.20376 | 1209.1501 | 0.45487 | 1028.8889 | 0.012061 | 1128.2091 | 0 | 1127.4603 | 0 | 707.99 | 0.097904 | 708.2707 | 0.54532 | 707.9902 | 1.9201 | 707.9902 | 0.24743 | 707.9902 | 1.0582 | 704.5549 | 0.19915
| 352.9723 | 0 |  |  | 352.9723 | 0.0045053 | 352.9723 | 1.6224 | 582.7853 | 0 | 708.2245 | 0.011757 | 703.0182 | 0.022953 | 582.7853 | 0 | 708.2245 | -0.03156 | 708.2245 | 0.01579 | 708.5047 | 0.02654 | 708.2245 | 0.031306 | 708.2245 | 0.037018 | 708.2245 | 0.064565 | 585.1646 | 0.00027619 | 703.02 | -0.032746 | 708.5047 | 0.0066192 | 582.7853 | 0.15589 | 703.02 | 0.0059571 | 708.2245 | 0.36693 | 703.02 | -0.011426 | 708.2245 | 0.32134 | 585.1646 | 0.00010824 | 585.1646 | 4.2767e-05 | 708.2245 | 0.12037 | 708.5047 | 0.93445 | 708.5047 | 1.8003 | 708.2245 | 5.5076 | 872.7417 | 0.024401 | 708.2245 | 0.37163 | 708.2245 | -0.0071898 | 872.1384 | 2.2118 | 708.2245 | 0.019682 | 875.8744 | 5.3857 | 872.7417 | 1.9858 | 875.8744 | 0.0010741 | 980.6161 | 0.20417 | 1209.2217 | 0.45452 | 1028.9019 | 0.012074 | 1128.2715 | 0 | 1127.5226 | 0 | 708.224 | 0.097511 | 708.5047 | 0.55534 | 708.2245 | 1.918 | 708.2245 | 0.26981 | 708.2245 | 1.0791 | 704.7879 | 0.19991
| 353.0506 | 0 |  |  | 353.0506 | 0.00054166 | 353.0506 | 1.5971 | 582.9028 | 0.0038054 | 708.4588 | 0.0015417 | 703.2525 | -0.013099 | 582.9028 | 0.036109 | 708.4588 | -0.1701 | 708.4588 | -0.012047 | 708.7387 | -0.016387 | 708.4588 | -0.062496 | 708.4588 | -0.034656 | 708.4588 | -0.067511 | 585.2836 | 0.00030553 | 703.25 | -0.020271 | 708.7386 | -0.0021066 | 582.9028 | 0.13666 | 703.25 | -0.010623 | 708.4588 | 0.34954 | 703.25 | -0.017373 | 708.4588 | 0.30855 | 585.2836 | 0.00087046 | 585.2836 | 3.5173e-05 | 708.4588 | 0.067361 | 708.7386 | 0.91046 | 708.7386 | 1.7467 | 708.4588 | 5.6218 | 872.909 | 0.016926 | 708.4588 | 0.35888 | 708.4588 | -0.01626 | 872.3061 | 2.0657 | 708.4588 | 0.0016558 | 876.0436 | 5.3986 | 872.909 | 1.9982 | 876.0436 | 0.0011096 | 980.7119 | 0.20452 | 1209.2933 | 0.45416 | 1028.9148 | 0.012087 | 1128.3339 | 0 | 1127.5848 | 0 | 708.459 | 0.096999 | 708.7387 | 0.5426 | 708.4588 | 1.8991 | 708.4588 | 0.24758 | 708.4588 | 1.0599 | 705.021 | 0.19863
| 353.1289 | 0 |  |  | 353.1289 | 0.0039709 | 353.1289 | 1.5824 | 583.0204 | 0 | 708.693 | 0.022971 | 703.4867 | 0.032448 | 583.0204 | 0 | 708.693 | 0.014916 | 708.693 | 0.01989 | 708.9726 | 0.026504 | 708.693 | 0.053225 | 708.693 | 0.031136 | 708.693 | 0.029389 | 585.4026 | 0.00031811 | 703.49 | 0.032746 | 708.9726 | 0.0041596 | 583.0204 | 0.14878 | 703.49 | 0.00079277 | 708.693 | 0.35373 | 703.49 | -0.0026815 | 708.693 | 0.3082 | 585.4026 | 0.00076223 | 585.4026 | 5.0761e-05 | 708.693 | 0.11926 | 708.9726 | 0.88715 | 708.9726 | 1.6885 | 708.693 | 5.7289 | 873.0764 | 0.026377 | 708.693 | 0.38519 | 708.693 | 0.0036153 | 872.4737 | 2.0459 | 708.693 | 0.043772 | 876.2128 | 5.4031 | 873.0764 | 2.0077 | 876.2128 | 0.0010883 | 980.8076 | 0.20482 | 1209.365 | 0.45379 | 1028.9277 | 0.012101 | 1128.3962 | 0 | 1127.6472 | 0 | 708.693 | 0.095833 | 708.9726 | 0.54748 | 708.693 | 1.8896 | 708.693 | 0.25719 | 708.693 | 1.0717 | 705.254 | 0.19995
| 353.2072 | 0 |  |  | 353.2072 | 0.0010103 | 353.2072 | 1.5582 | 583.1379 | 0.01891 | 708.9273 | -0.023373 | 703.7209 | -0.025668 | 583.1379 | 0.042772 | 708.9273 | -0.14666 | 708.9273 | -0.010138 | 709.2066 | -0.013853 | 708.9273 | -0.0737 | 708.9273 | -0.021026 | 708.9273 | -0.10245 | 585.5216 | 0.00032774 | 703.72 | -0.010915 | 709.2067 | -0.0067184 | 583.1379 | 0.14136 | 703.72 | -0.011982 | 708.9273 | 0.3418 | 703.72 | -0.02087 | 708.9273 | 0.30374 | 585.5216 | 0.0013015 | 585.5216 | 3.877e-05 | 708.9273 | 0.04638 | 709.2067 | 0.85224 | 709.2067 | 1.626 | 708.9273 | 5.7681 | 873.2437 | 0.018314 | 708.9273 | 0.36671 | 708.9273 | -0.014461 | 872.6414 | 1.8904 | 708.9273 | -0.0056864 | 876.382 | 5.4141 | 873.2437 | 2.019 | 876.382 | 0.0010741 | 980.9033 | 0.20492 | 1209.4365 | 0.45342 | 1028.9407 | 0.012115 | 1128.4586 | 0 | 1127.7095 | 0 | 708.927 | 0.095268 | 709.2066 | 0.53699 | 708.9273 | 1.854 | 708.9273 | 0.24112 | 708.9273 | 1.0433 | 705.4871 | 0.19952
| 353.2855 | 0 |  |  | 353.2855 | 0.0051732 | 353.2855 | 1.5441 | 583.2555 | 0 | 709.1616 | -0.010152 | 703.9552 | 0.0082748 | 583.2555 | 0 | 709.1616 | -0.013816 | 709.1617 | 0.0045986 | 709.4407 | 0.0031244 | 709.1616 | 0.029566 | 709.1617 | 0.036854 | 709.1617 | 0.032817 | 585.6406 | 0.00033487 | 703.96 | -0.030666 | 709.4407 | 0.00037185 | 583.2555 | 0.1375 | 703.96 | 0.0021518 | 709.1616 | 0.35597 | 703.96 | 0.01061 | 709.1617 | 0.30135 | 585.6406 | 0.00053928 | 585.6406 | 3.877e-05 | 709.1617 | 0.093128 | 709.4407 | 0.82962 | 709.4407 | 1.5828 | 709.1617 | 5.8293 | 873.4111 | 0.023921 | 709.1616 | 0.39192 | 709.1616 | 0.0058461 | 872.8091 | 1.9128 | 709.1616 | 0.02368 | 876.5512 | 5.4253 | 873.4111 | 2.028 | 876.5512 | 0.0010741 | 980.9991 | 0.20545 | 1209.5082 | 0.45305 | 1028.9537 | 0.012129 | 1128.521 | 0 | 1127.7717 | 0 | 709.162 | 0.094412 | 709.4407 | 0.535 | 709.1617 | 1.8501 | 709.1617 | 0.26215 | 709.1617 | 1.0437 | 705.7202 | 0.19909
| 353.3638 | 0 |  |  | 353.3638 | 0.0018701 | 353.3638 | 1.5195 | 583.3731 | 0.029129 | 709.396 | -0.014206 | 704.1894 | -0.029075 | 583.3731 | 0.01379 | 709.396 | -0.14556 | 709.396 | -0.018277 | 709.6747 | -0.018039 | 709.396 | -0.066246 | 709.396 | -0.035447 | 709.396 | -0.079004 | 585.7596 | 0.00031391 | 704.19 | -0.033785 | 709.6747 | -0.0083404 | 583.3731 | 0.13196 | 704.19 | -0.023126 | 709.396 | 0.33988 | 704.19 | -0.0061794 | 709.396 | 0.29663 | 585.7596 | 0.0047681 | 585.7596 | 6.9946e-05 | 709.396 | 0.065889 | 709.6747 | 0.80392 | 709.6747 | 1.5217 | 709.396 | 5.9193 | 873.5784 | 0.015965 | 709.396 | 0.3601 | 709.396 | -0.006769 | 872.9768 | 1.7772 | 709.396 | -0.019264 | 876.7204 | 5.4331 | 873.5784 | 2.043 | 876.7204 | 0.0011168 | 981.0948 | 0.20619 | 1209.5798 | 0.45267 | 1028.9667 | 0.012144 | 1128.5834 | 0 | 1127.8341 | 0 | 709.396 | 0.093321 | 709.6747 | 0.52928 | 709.396 | 1.8372 | 709.396 | 0.23751 | 709.396 | 1.0203 | 705.9533 | 0.19903
| 353.4421 | 0 |  |  | 353.4421 | 0.0026837 | 353.4421 | 1.5028 | 583.4906 | 0 | 709.6303 | 0.0031442 | 704.4237 | 0.015251 | 583.4906 | 0 | 709.6303 | -0.010543 | 709.6303 | 0.0057326 | 709.9087 | 0.023716 | 709.6303 | 0.039743 | 709.6303 | 0.024184 | 709.6303 | 0.040878 | 585.8786 | 0.00028961 | 704.42 | 0.016113 | 709.9087 | 0.0013213 | 583.4906 | 0.1328 | 704.42 | -0.0049152 | 709.6303 | 0.34451 | 704.42 | 0.0095605 | 709.6303 | 0.30688 | 585.8786 | 0.0042445 | 585.8786 | 6.6349e-05 | 709.6303 | 0.0946 | 709.9087 | 0.78841 | 709.9087 | 1.4784 | 709.6303 | 6.0226 | 873.7458 | 0.022906 | 709.6303 | 0.39462 | 709.6303 | 0.016302 | 873.1445 | 1.6149 | 709.6303 | 0.022512 | 876.8896 | 5.4239 | 873.7458 | 2.0532 | 876.8896 | 0.0010883 | 981.1907 | 0.20656 | 1209.6515 | 0.45229 | 1028.9796 | 0.012159 | 1128.6457 | 0 | 1127.8964 | 0 | 709.63 | 0.092615 | 709.9087 | 0.52821 | 709.6303 | 1.8283 | 709.6303 | 0.25043 | 709.6303 | 1.0322 | 706.1864 | 0.19869
| 353.5204 | 0 |  |  | 353.5204 | 0.00073954 | 353.5204 | 1.4753 | 583.6082 | 0.016451 | 709.8646 | -0.0048691 | 704.658 | -0.034526 | 583.6082 | 0.023428 | 709.8646 | -0.048326 | 709.8646 | -0.015799 | 710.1428 | -0.022417 | 709.8646 | -0.060206 | 709.8646 | -0.015268 | 709.8646 | -0.040841 | 585.9977 | 0.00026236 | 704.66 | 0.063932 | 710.1428 | 0.00060461 | 583.6082 | 0.13572 | 704.66 | 0.0021518 | 709.8646 | 0.33801 | 704.66 | 0.014807 | 709.8646 | 0.29704 | 585.9977 | 0.014838 | 585.9977 | 8.5534e-05 | 709.8646 | 0.063312 | 710.1428 | 0.76299 | 710.1428 | 1.4252 | 709.8646 | 6.1069 | 873.9131 | 0.019542 | 709.8646 | 0.38312 | 709.8646 | -0.0044535 | 873.3121 | 1.6885 | 709.8646 | -0.030236 | 877.0588 | 5.4204 | 873.9131 | 2.0739 | 877.0588 | 0.0011168 | 981.2864 | 0.20667 | 1209.7233 | 0.45191 | 1028.9926 | 0.012174 | 1128.7082 | 0 | 1127.9587 | 0 | 709.865 | 0.091486 | 710.1428 | 0.52366 | 709.8646 | 1.8094 | 709.8646 | 0.24157 | 709.8646 | 1.0035 | 706.4195 | 0.19882
| 353.5988 | 0 |  |  | 353.5988 | 0.0056225 | 353.5988 | 1.463 | 583.7258 | 0 | 710.099 | -0.0013818 | 704.8922 | 0.011634 | 583.7258 | 0 | 710.099 | 0.080179 | 710.099 | 0.0096878 | 710.3768 | 0.041298 | 710.099 | 0.036222 | 710.099 | 0.030209 | 710.099 | 0.014004 | 586.1167 | 0.00024015 | 704.89 | 0.036903 | 710.3768 | 0.0045209 | 583.7258 | 0.12183 | 704.89 | -0.010623 | 710.099 | 0.34141 | 704.89 | 0.00046636 | 710.099 | 0.29638 | 586.1167 | 0.014821 | 586.1167 | 2.3182e-05 | 710.099 | 0.087238 | 710.3768 | 0.74387 | 710.3768 | 1.3762 | 710.099 | 6.1479 | 874.0805 | 0.030061 | 710.099 | 0.414 | 710.099 | 0.0044612 | 873.4799 | 1.5565 | 710.099 | 0.0075875 | 877.228 | 5.4194 | 874.0805 | 2.0875 | 877.228 | 0.0011025 | 981.3823 | 0.20705 | 1209.7949 | 0.45152 | 1029.0056 | 0.012189 | 1128.7706 | 0 | 1128.0211 | 0 | 710.099 | 0.09094 | 710.3768 | 0.52194 | 710.099 | 1.8004 | 710.099 | 0.24533 | 710.099 | 1.0173 | 706.6526 | 0.20019
| 353.6771 | 0 |  |  | 353.6771 | 0.001045 | 353.6771 | 1.4448 | 583.8434 | 0.0020491 | 710.3333 | -0.00060634 | 705.1265 | 0.0004199 | 583.8434 | 0.020498 | 710.3333 | -0.17689 | 710.3333 | -0.018431 | 710.6109 | -0.025283 | 710.3333 | -0.058781 | 710.3333 | -0.033898 | 710.3333 | -0.050596 | 586.2357 | 0.00024225 | 705.13 | -0.035864 | 710.6109 | -0.0076794 | 583.8434 | 0.1399 | 705.13 | 0.0029672 | 710.3333 | 0.3398 | 705.13 | -0.00093273 | 710.3333 | 0.29131 | 586.2357 | 0.036124 | 586.2357 | 1.9585e-05 | 710.3333 | 0.058895 | 710.6109 | 0.71508 | 710.6109 | 1.332 | 710.3333 | 6.2563 | 874.2479 | 0.018047 | 710.3333 | 0.38331 | 710.3333 | -0.0087302 | 873.6476 | 1.3155 | 710.3333 | -0.018542 | 877.3972 | 5.4137 | 874.2479 | 2.1042 | 877.3972 | 0.0011381 | 981.4781 | 0.20787 | 1209.8666 | 0.45112 | 1029.0186 | 0.012205 | 1128.833 | 0 | 1128.0834 | 0 | 710.333 | 0.090652 | 710.6109 | 0.51739 | 710.3333 | 1.7874 | 710.3333 | 0.22069 | 710.3333 | 1.0077 | 706.8858 | 0.19961
| 353.7554 | 0 |  |  | 353.7554 | 0.0052825 | 353.7554 | 1.4334 | 583.961 | 0 | 710.5677 | 0.019181 | 705.3608 | 0.014378 | 583.961 | 0 | 710.5677 | 0.019369 | 710.5677 | 0.0060841 | 710.845 | 0.026997 | 710.5677 | 0.056765 | 710.5677 | 0.0016935 | 710.5677 | 0.028619 | 586.3547 | 0.00027913 | 705.36 | -0.0077966 | 710.845 | 0.0070736 | 583.961 | 0.1446 | 705.36 | -0.006546 | 710.5677 | 0.33943 | 705.36 | -0.0023318 | 710.5677 | 0.29202 | 586.3547 | 0.02783 | 586.3547 | 1.5588e-05 | 710.5677 | 0.090919 | 710.845 | 0.70092 | 710.845 | 1.2916 | 710.5677 | 6.3587 | 874.4152 | 0.028085 | 710.5677 | 0.43248 | 710.5677 | -0.0051816 | 873.8152 | 1.4402 | 710.5677 | 0.0076909 | 877.5664 | 5.4012 | 874.4152 | 2.1106 | 877.5664 | 0.0011737 | 981.574 | 0.2084 | 1209.9382 | 0.45072 | 1029.0315 | 0.012221 | 1128.8955 | 0 | 1128.1457 | 0 | 710.568 | 0.091045 | 710.845 | 0.51581 | 710.5677 | 1.7924 | 710.5677 | 0.24322 | 710.5677 | 1.0067 | 707.1189 | 0.20142
| 353.8337 | 0 |  |  | 353.8337 | 0.0025137 | 353.8337 | 1.4219 | 584.0786 | 0.022482 | 710.802 | -0.08127 | 705.5951 | -0.047057 | 584.0786 | 0.026867 | 710.802 | -0.1027 | 710.8021 | -0.024127 | 711.0791 | -0.026924 | 710.802 | -0.064428 | 710.8021 | -0.016758 | 710.8021 | -0.092372 | 586.4737 | 0.00029589 | 705.6 | -0.045222 | 711.0791 | -0.0090775 | 584.0786 | 0.12987 | 705.6 | -0.012525 | 710.802 | 0.32286 | 705.6 | -0.013175 | 710.8021 | 0.28867 | 586.4737 | 0.050443 | 586.4737 | 1.5588e-05 | 710.8021 | 0.040122 | 711.0791 | 0.67576 | 711.0791 | 1.243 | 710.8021 | 6.4407 | 874.5826 | 0.016499 | 710.802 | 0.40338 | 710.802 | -0.013731 | 873.9829 | 1.2722 | 710.802 | -0.030965 | 877.7357 | 5.399 | 874.5826 | 2.1233 | 877.7357 | 0.0012519 | 981.6699 | 0.20865 | 1210.01 | 0.45031 | 1029.0444 | 0.012237 | 1128.9579 | 0 | 1128.2081 | 0 | 710.802 | 0.090148 | 711.0791 | 0.50682 | 710.8021 | 1.7657 | 710.8021 | 0.21919 | 710.8021 | 0.98154 | 707.3521 | 0.2009
| 353.912 | 0 |  |  | 353.912 | 0.0036188 | 353.912 | 1.4104 | 584.1962 | 0 | 711.0364 | 0.049366 | 705.8294 | 0.020758 | 584.1962 | 0 | 711.0364 | 0.0079694 | 711.0364 | 0.006148 | 711.3132 | -0.00014622 | 711.0364 | 0.035457 | 711.0364 | 0.045247 | 711.0364 | -0.0036575 | 586.5928 | 0.000285 | 705.83 | -0.011954 | 711.3132 | 0.0055693 | 584.1962 | 0.12266 | 705.83 | -0.0011099 | 711.0364 | 0.33148 | 705.83 | -0.0065291 | 711.0364 | 0.28694 | 586.5928 | 0.041656 | 586.5928 | 1.5588e-05 | 711.0364 | 0.089078 | 711.3132 | 0.66165 | 711.3132 | 1.2079 | 711.0364 | 6.5455 | 874.75 | 0.028139 | 711.0364 | 0.45095 | 711.0364 | 0.0071915 | 874.1507 | 1.3577 | 711.0364 | 0.019651 | 877.9049 | 5.3974 | 874.75 | 2.1263 | 877.9049 | 0.0012448 | 981.7658 | 0.20888 | 1210.0817 | 0.44991 | 1029.0575 | 0.012253 | 1129.0204 | 0 | 1128.2705 | 0 | 711.036 | 0.089857 | 711.3132 | 0.51185 | 711.0364 | 1.7708 | 711.0364 | 0.23496 | 711.0364 | 1.0071 | 707.5852 | 0.20175
| 353.9904 | 0 |  |  | 353.9904 | 0.0021858 | 353.9904 | 1.3864 | 584.3138 | 0.02737 | 711.2708 | -0.047477 | 706.0638 | -0.045841 | 584.3138 | 0.0067085 | 711.2708 | -0.12735 | 711.2708 | -0.022615 | 711.5473 | -0.018497 | 711.2708 | -0.063317 | 711.2708 | -0.041926 | 711.2708 | -0.049179 | 586.7118 | 0.00028961 | 706.06 | 0.0088362 | 711.5473 | -0.0069272 | 584.3138 | 0.12841 | 706.06 | -0.0054588 | 711.2708 | 0.32389 | 706.06 | -0.021569 | 711.2708 | 0.28354 | 586.7118 | 0.070295 | 586.7118 | 7.5941e-06 | 711.2708 | 0.052269 | 711.5473 | 0.63605 | 711.5473 | 1.1683 | 711.2708 | 6.6242 | 874.9173 | 0.020076 | 711.2708 | 0.42443 | 711.2708 | 0.0017025 | 874.3184 | 1.3984 | 711.2708 | 0.0057412 | 878.0741 | 5.3957 | 874.9173 | 2.135 | 878.0741 | 0.0012875 | 981.8618 | 0.20867 | 1210.1534 | 0.44949 | 1029.0704 | 0.012268 | 1129.0828 | 0 | 1128.3329 | 0 | 711.271 | 0.088755 | 711.5473 | 0.50293 | 711.2708 | 1.7303 | 711.2708 | 0.21919 | 711.2708 | 0.97195 | 707.8184 | 0.20055
| 354.0687 | 0 |  |  | 354.0687 | 0.0043353 | 354.0687 | 1.3719 | 584.4314 | 0 | 711.5052 | -0.028915 | 706.2981 | 0.017171 | 584.4314 | 0 | 711.5052 | 0.0005512 | 711.5052 | -0.0067655 | 711.7814 | 0.0059715 | 711.5052 | 0.042622 | 711.5052 | 0.048153 | 711.5052 | 0.011235 | 586.8308 | 0.000272 | 706.3 | 0.079523 | 711.7814 | -0.0018704 | 584.4314 | 0.10814 | 706.3 | 0.00024916 | 711.5052 | 0.32649 | 706.3 | 0.007112 | 711.5052 | 0.2842 | 586.8308 | 0.081034 | 586.8308 | 7.5941e-06 | 711.5052 | 0.078404 | 711.7814 | 0.62022 | 711.7814 | 1.1232 | 711.5052 | 6.6743 | 875.0847 | 0.021411 | 711.5052 | 0.46143 | 711.5052 | 0.0012811 | 874.4861 | 1.3958 | 711.5052 | 0.019536 | 878.2434 | 5.3949 | 875.0847 | 2.1365 | 878.2434 | 0.0012804 | 981.9577 | 0.20874 | 1210.2251 | 0.44907 | 1029.0834 | 0.012284 | 1129.1453 | 0 | 1128.3953 | 0 | 711.505 | 0.088631 | 711.7814 | 0.50029 | 711.5052 | 1.7311 | 711.5052 | 0.2297 | 711.5052 | 0.97344 | 708.0516 | 0.20149
| 354.147 | 0 |  |  | 354.147 | 0.0017487 | 354.147 | 1.3379 | 584.549 | 0.012938 | 711.7396 | 0.026783 | 706.5325 | -0.016194 | 584.549 | 0.023428 | 711.7396 | -0.081515 | 711.7396 | -0.019064 | 712.0155 | -0.016238 | 711.7396 | -0.058497 | 711.7396 | -0.032401 | 711.7396 | -0.049869 | 586.9498 | 0.00028416 | 706.53 | -0.031706 | 712.0155 | -0.0027104 | 584.549 | 0.13071 | 706.53 | -0.006546 | 711.7396 | 0.31357 | 706.53 | -0.0072287 | 711.7396 | 0.27614 | 586.9498 | 0.10381 | 586.9498 | 6.2352e-05 | 711.7396 | 0.043803 | 712.0155 | 0.59925 | 712.0155 | 1.0896 | 711.7396 | 6.735 | 875.2521 | 0.022639 | 711.7396 | 0.45045 | 711.7396 | 0.012385 | 874.6538 | 1.3436 | 711.7396 | -0.017462 | 878.4126 | 5.4046 | 875.2521 | 2.1501 | 878.4126 | 0.0012946 | 982.0536 | 0.20958 | 1210.2969 | 0.44865 | 1029.0963 | 0.0123 | 1129.2078 | 0 | 1128.4576 | 0 | 711.74 | 0.087689 | 712.0155 | 0.49841 | 711.7396 | 1.717 | 711.7396 | 0.21528 | 711.7396 | 0.94979 | 708.2848 | 0.20066
| 354.2254 | 0 |  |  | 354.2254 | 0.0030966 | 354.2254 | 1.3382 | 584.6667 | 0 | 711.9741 | -0.013649 | 706.7668 | 0.032606 | 584.6667 | 0 | 711.9741 | 0.04496 | 711.9741 | 0.0028337 | 712.2497 | 0.00995 | 711.9741 | 0.028519 | 711.9741 | 0.023361 | 711.9741 | 0.05655 | 587.0689 | 0.00028122 | 706.77 | -0.044181 | 712.2497 | -0.0010929 | 584.6667 | 0.11796 | 706.77 | -0.0032843 | 711.9741 | 0.31753 | 706.77 | -0.0079281 | 711.9741 | 0.27147 | 587.0689 | 0.096655 | 587.0689 | 5.4358e-05 | 711.9741 | 0.085029 | 712.2497 | 0.58643 | 712.2497 | 1.0522 | 711.9741 | 6.8592 | 875.4195 | 0.025789 | 711.9741 | 0.47556 | 711.9741 | -0.0035483 | 874.8215 | 1.2299 | 711.9741 | 0.024654 | 878.5818 | 5.4184 | 875.4195 | 2.1618 | 878.5818 | 0.0012448 | 982.1496 | 0.21032 | 1210.3686 | 0.44823 | 1029.1094 | 0.012315 | 1129.2701 | 0 | 1128.52 | 0 | 711.974 | 0.08744 | 712.2497 | 0.48843 | 711.9741 | 1.7026 | 711.9741 | 0.23391 | 711.9741 | 0.96151 | 708.518 | 0.20161
| 354.3037 | 0 |  |  | 354.3037 | 0.0011148 | 354.3037 | 1.3196 | 584.7843 | 0.007318 | 712.2085 | 0.0082637 | 707.0012 | -0.024776 | 584.7843 | 0.030951 | 712.2085 | -0.072677 | 712.2085 | -0.017034 | 712.4838 | -0.029288 | 712.2085 | -0.066287 | 712.2085 | -0.041926 | 712.2085 | -0.059736 | 587.1879 | 0.00028374 | 707 | 0.016113 | 712.4838 | -0.0061955 | 584.7843 | 0.12684 | 707 | -0.006546 | 712.2085 | 0.30577 | 707 | -0.0058295 | 712.2085 | 0.26893 | 587.1879 | 0.099258 | 587.1879 | 5.4358e-05 | 712.2085 | 0.072514 | 712.4838 | 0.56716 | 712.4838 | 1.0139 | 712.2085 | 6.8927 | 875.5869 | 0.016339 | 712.2085 | 0.46484 | 712.2085 | -0.0053866 | 874.9893 | 1.0666 | 712.2085 | -0.0077126 | 878.7511 | 5.437 | 875.5869 | 2.1774 | 878.7511 | 0.0012875 | 982.2456 | 0.21068 | 1210.4404 | 0.44779 | 1029.1223 | 0.012331 | 1129.3326 | 0 | 1128.5824 | 0 | 712.208 | 0.086723 | 712.4838 | 0.48873 | 712.2085 | 1.6769 | 712.2085 | 0.21438 | 712.2085 | 0.93829 | 708.7512 | 0.20089
| 354.382 | 0 |  |  | 354.382 | 0.0037645 | 354.382 | 1.3149 | 584.902 | 0 | 712.4429 | 0.053792 | 707.2355 | 0.011507 | 584.902 | 0 | 712.4429 | 0.00049993 | 712.4429 | 0.0011192 | 712.718 | 0.017886 | 712.4429 | 0.03949 | 712.4429 | 0.027347 | 712.4429 | 0.023596 | 587.307 | 0.00029086 | 707.24 | 0.0015593 | 712.718 | 0.0039112 | 584.902 | 0.1352 | 707.24 | -0.00083807 | 712.4429 | 0.32089 | 707.24 | 0.002565 | 712.4429 | 0.27477 | 587.307 | 0.094702 | 587.307 | 0 | 712.4429 | 0.073251 | 712.718 | 0.55661 | 712.718 | 0.9811 | 712.4429 | 6.9787 | 875.7542 | 0.024027 | 712.4429 | 0.47794 | 712.4429 | 0.0035831 | 875.157 | 0.9075 | 712.4429 | 0.033577 | 878.9203 | 5.4412 | 875.7542 | 2.185 | 878.9203 | 0.0012732 | 982.3416 | 0.21103 | 1210.5121 | 0.44736 | 1029.1353 | 0.012346 | 1129.3951 | 0 | 1128.6448 | 0 | 712.443 | 0.08695 | 712.718 | 0.48935 | 712.4429 | 1.6766 | 712.4429 | 0.23962 | 712.4429 | 0.95278 | 708.9844 | 0.20204
| 354.4604 | 0 |  |  | 354.4604 | 0.00094654 | 354.4604 | 1.2965 | 585.0196 | 0.0013465 | 712.6774 | -0.041117 | 707.4699 | -0.042158 | 585.0196 | 0 | 712.6774 | -0.095198 | 712.6774 | -0.019087 | 712.9521 | -0.034069 | 712.6774 | -0.064127 | 712.6774 | -0.026804 | 712.6774 | -0.060395 | 587.426 | 0.00030721 | 707.47 | -0.057695 | 712.9521 | -0.0044156 | 585.0196 | 0.10668 | 707.47 | -0.011167 | 712.6774 | 0.3149 | 707.47 | -0.013874 | 712.6774 | 0.2631 | 587.426 | 0.12009 | 587.426 | 0 | 712.6774 | 0.039018 | 712.9521 | 0.53463 | 712.9521 | 0.94584 | 712.6774 | 7.0396 | 875.9216 | 0.023547 | 712.6774 | 0.4769 | 712.6774 | 0.0054182 | 875.3247 | 0.74838 | 712.6774 | -0.0076592 | 879.0896 | 5.452 | 875.9216 | 2.1934 | 879.0896 | 0.0012661 | 982.4377 | 0.21186 | 1210.5839 | 0.44692 | 1029.1482 | 0.012361 | 1129.4576 | 0 | 1128.7071 | 0 | 712.677 | 0.08548 | 712.9521 | 0.48175 | 712.6774 | 1.6432 | 712.6774 | 0.21919 | 712.6774 | 0.93254 | 709.2177 | 0.20248
| 354.5387 | 0 |  |  | 354.5387 | 0.0048453 | 354.5387 | 1.2922 | 585.1373 | 0 | 712.9118 | 0.014129 | 707.7043 | 0.042899 | 585.1373 | 0 | 712.9118 | -0.03276 | 712.9118 | 0.00021352 | 713.1863 | 0.029277 | 712.9118 | 0.04596 | 712.9118 | 0.0096642 | 712.9118 | 0.007862 | 587.5451 | 0.00030344 | 707.7 | 0.045222 | 713.1863 | 0.006401 | 585.1373 | 0.11326 | 707.7 | 0.0016082 | 712.9118 | 0.32019 | 707.7 | 0.025301 | 712.9118 | 0.26893 | 587.5451 | 0.11455 | 587.5451 | 0 | 712.9118 | 0.075091 | 713.1863 | 0.52407 | 713.1863 | 0.91778 | 712.9118 | 7.1306 | 876.089 | 0.022052 | 712.9118 | 0.50583 | 712.9118 | 0.0022628 | 875.4925 | 1.0666 | 712.9118 | 0.014093 | 879.2589 | 5.4636 | 876.089 | 2.1956 | 879.2589 | 0.0012163 | 982.5338 | 0.21274 | 1210.6556 | 0.44648 | 1029.1613 | 0.012375 | 1129.5201 | 0 | 1128.7695 | 0 | 712.912 | 0.085554 | 713.1863 | 0.4812 | 712.9118 | 1.647 | 712.9118 | 0.23241 | 712.9118 | 0.94915 | 709.4509 | 0.2036
| 354.6171 | 0 |  |  | 354.6171 | 0.0026594 | 354.6171 | 1.2738 | 585.2549 | 0.00029265 | 713.1463 | -0.017676 | 707.9387 | -0.046181 | 585.2549 | 0.012672 | 713.1463 | -0.13502 | 713.1463 | -0.011643 | 713.4205 | -0.030101 | 713.1463 | -0.062259 | 713.1463 | -0.0054857 | 713.1463 | -0.062779 | 587.6641 | 0.00027787 | 707.94 | -0.040022 | 713.4205 | -0.0023947 | 585.2549 | 0.12632 | 707.94 | -0.017147 | 713.1463 | 0.30469 | 707.94 | -0.023318 | 713.1463 | 0.26249 | 587.6641 | 0.13929 | 587.6641 | 2.3182e-05 | 713.1463 | 0.041963 | 713.4205 | 0.50547 | 713.4205 | 0.88241 | 713.1463 | 7.2767 | 876.2564 | 0.018421 | 713.1463 | 0.4957 | 713.1463 | -0.0068439 | 875.6602 | 0.67952 | 713.1463 | -0.02253 | 879.4281 | 5.4678 | 876.2564 | 2.2052 | 879.4281 | 0.0012732 | 982.6298 | 0.21298 | 1210.7275 | 0.44603 | 1029.1742 | 0.012389 | 1129.5826 | 0 | 1128.832 | 0 | 713.146 | 0.084314 | 713.4205 | 0.47577 | 713.1463 | 1.6387 | 713.1463 | 0.20972 | 713.1463 | 0.90867 | 709.6842 | 0.20433
| 354.6954 | 0 |  |  | 354.6954 | 0.0037281 | 354.6954 | 1.2547 | 585.3726 | 0 | 713.3808 | -0.10165 | 708.1731 | 0.026417 | 585.3726 | 0 | 713.3808 | 0.039212 | 713.3808 | 0.013239 | 713.6547 | 0.028799 | 713.3808 | 0.043606 | 713.3808 | 0.004338 | 713.3808 | 0.042543 | 587.7832 | 0.00024769 | 708.17 | 0.0077966 | 713.6547 | 0.0081037 | 585.3726 | 0.1236 | 708.17 | 0.0078598 | 713.3808 | 0.31292 | 708.17 | -0.012475 | 713.3808 | 0.22505 | 587.7832 | 0.13213 | 587.7832 | 2.7179e-05 | 713.3808 | 0.054846 | 713.6547 | 0.49923 | 713.6547 | 0.84915 | 713.3808 | 7.35 | 876.4238 | 0.031983 | 713.3808 | 0.5297 | 713.3808 | 0.015869 | 875.8279 | 0.70091 | 713.3808 | 0.02572 | 879.5974 | 5.4602 | 876.4238 | 2.215 | 879.5974 | 0.0012661 | 982.7259 | 0.21322 | 1210.7993 | 0.44558 | 1029.1871 | 0.012403 | 1129.6451 | 0 | 1128.8944 | 0 | 713.381 | 0.083898 | 713.6547 | 0.44267 | 713.3808 | 1.63 | 713.3808 | 0.21333 | 713.3808 | 0.9287 | 709.9174 | 0.20468
| 354.7738 | 0 |  |  | 354.7738 | 0.00090867 | 354.7738 | 1.2349 | 585.4903 | 0.0076692 | 713.6153 | 0.017261 | 708.4075 | -0.029476 | 585.4903 | 0.030091 | 713.6153 | -0.13257 | 713.6152 | -0.0060268 | 713.8889 | -0.019035 | 713.6153 | -0.051306 | 713.6152 | -0.053549 | 713.6152 | -0.063187 | 587.9022 | 0.00022925 | 708.41 | -0.040022 | 713.8889 | -0.003177 | 585.4903 | 0.097273 | 708.41 | -0.015516 | 713.6153 | 0.29245 | 708.41 | -0.026116 | 713.6152 | 0.26183 | 587.9022 | 0.15719 | 587.9022 | 2.7179e-05 | 713.6152 | 0.039018 | 713.8889 | 0.47832 | 713.8889 | 0.82189 | 713.6152 | 7.4257 | 876.5912 | 0.017834 | 713.6153 | 0.51683 | 713.6153 | 0.0036532 | 875.9957 | 0.59657 | 713.6153 | -0.020083 | 879.7667 | 5.4654 | 876.5912 | 2.2304 | 879.7667 | 0.0013088 | 982.822 | 0.21379 | 1210.8711 | 0.44512 | 1029.2001 | 0.012416 | 1129.7076 | 0 | 1128.9569 | 0 | 713.615 | 0.083245 | 713.8889 | 0.47269 | 713.6152 | 1.6196 | 713.6152 | 0.20642 | 713.6152 | 0.91975 | 710.1507 | 0.20446
| 354.8521 | 0 |  |  | 354.8521 | 0.0034123 | 354.8521 | 1.2349 | 585.608 | 0 | 713.8497 | 0.045035 | 708.642 | 0.031518 | 585.608 | 0 | 713.8497 | 0.086184 | 713.8497 | 0.0084341 | 714.1231 | 0.03289 | 713.8497 | 0.038139 | 713.8497 | 0.0098281 | 713.8497 | 0.048567 | 588.0213 | 0.0002632 | 708.64 | 0.0098758 | 714.1231 | 0.0058298 | 585.608 | 0.1073 | 708.64 | 0.0048699 | 713.8497 | 0.3109 | 708.64 | -0.0054798 | 713.8497 | 0.25732 | 588.0213 | 0.15133 | 588.0213 | 7.5941e-06 | 713.8497 | 0.067361 | 714.1231 | 0.46482 | 714.1231 | 0.7921 | 713.8497 | 7.4687 | 876.7586 | 0.025789 | 713.8497 | 0.54693 | 713.8497 | 0.0038417 | 876.1634 | 0.73951 | 713.8497 | 0.017893 | 879.9359 | 5.4681 | 876.7586 | 2.2464 | 879.9359 | 0.0013159 | 982.9182 | 0.21405 | 1210.9429 | 0.44465 | 1029.2131 | 0.012429 | 1129.7701 | 0 | 1129.0193 | 0 | 713.85 | 0.083109 | 714.1231 | 0.467 | 713.8497 | 1.6195 | 713.8497 | 0.23165 | 713.8497 | 0.92337 | 710.384 | 0.20439
| 354.9305 | 0 |  |  | 354.9305 | 0.0011623 | 354.9305 | 1.2155 | 585.7257 | 0 | 714.0843 | -0.064937 | 708.8764 | -0.016132 | 585.7257 | 0.013044 | 714.0843 | -0.15107 | 714.0842 | -0.022424 | 714.3573 | -0.034502 | 714.0843 | -0.053999 | 714.0842 | -0.016777 | 714.0842 | -0.04377 | 588.1403 | 0.00026069 | 708.88 | -0.00051979 | 714.3573 | -0.0098055 | 585.7257 | 0.13395 | 708.88 | -0.006546 | 714.0843 | 0.2868 | 708.88 | 0.0099102 | 714.0842 | 0.24834 | 588.1403 | 0.17867 | 588.1403 | 3.9969e-06 | 714.0842 | 0.038282 | 714.3573 | 0.44228 | 714.3573 | 0.76205 | 714.0842 | 7.5916 | 876.926 | 0.019809 | 714.0843 | 0.51676 | 714.0843 | -0.00097269 | 876.3312 | 0.75777 | 714.0843 | -0.012196 | 880.1052 | 5.4654 | 876.926 | 2.2647 | 880.1052 | 0.0013942 | 983.0143 | 0.21412 | 1211.0148 | 0.44419 | 1029.2261 | 0.012441 | 1129.8328 | 0 | 1129.0818 | 0 | 714.084 | 0.082004 | 714.3573 | 0.45647 | 714.0842 | 1.5771 | 714.0842 | 0.1651 | 714.0842 | 0.89206 | 710.6173 | 0.20449
| 355.0088 | 0 |  |  | 355.0088 | 0.0034852 | 355.0089 | 1.2092 | 585.8434 | 0 | 714.3188 | 0.0055617 | 709.1109 | 0.018092 | 585.8434 | 0 | 714.3188 | 0.037986 | 714.3188 | 0.0023356 | 714.5916 | 0.0084857 | 714.3188 | 0.027186 | 714.3188 | 0.013806 | 714.3188 | 0.0066246 | 588.2594 | 0.0002632 | 709.11 | -0.031706 | 714.5916 | 0.00075894 | 585.8434 | 0.12151 | 709.11 | 0.012753 | 714.3188 | 0.30482 | 709.11 | -0.012475 | 714.3188 | 0.25914 | 588.2594 | 0.17378 | 588.2594 | 3.9969e-06 | 714.3188 | 0.057791 | 714.5916 | 0.43432 | 714.5916 | 0.73521 | 714.3188 | 7.6493 | 877.0934 | 0.027978 | 714.3188 | 0.56077 | 714.3188 | 0.002739 | 876.4989 | 0.78908 | 714.3188 | 0.024813 | 880.2745 | 5.453 | 877.0934 | 2.2789 | 880.2745 | 0.0013444 | 983.1105 | 0.21483 | 1211.0865 | 0.44372 | 1029.239 | 0.012453 | 1129.8953 | 0 | 1129.1442 | 0 | 714.319 | 0.082165 | 714.5916 | 0.4586 | 714.3188 | 1.5794 | 714.3188 | 0.25344 | 714.3188 | 0.91187 | 710.8506 | 0.20494
| 355.0872 | 0 |  |  | 355.0872 | 0.00053884 | 355.0872 | 1.1889 | 585.9611 | 0.0080204 | 714.5533 | -0.12033 | 709.3453 | -0.046155 | 585.9611 | 0.027512 | 714.5533 | -0.09701 | 714.5533 | -0.026967 | 714.8258 | -0.026096 | 714.5533 | -0.061476 | 714.5533 | -0.048983 | 714.5533 | -0.045624 | 588.3785 | 0.00025859 | 709.35 | -0.02235 | 714.8258 | -0.010191 | 585.9611 | 0.1165 | 709.35 | -0.007905 | 714.5533 | 0.29716 | 709.35 | -0.011076 | 714.5533 | 0.24549 | 588.3785 | 0.20698 | 588.3785 | 7.5941e-06 | 714.5533 | 0.018136 | 714.8258 | 0.41184 | 714.8258 | 0.70611 | 714.5533 | 7.6842 | 877.2608 | 0.022639 | 714.5533 | 0.54109 | 714.5533 | -0.011859 | 876.6667 | 0.72699 | 714.5533 | 0.0013139 | 880.4438 | 5.4456 | 877.2608 | 2.2897 | 880.4438 | 0.0014226 | 983.2067 | 0.21563 | 1211.1584 | 0.44324 | 1029.2521 | 0.012464 | 1129.9578 | 0 | 1129.2067 | 0 | 714.553 | 0.08147 | 714.8258 | 0.44894 | 714.5533 | 1.5592 | 714.5533 | 0.20672 | 714.5533 | 0.88311 | 711.0839 | 0.20433
| 355.1656 | 0 |  |  | 355.1656 | 0.0058411 | 355.1656 | 1.1854 | 586.0788 | 0 | 714.7878 | -0.031635 | 709.5798 | 0.035002 | 586.0788 | 0 | 714.7878 | 0.0069316 | 714.7878 | 0.008656 | 715.0601 | 0.021302 | 714.7878 | 0.036085 | 714.7878 | 0.0133 | 714.7878 | 0.016487 | 588.4975 | 0.0002544 | 709.58 | 0.068091 | 715.0601 | 0.00056905 | 586.0788 | 0.10992 | 709.58 | 0.0026954 | 714.7878 | 0.29981 | 709.58 | -0.011776 | 714.7878 | 0.24473 | 588.4975 | 0.19852 | 588.4975 | 7.5941e-06 | 714.7878 | 0.071778 | 715.0601 | 0.41013 | 715.0601 | 0.6878 | 714.7878 | 7.7975 | 877.4282 | 0.034332 | 714.7878 | 0.58455 | 714.7878 | -0.0019178 | 876.8345 | 0.62317 | 714.7878 | 0.0069081 | 880.6131 | 5.4413 | 877.4282 | 2.2954 | 880.6131 | 0.0014155 | 983.3028 | 0.21588 | 1211.2302 | 0.44276 | 1029.265 | 0.012475 | 1130.0204 | 0 | 1129.2692 | 0 | 714.788 | 0.081531 | 715.0601 | 0.4488 | 714.7878 | 1.5582 | 714.7878 | 0.22865 | 714.7878 | 0.89738 | 711.3172 | 0.20532
| 355.2439 | 0 |  |  | 355.2439 | 0.0017608 | 355.244 | 1.1658 | 586.1965 | 0.0090743 | 715.0224 | -0.073655 | 709.8143 | -0.019016 | 586.1965 | 0.03396 | 715.0224 | -0.12151 | 715.0224 | -0.020054 | 715.2943 | -0.031762 | 715.0224 | -0.061076 | 715.0224 | -0.022748 | 715.0224 | -0.063688 | 588.6166 | 0.00031014 | 709.81 | -0.055613 | 715.2943 | -0.0048647 | 586.1965 | 0.11504 | 709.81 | 0.0024236 | 715.0224 | 0.28668 | 709.81 | -0.0019821 | 715.0224 | 0.22901 | 588.6166 | 0.22813 | 588.6166 | 7.5941e-06 | 715.0224 | 0.023491 | 715.2943 | 0.39147 | 715.2943 | 0.66105 | 715.0224 | 7.8784 | 877.5956 | 0.017193 | 715.0224 | 0.59354 | 715.0224 | 0.0018372 | 877.0022 | 0.7703 | 715.0224 | -0.0080827 | 880.7824 | 5.4303 | 877.5956 | 2.3062 | 880.7824 | 0.0014724 | 983.399 | 0.21628 | 1211.3021 | 0.44228 | 1029.278 | 0.012484 | 1130.0829 | 0 | 1129.3317 | 0 | 715.022 | 0.080152 | 715.2943 | 0.43628 | 715.0224 | 1.5399 | 715.0224 | 0.20206 | 715.0224 | 0.87842 | 711.5505 | 0.20446
| 355.3223 | 0 |  |  | 355.3223 | 0.0048089 | 355.3223 | 1.1567 | 586.3142 | 0 | 715.2569 | 0.021916 | 710.0487 | 0.02604 | 586.3142 | 0 | 715.2569 | 0.14192 | 715.2569 | 0.0010243 | 715.5286 | 0.015906 | 715.2569 | 0.028341 | 715.2569 | 0.023724 | 715.2569 | 0.037927 | 588.7357 | 0.00029547 | 710.05 | 0.02339 | 715.5286 | 0.0042987 | 586.3142 | 0.095393 | 710.05 | -0.0057306 | 715.2569 | 0.28841 | 710.05 | 0.0029147 | 715.2569 | 0.24483 | 588.7357 | 0.22 | 588.7357 | 0 | 715.2569 | 0.061472 | 715.5286 | 0.38568 | 715.5286 | 0.64356 | 715.2569 | 7.956 | 877.7631 | 0.02093 | 715.2569 | 0.61154 | 715.2569 | -0.0023988 | 877.17 | 0.59918 | 715.2569 | 0.010818 | 880.9517 | 5.4126 | 877.7631 | 2.3177 | 880.9517 | 0.0014226 | 983.4952 | 0.21669 | 1211.374 | 0.44179 | 1029.2909 | 0.012494 | 1130.1455 | 0 | 1129.3942 | 0 | 715.257 | 0.080526 | 715.5286 | 0.44821 | 715.2569 | 1.5447 | 715.2569 | 0.22159 | 715.2569 | 0.88737 | 711.7838 | 0.20542
| 355.4007 | 0 |  |  | 355.4007 | 0.0013115 | 355.4007 | 1.1393 | 586.432 | 0.012587 | 715.4915 | 0.010904 | 710.2832 | -0.022864 | 586.432 | 0.023858 | 715.4915 | -0.097489 | 715.4915 | -0.01733 | 715.7629 | -0.045466 | 715.4915 | -0.058845 | 715.4915 | -0.044002 | 715.4915 | -0.048407 | 588.8547 | 0.00028583 | 710.28 | -0.016113 | 715.7629 | -0.0060895 | 586.432 | 0.10406 | 710.28 | -0.017418 | 715.4915 | 0.28805 | 710.28 | -0.00023318 | 715.4915 | 0.23971 | 588.8547 | 0.25905 | 588.8547 | 0 | 715.4915 | 0.02763 | 715.7629 | 0.36989 | 715.7629 | 0.6182 | 715.4915 | 8.0615 | 877.9305 | 0.020183 | 715.4915 | 0.59968 | 715.4915 | -0.015228 | 877.3378 | 0.59918 | 715.4915 | -0.027445 | 881.121 | 5.4096 | 877.9305 | 2.3366 | 881.121 | 0.0014866 | 983.5915 | 0.21699 | 1211.4458 | 0.44129 | 1029.304 | 0.012502 | 1130.208 | 0 | 1129.4567 | 0 | 715.491 | 0.079676 | 715.7629 | 0.44638 | 715.4915 | 1.5217 | 715.4915 | 0.20506 | 715.4915 | 0.85733 | 712.0172 | 0.20589
| 355.4791 | 0 |  |  | 355.4791 | 0.0030602 | 355.4791 | 1.1308 | 586.5497 | 0 | 715.726 | 0.063189 | 710.5177 | 0.018729 | 586.5497 | 0 | 715.726 | 0.06611 | 715.726 | 0.010582 | 715.9972 | 0.014768 | 715.726 | 0.041015 | 715.726 | 0.03234 | 715.726 | 0.055277 | 588.9738 | 0.00023135 | 710.52 | 0.0057175 | 715.9972 | 0.0047251 | 586.5497 | 0.097169 | 710.52 | -0.0147 | 715.726 | 0.29278 | 710.52 | -0.014223 | 715.726 | 0.24524 | 588.9738 | 0.25547 | 588.9738 | 0 | 715.726 | 0.062576 | 715.9972 | 0.363 | 715.9972 | 0.60239 | 715.726 | 8.1056 | 878.0979 | 0.021785 | 715.726 | 0.62277 | 715.726 | 0.0096103 | 877.5055 | 0.5684 | 715.726 | 0.025307 | 881.2903 | 5.4126 | 878.0979 | 2.3538 | 881.2903 | 0.0014368 | 983.6878 | 0.21757 | 1211.5177 | 0.4408 | 1029.3169 | 0.01251 | 1130.2706 | 0 | 1129.5192 | 0 | 715.726 | 0.079 | 715.9972 | 0.44344 | 715.726 | 1.5187 | 715.726 | 0.22595 | 715.726 | 0.86351 | 712.2505 | 0.20607
| 355.5575 | 0 |  |  | 355.5575 | 0.0013965 | 355.5574 | 1.1112 | 586.6675 | 0.018207 | 715.9606 | -0.030824 | 710.7522 | -0.0030411 | 586.6675 | 0.037184 | 715.9606 | -0.070284 | 715.9606 | -0.020269 | 716.2315 | -0.018602 | 715.9606 | -0.040738 | 715.9606 | -0.048568 | 715.9606 | -0.080086 | 589.0929 | 0.00025566 | 710.75 | 0.014034 | 716.2315 | -0.0030095 | 586.6675 | 0.11263 | 710.75 | 0.0078598 | 715.9606 | 0.28279 | 710.75 | 0.019004 | 715.9606 | 0.23682 | 589.0929 | 0.28704 | 589.0929 | 7.5941e-06 | 715.9606 | 0.013058 | 716.2315 | 0.34556 | 716.2315 | 0.57559 | 715.9606 | 8.1738 | 878.2653 | 0.037483 | 715.9606 | 0.60268 | 715.9606 | -0.005491 | 877.6733 | 0.4771 | 715.9606 | -0.018633 | 881.4596 | 5.4122 | 878.2653 | 2.3685 | 881.4596 | 0.0014795 | 983.7841 | 0.21814 | 1211.5896 | 0.4403 | 1029.3298 | 0.012517 | 1130.3332 | 0 | 1129.5817 | 0 | 715.961 | 0.078142 | 716.2315 | 0.43988 | 715.9606 | 1.4927 | 715.9606 | 0.20612 | 715.9606 | 0.85946 | 712.4839 | 0.20599
| 355.6358 | 0 |  |  | 355.6358 | 0.0040438 | 355.6358 | 1.1093 | 586.7852 | 0 | 716.1952 | -0.06523 | 710.9868 | 0.027607 | 586.7852 | 0 | 716.1952 | 0.0021281 | 716.1952 | 0.0088145 | 716.4658 | 0.023808 | 716.1952 | 0.0441 | 716.1952 | -0.013573 | 716.1952 | 0.018303 | 589.212 | 0.00026739 | 710.99 | -0.0036384 | 716.4658 | 0.0045688 | 586.7852 | 0.097796 | 710.99 | 0.0024236 | 716.1952 | 0.28463 | 710.99 | 0.0099102 | 716.1952 | 0.22677 | 589.212 | 0.27792 | 589.212 | 7.5941e-06 | 716.1952 | 0.057423 | 716.4658 | 0.33904 | 716.4658 | 0.55789 | 716.1952 | 8.2527 | 878.4328 | 0.015751 | 716.1952 | 0.64511 | 716.1952 | 0.016792 | 877.8411 | 0.45258 | 716.1952 | 0.021305 | 881.6289 | 5.4099 | 878.4328 | 2.3776 | 881.6289 | 0.0014297 | 983.8804 | 0.21835 | 1211.6615 | 0.43979 | 1029.3429 | 0.012524 | 1130.3959 | 0 | 1129.6442 | 0 | 716.195 | 0.077604 | 716.4658 | 0.42491 | 716.1952 | 1.4976 | 716.1952 | 0.21393 | 716.1952 | 0.865 | 712.7173 | 0.20591
| 355.7142 | 0 |  |  | 355.7142 | 0.00072506 | 355.7142 | 1.0878 | 586.903 | 0.0062641 | 716.4298 | -0.053062 | 711.2213 | -0.03811 | 586.903 | 0.019753 | 716.4298 | -0.083504 | 716.4298 | -0.014004 | 716.7001 | -0.031312 | 716.4298 | -0.069692 | 716.4298 | -0.025988 | 716.4298 | -0.077198 | 589.3311 | 0.00030721 | 711.22 | -0.076405 | 716.7001 | -0.0058101 | 586.903 | 0.10166 | 711.22 | -0.017962 | 716.4298 | 0.27737 | 711.22 | -0.0026815 | 716.4298 | 0.22885 | 589.3311 | 0.31372 | 589.3311 | 7.5941e-06 | 716.4298 | 0.02395 | 716.7001 | 0.3239 | 716.7001 | 0.53431 | 716.4298 | 8.2957 | 878.6002 | 0.015698 | 716.4298 | 0.63632 | 716.4298 | 0.0026951 | 878.0089 | 0.37328 | 716.4298 | -0.021103 | 881.7982 | 5.4178 | 878.6002 | 2.3898 | 881.7982 | 0.0015151 | 983.9767 | 0.21789 | 1211.7334 | 0.43928 | 1029.3558 | 0.012529 | 1130.4584 | 0 | 1129.7067 | 0 | 716.43 | 0.077289 | 716.7001 | 0.42931 | 716.4298 | 1.4774 | 716.4298 | 0.20642 | 716.4298 | 0.83687 | 712.9507 | 0.20689
| 355.7926 | 0 |  |  | 355.7926 | 0.0034245 | 355.7926 | 1.0856 | 587.0207 | 0 | 716.6644 | -0.054418 | 711.4558 | 0.027808 | 587.0207 | 0 | 716.6644 | -0.0011191 | 716.6644 | 0.011152 | 716.9345 | 0.016355 | 716.6644 | 0.022728 | 716.6644 | 0.0071268 | 716.6644 | 0.019486 | 589.4502 | 0.00031014 | 711.46 | 0.076405 | 716.9345 | -8.5926e-05 | 587.0207 | 0.083586 | 711.46 | -0.0019253 | 716.6644 | 0.28072 | 711.46 | -0.0040807 | 716.6644 | 0.21566 | 589.4502 | 0.30917 | 589.4502 | 0 | 716.6644 | 0.059999 | 716.9345 | 0.31945 | 716.9345 | 0.51873 | 716.6644 | 8.3372 | 878.7676 | 0.023921 | 716.6644 | 0.6642 | 716.6644 | 0.0078582 | 878.1767 | 0.38476 | 716.6644 | 0.0088555 | 881.9676 | 5.4275 | 878.7676 | 2.405 | 881.9676 | 0.0015009 | 984.0731 | 0.21731 | 1211.8053 | 0.43876 | 1029.3688 | 0.012534 | 1130.521 | 0 | 1129.7692 | 0 | 716.664 | 0.076718 | 716.9345 | 0.41936 | 716.6644 | 1.4742 | 716.6644 | 0.22024 | 716.6644 | 0.86074 | 713.1841 | 0.20692
| 355.871 | 0 |  |  | 355.871 | 0.0012994 | 355.871 | 1.0696 | 587.1385 | 0.020723 | 716.899 | -0.0042765 | 711.6904 | -0.010142 | 587.1385 | 0.032885 | 716.899 | -0.13642 | 716.899 | -0.01725 | 717.1688 | -0.04054 | 716.899 | -0.053392 | 716.899 | -0.021479 | 716.899 | -0.055528 | 589.5693 | 0.00033194 | 711.69 | -0.055613 | 717.1688 | -0.0015318 | 587.1385 | 0.092154 | 711.69 | -0.0043715 | 716.899 | 0.27647 | 711.69 | 0.012009 | 716.899 | 0.23423 | 589.5693 | 0.34464 | 589.5693 | 0 | 716.899 | 0.020693 | 717.1688 | 0.30664 | 717.1688 | 0.49775 | 716.899 | 8.3746 | 878.9351 | 0.02045 | 716.899 | 0.65256 | 716.899 | 0.00052296 | 878.3445 | 0.26789 | 716.899 | -0.01051 | 882.1369 | 5.4318 | 878.9351 | 2.4294 | 882.1369 | 0.001508 | 984.1695 | 0.21776 | 1211.8773 | 0.43824 | 1029.3818 | 0.012538 | 1130.5836 | 0 | 1129.8317 | 0 | 716.899 | 0.076034 | 717.1688 | 0.42718 | 716.899 | 1.4461 | 716.899 | 0.20041 | 716.899 | 0.83837 | 713.4175 | 0.20724
| 355.9494 | 0 |  |  | 355.9494 | 0.0036916 | 355.9494 | 1.0665 | 587.2563 | 0 | 717.1337 | -0.096317 | 711.9249 | 0.019747 | 587.2563 | 0 | 717.1337 | 0.058485 | 717.1337 | 0.00079675 | 717.4032 | 0.013617 | 717.1337 | 0.041512 | 717.1337 | -0.00048259 | 717.1337 | 0.019815 | 589.6884 | 0.00032607 | 711.92 | 0.015073 | 717.4032 | 0.00030265 | 587.2563 | 0.095706 | 711.92 | -0.0019253 | 717.1337 | 0.27672 | 711.92 | 0.01096 | 717.1337 | 0.22835 | 589.6884 | 0.33553 | 589.6884 | 0 | 717.1337 | 0.055214 | 717.4032 | 0.29678 | 717.4032 | 0.48319 | 717.1337 | 8.4972 | 879.1025 | 0.023547 | 717.1337 | 0.67614 | 717.1337 | -0.0056363 | 878.5123 | 0.27989 | 717.1337 | 0.01732 | 882.3062 | 5.4282 | 879.1025 | 2.4455 | 882.3062 | 0.0014866 | 984.2659 | 0.21894 | 1211.9492 | 0.43772 | 1029.3948 | 0.012541 | 1130.6462 | 0 | 1129.8943 | 0 | 717.134 | 0.076461 | 717.4032 | 0.42065 | 717.1337 | 1.4478 | 717.1337 | 0.20852 | 717.1337 | 0.81983 | 713.6509 | 0.20774
| 356.0278 | 0 |  |  | 356.0278 | 0.0020887 | 356.0278 | 1.045 | 587.3741 | 0.017505 | 717.3683 | -0.03526 | 712.1595 | -0.014049 | 587.3741 | 0.0081994 | 717.3683 | -0.035354 | 717.3683 | -0.013206 | 717.6375 | -0.046602 | 717.3683 | -0.06189 | 717.3683 | -0.010872 | 717.3683 | -0.051818 | 589.8075 | 0.00028583 | 712.16 | -0.026508 | 717.6375 | -0.0045576 | 587.3741 | 0.11232 | 712.16 | -0.0084487 | 717.3683 | 0.26473 | 712.16 | -0.0054798 | 717.3683 | 0.22906 | 589.8075 | 0.37653 | 589.8075 | 2.3182e-05 | 717.3683 | 0.0025654 | 717.6375 | 0.28855 | 717.6375 | 0.4672 | 717.3683 | 8.6122 | 879.2699 | 0.016499 | 717.3683 | 0.6758 | 717.3683 | 0.013811 | 878.6801 | 0.28928 | 717.3683 | 0.00076151 | 882.4755 | 5.4304 | 879.2699 | 2.463 | 882.4755 | 0.0015506 | 984.3623 | 0.2201 | 1212.0211 | 0.43719 | 1029.4077 | 0.012544 | 1130.7089 | 0 | 1129.9568 | 0 | 717.368 | 0.074966 | 717.6375 | 0.41863 | 717.3683 | 1.4372 | 717.3683 | 0.1989 | 717.3683 | 0.81024 | 713.8843 | 0.20878
| 356.1062 | 0 |  |  | 356.1062 | 0.0039224 | 356.1062 | 1.0353 | 587.4918 | 0 | 717.603 | 0.0072003 | 712.3941 | 0.00029228 | 587.4918 | 0 | 717.603 | -0.025119 | 717.6029 | 0.00774 | 717.8719 | 0.024702 | 717.603 | 0.032241 | 717.6029 | 0.028028 | 717.6029 | -0.008148 | 589.9266 | 0.00025105 | 712.39 | 0.037943 | 717.8719 | -0.0016946 | 587.4918 | 0.093094 | 712.39 | -0.018506 | 717.603 | 0.27677 | 712.39 | -0.025767 | 717.6029 | 0.22652 | 589.9266 | 0.3697 | 589.9266 | 2.3182e-05 | 717.6029 | 0.051165 | 717.8719 | 0.28151 | 717.8719 | 0.44935 | 717.6029 | 8.6409 | 879.4374 | 0.027498 | 717.603 | 0.69818 | 717.603 | 0.010462 | 878.8479 | 0.29294 | 717.603 | 0.021828 | 882.6449 | 5.4329 | 879.4374 | 2.4657 | 882.6449 | 0.0015151 | 984.4587 | 0.22057 | 1212.0931 | 0.43665 | 1029.4207 | 0.012545 | 1130.7715 | 0 | 1130.0193 | 0 | 717.603 | 0.076129 | 717.8719 | 0.41929 | 717.6029 | 1.4285 | 717.6029 | 0.19966 | 717.6029 | 0.83453 | 714.1177 | 0.20873
| 356.1846 | 0 |  |  | 356.1846 | 0.00047018 | 356.1846 | 1.0202 | 587.6096 | 0.012587 | 717.8376 | 0.0014529 | 712.6286 | -0.018547 | 587.6096 | 0.0078267 | 717.8376 | -0.11639 | 717.8376 | -0.022696 | 718.1063 | -0.025625 | 717.8376 | -0.064238 | 717.8376 | -0.046077 | 717.8376 | -0.012021 | 590.0457 | 0.00023428 | 712.63 | -0.092001 | 718.1063 | -0.0069294 | 587.6096 | 0.12569 | 712.63 | -0.0095359 | 717.8376 | 0.27273 | 712.63 | 0.0043138 | 717.8376 | 0.23088 | 590.0457 | 0.40354 | 590.0457 | 2.3182e-05 | 717.8376 | 0.018473 | 718.1063 | 0.26756 | 718.1063 | 0.43281 | 717.8376 | 8.7258 | 879.6048 | 0.013135 | 717.8376 | 0.69905 | 717.8376 | 0.004491 | 879.0157 | 0.14269 | 717.8376 | -0.0036136 | 882.8142 | 5.4322 | 879.6048 | 2.4758 | 882.8142 | 0.0016076 | 984.5552 | 0.22029 | 1212.165 | 0.43612 | 1029.4337 | 0.012546 | 1130.8342 | 0 | 1130.0819 | 0 | 717.838 | 0.07357 | 718.1063 | 0.41331 | 717.8376 | 1.4171 | 717.8376 | 0.18358 | 717.8376 | 0.79576 | 714.3512 | 0.2084
| 356.263 | 0 |  |  | 356.263 | 0.0029752 | 356.263 | 1.0181 | 587.7275 | 0 | 718.0723 | 0.049471 | 712.8632 | 0.013875 | 587.7275 | 0 | 718.0723 | 0.012597 | 718.0723 | 0.0094546 | 718.3407 | 0.019842 | 718.0723 | 0.039519 | 718.0723 | 0.010362 | 718.0723 | 0.018729 | 590.1648 | 0.00022716 | 712.86 | -0.095119 | 718.3407 | 0.0039774 | 587.7275 | 0.11472 | 712.86 | -0.003828 | 718.0723 | 0.27063 | 712.86 | -0.014223 | 718.0723 | 0.22627 | 590.1648 | 0.38271 | 590.1648 | 0 | 718.0723 | 0.055582 | 718.3407 | 0.26398 | 718.3407 | 0.42157 | 718.0723 | 8.7955 | 879.7723 | 0.023547 | 718.0723 | 0.72537 | 718.0723 | -0.0019861 | 879.1835 | 0.18651 | 718.0723 | 0.03781 | 882.9836 | 5.4234 | 879.7723 | 2.4787 | 882.9836 | 0.001636 | 984.6517 | 0.22055 | 1212.2371 | 0.43558 | 1029.4467 | 0.012546 | 1130.8969 | 0 | 1130.1444 | 0 | 718.072 | 0.07383 | 718.3407 | 0.41305 | 718.0723 | 1.4149 | 718.0723 | 0.20281 | 718.0723 | 0.81621 | 714.5846 | 0.20954
| 356.3414 | 0 |  |  | 356.3414 | 0.00096442 | 356.3414 | 0.99543 | 587.8453 | 0.00029265 | 718.3069 | -0.07575 | 713.0978 | -0.025713 | 587.8453 | 0.01938 | 718.3069 | -0.071718 | 718.307 | -0.029681 | 718.5751 | -0.0073144 | 718.3069 | -0.061901 | 718.307 | -0.0256 | 718.307 | -0.0543 | 590.2839 | 0.00024895 | 713.1 | 0.046258 | 718.5751 | -0.010155 | 587.8453 | 0.10406 | 713.1 | -0.012525 | 718.3069 | 0.25212 | 713.1 | 0.0043138 | 718.307 | 0.22206 | 590.2839 | 0.41591 | 590.2839 | 0 | 718.307 | 0.0044211 | 718.5751 | 0.2472 | 718.5751 | 0.40046 | 718.307 | 8.8357 | 879.9397 | 0.02077 | 718.3069 | 0.72516 | 718.3069 | -0.0017062 | 879.3513 | 0.11973 | 718.3069 | -0.025494 | 883.1529 | 5.4164 | 879.9397 | 2.4907 | 883.1529 | 0.0016645 | 984.7481 | 0.22114 | 1212.309 | 0.43503 | 1029.4596 | 0.012545 | 1130.9595 | 0 | 1130.207 | 0 | 718.307 | 0.073127 | 718.5751 | 0.40645 | 718.307 | 1.3836 | 718.307 | 0.18734 | 718.307 | 0.79895 | 714.8181 | 0.21021
| 356.4198 | 0 |  |  | 356.4198 | 0.0051853 | 356.4198 | 0.99435 | 587.9631 | 0 | 718.5416 | 0.0066075 | 713.3325 | 0.00053554 | 587.9631 | 0 | 718.5416 | 0.0037149 | 718.5416 | 0.0056741 | 718.8095 | 0.021949 | 718.5416 | 0.033942 | 718.5416 | 0.0032901 | 718.5416 | 0.048852 | 590.403 | 0.00027242 | 713.33 | -0.076405 | 718.8095 | 0.0013619 | 587.9631 | 0.1096 | 713.33 | -0.018777 | 718.5416 | 0.26207 | 713.33 | -0.031013 | 718.5416 | 0.21896 | 590.403 | 0.41233 | 590.403 | 0 | 718.5416 | 0.039754 | 718.8095 | 0.24393 | 718.8095 | 0.39386 | 718.5416 | 8.8949 | 880.1072 | 0.024775 | 718.5416 | 0.75122 | 718.5416 | 0.0040903 | 879.5191 | 0.16773 | 718.5416 | 0.033218 | 883.3223 | 5.4114 | 880.1072 | 2.4988 | 883.3223 | 0.0016289 | 984.8447 | 0.22142 | 1212.381 | 0.43448 | 1029.4727 | 0.012544 | 1131.0221 | 0 | 1130.2696 | 0 | 718.542 | 0.073301 | 718.8095 | 0.40802 | 718.5416 | 1.3868 | 718.5416 | 0.20777 | 718.5416 | 0.80385 | 715.0515 | 0.21122
| 356.4982 | 0 |  |  | 356.4982 | 0.00069037 | 356.4982 | 0.98041 | 588.0809 | 0.019261 | 718.7763 | -0.017007 | 713.5671 | -0.024396 | 588.0809 | 0.025792 | 718.7763 | -0.12091 | 718.7763 | -0.016895 | 719.0439 | -0.033724 | 718.7763 | -0.066587 | 718.7763 | -0.023415 | 718.7763 | -0.048217 | 590.5221 | 0.00030469 | 713.57 | -0.00051979 | 719.0439 | -0.0034914 | 588.0809 | 0.091318 | 713.57 | -0.020951 | 718.7763 | 0.26645 | 713.57 | 0.0043138 | 718.7763 | 0.21455 | 590.5221 | 0.45887 | 590.5221 | 0 | 718.7763 | 0.021188 | 719.0439 | 0.22843 | 719.0439 | 0.37707 | 718.7763 | 8.9716 | 880.2746 | 0.017567 | 718.7763 | 0.74049 | 718.7763 | -0.004118 | 879.687 | 0.074864 | 718.7763 | -0.008176 | 883.4916 | 5.3994 | 880.2746 | 2.5158 | 883.4916 | 0.0016787 | 984.9412 | 0.22172 | 1212.453 | 0.43392 | 1029.4856 | 0.012541 | 1131.0848 | 0 | 1130.3321 | 0 | 718.776 | 0.072102 | 719.0439 | 0.4023 | 718.7763 | 1.3662 | 718.7763 | 0.18929 | 718.7763 | 0.78468 | 715.285 | 0.21138
| 356.5766 | 0 |  |  | 356.5766 | 0.0039345 | 356.5766 | 0.97844 | 588.1988 | 0.0084438 | 719.011 | 0.043582 | 713.8017 | 0.031466 | 588.1988 | 0 | 719.011 | 0.032472 | 719.011 | 0.0069584 | 719.2783 | 0.028005 | 719.011 | 0.045915 | 719.011 | 0.010804 | 719.011 | 0.044067 | 590.6412 | 0.00030637 | 713.8 | 0.060813 | 719.2783 | 0.0059041 | 588.1988 | 0.097169 | 713.8 | -0.0049152 | 719.011 | 0.27592 | 713.8 | 0.015157 | 719.011 | 0.21774 | 590.6412 | 0.45008 | 590.6412 | 0 | 719.011 | 0.070306 | 719.2783 | 0.23231 | 719.2783 | 0.36655 | 719.011 | 9.069 | 880.4421 | 0.028833 | 719.011 | 0.77323 | 719.011 | -0.0019707 | 879.8548 | 0.095211 | 719.011 | 0.01926 | 883.661 | 5.3755 | 880.4421 | 2.5249 | 883.661 | 0.0016076 | 985.0377 | 0.22186 | 1212.525 | 0.43337 | 1029.4985 | 0.012538 | 1131.1475 | 0 | 1130.3948 | 0 | 719.011 | 0.072144 | 719.2783 | 0.40498 | 719.011 | 1.3737 | 719.011 | 0.18884 | 719.011 | 0.79341 | 715.5185 | 0.21161
| 356.655 | 0 |  |  | 356.655 | 0.0002461 | 356.655 | 0.95367 | 588.3166 | 0.012938 | 719.2457 | -0.010381 | 714.0363 | -0.031936 | 588.3166 | 0.024503 | 719.2457 | -0.11977 | 719.2457 | -0.023355 | 719.5128 | -0.010636 | 719.2457 | -0.054513 | 719.2457 | -0.022525 | 719.2457 | -0.05033 | 590.7603 | 0.00028709 | 714.04 | -0.10136 | 719.5128 | -0.0049674 | 588.3166 | 0.10699 | 714.04 | -0.017962 | 719.2457 | 0.26923 | 714.04 | -0.021918 | 719.2457 | 0.21866 | 590.7603 | 0.49239 | 590.7603 | 0 | 719.2457 | 0.0042155 | 719.5128 | 0.21829 | 719.5128 | 0.35191 | 719.2457 | 9.0947 | 880.6096 | 0.013615 | 719.2457 | 0.77258 | 719.2457 | -0.011106 | 880.0226 | 0 | 719.2457 | -0.027509 | 883.8304 | 5.3581 | 880.6096 | 2.5375 | 883.8304 | 0.0016289 | 985.1343 | 0.22198 | 1212.5971 | 0.4328 | 1029.5116 | 0.012534 | 1131.2102 | 0 | 1130.4574 | 0 | 719.246 | 0.071787 | 719.5128 | 0.39936 | 719.2457 | 1.3414 | 719.2457 | 0.18598 | 719.2457 | 0.78105 | 715.752 | 0.21078
| 356.7334 | 0 |  |  | 356.7334 | 0.0019794 | 356.7334 | 0.96013 | 588.4344 | 0 | 719.4805 | 0.035046 | 714.271 | 0.0017987 | 588.4344 | 0 | 719.4805 | 0.010385 | 719.4805 | 0.0020688 | 719.7472 | 0.0079461 | 719.4805 | 0.035653 | 719.4805 | -0.0047116 | 719.4805 | 0.041938 | 590.8794 | 0.00032188 | 714.27 | -0.041062 | 719.7472 | 0.003108 | 588.4344 | 0.087138 | 714.27 | 0.0010646 | 719.4805 | 0.26272 | 714.27 | 0.015157 | 719.4805 | 0.21282 | 590.8794 | 0.49141 | 590.8794 | 0 | 719.4805 | 0.05411 | 719.7472 | 0.21483 | 719.7472 | 0.34243 | 719.4805 | 9.136 | 880.777 | 0.03508 | 719.4805 | 0.80634 | 719.4805 | 0.0085271 | 880.1904 | 0.092081 | 719.4805 | 0.013848 | 883.9997 | 5.3419 | 880.777 | 2.5437 | 883.9997 | 0.001636 | 985.2309 | 0.22262 | 1212.6691 | 0.43223 | 1029.5245 | 0.012529 | 1131.2728 | 0 | 1130.52 | 0 | 719.48 | 0.071186 | 719.7472 | 0.39562 | 719.4805 | 1.3536 | 719.4805 | 0.1962 | 719.4805 | 0.7949 | 715.9855 | 0.21233
| 356.8118 | 0 |  |  | 356.8118 | 0.0020401 | 356.8118 | 0.94412 | 588.5523 | 0.031866 | 719.7152 | -0.018253 | 714.5056 | -0.0035177 | 588.5523 | 0.026867 | 719.7152 | -0.10082 | 719.7152 | -0.015129 | 719.9817 | -0.020442 | 719.7152 | -0.059801 | 719.7152 | -0.0086137 | 719.7152 | -0.0301 | 590.9986 | 0.00028583 | 714.51 | -0.04834 | 719.9817 | -0.0031123 | 588.5523 | 0.091318 | 714.51 | -0.0019253 | 719.7152 | 0.24634 | 714.51 | 0.0064125 | 719.7152 | 0.20942 | 590.9986 | 0.53469 | 590.9986 | 0 | 719.7152 | 0.01213 | 719.9817 | 0.20255 | 719.9817 | 0.32941 | 719.7152 | 9.1903 | 880.9445 | 0.022746 | 719.7152 | 0.79066 | 719.7152 | -0.0070985 | 880.3583 | 0.0091296 | 719.7152 | -0.01473 | 884.1691 | 5.3192 | 880.9445 | 2.561 | 884.1691 | 0.0016645 | 985.3275 | 0.22351 | 1212.7411 | 0.43167 | 1029.5375 | 0.012523 | 1131.3356 | 0 | 1130.5826 | 0 | 719.715 | 0.070015 | 719.9817 | 0.38714 | 719.7152 | 1.3253 | 719.7152 | 0.17382 | 719.7152 | 0.75506 | 716.219 | 0.21116
| 356.8903 | 0 |  |  | 356.8903 | 0.0054039 | 356.8903 | 0.93456 | 588.6701 | 0 | 719.9499 | 0.018735 | 714.7403 | 0.007365 | 588.6701 | 0 | 719.9499 | 0.041118 | 719.9499 | 0.0070345 | 720.2162 | 0.019344 | 719.9499 | 0.033087 | 719.9499 | 0.0048783 | 719.9499 | 0.022164 | 591.1177 | 0.00026027 | 714.74 | -0.020271 | 720.2162 | 0.004969 | 588.6701 | 0.10103 | 714.74 | -0.0035561 | 719.9499 | 0.26167 | 714.74 | 0.017955 | 719.9499 | 0.21434 | 591.1177 | 0.52233 | 591.1177 | 0 | 719.9499 | 0.041226 | 720.2162 | 0.20103 | 720.2162 | 0.31876 | 719.9499 | 9.3028 | 881.1119 | 0.024401 | 719.9499 | 0.83256 | 719.9499 | 0.015233 | 880.5261 | 0.00069566 | 719.9499 | 0.017723 | 884.3385 | 5.2939 | 881.1119 | 2.5765 | 884.3385 | 0.0016004 | 985.4241 | 0.22408 | 1212.8131 | 0.43109 | 1029.5505 | 0.012517 | 1131.3983 | 0 | 1130.6453 | 0 | 719.95 | 0.069915 | 720.2162 | 0.38953 | 719.9499 | 1.3226 | 719.9499 | 0.19905 | 719.9499 | 0.77615 | 716.4525 | 0.21133
| 356.9687 | 0 |  |  | 356.9687 | 0.0024409 | 356.9687 | 0.91835 | 588.788 | 0 | 720.1847 | -0.094419 | 714.975 | -0.024748 | 588.788 | 0.035034 | 720.1847 | -0.14088 | 720.1847 | -0.01874 | 720.4506 | -0.0079975 | 720.1847 | -0.053739 | 720.1847 | -0.030614 | 720.1847 | -0.056355 | 591.2368 | 0.00020201 | 714.97 | -0.034825 | 720.4506 | -0.0028826 | 588.788 | 0.09184 | 714.97 | 0.00024916 | 720.1847 | 0.24683 | 714.97 | -0.0012825 | 720.1847 | 0.19776 | 591.2368 | 0.5757 | 591.2368 | 0 | 720.1847 | 0.022624 | 720.4506 | 0.18974 | 720.4506 | 0.30411 | 720.1847 | 9.3183 | 881.2794 | 0.016072 | 720.1847 | 0.81434 | 720.1847 | 0.00036348 | 880.6939 | 0 | 720.1847 | -0.0082266 | 884.5079 | 5.2769 | 881.2794 | 2.5965 | 884.5079 | 0.0016716 | 985.5208 | 0.22403 | 1212.8851 | 0.43051 | 1029.5635 | 0.01251 | 1131.4609 | 0 | 1130.7079 | 0 | 720.185 | 0.069574 | 720.4506 | 0.37716 | 720.1847 | 1.3004 | 720.1847 | 0.17532 | 720.1847 | 0.75336 | 716.6861 | 0.2123
| 357.0471 | 0 |  |  | 357.0471 | 0.0042988 | 357.0471 | 0.92042 | 588.9059 | 0 | 720.4194 | 0.091027 | 715.2097 | 0.04376 | 588.9059 | 0 | 720.4194 | 0.022319 | 720.4194 | 0.01656 | 720.6851 | 0.026163 | 720.4194 | 0.038789 | 720.4194 | 0.011663 | 720.4194 | 0.029333 | 591.3559 | 0.00026655 | 715.21 | 0.006757 | 720.6851 | 0.0040145 | 588.9059 | 0.087138 | 715.21 | -0.0032843 | 720.4194 | 0.25681 | 715.21 | 0.0018654 | 720.4194 | 0.20739 | 591.3559 | 0.57114 | 591.3559 | 0 | 720.4194 | 0.041226 | 720.6851 | 0.19239 | 720.6851 | 0.29857 | 720.4194 | 9.3848 | 881.4469 | 0.027017 | 720.4194 | 0.8658 | 720.4194 | -0.0027584 | 880.8618 | 0 | 720.4194 | 0.019917 | 884.6773 | 5.2662 | 881.4469 | 2.6103 | 884.6773 | 0.0016645 | 985.6174 | 0.22422 | 1212.9571 | 0.42992 | 1029.5765 | 0.012502 | 1131.5237 | 0 | 1130.7705 | 0 | 720.419 | 0.06925 | 720.6851 | 0.38956 | 720.4194 | 1.3141 | 720.4194 | 0.20311 | 720.4194 | 0.77104 | 716.9196 | 0.21248
| 357.1255 | 0 |  |  | 357.1255 | 0.0033881 | 357.1256 | 0.90743 | 589.0238 | 0.0087231 | 720.6542 | -0.044394 | 715.4444 | -0.028483 | 589.0238 | 0.010808 | 720.6542 | -0.086026 | 720.6542 | -0.019232 | 720.9196 | -0.035439 | 720.6542 | -0.050891 | 720.6542 | -0.0037092 | 720.6542 | -0.11756 | 591.4751 | 0.00028667 | 715.44 | -0.026508 | 720.9196 | -0.0091116 | 589.0238 | 0.090691 | 715.44 | -0.020408 | 720.6542 | 0.24781 | 715.44 | -0.010726 | 720.6542 | 0.20643 | 591.4751 | 0.62972 | 591.4751 | 0 | 720.6542 | 0.0017089 | 720.9196 | 0.17493 | 720.9196 | 0.28291 | 720.6542 | 9.4855 | 881.6144 | 0.024027 | 720.6542 | 0.84835 | 720.6542 | -0.0027201 | 881.0296 | 0 | 720.6542 | -0.014977 | 884.8467 | 5.2542 | 881.6144 | 2.6258 | 884.8467 | 0.0017143 | 985.7141 | 0.22527 | 1213.0293 | 0.42934 | 1029.5895 | 0.012493 | 1131.5864 | 0 | 1130.8331 | 0 | 720.654 | 0.068134 | 720.9196 | 0.37844 | 720.6542 | 1.2789 | 720.6542 | 0.14182 | 720.6542 | 0.73823 | 717.1532 | 0.21302
| 357.204 | 0 |  |  | 357.204 | 0.0013965 | 357.204 | 0.90103 | 589.1417 | 0 | 720.889 | 0.027691 | 715.6791 | 0.011676 | 589.1417 | 0 | 720.889 | 0.047738 | 720.889 | 0.007377 | 721.1541 | 0.01982 | 720.889 | 0.04372 | 720.889 | 0.015361 | 720.889 | 0.050654 | 591.5942 | 0.00028793 | 715.68 | 0.029627 | 721.1541 | 0.004837 | 589.1417 | 0.094243 | 715.68 | 0.0045981 | 720.889 | 0.24373 | 715.68 | 0.026 | 720.889 | 0.2079 | 591.5942 | 0.62451 | 591.5942 | 0 | 720.889 | 0.034625 | 721.1541 | 0.17707 | 721.1541 | 0.27945 | 720.889 | 9.5229 | 881.7818 | 0.021678 | 720.889 | 0.87759 | 720.889 | -0.0045506 | 881.1975 | 0 | 720.889 | 0.012878 | 885.016 | 5.2419 | 881.7818 | 2.6334 | 885.016 | 0.0017427 | 985.8108 | 0.22634 | 1213.1013 | 0.42874 | 1029.6024 | 0.012484 | 1131.6492 | 0 | 1130.8957 | 0 | 720.889 | 0.068796 | 721.1541 | 0.38175 | 720.889 | 1.2854 | 720.889 | 0.22429 | 720.889 | 0.75442 | 717.3867 | 0.21391
| 357.2824 | 0 |  |  | 357.2824 | 0.0017001 | 357.2824 | 0.88354 | 589.2595 | 0.01955 | 721.1238 | 0.024119 | 715.9138 | -0.026373 | 589.2595 | 0.014163 | 721.1238 | -0.079956 | 721.1238 | -0.01386 | 721.3887 | -0.023015 | 721.1238 | -0.047322 | 721.1238 | -0.043587 | 721.1238 | -0.012694 | 591.7133 | 0.00023889 | 715.91 | -0.033785 | 721.3887 | -0.0039347 | 589.2595 | 0.08181 | 715.91 | -0.0084487 | 721.1238 | 0.24675 | 715.91 | -0.029963 | 721.1238 | 0.19923 | 591.7133 | 0.68537 | 591.7133 | 0 | 721.1238 | 0.016707 | 721.3887 | 0.16702 | 721.3887 | 0.26883 | 721.1238 | 9.5984 | 881.9493 | 0.018047 | 721.1238 | 0.87925 | 721.1238 | -0.013467 | 881.3653 | 0 | 721.1238 | 0.0051773 | 885.1854 | 5.2339 | 881.9493 | 2.6442 | 885.1854 | 0.0017996 | 985.9075 | 0.22649 | 1213.1735 | 0.42814 | 1029.6155 | 0.012474 | 1131.7119 | 0 | 1130.9585 | 0 | 721.124 | 0.067874 | 721.3887 | 0.37665 | 721.1238 | 1.2821 | 721.1238 | 0.17201 | 721.1238 | 0.73141 | 717.6203 | 0.21234
| 357.3609 | 0 |  |  | 357.3609 | 0.0042138 | 357.3609 | 0.88339 | 589.3774 | 0 | 721.3586 | 0.043544 | 716.1485 | 0.013136 | 589.3774 | 0 | 721.3586 | -0.017282 | 721.3586 | 0.0037815 | 721.6232 | 0.01818 | 721.3586 | 0.051809 | 721.3586 | -0.0014322 | 721.3586 | 0.031283 | 591.8325 | 0.00026949 | 716.15 | 0.02235 | 721.6232 | 0.0038941 | 589.3774 | 0.085362 | 716.15 | 0.0021518 | 721.3586 | 0.24959 | 716.15 | 0.0078116 | 721.3586 | 0.20176 | 591.8325 | 0.69741 | 591.8325 | 0 | 721.3586 | 0.053742 | 721.6232 | 0.16789 | 721.6232 | 0.26324 | 721.3586 | 9.6805 | 882.1168 | 0.032303 | 721.3586 | 0.89881 | 721.3586 | 0.004979 | 881.5332 | 0 | 721.3586 | 0.027663 | 885.3549 | 5.2285 | 882.1168 | 2.6543 | 885.3549 | 0.0017996 | 986.0042 | 0.22636 | 1213.2455 | 0.42754 | 1029.6284 | 0.012464 | 1131.7747 | 0 | 1131.0211 | 0 | 721.359 | 0.067509 | 721.6232 | 0.37617 | 721.3586 | 1.2758 | 721.3586 | 0.19004 | 721.3586 | 0.75123 | 717.8539 | 0.2131
| 357.4393 | 0 |  |  | 357.4393 | 0.0013115 | 357.4393 | 0.86669 | 589.4954 | 0.02561 | 721.5934 | -0.0064533 | 716.3832 | -0.034585 | 589.4954 | 0.014535 | 721.5934 | -0.071204 | 721.5934 | -0.018433 | 721.8577 | -0.0093465 | 721.5934 | -0.05123 | 721.5934 | -0.017223 | 721.5934 | -0.086493 | 591.9516 | 0.00031685 | 716.38 | -0.033785 | 721.8577 | -0.0054622 | 589.4954 | 0.083586 | 716.38 | -0.016875 | 721.5934 | 0.24081 | 716.38 | 0.0036143 | 721.5934 | 0.19486 | 591.9516 | 0.73972 | 591.9516 | 0 | 721.5934 | -0.0027692 | 721.8577 | 0.15393 | 721.8577 | 0.24936 | 721.5934 | 9.8273 | 882.2843 | 0.018688 | 721.5934 | 0.9104 | 721.5934 | -0.010397 | 881.7011 | 0 | 721.5934 | -0.012992 | 885.5243 | 5.2158 | 882.2843 | 2.6778 | 885.5243 | 0.0018494 | 986.101 | 0.2267 | 1213.3176 | 0.42694 | 1029.6414 | 0.012453 | 1131.8374 | 0 | 1131.0837 | 0 | 721.593 | 0.065883 | 721.8577 | 0.37 | 721.5934 | 1.2493 | 721.5934 | 0.17937 | 721.5934 | 0.71288 | 718.0875 | 0.21219
| 357.5177 | 0 |  |  | 357.5177 | 0.0044324 | 357.5177 | 0.86118 | 589.6133 | 0 | 721.8282 | -0.045657 | 716.6179 | 0.037069 | 589.6133 | 0 | 721.8282 | -0.011903 | 721.8282 | 0.0051599 | 722.0923 | 0.012047 | 721.8282 | 0.025665 | 721.8282 | 0.042341 | 721.8282 | 0.037591 | 592.0708 | 0.00029673 | 716.62 | 0.069127 | 722.0923 | 0.0015116 | 589.6133 | 0.069272 | 716.62 | -0.005187 | 721.8282 | 0.24277 | 716.62 | -0.012475 | 721.8282 | 0.19958 | 592.0708 | 0.74688 | 592.0708 | 0 | 721.8282 | 0.022939 | 722.0923 | 0.15205 | 722.0923 | 0.24306 | 721.8282 | 9.8113 | 882.4518 | 0.027711 | 721.8282 | 0.94672 | 721.8282 | 0.0063789 | 881.8689 | 0 | 721.8282 | 0.028371 | 885.6937 | 5.2023 | 882.4518 | 2.7007 | 885.6937 | 0.0018209 | 986.1978 | 0.22713 | 1213.3897 | 0.42633 | 1029.6544 | 0.012441 | 1131.9001 | 0 | 1131.1465 | 0 | 721.828 | 0.066268 | 722.0923 | 0.36545 | 721.8282 | 1.2496 | 721.8282 | 0.18508 | 721.8282 | 0.73141 | 718.3211 | 0.21169
| 357.5962 | 0 |  |  | 357.5962 | 0.0025744 | 357.5962 | 0.84546 | 589.7312 | 0.014695 | 722.063 | -0.14046 | 716.8527 | -0.034498 | 589.7312 | 0.029876 | 722.063 | -0.079629 | 722.063 | -0.013645 | 722.3268 | -0.015334 | 722.063 | -0.051448 | 722.063 | -0.029726 | 722.063 | -0.039211 | 592.1899 | 0.00027494 | 716.85 | -0.060813 | 722.3268 | -0.005482 | 589.7312 | 0.078884 | 716.85 | -0.015787 | 722.063 | 0.24118 | 716.85 | -0.010726 | 722.063 | 0.16397 | 592.1899 | 0.76966 | 592.1899 | 0 | 722.063 | 0.016564 | 722.3268 | 0.14489 | 722.3268 | 0.23341 | 722.063 | 9.855 | 882.6193 | 0.015751 | 722.063 | 0.92741 | 722.063 | 0.0044095 | 882.0368 | 0 | 722.063 | 0.00032592 | 885.8631 | 5.1913 | 882.6193 | 2.7325 | 885.8631 | 0.0018565 | 986.2944 | 0.2278 | 1213.4618 | 0.42571 | 1029.6674 | 0.012428 | 1131.9629 | 0 | 1131.2091 | 0 | 722.063 | 0.065767 | 722.3268 | 0.33958 | 722.063 | 1.2241 | 722.063 | 0.17156 | 722.063 | 0.71842 | 718.5547 | 0.21083
| 357.6746 | 0 |  |  | 357.6746 | 0.0046024 | 357.6746 | 0.84465 | 589.8491 | 0 | 722.2978 | 0.056854 | 717.0874 | 0.022042 | 589.8491 | 0 | 722.2978 | -0.023974 | 722.2979 | 0.016308 | 722.5614 | 0.042435 | 722.2978 | 0.039835 | 722.2979 | 0.0085319 | 722.2979 | 0.05603 | 592.3091 | 0.00028122 | 717.09 | 0.047299 | 722.5614 | 0.0046944 | 589.8491 | 0.09393 | 717.09 | -0.00056627 | 722.2978 | 0.24792 | 717.09 | 0.02565 | 722.2979 | 0.20024 | 592.3091 | 0.77291 | 592.3091 | 0 | 722.2979 | 0.04049 | 722.5614 | 0.14747 | 722.5614 | 0.23076 | 722.2979 | 9.8883 | 882.7868 | 0.02328 | 722.2978 | 0.97988 | 722.2978 | 0.013335 | 882.2047 | 0 | 722.2978 | 0.031264 | 886.0325 | 5.1852 | 882.7868 | 2.757 | 886.0325 | 0.0018707 | 986.3913 | 0.22849 | 1213.5339 | 0.4251 | 1029.6803 | 0.012415 | 1132.0258 | 0 | 1131.2719 | 0 | 722.298 | 0.065662 | 722.5614 | 0.36637 | 722.2979 | 1.2331 | 722.2979 | 0.19365 | 722.2979 | 0.72481 | 718.7883 | 0.21182
| 357.7531 | 0 |  |  | 357.7531 | 0.0039952 | 357.7531 | 0.83417 | 589.967 | 0.017856 | 722.5327 | -0.059701 | 717.3222 | -0.01012 | 589.967 | 0.024288 | 722.5327 | -0.072951 | 722.5327 | -0.02008 | 722.796 | -0.03198 | 722.5327 | -0.060181 | 722.5327 | -0.031633 | 722.5327 | -0.062364 | 592.4282 | 0.0003466 | 717.32 | 0.021311 | 722.796 | -0.0062672 | 589.967 | 0.093616 | 717.32 | -0.0087205 | 722.5327 | 0.22551 | 717.32 | -0.017722 | 722.5327 | 0.18325 | 592.4282 | 0.78398 | 592.4282 | 0 | 722.5327 | -0.0012908 | 722.796 | 0.13142 | 722.796 | 0.21831 | 722.5327 | 10.0129 | 882.9543 | 0.028566 | 722.5327 | 0.94703 | 722.5327 | 0.014034 | 882.3725 | 0 | 722.5327 | -0.016077 | 886.2019 | 5.1711 | 882.9543 | 2.7803 | 886.2019 | 0.0018992 | 986.4881 | 0.22875 | 1213.6061 | 0.42448 | 1029.6934 | 0.012402 | 1132.0885 | 0 | 1131.3346 | 0 | 722.533 | 0.064956 | 722.796 | 0.35466 | 722.5327 | 1.209 | 722.5327 | 0.17231 | 722.5327 | 0.70116 | 719.0219 | 0.21131
| 357.8315 | 0 |  |  | 357.8315 | 0.0053553 | 357.8315 | 0.83533 | 590.085 | 0 | 722.7675 | 0.0064781 | 717.557 | 0.013278 | 590.085 | 0 | 722.7675 | -0.0045519 | 722.7675 | 0.013699 | 723.0306 | 0.018694 | 722.7675 | 0.031225 | 722.7675 | 0.01654 | 722.7675 | 0.033054 | 592.5474 | 0.00035499 | 717.56 | -0.078486 | 723.0306 | 0.0025644 | 590.085 | 0.094243 | 717.56 | -0.021224 | 722.7675 | 0.23634 | 717.56 | -0.015623 | 722.7675 | 0.19288 | 592.5474 | 0.79179 | 592.5474 | 0 | 722.7675 | 0.030265 | 723.0306 | 0.13576 | 723.0306 | 0.21284 | 722.7675 | 10.0379 | 883.1218 | 0.024027 | 722.7675 | 0.99896 | 722.7675 | 0.011686 | 882.5404 | 0 | 722.7675 | 0.0068942 | 886.3713 | 5.1508 | 883.1218 | 2.7902 | 886.3713 | 0.0019205 | 986.585 | 0.22872 | 1213.6782 | 0.42385 | 1029.7063 | 0.012388 | 1132.1512 | 0 | 1131.3972 | 0 | 722.768 | 0.064767 | 723.0306 | 0.36131 | 722.7675 | 1.2121 | 722.7675 | 0.18719 | 722.7675 | 0.71735 | 719.2556 | 0.2117
| 357.91 | 0 |  |  | 357.91 | 0.0014694 | 357.91 | 0.81796 | 590.2029 | 0.024242 | 723.0024 | -0.090836 | 717.7918 | -0.012313 | 590.2029 | 0.01789 | 723.0024 | -0.16029 | 723.0024 | -0.014796 | 723.2652 | -0.042056 | 723.0024 | -0.064243 | 723.0024 | -0.011208 | 723.0024 | -0.040118 | 592.6666 | 0.00036588 | 717.79 | 0.0057175 | 723.2652 | -0.010072 | 590.2029 | 0.098423 | 717.79 | 0.0062289 | 723.0024 | 0.22116 | 717.79 | 0.0043138 | 723.0024 | 0.18451 | 592.6666 | 0.79146 | 592.6666 | 0 | 723.0024 | 0.0017729 | 723.2652 | 0.1223 | 723.2652 | 0.20258 | 723.0024 | 10.1127 | 883.2893 | 0.016339 | 723.0024 | 0.99646 | 723.0024 | -0.0087694 | 882.7083 | 0 | 723.0024 | -0.00087346 | 886.5408 | 5.1343 | 883.2893 | 2.801 | 886.5408 | 0.0019703 | 986.6818 | 0.2287 | 1213.7504 | 0.42323 | 1029.7194 | 0.012374 | 1132.2141 | 0 | 1131.46 | 0 | 723.002 | 0.064449 | 723.2652 | 0.34861 | 723.0024 | 1.2005 | 723.0024 | 0.17291 | 723.0024 | 0.69093 | 719.4892 | 0.21124
| 357.9884 | 0 |  |  | 357.9884 | 0.0044567 | 357.9884 | 0.82294 | 590.3209 | 0 | 723.2373 | 0.018896 | 718.0266 | 0.0070265 | 590.3209 | 0 | 723.2373 | -0.010803 | 723.2373 | 0.0037335 | 723.4998 | 0.0057368 | 723.2373 | 0.028541 | 723.2373 | 0.039093 | 723.2373 | 0.018647 | 592.7857 | 0.00032858 | 718.03 | 0.026508 | 723.4998 | 0.0055516 | 590.3209 | 0.092467 | 718.03 | -0.026116 | 723.2373 | 0.23801 | 718.03 | 0.005713 | 723.2373 | 0.19136 | 592.7857 | 0.79927 | 592.7857 | 0 | 723.2373 | 0.042331 | 723.4998 | 0.12699 | 723.4998 | 0.20367 | 723.2373 | 10.1474 | 883.4568 | 0.029634 | 723.2373 | 1.0291 | 723.2373 | -0.00035669 | 882.8762 | 0 | 723.2373 | 0.023659 | 886.7102 | 5.1217 | 883.4568 | 2.8085 | 886.7102 | 0.0019632 | 986.7787 | 0.22878 | 1213.8225 | 0.42259 | 1029.7323 | 0.012359 | 1132.2769 | 0 | 1131.5227 | 0 | 723.237 | 0.063928 | 723.4998 | 0.35334 | 723.2373 | 1.2038 | 723.2373 | 0.17712 | 723.2373 | 0.70329 | 719.7229 | 0.21109
| 358.0669 | 0 |  |  | 358.0669 | 0.0036431 | 358.0669 | 0.80657 | 590.4388 | 0.010128 | 723.4722 | -0.037975 | 718.2614 | -0.047571 | 590.4388 | 0.035464 | 723.4722 | -0.10893 | 723.4722 | -0.015206 | 723.7344 | -0.023358 | 723.4722 | -0.050576 | 723.4722 | -0.011187 | 723.4722 | -0.044351 | 592.9049 | 0.00033361 | 718.26 | -0.053536 | 723.7344 | -0.0049997 | 590.4388 | 0.084213 | 718.26 | -0.028563 | 723.4722 | 0.23042 | 718.26 | 0.016206 | 723.4722 | 0.18172 | 592.9049 | 0.77617 | 592.9049 | 0 | 723.4722 | 0.0015459 | 723.7344 | 0.1175 | 723.7344 | 0.19187 | 723.4722 | 10.1151 | 883.6243 | 0.02659 | 723.4722 | 1.0269 | 723.4722 | 0.010445 | 883.044 | 0 | 723.4722 | -0.017381 | 886.8796 | 5.1019 | 883.6243 | 2.8234 | 886.8796 | 0.0020343 | 986.8756 | 0.22895 | 1213.8946 | 0.42196 | 1029.7452 | 0.012344 | 1132.3397 | 0 | 1131.5855 | 0 | 723.472 | 0.063264 | 723.7344 | 0.34424 | 723.4722 | 1.1748 | 723.4722 | 0.16645 | 723.4722 | 0.66664 | 719.9566 | 0.20992
| 358.1454 | 0 |  |  | 358.1454 | 0.0040074 | 358.1454 | 0.80005 | 590.5568 | 0 | 723.707 | -0.04603 | 718.4962 | 0.05175 | 590.5568 | 0 | 723.707 | 0.050053 | 723.707 | 0.0022883 | 723.969 | 0.0040779 | 723.707 | 0.025786 | 723.707 | 0.024437 | 723.707 | 0.021826 | 593.024 | 0.00027787 | 718.5 | 0.019232 | 723.969 | 0.004623 | 590.5568 | 0.060704 | 718.5 | 0.00052096 | 723.707 | 0.23238 | 718.5 | 0.0099102 | 723.707 | 0.18096 | 593.024 | 0.79407 | 593.024 | 0 | 723.707 | 0.039018 | 723.969 | 0.11881 | 723.969 | 0.18672 | 723.707 | 10.2163 | 883.7918 | 0.028886 | 723.707 | 1.065 | 723.707 | 0.015452 | 883.2119 | 0 | 723.707 | 0.021275 | 887.0491 | 5.0837 | 883.7918 | 2.8333 | 887.0491 | 0.0020201 | 986.9725 | 0.22954 | 1213.9668 | 0.42132 | 1029.7583 | 0.012328 | 1132.4025 | 0 | 1131.6482 | 0 | 723.707 | 0.063095 | 723.969 | 0.3398 | 723.707 | 1.1873 | 723.707 | 0.17682 | 723.707 | 0.68795 | 720.1902 | 0.21021
| 358.2238 | 0 |  |  | 358.2238 | 0.0017972 | 358.2238 | 0.7925 | 590.6748 | 0 | 723.9419 | -0.12363 | 718.731 | -0.023287 | 590.6748 | 0.030521 | 723.9419 | -0.10712 | 723.9419 | -0.019139 | 724.2037 | -0.014677 | 723.9419 | -0.056717 | 723.9419 | -0.016728 | 723.9419 | -0.064235 | 593.1432 | 0.00028122 | 718.73 | -0.055613 | 724.2037 | -0.0089219 | 590.6748 | 0.069899 | 718.73 | -0.0054588 | 723.9419 | 0.22759 | 718.73 | -0.0075784 | 723.9419 | 0.17066 | 593.1432 | 0.76738 | 593.1432 | 0 | 723.9419 | -0.0062404 | 724.2037 | 0.10727 | 724.2037 | 0.18102 | 723.9419 | 10.3141 | 883.9593 | 0.021945 | 723.9419 | 1.045 | 723.9419 | -0.0085636 | 883.3798 | 0 | 723.9419 | -0.0047161 | 887.2185 | 5.071 | 883.9593 | 2.8508 | 887.2185 | 0.0020201 | 987.0695 | 0.23078 | 1214.0391 | 0.42067 | 1029.7712 | 0.012312 | 1132.4653 | 0 | 1131.7109 | 0 | 723.942 | 0.06258 | 724.2037 | 0.33345 | 723.9419 | 1.1596 | 723.9419 | 0.1648 | 723.9419 | 0.66622 | 720.4239 | 0.21017
| 358.3023 | 0 |  |  | 358.3023 | 0.0035945 | 358.3023 | 0.78648 | 590.7928 | 0 | 724.1769 | 0.049549 | 718.9658 | 0.014404 | 590.7928 | 0 | 724.1769 | -0.05257 | 724.1768 | 0.0051131 | 724.4383 | 0.013168 | 724.1769 | 0.030225 | 724.1768 | 0.0062176 | 724.1768 | 0.016729 | 593.2624 | 0.00025859 | 718.97 | 0.0046779 | 724.4383 | 0.0049554 | 590.7928 | 0.079407 | 718.97 | 0.0037826 | 724.1769 | 0.22906 | 718.97 | 0.0011659 | 724.1768 | 0.18751 | 593.2624 | 0.80611 | 593.2624 | 0 | 724.1768 | 0.053005 | 724.4383 | 0.11353 | 724.4383 | 0.18006 | 724.1768 | 10.3384 | 884.1268 | 0.026163 | 724.1769 | 1.094 | 724.1769 | 0.012971 | 883.5477 | 0 | 724.1769 | 0.032307 | 887.388 | 5.0591 | 884.1268 | 2.8616 | 887.388 | 0.0019988 | 987.1664 | 0.2314 | 1214.1112 | 0.42002 | 1029.7842 | 0.012296 | 1132.5282 | 0 | 1131.7737 | 0 | 724.177 | 0.062729 | 724.4383 | 0.34648 | 724.1768 | 1.1692 | 724.1768 | 0.17907 | 724.1768 | 0.6773 | 720.6576 | 0.21089
| 358.3808 | 0 |  |  | 358.3808 | 0.0014208 | 358.3808 | 0.77527 | 590.9108 | 0.011182 | 724.4118 | -0.051031 | 719.2006 | -0.0064102 | 590.9108 | 0.020871 | 724.4118 | -0.12381 | 724.4118 | -0.020223 | 724.673 | -0.022281 | 724.4118 | -0.053596 | 724.4118 | -0.031573 | 724.4118 | -0.066791 | 593.3815 | 0.00029589 | 719.2 | 0.0025989 | 724.673 | -0.0086514 | 590.9108 | 0.080661 | 719.2 | -0.0054588 | 724.4118 | 0.21605 | 719.2 | -0.0016322 | 724.4118 | 0.17701 | 593.3815 | 0.77161 | 593.3815 | 0 | 724.4118 | -0.0047944 | 724.673 | 0.10073 | 724.673 | 0.16733 | 724.4118 | 10.4028 | 884.2943 | 0.020396 | 724.4118 | 1.0851 | 724.4118 | 0.00046952 | 883.7156 | 0 | 724.4118 | -0.016662 | 887.5574 | 5.0422 | 884.2943 | 2.8848 | 887.5574 | 0.0020557 | 987.2634 | 0.23098 | 1214.1835 | 0.41937 | 1029.7972 | 0.012279 | 1132.5909 | 0 | 1131.8364 | 0 | 724.412 | 0.06207 | 724.673 | 0.34024 | 724.4118 | 1.1377 | 724.4118 | 0.16465 | 724.4118 | 0.65088 | 720.8913 | 0.20994
| 358.4592 | 0 |  |  | 358.4592 | 0.0055132 | 358.4592 | 0.77728 | 591.0287 | 0 | 724.6467 | 0.037416 | 719.4355 | 0.027072 | 591.0287 | 0 | 724.6467 | 0.047576 | 724.6467 | 0.0063393 | 724.9076 | 0.0087128 | 724.6467 | 0.031139 | 724.6467 | 0.0099992 | 724.6467 | 0.032207 | 593.5007 | 0.00031308 | 719.44 | 0.0015593 | 724.9076 | 0.0037807 | 591.0287 | 0.093094 | 719.44 | -0.003828 | 724.6467 | 0.23168 | 719.44 | -0.021918 | 724.6467 | 0.17975 | 593.5007 | 0.82303 | 593.5007 | 0 | 724.6467 | 0.041595 | 724.9076 | 0.10604 | 724.9076 | 0.16653 | 724.6467 | 10.5248 | 884.4618 | 0.020717 | 724.6467 | 1.126 | 724.6467 | 0.0090716 | 883.8835 | 0 | 724.6467 | 0.02334 | 887.7269 | 5.0151 | 884.4618 | 2.9008 | 887.7269 | 0.0020415 | 987.3604 | 0.23123 | 1214.2556 | 0.41872 | 1029.8102 | 0.012262 | 1132.6538 | 0 | 1131.8992 | 0 | 724.647 | 0.061511 | 724.9076 | 0.34116 | 724.6467 | 1.1491 | 724.6467 | 0.18313 | 724.6467 | 0.66537 | 721.125 | 0.20961
| 358.5377 | 0 |  |  | 358.5377 | 0.0014208 | 358.5377 | 0.76056 | 591.1467 | 0 | 724.8816 | -0.046023 | 719.6703 | -0.014639 | 591.1467 | 0.019753 | 724.8816 | -0.080793 | 724.8816 | -0.019708 | 725.1423 | -0.017279 | 724.8816 | -0.0527 | 724.8816 | -0.0064789 | 724.8816 | -0.03319 | 593.6199 | 0.00037972 | 719.67 | 0.018192 | 725.1423 | -0.0093764 | 591.1467 | 0.089228 | 719.67 | -0.0054588 | 724.8816 | 0.22312 | 719.67 | -0.0058295 | 724.8816 | 0.1768 | 593.6199 | 0.79895 | 593.6199 | 0 | 724.8816 | -0.0068176 | 725.1423 | 0.093844 | 725.1423 | 0.15568 | 724.8816 | 10.5653 | 884.6294 | 0.02077 | 724.8816 | 1.134 | 724.8816 | 0.0062877 | 884.0514 | 0 | 724.8816 | -0.014402 | 887.8963 | 4.9919 | 884.6294 | 2.9249 | 887.8963 | 0.0020557 | 987.4575 | 0.23239 | 1214.3279 | 0.41806 | 1029.8232 | 0.012245 | 1132.7167 | 0 | 1131.9619 | 0 | 724.882 | 0.06155 | 725.1423 | 0.33741 | 724.8816 | 1.1305 | 724.8816 | 0.15594 | 724.8816 | 0.64832 | 721.3588 | 0.20911
| 358.6162 | 0 |  |  | 358.6162 | 0.0034852 | 358.6162 | 0.76117 | 591.2648 | 0 | 725.1166 | -0.029786 | 719.9052 | 0.0057667 | 591.2648 | 0 | 725.1166 | 0.023673 | 725.1166 | 0.0037717 | 725.377 | 0.0094329 | 725.1166 | 0.042317 | 725.1166 | 0.018513 | 725.1166 | 0.013148 | 593.7391 | 0.00038558 | 719.91 | -0.047299 | 725.377 | 0.002823 | 591.2648 | 0.072302 | 719.91 | -0.017691 | 725.1166 | 0.22689 | 719.91 | -0.0065291 | 725.1166 | 0.17919 | 593.7391 | 0.85069 | 593.7391 | 0 | 725.1166 | 0.039018 | 725.377 | 0.099316 | 725.377 | 0.15586 | 725.1166 | 10.612 | 884.7969 | 0.027338 | 725.1166 | 1.1816 | 725.1166 | 0.010216 | 884.2193 | 0 | 725.1166 | 0.019876 | 888.0658 | 4.976 | 884.7969 | 2.9383 | 888.0658 | 0.0020628 | 987.5545 | 0.23329 | 1214.4 | 0.4174 | 1029.8362 | 0.012228 | 1132.7795 | 0 | 1132.0247 | 0 | 725.117 | 0.061223 | 725.377 | 0.33492 | 725.1166 | 1.1315 | 725.1166 | 0.17907 | 725.1166 | 0.6724 | 721.5925 | 0.21029
| 358.6947 | 0 |  |  | 358.6947 | 0.0028295 | 358.6947 | 0.74267 | 591.3828 | 0.038904 | 725.3515 | -0.035022 | 720.1401 | -0.028031 | 591.3828 | 0.044706 | 725.3515 | -0.093375 | 725.3515 | -0.023431 | 725.6117 | -0.022373 | 725.3515 | -0.054851 | 725.3515 | -0.041047 | 725.3515 | -0.054281 | 593.8583 | 0.00036588 | 720.14 | -0.028587 | 725.6117 | -0.0081692 | 591.3828 | 0.092467 | 720.14 | 0.0021518 | 725.3515 | 0.21413 | 720.14 | -0.013175 | 725.3515 | 0.17731 | 593.8583 | 0.83084 | 593.8583 | 0 | 725.3515 | 0.0057753 | 725.6117 | 0.088188 | 725.6117 | 0.14956 | 725.3515 | 10.6861 | 884.9644 | 0.035881 | 725.3515 | 1.1677 | 725.3515 | -0.0047268 | 884.3873 | 0 | 725.3515 | -0.023222 | 888.2353 | 4.9542 | 884.9644 | 2.9527 | 888.2353 | 0.0021339 | 987.6516 | 0.23369 | 1214.4723 | 0.41673 | 1029.8492 | 0.01221 | 1132.8424 | 0 | 1132.0875 | 0 | 725.352 | 0.06029 | 725.6117 | 0.33382 | 725.3515 | 1.1058 | 725.3515 | 0.15609 | 725.3515 | 0.63234 | 721.8262 | 0.2091
| 358.7731 | 0 |  |  | 358.7731 | 0.0050274 | 358.7731 | 0.74314 | 591.5008 | 0 | 725.5865 | -0.041992 | 720.375 | 0.032518 | 591.5008 | 0 | 725.5865 | 0.012879 | 725.5865 | 0.00058421 | 725.8464 | -0.0015707 | 725.5865 | 0.035637 | 725.5865 | -0.013855 | 725.5865 | -0.0080968 | 593.9775 | 0.00029883 | 720.37 | -0.044181 | 725.8464 | 0.00095025 | 591.5008 | 0.10041 | 720.37 | -0.0046433 | 725.5865 | 0.22371 | 720.37 | 0.019353 | 725.5865 | 0.17482 | 593.9775 | 0.85688 | 593.9775 | 0 | 725.5865 | 0.016496 | 725.8464 | 0.086207 | 725.8464 | 0.14471 | 725.5865 | 10.7559 | 885.1319 | 0.033959 | 725.5865 | 1.2092 | 725.5865 | 0.00053674 | 884.5552 | 0 | 725.5865 | 0.021308 | 888.4047 | 4.9273 | 885.1319 | 2.9563 | 888.4047 | 0.0021339 | 987.7487 | 0.23362 | 1214.5446 | 0.41607 | 1029.8622 | 0.012193 | 1132.9053 | 0 | 1132.1503 | 0 | 725.586 | 0.060251 | 725.8464 | 0.33081 | 725.5865 | 1.1152 | 725.5865 | 0.16991 | 725.5865 | 0.65557 | 722.06 | 0.20996
| 358.8516 | 0 |  |  | 358.8516 | 0.0031088 | 358.8516 | 0.72816 | 591.6188 | 0 | 725.8215 | -0.086474 | 720.6098 | -0.013706 | 591.6188 | 0.039118 | 725.8215 | -0.088058 | 725.8215 | -0.018779 | 726.0811 | -0.0097203 | 725.8215 | -0.043589 | 725.8215 | -0.024362 | 725.8215 | -0.006011 | 594.0966 | 0.00025063 | 720.61 | 0.057695 | 726.0811 | -0.0077245 | 591.6188 | 0.084422 | 720.61 | 0.012209 | 725.8215 | 0.21137 | 720.61 | 0.0060627 | 725.8215 | 0.16955 | 594.0966 | 0.84581 | 594.0966 | 0 | 725.8215 | -0.012122 | 726.0811 | 0.084253 | 726.0811 | 0.13753 | 725.8215 | 10.7988 | 885.2994 | 0.0173 | 725.8215 | 1.2012 | 725.8215 | 0.0053505 | 884.7231 | 0 | 725.8215 | -0.0031185 | 888.5742 | 4.9091 | 885.2994 | 2.9676 | 888.5742 | 0.0021837 | 987.8458 | 0.2335 | 1214.6168 | 0.41539 | 1029.8751 | 0.012175 | 1132.9681 | 0 | 1132.213 | 0 | 725.821 | 0.059855 | 726.0811 | 0.32061 | 725.8215 | 1.0773 | 725.8215 | 0.15714 | 725.8215 | 0.64491 | 722.2937 | 0.208
| 358.9301 | 0 |  |  | 358.9301 | 0.0030845 | 358.9301 | 0.7354 | 591.7369 | 0 | 726.0564 | 0.071918 | 720.8447 | 0.030426 | 591.7369 | 0 | 726.0564 | 0.03979 | 726.0565 | 0.005866 | 726.3158 | 0.020645 | 726.0564 | 0.030625 | 726.0565 | 0.028721 | 726.0565 | -0.0076946 | 594.2159 | 0.00024225 | 720.84 | -0.0036384 | 726.3158 | 0.0037525 | 591.7369 | 0.074078 | 720.84 | -2.2651e-05 | 726.0564 | 0.21503 | 720.84 | -0.0030314 | 726.0565 | 0.17777 | 594.2159 | 0.84907 | 594.2159 | 0 | 726.0565 | 0.032839 | 726.3158 | 0.089172 | 726.3158 | 0.14025 | 726.0565 | 10.8897 | 885.467 | 0.026644 | 726.0564 | 1.2611 | 726.0564 | 0.011038 | 884.891 | 0 | 726.0564 | 0.029249 | 888.7437 | 4.8963 | 885.467 | 2.9736 | 888.7437 | 0.0022264 | 987.9429 | 0.23405 | 1214.6891 | 0.41471 | 1029.8882 | 0.012157 | 1133.031 | 0 | 1132.2759 | 0 | 726.056 | 0.059454 | 726.3158 | 0.3296 | 726.0565 | 1.1082 | 726.0565 | 0.16901 | 726.0565 | 0.65876 | 722.5275 | 0.20837
| 359.0086 | 0 |  |  | 359.0086 | 0.00090845 | 359.0086 | 0.72716 | 591.8549 | 0.021309 | 726.2914 | -0.042813 | 721.0797 | -0.029749 | 591.8549 | 0.007454 | 726.2914 | -0.16024 | 726.2914 | -0.01292 | 726.5505 | -0.025101 | 726.2914 | -0.04355 | 726.2914 | -0.027537 | 726.2914 | -0.037197 | 594.335 | 0.00027494 | 721.08 | -0.038983 | 726.5505 | -0.0058777 | 591.8549 | 0.07972 | 721.08 | -0.016603 | 726.2914 | 0.20552 | 721.08 | -0.012475 | 726.2914 | 0.16742 | 594.335 | 0.85525 | 594.335 | 0 | 726.2914 | -0.0021254 | 726.5505 | 0.075262 | 726.5505 | 0.13029 | 726.2914 | 10.9215 | 885.6345 | 0.019649 | 726.2914 | 1.2476 | 726.2914 | 0.0040198 | 885.0589 | 0 | 726.2914 | -0.014339 | 888.9132 | 4.8714 | 885.6345 | 2.9901 | 888.9132 | 0.0023046 | 988.04 | 0.23489 | 1214.7613 | 0.41404 | 1029.9011 | 0.01214 | 1133.094 | 0 | 1132.3386 | 0 | 726.291 | 0.058919 | 726.5505 | 0.32064 | 726.2914 | 1.0716 | 726.2914 | 0.14933 | 726.2914 | 0.6121 | 722.7613 | 0.20741
| 359.0871 | 0 |  |  | 359.0871 | 0.0034366 | 359.0871 | 0.73644 | 591.9729 | 0 | 726.5264 | -0.00099658 | 721.3146 | 0.044599 | 591.9729 | 0 | 726.5264 | 0.02965 | 726.5264 | 0.0057379 | 726.7853 | 0.042056 | 726.5264 | 0.043218 | 726.5264 | 0.03265 | 726.5264 | -0.01637 | 594.4542 | 0.0003202 | 721.31 | 0.061854 | 726.7853 | 0.003226 | 591.9729 | 0.080034 | 721.31 | 0.012753 | 726.5264 | 0.21597 | 721.31 | 0.020054 | 726.5264 | 0.17006 | 594.4542 | 0.81945 | 594.4542 | 0 | 726.5264 | 0.041595 | 726.7853 | 0.080166 | 726.7853 | 0.1286 | 726.5264 | 10.896 | 885.8021 | 0.026644 | 726.5264 | 1.299 | 726.5264 | 0.010143 | 885.2269 | 0 | 726.5264 | 0.026076 | 889.0827 | 4.8395 | 885.8021 | 3.001 | 889.0827 | 0.0022406 | 988.1371 | 0.23531 | 1214.8336 | 0.41336 | 1029.9142 | 0.012122 | 1133.1569 | 0 | 1132.4015 | 0 | 726.526 | 0.058374 | 726.7853 | 0.318 | 726.5264 | 1.0707 | 726.5264 | 0.16721 | 726.5264 | 0.63852 | 722.9951 | 0.20696
| 359.1656 | 0 |  |  | 359.1656 | 0.0018458 | 359.1656 | 0.72013 | 592.091 | 0.019261 | 726.7615 | -0.01806 | 721.5495 | -0.011851 | 592.091 | 0.023428 | 726.7615 | -0.028126 | 726.7614 | -0.017629 | 727.02 | -0.032985 | 726.7615 | -0.058264 | 726.7614 | -0.03039 | 726.7614 | -0.053454 | 594.5734 | 0.00036588 | 721.55 | -0.068091 | 727.02 | -0.0051706 | 592.091 | 0.091318 | 721.55 | -0.0016535 | 726.7615 | 0.20454 | 721.55 | -0.013874 | 726.7614 | 0.16351 | 594.5734 | 0.8149 | 594.5734 | 0 | 726.7614 | 0.0043807 | 727.02 | 0.07123 | 727.02 | 0.12064 | 726.7614 | 10.9797 | 885.9696 | 0.01164 | 726.7615 | 1.2781 | 726.7615 | -0.0055712 | 885.3948 | 0 | 726.7615 | -0.029613 | 889.2522 | 4.8095 | 885.9696 | 3.0219 | 889.2522 | 0.0022691 | 988.2343 | 0.23511 | 1214.9059 | 0.41267 | 1029.9271 | 0.012104 | 1133.2197 | 0 | 1132.4644 | 0 | 726.761 | 0.058194 | 727.02 | 0.31745 | 726.7614 | 1.0399 | 726.7614 | 0.15444 | 726.7614 | 0.61636 | 723.2289 | 0.20694
| 359.2441 | 0 |  |  | 359.2441 | 0.0029752 | 359.2441 | 0.71681 | 592.2091 | 0 | 726.9965 | 0.0048592 | 721.7844 | 0.018289 | 592.2091 | 0 | 726.9965 | 0.034618 | 726.9965 | 0.0061632 | 727.2548 | 0.0028299 | 726.9965 | 0.034043 | 726.9965 | 0.011993 | 726.9965 | 0.0094242 | 594.6926 | 0.00033277 | 721.78 | -0.006757 | 727.2548 | 0.0044149 | 592.2091 | 0.076481 | 721.78 | 0.0075879 | 726.9965 | 0.20946 | 721.78 | 0.012009 | 726.9965 | 0.1663 | 594.6926 | 0.76575 | 594.6926 | 0 | 726.9965 | 0.03606 | 727.2548 | 0.075101 | 727.2548 | 0.11804 | 726.9965 | 11.078 | 886.1371 | 0.024294 | 726.9965 | 1.3329 | 726.9965 | 0.0054682 | 885.5627 | 0 | 726.9965 | 0.0014728 | 889.4216 | 4.7901 | 886.1371 | 3.0402 | 889.4216 | 0.0022548 | 988.3315 | 0.23469 | 1214.9781 | 0.41198 | 1029.9401 | 0.012086 | 1133.2827 | 0 | 1132.5271 | 0 | 726.996 | 0.057889 | 727.2548 | 0.31708 | 726.9965 | 1.0503 | 726.9965 | 0.16841 | 726.9965 | 0.63383 | 723.4627 | 0.20711
| 359.3226 | 0 |  |  | 359.3226 | 0.0016272 | 359.3226 | 0.70459 | 592.3271 | 0.013992 | 727.2315 | -0.067299 | 722.0194 | -0.029428 | 592.3271 | 0.012672 | 727.2315 | -0.086184 | 727.2315 | -0.01811 | 727.4896 | -0.016742 | 727.2315 | -0.05715 | 727.2315 | -0.027351 | 727.2315 | -0.023364 | 594.8118 | 0.00033655 | 722.02 | -0.0077966 | 727.4896 | -0.00976 | 592.3271 | 0.081496 | 722.02 | -0.0084487 | 727.2315 | 0.20553 | 722.02 | -0.0012825 | 727.2315 | 0.15681 | 594.8118 | 0.78138 | 594.8118 | 2.3182e-05 | 727.2315 | 0.0040126 | 727.4896 | 0.065029 | 727.4896 | 0.11211 | 727.2315 | 11.1451 | 886.3047 | 0.030702 | 727.2315 | 1.3257 | 727.2315 | -0.0078353 | 885.7307 | 0 | 727.2315 | -0.021739 | 889.5911 | 4.7638 | 886.3047 | 3.0609 | 889.5911 | 0.0023046 | 988.4287 | 0.23481 | 1215.0505 | 0.41129 | 1029.9531 | 0.012068 | 1133.3456 | 0 | 1132.59 | 0 | 727.231 | 0.057501 | 727.4896 | 0.3078 | 727.2315 | 1.0354 | 727.2315 | 0.11402 | 727.2315 | 0.59612 | 723.6965 | 0.20691
| 359.4011 | 0 |  |  | 359.4011 | 0.004991 | 359.4011 | 0.69705 | 592.4452 | 0 | 727.4665 | 0.019243 | 722.2543 | 0.024333 | 592.4452 | 0 | 727.4665 | -0.029078 | 727.4665 | 0.0036789 | 727.7243 | 0.0096711 | 727.4665 | 0.028025 | 727.4665 | 0.024516 | 727.4665 | 0.040873 | 594.9311 | 0.00029002 | 722.25 | 0.015073 | 727.7244 | -0.00043854 | 592.4452 | 0.1002 | 722.25 | -0.00029446 | 727.4665 | 0.21358 | 722.25 | -0.011776 | 727.4665 | 0.16397 | 594.9311 | 0.7599 | 594.9311 | 3.5173e-05 | 727.4665 | 0.040122 | 727.7244 | 0.067974 | 727.7244 | 0.11221 | 727.4665 | 11.1781 | 886.4722 | 0.030488 | 727.4665 | 1.3901 | 727.4665 | 0.0086448 | 885.8986 | 0 | 727.4665 | 0.015499 | 889.7607 | 4.7414 | 886.4722 | 3.0789 | 889.7607 | 0.0023117 | 988.5259 | 0.23605 | 1215.1228 | 0.41059 | 1029.9661 | 0.012051 | 1133.4086 | 0 | 1132.6528 | 0 | 727.467 | 0.057321 | 727.7243 | 0.31301 | 727.4665 | 1.0378 | 727.4665 | 0.19515 | 727.4665 | 0.6202 | 723.9303 | 0.20751
| 359.4796 | 0 |  |  | 359.4796 | 0.0029752 | 359.4796 | 0.67689 | 592.5633 | 0.017505 | 727.7016 | -0.028843 | 722.4893 | -0.0040168 | 592.5633 | 0.038043 | 727.7016 | -0.09457 | 727.7016 | -0.010311 | 727.9591 | -0.02908 | 727.7016 | -0.059643 | 727.7016 | -0.011446 | 727.7016 | -0.074136 | 595.0503 | 0.00028122 | 722.49 | -0.066009 | 727.9591 | -0.0023174 | 592.5633 | 0.077317 | 722.49 | -0.014156 | 727.7016 | 0.20111 | 722.49 | -0.015274 | 727.7016 | 0.1593 | 595.0503 | 0.79277 | 595.0503 | 0.0014361 | 727.7016 | -0.00015535 | 727.9591 | 0.063193 | 727.9591 | 0.10822 | 727.7016 | 11.2694 | 886.6398 | 0.015751 | 727.7016 | 1.3856 | 727.7016 | -0.016091 | 886.0666 | 0 | 727.7016 | -0.012151 | 889.9302 | 4.7295 | 886.6398 | 3.0966 | 889.9302 | 0.0024256 | 988.6232 | 0.2374 | 1215.1951 | 0.40989 | 1029.9791 | 0.012033 | 1133.4714 | 0 | 1132.7157 | 0 | 727.702 | 0.056394 | 727.9591 | 0.30831 | 727.7016 | 1.0357 | 727.7016 | 0.14918 | 727.7016 | 0.5908 | 724.1642 | 0.20785
| 359.5581 | 0 |  |  | 359.5581 | 0.001688 | 359.5581 | 0.68001 | 592.6814 | 0 | 727.9366 | -0.0072478 | 722.7243 | 0.042017 | 592.6814 | 0 | 727.9366 | 0.039889 | 727.9366 | 0.0049277 | 728.1939 | 0.02428 | 727.9366 | 0.031441 | 727.9366 | 0.012062 | 727.9366 | 0.030481 | 595.1695 | 0.0002632 | 722.72 | 0.054577 | 728.1939 | 0.0022327 | 592.6814 | 0.077004 | 722.72 | 0.016014 | 727.9366 | 0.20168 | 722.72 | 0.015157 | 727.9366 | 0.16508 | 595.1695 | 0.78951 | 595.1695 | 0.0014129 | 727.9366 | 0.028251 | 728.1939 | 0.067564 | 728.1939 | 0.10706 | 727.9366 | 11.3118 | 886.8073 | 0.026377 | 727.9366 | 1.4314 | 727.9366 | 0.025903 | 886.2345 | 0 | 727.9366 | 0.0139 | 890.0997 | 4.7291 | 886.8073 | 3.1161 | 890.0997 | 0.0024469 | 988.7205 | 0.23795 | 1215.2675 | 0.40919 | 1029.9921 | 0.012016 | 1133.5344 | 0 | 1132.7786 | 0 | 727.937 | 0.055898 | 728.1939 | 0.31279 | 727.9366 | 1.0292 | 727.9366 | 0.15744 | 727.9366 | 0.62702 | 724.398 | 0.20803
| 359.6366 | 0 |  |  | 359.6366 | 0.00060128 | 359.6366 | 0.66631 | 592.7995 | 0.029716 | 728.1717 | -0.0092433 | 722.9592 | -0.012409 | 592.7995 | 0.026867 | 728.1717 | -0.071745 | 728.1717 | -0.018776 | 728.4288 | -0.020029 | 728.1717 | -0.06111 | 728.1717 | -0.019253 | 728.1717 | -0.044346 | 595.2887 | 0.00025356 | 722.96 | 0.0046779 | 728.4288 | -0.007035 | 592.7995 | 0.062272 | 722.96 | -0.003828 | 728.1717 | 0.1981 | 722.96 | 0.0085112 | 728.1717 | 0.15798 | 595.2887 | 0.86404 | 595.2887 | 0.0027011 | 728.1717 | -0.0067105 | 728.4288 | 0.061254 | 728.4288 | 0.10079 | 728.1717 | 11.3771 | 886.9749 | 0.018047 | 728.1717 | 1.428 | 728.1717 | 0.013558 | 886.4025 | 0 | 728.1717 | -0.0082646 | 890.2692 | 4.7173 | 886.9749 | 3.1415 | 890.2692 | 0.0025038 | 988.8177 | 0.23827 | 1215.3398 | 0.40849 | 1030.0051 | 0.011998 | 1133.5974 | 0 | 1132.8414 | 0 | 728.172 | 0.055599 | 728.4288 | 0.30659 | 728.1717 | 1.0162 | 728.1717 | 0.14587 | 728.1717 | 0.58462 | 724.6319 | 0.20783
| 359.7151 | 0 |  |  | 359.7151 | 0.006679 | 359.7151 | 0.67849 | 592.9176 | 0 | 728.4068 | -0.0097129 | 723.1942 | 0.011411 | 592.9176 | 0 | 728.4068 | 0.061025 | 728.4068 | 0.0064873 | 728.6636 | 0.018119 | 728.4068 | 0.037601 | 728.4068 | 0.03693 | 728.4068 | 0.039307 | 595.4079 | 0.00027536 | 723.19 | -0.0088362 | 728.6636 | 0.0021464 | 592.9176 | 0.085049 | 723.19 | 0.026071 | 728.4068 | 0.20339 | 723.19 | -0.008278 | 728.4068 | 0.16554 | 595.4079 | 0.88779 | 595.4079 | 0.0012998 | 728.4068 | 0.023182 | 728.6636 | 0.062471 | 728.6636 | 0.10105 | 728.4068 | 11.3797 | 887.1424 | 0.030061 | 728.4068 | 1.4643 | 728.4068 | 0.0059362 | 886.5704 | 0 | 728.4068 | 0.030708 | 890.4387 | 4.7 | 887.1424 | 3.1674 | 890.4387 | 0.0024753 | 988.9151 | 0.23828 | 1215.4121 | 0.40778 | 1030.0181 | 0.011981 | 1133.6603 | 0 | 1132.9043 | 0 | 728.407 | 0.055195 | 728.6636 | 0.30585 | 728.4068 | 1.0201 | 728.4068 | 0.15308 | 728.4068 | 0.60699 | 724.8657 | 0.20752
| 359.7937 | 0 |  |  | 359.7937 | 0.0015301 | 359.7936 | 0.66764 | 593.0357 | 0.019941 | 728.6419 | -0.056922 | 723.4292 | -0.0084782 | 593.0357 | 0.007454 | 728.6419 | -0.089891 | 728.6419 | -0.017017 | 728.8984 | -0.016529 | 728.6419 | -0.059074 | 728.6419 | -0.015344 | 728.6419 | -0.080394 | 595.5271 | 0.00025733 | 723.43 | -0.057695 | 728.8984 | -0.0093738 | 593.0357 | 0.077631 | 723.43 | 0.0010646 | 728.6419 | 0.19879 | 723.43 | -0.015973 | 728.6419 | 0.15565 | 595.5271 | 0.98803 | 595.5271 | 0.0090182 | 728.6419 | 0.016036 | 728.8984 | 0.051609 | 728.8984 | 0.091557 | 728.6419 | 11.425 | 887.31 | 0.023013 | 728.6419 | 1.4698 | 728.6419 | -0.0082091 | 886.7384 | 0 | 728.6419 | -0.014992 | 890.6082 | 4.6797 | 887.31 | 3.193 | 890.6082 | 0.0025251 | 989.0124 | 0.23865 | 1215.4845 | 0.40707 | 1030.031 | 0.011964 | 1133.7233 | 0 | 1132.9672 | 0 | 728.642 | 0.055018 | 728.8984 | 0.29873 | 728.6419 | 0.99512 | 728.6419 | 0.14197 | 728.6419 | 0.58803 | 725.0996 | 0.20602
| 359.8722 | 0 |  |  | 359.8722 | 0.0063632 | 359.8722 | 0.6658 | 593.1538 | 0 | 728.877 | -0.016645 | 723.6642 | 0.011404 | 593.1538 | 0 | 728.877 | 0.020063 | 728.877 | 0.0131 | 729.1332 | 0.011476 | 728.877 | 0.029298 | 728.877 | 0.0064469 | 728.877 | 0.042284 | 595.6463 | 0.00029296 | 723.66 | -0.006757 | 729.1332 | 0.0022265 | 593.1538 | 0.061018 | 723.66 | -0.018777 | 728.877 | 0.20493 | 723.66 | 0.0074619 | 728.877 | 0.15808 | 595.6463 | 0.97794 | 595.6463 | 0.008555 | 728.877 | 0.029762 | 729.1332 | 0.057186 | 729.1332 | 0.092973 | 728.877 | 11.4614 | 887.4776 | 0.026483 | 728.877 | 1.5055 | 728.877 | 0.020336 | 886.9063 | 0 | 728.877 | 0.013923 | 890.7777 | 4.6655 | 887.4776 | 3.2073 | 890.7777 | 0.002518 | 989.1097 | 0.2396 | 1215.5569 | 0.40635 | 1030.0441 | 0.011948 | 1133.7863 | 0 | 1133.03 | 0 | 728.877 | 0.054954 | 729.1332 | 0.29862 | 728.877 | 0.99137 | 728.877 | 0.15444 | 728.877 | 0.59399 | 725.3335 | 0.20609
| 359.9507 | 0 |  |  | 359.9507 | 0.0039102 | 359.9507 | 0.64807 | 593.2719 | 0.0066155 | 729.1121 | -0.018591 | 723.8992 | -0.011172 | 593.2719 | 0.027942 | 729.1121 | -0.13583 | 729.1121 | -0.018986 | 729.3681 | -0.015733 | 729.1121 | -0.061177 | 729.1121 | -0.027159 | 729.1121 | -0.075069 | 595.7656 | 0.00025272 | 723.9 | 0.029627 | 729.3681 | -0.0052794 | 593.2719 | 0.087765 | 723.9 | 0.0075879 | 729.1121 | 0.19904 | 723.9 | 0.00081613 | 729.1121 | 0.15301 | 595.7656 | 1.0961 | 595.7656 | 0.034536 | 729.1121 | -0.0082927 | 729.3681 | 0.049725 | 729.3681 | 0.087184 | 729.1121 | 11.4865 | 887.6451 | 0.024988 | 729.1121 | 1.5118 | 729.1121 | -0.0040417 | 887.0743 | 0 | 729.1121 | 0.001335 | 890.9473 | 4.6384 | 887.6451 | 3.2237 | 890.9473 | 0.0025607 | 989.2071 | 0.24048 | 1215.6293 | 0.40564 | 1030.057 | 0.011931 | 1133.8492 | 0 | 1133.0929 | 0 | 729.112 | 0.054311 | 729.3681 | 0.29319 | 729.1121 | 0.97154 | 729.1121 | 0.1331 | 729.1121 | 0.56992 | 725.5674 | 0.20486
| 360.0292 | 0 |  |  | 360.0292 | 0.0057925 | 360.0292 | 0.6484 | 593.3901 | 0 | 729.3472 | 0.1007 | 724.1343 | 0.022387 | 593.3901 | 0 | 729.3472 | 0.061406 | 729.3472 | 0.01254 | 729.6029 | 0.024093 | 729.3472 | 0.029241 | 729.3472 | 0.02287 | 729.3472 | 0.0047178 | 595.8848 | 0.00028709 | 724.13 | 0.017152 | 729.6029 | 0.0036599 | 593.3901 | 0.080243 | 724.13 | 0.0092188 | 729.3472 | 0.20012 | 724.13 | 0.01061 | 729.3472 | 0.15798 | 595.8848 | 1.0844 | 595.8848 | 0.036399 | 729.3472 | 0.032457 | 729.6029 | 0.058258 | 729.6029 | 0.09037 | 729.3472 | 11.5337 | 887.8127 | 0.029473 | 729.3472 | 1.5548 | 729.3472 | 0.0075343 | 887.2423 | 0 | 729.3472 | 0.023434 | 891.1168 | 4.6054 | 887.8127 | 3.2336 | 891.1168 | 0.0026105 | 989.3044 | 0.24156 | 1215.7015 | 0.40492 | 1030.0701 | 0.011915 | 1133.9122 | 0 | 1133.1559 | 0 | 729.347 | 0.053511 | 729.6029 | 0.29712 | 729.3472 | 0.98686 | 729.3472 | 0.14602 | 729.3472 | 0.58164 | 725.8013 | 0.20478
| 360.1077 | 0 |  |  | 360.1077 | 0.0033273 | 360.1077 | 0.6367 | 593.5082 | 0.0013465 | 729.5823 | -0.020312 | 724.3693 | -0.031643 | 593.5082 | 0.03353 | 729.5823 | -0.089737 | 729.5823 | -0.015118 | 729.8378 | -0.022346 | 729.5823 | -0.052527 | 729.5823 | -0.042756 | 729.5823 | -0.042281 | 596.004 | 0.00026069 | 724.37 | -0.059772 | 729.8378 | -0.0054016 | 593.5082 | 0.0839 | 724.37 | -0.030465 | 729.5823 | 0.19483 | 724.37 | -0.0068788 | 729.5823 | 0.1524 | 596.004 | 1.1992 | 596.004 | 0.072798 | 729.5823 | 0.0026691 | 729.8378 | 0.04849 | 729.8378 | 0.082242 | 729.5823 | 11.6157 | 887.9803 | 0.016712 | 729.5823 | 1.5518 | 729.5823 | 0.010597 | 887.4103 | 0 | 729.5823 | -0.0053227 | 891.2863 | 4.579 | 887.9803 | 3.2512 | 891.2863 | 0.002703 | 989.4018 | 0.24175 | 1215.774 | 0.40419 | 1030.083 | 0.011899 | 1133.9752 | 0 | 1133.2188 | 0 | 729.582 | 0.053364 | 729.8378 | 0.29426 | 729.5823 | 0.95486 | 729.5823 | 0.13416 | 729.5823 | 0.55458 | 726.0352 | 0.20514
| 360.1863 | 0 |  |  | 360.1863 | 0.0051367 | 360.1863 | 0.63606 | 593.6264 | 0 | 729.8174 | 0.048283 | 724.6043 | 0.024588 | 593.6264 | 0 | 729.8174 | -0.022969 | 729.8174 | 0.0037037 | 730.0727 | 0.033439 | 729.8174 | 0.034272 | 729.8174 | 0.027036 | 729.8174 | 0.013634 | 596.1233 | 0.0002808 | 724.6 | 0.015073 | 730.0727 | 0.0045739 | 593.6264 | 0.061645 | 724.6 | 0.0018799 | 729.8174 | 0.20014 | 724.6 | -0.016322 | 729.8174 | 0.14824 | 596.1233 | 1.1511 | 596.1233 | 0.065154 | 729.8174 | 0.029267 | 730.0727 | 0.053988 | 730.0727 | 0.084677 | 729.8174 | 11.6899 | 888.1478 | 0.031449 | 729.8174 | 1.6117 | 729.8174 | 0.012186 | 887.5782 | 0 | 729.8174 | 0.039257 | 891.4559 | 4.55 | 888.1478 | 3.2591 | 891.4559 | 0.0026603 | 989.4992 | 0.24108 | 1215.8464 | 0.40347 | 1030.0961 | 0.011883 | 1134.0382 | 0 | 1133.2816 | 0 | 729.817 | 0.05221 | 730.0727 | 0.2936 | 729.8174 | 0.97259 | 729.8174 | 0.14903 | 729.8174 | 0.57716 | 726.2691 | 0.2057
| 360.2648 | 0 |  |  | 360.2648 | 0.0048089 | 360.2648 | 0.62408 | 593.7445 | 0.015046 | 730.0526 | -0.079886 | 724.8394 | -0.012745 | 593.7445 | 0.022783 | 730.0526 | -0.16525 | 730.0526 | -0.020053 | 730.3076 | -0.020864 | 730.0526 | -0.055001 | 730.0526 | -0.048983 | 730.0526 | -0.032444 | 596.2425 | 0.00026069 | 724.84 | -0.057695 | 730.3076 | -0.0091647 | 593.7445 | 0.075018 | 724.84 | -0.0089922 | 730.0526 | 0.18653 | 724.84 | 0.01026 | 730.0526 | 0.14591 | 596.2425 | 1.2253 | 596.2425 | 0.089905 | 730.0526 | -0.0078966 | 730.3076 | 0.041251 | 730.3076 | 0.07503 | 730.0526 | 11.7569 | 888.3154 | 0.02328 | 730.0526 | 1.601 | 730.0526 | -0.0057817 | 887.7462 | 0 | 730.0526 | -0.011623 | 891.6254 | 4.514 | 888.3154 | 3.2781 | 891.6254 | 0.0027172 | 989.5967 | 0.24117 | 1215.9188 | 0.40274 | 1030.109 | 0.011868 | 1134.1012 | 0 | 1133.3446 | 0 | 730.053 | 0.051941 | 730.3076 | 0.28604 | 730.0526 | 0.94585 | 730.0526 | 0.14317 | 730.0526 | 0.54563 | 726.503 | 0.20562
| 360.3433 | 0 |  |  | 360.3433 | 0.0026837 | 360.3433 | 0.62862 | 593.8627 | 0 | 730.2877 | -0.0054009 | 725.0744 | 0.022363 | 593.8627 | 0 | 730.2877 | 0.052158 | 730.2877 | 0.004671 | 730.5425 | 0.014195 | 730.2877 | 0.033001 | 730.2877 | -0.010587 | 730.2877 | 0.031581 | 596.3617 | 0.00027619 | 725.07 | -0.006757 | 730.5425 | 0.0027199 | 593.8627 | 0.070526 | 725.07 | 0.0010646 | 730.2877 | 0.19639 | 725.07 | -0.012125 | 730.2877 | 0.14581 | 596.3617 | 1.2031 | 596.3617 | 0.074618 | 730.2877 | 0.032784 | 730.5425 | 0.049739 | 730.5425 | 0.076295 | 730.2877 | 11.7532 | 888.483 | 0.024882 | 730.2877 | 1.6536 | 730.2877 | 0.0049041 | 887.9142 | 0 | 730.2877 | 0.018414 | 891.795 | 4.4756 | 888.483 | 3.2907 | 891.795 | 0.0027172 | 989.6942 | 0.24171 | 1215.9912 | 0.40201 | 1030.1221 | 0.011852 | 1134.1642 | 0 | 1133.4075 | 0 | 730.288 | 0.05216 | 730.5425 | 0.28424 | 730.2877 | 0.95651 | 730.2877 | 0.15534 | 730.2877 | 0.58291 | 726.737 | 0.20671
| 360.4219 | 0 |  |  | 360.4219 | 0.00079082 | 360.4219 | 0.62133 | 593.9808 | 0 | 730.5229 | -0.021345 | 725.3095 | -0.032644 | 593.9808 | 0.026437 | 730.5229 | -0.05406 | 730.5229 | -0.019808 | 730.7774 | -0.0226 | 730.5229 | -0.057731 | 730.5229 | -0.040331 | 730.5229 | -0.066409 | 596.481 | 0.00031978 | 725.31 | -0.050418 | 730.7774 | -0.0067355 | 593.9808 | 0.072302 | 725.31 | -0.012254 | 730.5229 | 0.18264 | 725.31 | 0.01096 | 730.5229 | 0.14611 | 596.481 | 1.2487 | 596.481 | 0.099369 | 730.5229 | -0.0021278 | 730.7774 | 0.040224 | 730.7774 | 0.070818 | 730.5229 | 11.7759 | 888.6506 | 0.016339 | 730.5229 | 1.6748 | 730.5229 | 0.0015498 | 888.0822 | 0 | 730.5229 | -0.02063 | 891.9645 | 4.4427 | 888.6506 | 3.3181 | 891.9645 | 0.0027599 | 989.7916 | 0.24213 | 1216.0636 | 0.40127 | 1030.135 | 0.011838 | 1134.2273 | 0 | 1133.4705 | 0 | 730.523 | 0.051728 | 730.7774 | 0.28548 | 730.5229 | 0.93969 | 730.5229 | 0.13536 | 730.5229 | 0.54563 | 726.9709 | 0.20636
| 360.5004 | 0 |  |  | 360.5004 | 0.0055253 | 360.5004 | 0.62621 | 594.099 | 0.0038701 | 730.758 | 0.022979 | 725.5446 | 0.02039 | 594.099 | 0 | 730.758 | 0.037788 | 730.758 | 0.00053547 | 731.0123 | 0.010737 | 730.758 | 0.035747 | 730.758 | 0.0052876 | 730.758 | 0.046558 | 596.6002 | 0.00029254 | 725.54 | 0.050418 | 731.0123 | 0.0035299 | 594.099 | 0.070212 | 725.54 | 0.0032391 | 730.758 | 0.19541 | 725.54 | -0.00093273 | 730.758 | 0.14789 | 596.6002 | 1.2734 | 596.6002 | 0.1092 | 730.758 | 0.024955 | 731.0123 | 0.045667 | 731.0123 | 0.072206 | 730.758 | 11.85 | 888.8181 | 0.023387 | 730.758 | 1.7205 | 730.758 | 0.01145 | 888.2502 | 0 | 730.758 | 0.011534 | 892.1341 | 4.4133 | 888.8181 | 3.3415 | 892.1341 | 0.0027456 | 989.8891 | 0.24286 | 1216.1361 | 0.40054 | 1030.1481 | 0.011823 | 1134.2903 | 0 | 1133.5334 | 0 | 730.758 | 0.051362 | 731.0123 | 0.28317 | 730.758 | 0.94735 | 730.758 | 0.14452 | 730.758 | 0.56544 | 727.2049 | 0.20646
| 360.5789 | 0 |  |  | 360.5789 | 0.0034731 | 360.5789 | 0.61615 | 594.2172 | 0.0048591 | 730.9932 | -0.13255 | 725.7797 | -0.0072695 | 594.2172 | 0.0067085 | 730.9932 | -0.064124 | 730.9932 | -0.019087 | 731.2472 | -0.018704 | 730.9932 | -0.050729 | 730.9932 | -0.012195 | 730.9932 | -0.059103 | 596.7195 | 0.0003378 | 725.78 | -0.033785 | 731.2472 | -0.0067382 | 594.2172 | 0.073765 | 725.78 | -0.0016535 | 730.9932 | 0.17768 | 725.78 | 0.0081613 | 730.9932 | 0.12287 | 596.7195 | 1.3021 | 596.7195 | 0.13686 | 730.9932 | -0.017004 | 731.2472 | 0.037406 | 731.2472 | 0.066221 | 730.9932 | 11.8817 | 888.9857 | 0.015858 | 730.9932 | 1.7071 | 730.9932 | -0.0055113 | 888.4181 | 0 | 730.9932 | -0.02234 | 892.3036 | 4.3886 | 888.9857 | 3.3756 | 892.3036 | 0.0028666 | 989.9866 | 0.24385 | 1216.2085 | 0.39979 | 1030.161 | 0.011809 | 1134.3533 | 0 | 1133.5963 | 0 | 730.993 | 0.05147 | 731.2472 | 0.26038 | 730.9932 | 0.91685 | 730.9932 | 0.12845 | 730.9932 | 0.53498 | 727.4388 | 0.20662
| 360.6575 | 0 |  |  | 360.6575 | 0.0029995 | 360.6575 | 0.60908 | 594.3354 | 0 | 731.2284 | 0.019214 | 726.0148 | 0.019903 | 594.3354 | 0 | 731.2284 | 0.017021 | 731.2284 | 0.0075946 | 731.4822 | 0.027692 | 731.2284 | 0.025528 | 731.2284 | 0.024526 | 731.2284 | 0.041972 | 596.8387 | 0.00033864 | 726.01 | 0.0088362 | 731.4822 | 0.0028629 | 594.3354 | 0.077004 | 726.01 | 0.0026954 | 731.2284 | 0.19251 | 726.01 | -0.017722 | 731.2284 | 0.14936 | 596.8387 | 1.387 | 596.8387 | 0.13395 | 731.2284 | 0.023663 | 731.4822 | 0.042059 | 731.4822 | 0.067526 | 731.2284 | 11.9979 | 889.1533 | 0.031609 | 731.2284 | 1.7526 | 731.2284 | 0.020907 | 888.5861 | 0 | 731.2284 | 0.02569 | 892.4732 | 4.357 | 889.1533 | 3.4052 | 892.4732 | 0.0028666 | 990.0842 | 0.24396 | 1216.281 | 0.39905 | 1030.1741 | 0.011795 | 1134.4164 | 0 | 1133.6593 | 0 | 731.228 | 0.050551 | 731.4822 | 0.27917 | 731.2284 | 0.92722 | 731.2284 | 0.13971 | 731.2284 | 0.55117 | 727.6728 | 0.20667
| 360.736 | 0 |  |  | 360.736 | 0.0033395 | 360.736 | 0.59532 | 594.4536 | 0 | 731.4636 | -0.052749 | 726.2499 | -0.011748 | 594.4536 | 0.03353 | 731.4636 | -0.052046 | 731.4636 | -0.018483 | 731.7171 | -0.029297 | 731.4636 | -0.05138 | 731.4636 | -0.049398 | 731.4636 | -0.056337 | 596.958 | 0.00035038 | 726.25 | 0.02339 | 731.7171 | -0.0037297 | 594.4536 | 0.052764 | 726.25 | -0.00056627 | 731.4636 | 0.17543 | 726.25 | -0.011076 | 731.4636 | 0.13464 | 596.958 | 1.4166 | 596.958 | 0.15251 | 731.4636 | -0.0025901 | 731.7171 | 0.035207 | 731.7171 | 0.060254 | 731.4636 | 11.9806 | 889.3209 | 0.016979 | 731.4636 | 1.7731 | 731.4636 | 0.01453 | 888.7541 | 0 | 731.4636 | -0.02194 | 892.6428 | 4.3303 | 889.3209 | 3.4419 | 892.6428 | 0.0029519 | 990.1817 | 0.24363 | 1216.3534 | 0.3983 | 1030.187 | 0.011782 | 1134.4794 | 0 | 1133.7223 | 0 | 731.464 | 0.050222 | 731.7171 | 0.27073 | 731.4636 | 0.89657 | 731.4636 | 0.13446 | 731.4636 | 0.5337 | 727.9068 | 0.20621
| 360.8146 | 0 |  |  | 360.8146 | 0.005501 | 360.8146 | 0.59833 | 594.5718 | 0 | 731.6988 | -0.006538 | 726.485 | 0.012309 | 594.5718 | 0 | 731.6988 | 0.045095 | 731.6988 | 0.0055717 | 731.9521 | 0.020908 | 731.6988 | 0.029617 | 731.6988 | 0.024446 | 731.6988 | 0.010667 | 597.0772 | 0.00026739 | 726.48 | 0.077446 | 731.9521 | 0.0013116 | 594.5718 | 0.074914 | 726.48 | 0.0065008 | 731.6988 | 0.18561 | 726.48 | 0.0015157 | 731.6988 | 0.14241 | 597.0772 | 1.4977 | 597.0772 | 0.14196 | 731.6988 | 0.030318 | 731.9521 | 0.041143 | 731.9521 | 0.062038 | 731.6988 | 11.9633 | 889.4885 | 0.034813 | 731.6988 | 1.818 | 731.6988 | 0.0087746 | 888.9221 | 0 | 731.6988 | 0.02799 | 892.8123 | 4.3104 | 889.4885 | 3.4696 | 892.8123 | 0.0029021 | 990.2793 | 0.24462 | 1216.4259 | 0.39756 | 1030.2001 | 0.011769 | 1134.5425 | 0 | 1133.7853 | 0 | 731.699 | 0.049535 | 731.9521 | 0.27077 | 731.6988 | 0.91565 | 731.6988 | 0.14858 | 731.6988 | 0.54776 | 728.1408 | 0.20588
| 360.8931 | 0 |  |  | 360.8931 | 0.005076 | 360.8931 | 0.58004 | 594.69 | 0.007318 | 731.934 | -0.048814 | 726.7201 | -0.036624 | 594.69 | 0.027512 | 731.934 | -0.10889 | 731.934 | -0.022839 | 732.187 | -0.029979 | 731.934 | -0.058464 | 731.934 | -0.036832 | 731.934 | -0.064708 | 597.1965 | 0.00026027 | 726.72 | -0.054577 | 732.187 | -0.0065734 | 594.69 | 0.098109 | 726.72 | -0.0087205 | 731.934 | 0.18163 | 726.72 | -0.024017 | 731.934 | 0.13825 | 597.1965 | 1.5208 | 597.1965 | 0.17981 | 731.934 | 0.0073932 | 732.187 | 0.032525 | 732.187 | 0.05746 | 731.934 | 12.039 | 889.6561 | 0.015858 | 731.934 | 1.8411 | 731.934 | 0.00036268 | 889.0901 | 0 | 731.934 | -0.012381 | 892.9819 | 4.2849 | 889.6561 | 3.4944 | 892.9819 | 0.0029448 | 990.3769 | 0.24553 | 1216.4984 | 0.3968 | 1030.213 | 0.011756 | 1134.6055 | 0 | 1133.8483 | 0 | 731.934 | 0.049471 | 732.187 | 0.27106 | 731.934 | 0.88846 | 731.934 | 0.12724 | 731.934 | 0.5256 | 728.3748 | 0.20531
| 360.9717 | 0 |  |  | 360.9717 | 0.0045174 | 360.9717 | 0.59091 | 594.8082 | 0 | 732.1692 | 0.067639 | 726.9552 | 0.027519 | 594.8082 | 0 | 732.1692 | 0.070775 | 732.1692 | 0.015845 | 732.422 | 0.0060093 | 732.1692 | 0.04439 | 732.1692 | 0.042341 | 732.1692 | 0.043541 | 597.3157 | 0.00027326 | 726.96 | 0.097196 | 732.422 | 0.0060249 | 594.8082 | 0.085362 | 726.96 | -0.013341 | 732.1692 | 0.18267 | 726.96 | 0.005713 | 732.1692 | 0.14398 | 597.3157 | 1.5823 | 597.3157 | 0.17508 | 732.1692 | 0.033661 | 732.422 | 0.042762 | 732.422 | 0.061128 | 732.1692 | 12.2008 | 889.8237 | 0.022532 | 732.1692 | 1.903 | 732.1692 | 0.010298 | 889.2582 | 0 | 732.1692 | 0.031225 | 893.1515 | 4.2537 | 889.8237 | 3.5019 | 893.1515 | 0.0029092 | 990.4745 | 0.24504 | 1216.5708 | 0.39605 | 1030.2261 | 0.011743 | 1134.6686 | 0 | 1133.9111 | 0 | 732.169 | 0.049131 | 732.422 | 0.27653 | 732.1692 | 0.89792 | 732.1692 | 0.13385 | 732.1692 | 0.5337 | 728.6088 | 0.20629
| 361.0502 | 0 |  |  | 361.0502 | 0.0041167 | 361.0502 | 0.57183 | 594.9264 | 0.017505 | 732.4045 | -0.11918 | 727.1904 | -0.026003 | 594.9264 | 0.024932 | 732.4045 | -0.11988 | 732.4045 | -0.021705 | 732.657 | -0.028497 | 732.4045 | -0.059802 | 732.4045 | -0.032227 | 732.4045 | -0.065967 | 597.435 | 0.00035834 | 727.19 | -0.0036384 | 732.657 | -0.0089921 | 594.9264 | 0.070839 | 727.19 | -0.016875 | 732.4045 | 0.1705 | 727.19 | -0.036959 | 732.4045 | 0.13135 | 597.435 | 1.5959 | 597.435 | 0.22604 | 732.4045 | -0.0014496 | 732.657 | 0.027954 | 732.657 | 0.051195 | 732.4045 | 12.1388 | 889.9913 | 0.019222 | 732.4045 | 1.8703 | 732.4045 | -0.001311 | 889.4262 | 0 | 732.4045 | -0.005014 | 893.3211 | 4.2257 | 889.9913 | 3.5098 | 893.3211 | 0.0030159 | 990.5721 | 0.24456 | 1216.6433 | 0.39529 | 1030.239 | 0.011731 | 1134.7317 | 0 | 1133.9742 | 0 | 732.404 | 0.048557 | 732.657 | 0.26262 | 732.4045 | 0.87975 | 732.4045 | 0.1295 | 732.4045 | 0.50771 | 728.8428 | 0.20491
| 361.1288 | 0 |  |  | 361.1288 | 0.007529 | 361.1288 | 0.57793 | 595.0446 | 0 | 732.6397 | -0.02372 | 727.4255 | 0.014302 | 595.0446 | 0 | 732.6397 | -0.0094366 | 732.6397 | 0.0020401 | 732.892 | 0.0078319 | 732.6397 | 0.036773 | 732.6397 | -0.0023769 | 732.6397 | 0.04438 | 597.5543 | 0.00038516 | 727.43 | -0.0025989 | 732.892 | -0.0023357 | 595.0446 | 0.07972 | 727.43 | -0.0060024 | 732.6397 | 0.18108 | 727.43 | 0.0085112 | 732.6397 | 0.14342 | 597.5543 | 1.6109 | 597.5543 | 0.21257 | 732.6397 | 0.032857 | 732.892 | 0.034669 | 732.892 | 0.054914 | 732.6397 | 12.1451 | 890.1589 | 0.025149 | 732.6397 | 1.9334 | 732.6397 | 0.0099203 | 889.5942 | 0 | 732.6397 | 0.028439 | 893.4906 | 4.202 | 890.1589 | 3.5126 | 893.4906 | 0.0030159 | 990.6698 | 0.24559 | 1216.7158 | 0.39453 | 1030.252 | 0.01172 | 1134.7947 | 0 | 1134.0372 | 0 | 732.64 | 0.048012 | 732.892 | 0.26849 | 732.6397 | 0.88996 | 732.6397 | 0.13866 | 732.6397 | 0.52795 | 729.0769 | 0.20543
| 361.2073 | 0 |  |  | 361.2073 | 0.0023559 | 361.2073 | 0.56198 | 595.1629 | 0.024242 | 732.8749 | -0.040837 | 727.6607 | -0.025172 | 595.1629 | 0.020126 | 732.8749 | -0.13266 | 732.875 | -0.01713 | 733.127 | -0.025379 | 732.8749 | -0.059363 | 732.875 | -0.034682 | 732.875 | -0.074931 | 597.6735 | 0.00038349 | 727.66 | -0.0015593 | 733.127 | -0.0065188 | 595.1629 | 0.090691 | 727.66 | 0.0097623 | 732.8749 | 0.17016 | 727.66 | 0.0078116 | 732.875 | 0.13485 | 597.6735 | 1.5927 | 597.6735 | 0.25115 | 732.875 | -0.016145 | 733.127 | 0.026516 | 733.127 | 0.050642 | 732.875 | 12.2724 | 890.3265 | 0.020076 | 732.8749 | 1.9579 | 732.8749 | 0.00039552 | 889.7622 | 0 | 732.8749 | -0.0099253 | 893.6602 | 4.1727 | 890.3265 | 3.5221 | 893.6602 | 0.0031298 | 990.7675 | 0.24709 | 1216.7883 | 0.39377 | 1030.265 | 0.011709 | 1134.8578 | 0 | 1134.1002 | 0 | 732.875 | 0.048832 | 733.127 | 0.2631 | 732.875 | 0.86082 | 732.875 | 0.12184 | 732.875 | 0.50707 | 729.3109 | 0.20531
| 361.2859 | 0 |  |  | 361.2859 | 0.0012028 | 361.2859 | 0.56542 | 595.2811 | 0 | 733.1102 | -0.056758 | 727.8958 | 0.011311 | 595.2811 | 0 | 733.1102 | 0.014024 | 733.1102 | 0.00054256 | 733.362 | 0.0089641 | 733.1102 | 0.027099 | 733.1102 | 0.029024 | 733.1102 | -0.0104 | 597.7928 | 0.00040402 | 727.9 | 0.017152 | 733.362 | -0.00084338 | 595.2811 | 0.062481 | 727.9 | 0.0026954 | 733.1102 | 0.18087 | 727.9 | -0.018072 | 733.1102 | 0.13409 | 597.7928 | 1.5761 | 597.7928 | 0.24496 | 733.1102 | 0.018915 | 733.362 | 0.029494 | 733.362 | 0.049048 | 733.1102 | 12.2556 | 890.4941 | 0.033585 | 733.1102 | 1.9923 | 733.1102 | 0.011234 | 889.9302 | 0 | 733.1102 | 0.015085 | 893.8298 | 4.1379 | 890.4941 | 3.5236 | 893.8298 | 0.0031653 | 990.8652 | 0.24718 | 1216.8608 | 0.393 | 1030.278 | 0.011698 | 1134.9209 | 0 | 1134.1632 | 0 | 733.11 | 0.04786 | 733.362 | 0.25994 | 733.1102 | 0.86938 | 733.1102 | 0.13926 | 733.1102 | 0.52432 | 729.5449 | 0.20525
| 361.3645 | 0 |  |  | 361.3645 | 0.0049546 | 361.3645 | 0.55052 | 595.3994 | 0.014695 | 733.3455 | 0.00043383 | 728.131 | 0.11245 | 595.3994 | 0.0085722 | 733.3455 | -0.10592 | 733.3455 | -0.0074809 | 733.597 | -0.010607 | 733.3455 | -0.04711 | 733.3455 | -0.043587 | 733.3455 | -0.063816 | 597.9121 | 0.00036882 | 728.13 | 0.055613 | 733.597 | 0.00047396 | 595.3994 | 0.059555 | 728.13 | 0.07119 | 733.3455 | 0.17677 | 728.13 | 0.070421 | 733.3455 | 0.12993 | 597.9121 | 1.5566 | 597.9121 | 0.28428 | 733.3455 | 0.012012 | 733.597 | 0.029363 | 733.597 | 0.050263 | 733.3455 | 12.3129 | 890.6617 | 0.021571 | 733.3455 | 2.0069 | 733.3455 | 0.0034531 | 890.0982 | 0 | 733.3455 | -0.011167 | 893.9994 | 4.1072 | 890.6617 | 3.5326 | 893.9994 | 0.0032436 | 990.9629 | 0.24777 | 1216.9334 | 0.39223 | 1030.291 | 0.011687 | 1134.984 | 0 | 1134.2262 | 0 | 733.345 | 0.047796 | 733.597 | 0.26222 | 733.3455 | 0.84925 | 733.3455 | 0.12709 | 733.3455 | 0.50835 | 729.779 | 0.20446
| 361.443 | 0 |  |  | 361.443 | 0.0046753 | 361.443 | 0.55491 | 595.5176 | 0 | 733.5808 | -0.039822 | 728.3662 | 0.011156 | 595.5176 | 0 | 733.5808 | 0.032874 | 733.5807 | 0.0056175 | 733.832 | 0.029833 | 733.5808 | 0.032199 | 733.5807 | -0.0019219 | 733.5807 | 0.033611 | 598.0313 | 0.00032774 | 728.37 | 0.036903 | 733.832 | 0.00029769 | 595.5176 | 0.072824 | 728.37 | -0.0087205 | 733.5808 | 0.17701 | 728.37 | -0.0079281 | 733.5807 | 0.13449 | 598.0313 | 1.5426 | 598.0313 | 0.28246 | 733.5807 | 0.026968 | 733.832 | 0.031371 | 733.832 | 0.047217 | 733.5807 | 12.2573 | 890.8293 | 0.019702 | 733.5808 | 2.0757 | 733.5808 | 0.015139 | 890.2663 | 0 | 733.5808 | 0.018335 | 894.169 | 4.0823 | 890.8293 | 3.5381 | 894.169 | 0.0032436 | 991.0606 | 0.24952 | 1217.006 | 0.39146 | 1030.304 | 0.011677 | 1135.0471 | 0 | 1134.2893 | 0 | 733.581 | 0.046777 | 733.832 | 0.2598 | 733.5807 | 0.85436 | 733.5807 | 0.13851 | 733.5807 | 0.52198 | 730.0131 | 0.20487
| 361.5216 | 0 |  |  | 361.5216 | 0.0017001 | 361.5216 | 0.54683 | 595.6359 | 0.0094255 | 733.816 | -0.00072527 | 728.6014 | -0.01242 | 595.6359 | 0.019753 | 733.816 | -0.072978 | 733.816 | -0.01275 | 734.0671 | -0.030445 | 733.816 | -0.060454 | 733.816 | -0.0060754 | 733.816 | -0.045069 | 598.1506 | 0.00027829 | 728.6 | 0.011954 | 734.0671 | -0.0039929 | 595.6359 | 0.067914 | 728.6 | -0.027475 | 733.816 | 0.16732 | 728.6 | -0.027516 | 733.816 | 0.13206 | 598.1506 | 1.5631 | 598.1506 | 0.30721 | 733.816 | -0.0063181 | 734.0671 | 0.02689 | 734.0671 | 0.043305 | 733.816 | 12.3473 | 890.9969 | 0.016979 | 733.816 | 2.09 | 733.816 | -0.0058315 | 890.4343 | 0 | 733.816 | -0.017575 | 894.3386 | 4.0506 | 890.9969 | 3.5616 | 894.3386 | 0.0033289 | 991.1584 | 0.2503 | 1217.0785 | 0.39069 | 1030.317 | 0.011667 | 1135.1102 | 0 | 1134.3523 | 0 | 733.816 | 0.046913 | 734.0671 | 0.2584 | 733.816 | 0.83993 | 733.816 | 0.095095 | 733.816 | 0.4945 | 730.2471 | 0.20391
| 361.6002 | 0 |  |  | 361.6002 | 0.0031695 | 361.6002 | 0.55407 | 595.7541 | 0 | 734.0513 | 0.022454 | 728.8366 | 0.035571 | 595.7541 | 0 | 734.0513 | 0.0088048 | 734.0513 | -0.0027407 | 734.3021 | 0.0099149 | 734.0513 | 0.031462 | 734.0513 | 0.012021 | 734.0513 | 0.047365 | 598.2699 | 0.00027997 | 728.84 | 0.010915 | 734.3021 | 0.0021177 | 595.7541 | 0.048584 | 728.84 | 0.011665 | 734.0513 | 0.17896 | 728.84 | 0.0032645 | 734.0513 | 0.13185 | 598.2699 | 1.5575 | 598.2699 | 0.30539 | 734.0513 | 0.03865 | 734.3021 | 0.028003 | 734.3021 | 0.044104 | 734.0513 | 12.4039 | 891.1645 | 0.025736 | 734.0513 | 2.1335 | 734.0513 | 0.0086852 | 890.6023 | 0 | 734.0513 | 0.032433 | 894.5082 | 4.0159 | 891.1645 | 3.5822 | 894.5082 | 0.0033218 | 991.2561 | 0.24975 | 1217.151 | 0.38991 | 1030.33 | 0.011658 | 1135.1733 | 0 | 1134.4153 | 0 | 734.051 | 0.046359 | 734.3021 | 0.25624 | 734.0513 | 0.84865 | 734.0513 | 0.1624 | 734.0513 | 0.506 | 730.4812 | 0.20509
| 361.6787 | 0 |  |  | 361.6787 | 0.0032059 | 361.6787 | 0.54438 | 595.8724 | 0.0016977 | 734.2866 | 0.0012895 | 729.0718 | -0.009859 | 595.8724 | 0.019753 | 734.2866 | -0.11358 | 734.2866 | -0.012795 | 734.5372 | -0.019202 | 734.2866 | -0.057525 | 734.2866 | -0.0082866 | 734.2866 | -0.062179 | 598.3892 | 0.0004057 | 729.07 | -0.024429 | 734.5372 | -0.0057634 | 595.8724 | 0.059555 | 729.07 | -0.0070897 | 734.2866 | 0.16644 | 729.07 | 0.007112 | 734.2866 | 0.12764 | 598.3892 | 1.5982 | 598.3892 | 0.33705 | 734.2866 | -0.012574 | 734.5372 | 0.025429 | 734.5372 | 0.041643 | 734.2866 | 12.3944 | 891.3321 | 0.03257 | 734.2866 | 2.1566 | 734.2866 | -1.7103e-05 | 890.7704 | 0 | 734.2866 | -0.0060558 | 894.6778 | 3.9835 | 891.3321 | 3.6194 | 894.6778 | 0.0033716 | 991.3539 | 0.24908 | 1217.2236 | 0.38913 | 1030.343 | 0.011649 | 1135.2365 | 0 | 1134.4784 | 0 | 734.287 | 0.046675 | 734.5372 | 0.25455 | 734.2866 | 0.82266 | 734.2866 | 0.12574 | 734.2866 | 0.48938 | 730.7153 | 0.20464
| 361.7573 | 0 |  |  | 361.7573 | 0.0039102 | 361.7573 | 0.54613 | 595.9907 | 0 | 734.5219 | 0.0046734 | 729.307 | 0.012389 | 595.9907 | 0 | 734.5219 | 0.043919 | 734.5219 | 0.0044743 | 734.7723 | 0.018859 | 734.5219 | 0.03736 | 734.5219 | 0.0091896 | 734.5219 | 0.018627 | 598.5085 | 0.00035708 | 729.31 | 0.016113 | 734.7723 | 0.004618 | 595.9907 | 0.063107 | 729.31 | 0.00052096 | 734.5219 | 0.17573 | 729.31 | -0.011776 | 734.5219 | 0.12475 | 598.5085 | 1.5894 | 598.5085 | 0.34142 | 734.5219 | 0.031254 | 734.7723 | 0.030099 | 734.7723 | 0.045252 | 734.5219 | 12.4277 | 891.4998 | 0.023013 | 734.5219 | 2.21 | 734.5219 | 0.028337 | 890.9384 | 0 | 734.5219 | 0.020898 | 894.8475 | 3.9581 | 891.4998 | 3.65 | 894.8475 | 0.0033645 | 991.4517 | 0.24955 | 1217.2961 | 0.38835 | 1030.3561 | 0.011641 | 1135.2997 | 0 | 1134.5414 | 0 | 734.522 | 0.045747 | 734.7723 | 0.24875 | 734.5219 | 0.83903 | 734.5219 | 0.14197 | 734.5219 | 0.50835 | 730.9494 | 0.20376
| 361.8359 | 0 |  |  | 361.8359 | 0.0027444 | 361.8359 | 0.52944 | 596.109 | 0.0045078 | 734.7573 | -0.071104 | 729.5422 | -0.021026 | 596.109 | 0.035464 | 734.7573 | -0.066767 | 734.7573 | -0.020081 | 735.0073 | -0.016928 | 734.7573 | -0.051878 | 734.7573 | -0.029412 | 734.7573 | -0.075097 | 598.6277 | 0.00039732 | 729.54 | -0.11591 | 735.0073 | -0.0067527 | 596.109 | 0.083586 | 729.54 | -0.017418 | 734.7573 | 0.1639 | 729.54 | 0.0081613 | 734.7573 | 0.11958 | 598.6277 | 1.6444 | 598.6277 | 0.37709 | 734.7573 | -0.0026244 | 735.0073 | 0.020174 | 735.0073 | 0.037858 | 734.7573 | 12.4263 | 891.6674 | 0.02045 | 734.7573 | 2.2164 | 734.7573 | -0.0033354 | 891.1064 | 0 | 734.7573 | -0.0075278 | 895.0171 | 3.9284 | 891.6674 | 3.6923 | 895.0171 | 0.0033929 | 991.5496 | 0.25057 | 1217.3688 | 0.38756 | 1030.369 | 0.011632 | 1135.3628 | 0 | 1134.6045 | 0 | 734.757 | 0.044988 | 735.0073 | 0.2431 | 734.7573 | 0.81515 | 734.7573 | 0.11703 | 734.7573 | 0.49045 | 731.1836 | 0.20402
| 361.9145 | 0 |  |  | 361.9145 | 0.0031816 | 361.9145 | 0.52896 | 596.2273 | 0 | 734.9926 | 0.019046 | 729.7775 | 0.028469 | 596.2273 | 0 | 734.9926 | -0.02415 | 734.9926 | 0.0034263 | 735.2424 | 0.0086693 | 734.9926 | 0.033187 | 734.9926 | 0.015237 | 734.9926 | 0.029961 | 598.747 | 0.00029002 | 729.78 | 0.055613 | 735.2424 | 0.0024294 | 596.2273 | 0.06572 | 729.78 | 0.0097623 | 734.9926 | 0.17115 | 729.78 | 0.00046636 | 734.9926 | 0.13028 | 598.747 | 1.6578 | 598.747 | 0.37454 | 734.9926 | 0.03449 | 735.2424 | 0.027985 | 735.2424 | 0.038541 | 734.9926 | 12.424 | 891.835 | 0.030862 | 734.9926 | 2.2799 | 734.9926 | 0.010189 | 891.2745 | 0 | 734.9926 | 0.016814 | 895.1867 | 3.8976 | 891.835 | 3.7204 | 895.1867 | 0.0033858 | 991.6474 | 0.25158 | 1217.4413 | 0.38677 | 1030.3821 | 0.011625 | 1135.4259 | 0 | 1134.6676 | 0 | 734.993 | 0.044933 | 735.2424 | 0.24875 | 734.9926 | 0.81004 | 734.9926 | 0.12349 | 734.9926 | 0.50494 | 731.4177 | 0.20458
| 361.9931 | 0 |  |  | 361.9931 | 0.0014694 | 361.9931 | 0.51485 | 596.3456 | 0.01955 | 735.2279 | -0.086938 | 730.0127 | 0.0089638 | 596.3456 | 0.019753 | 735.2279 | 0.0011377 | 735.2279 | -0.021329 | 735.4775 | -0.02612 | 735.2279 | -0.058943 | 735.2279 | -0.044832 | 735.2279 | -0.048509 | 598.8663 | 0.00034912 | 730.01 | -0.021311 | 735.4775 | -0.0060227 | 596.3456 | 0.083273 | 730.01 | 0.0013364 | 735.2279 | 0.16589 | 730.01 | -0.0058295 | 735.2279 | 0.11978 | 598.8663 | 1.733 | 598.8663 | 0.40767 | 735.2279 | -0.011346 | 735.4775 | 0.016087 | 735.4775 | 0.033803 | 735.2279 | 12.4327 | 892.0026 | 0.024615 | 735.2279 | 2.3129 | 735.2279 | 0.010147 | 891.4425 | 0 | 735.2279 | -0.020206 | 895.3563 | 3.8671 | 892.0026 | 3.7522 | 895.3563 | 0.0034427 | 991.7453 | 0.25243 | 1217.5139 | 0.38599 | 1030.395 | 0.011617 | 1135.4891 | 0 | 1134.7306 | 0 | 735.228 | 0.044747 | 735.4775 | 0.24082 | 735.2279 | 0.80508 | 735.2279 | 0.11448 | 735.2279 | 0.48044 | 731.6518 | 0.2042
| 362.0716 | 0 |  |  | 362.0716 | 0.0048939 | 362.0717 | 0.51357 | 596.4639 | 0 | 735.4633 | -0.03043 | 730.248 | 0.0054738 | 596.4639 | 0 | 735.4633 | -0.025508 | 735.4633 | 0.0013796 | 735.7126 | 0.026783 | 735.4633 | 0.026641 | 735.4633 | 0.021412 | 735.4633 | 0.016607 | 598.9856 | 0.00029673 | 730.25 | 0.041062 | 735.7126 | 0.0023024 | 596.4639 | 0.071048 | 730.25 | -0.024213 | 735.4633 | 0.16773 | 730.25 | 0.0095605 | 735.4633 | 0.11455 | 598.9856 | 1.7694 | 598.9856 | 0.40512 | 735.4633 | 0.01389 | 735.7126 | 0.026924 | 735.7126 | 0.036988 | 735.4633 | 12.4924 | 892.1703 | 0.024882 | 735.4633 | 2.3611 | 735.4633 | 0.022379 | 891.6106 | 0 | 735.4633 | 0.023455 | 895.5259 | 3.8468 | 892.1703 | 3.7676 | 895.5259 | 0.003457 | 991.8431 | 0.25224 | 1217.5865 | 0.38519 | 1030.4081 | 0.01161 | 1135.5522 | 0 | 1134.7937 | 0 | 735.463 | 0.044908 | 735.7126 | 0.23645 | 735.4633 | 0.80433 | 735.4633 | 0.13776 | 735.4633 | 0.49045 | 731.886 | 0.20419
| 362.1502 | 0 |  |  | 362.1502 | 0.0048331 | 362.1502 | 0.49421 | 596.5822 | 0.022678 | 735.6987 | 0.01746 | 730.4832 | -0.02332 | 596.5822 | 0.01789 | 735.6987 | -0.093572 | 735.6987 | -0.0080067 | 735.9478 | -0.024334 | 735.6987 | -0.05311 | 735.6987 | -0.022993 | 735.6987 | -0.059383 | 599.1049 | 0.0002829 | 730.48 | -0.027548 | 735.9477 | -0.0053842 | 596.5822 | 0.058092 | 730.48 | -0.011167 | 735.6987 | 0.16573 | 730.48 | -0.00058295 | 735.6987 | 0.12384 | 599.1049 | 1.8459 | 599.1049 | 0.44297 | 735.6987 | -0.012001 | 735.9477 | 0.019668 | 735.9477 | 0.033146 | 735.6987 | 12.4529 | 892.3379 | 0.016819 | 735.6987 | 2.3576 | 735.6987 | 0.0016466 | 891.7786 | 0 | 735.6987 | 0.0044688 | 895.6956 | 3.8185 | 892.3379 | 3.7876 | 895.6956 | 0.0035494 | 991.941 | 0.25174 | 1217.6592 | 0.3844 | 1030.421 | 0.011603 | 1135.6155 | 0 | 1134.8568 | 0 | 735.699 | 0.044855 | 735.9478 | 0.24361 | 735.6987 | 0.78811 | 735.6987 | 0.11553 | 735.6987 | 0.47085 | 732.1201 | 0.20385
| 362.2288 | 0 |  |  | 362.2288 | 0.0046267 | 362.2288 | 0.49465 | 596.7006 | 0 | 735.934 | 0.014738 | 730.7185 | 0.028696 | 596.7006 | 0 | 735.934 | -0.0092901 | 735.934 | 0.0099354 | 736.1829 | 0.026391 | 735.934 | 0.039247 | 735.934 | 0.020806 | 735.934 | 0.046288 | 599.2242 | 0.00024769 | 730.72 | 0.055613 | 736.1829 | 0.0023354 | 596.7006 | 0.083795 | 730.72 | -0.0046433 | 735.934 | 0.16805 | 730.72 | 0.026349 | 735.934 | 0.12729 | 599.2242 | 1.8888 | 599.2242 | 0.44953 | 735.934 | 0.036809 | 736.1829 | 0.024851 | 736.1829 | 0.033948 | 735.934 | 12.4628 | 892.5055 | 0.018474 | 735.934 | 2.4492 | 735.934 | 0.010526 | 891.9467 | 0 | 735.934 | 0.036288 | 895.8652 | 3.7835 | 892.5055 | 3.7992 | 895.8652 | 0.0035921 | 992.039 | 0.25213 | 1217.7318 | 0.3836 | 1030.4341 | 0.011597 | 1135.6786 | 0 | 1134.9199 | 0 | 735.934 | 0.044066 | 736.1829 | 0.24233 | 735.934 | 0.80343 | 735.934 | 0.12619 | 735.934 | 0.48832 | 732.3543 | 0.20354
| 362.3074 | 0 |  |  | 362.3074 | 0.0013844 | 362.3074 | 0.48732 | 596.8189 | 0.012938 | 736.1694 | -0.060542 | 730.9538 | -0.037187 | 596.8189 | 0.019008 | 736.1694 | -0.15122 | 736.1694 | -0.020836 | 736.418 | -0.0185 | 736.1694 | -0.040165 | 736.1694 | -0.026989 | 736.1694 | -0.033336 | 599.3435 | 0.00029841 | 730.95 | -0.056654 | 736.418 | -0.0036776 | 596.8189 | 0.065511 | 730.95 | -0.021224 | 736.1694 | 0.15864 | 730.95 | -0.0086277 | 736.1694 | 0.1212 | 599.3435 | 1.9494 | 599.3435 | 0.48957 | 736.1694 | 0.0022655 | 736.418 | 0.015673 | 736.418 | 0.02991 | 736.1694 | 12.4701 | 892.6732 | 0.02611 | 736.1694 | 2.4501 | 736.1694 | 0.0027848 | 892.1148 | 0.00026087 | 736.1694 | -0.0056639 | 896.0349 | 3.7528 | 892.6732 | 3.8208 | 896.0349 | 0.0036134 | 992.1369 | 0.2527 | 1217.8044 | 0.3828 | 1030.447 | 0.011591 | 1135.7418 | 0 | 1134.983 | 0 | 736.169 | 0.043767 | 736.418 | 0.23616 | 736.1694 | 0.78285 | 736.1694 | 0.10771 | 736.1694 | 0.46978 | 732.5884 | 0.20361
| 362.386 | 0 |  |  | 362.386 | 0.0051246 | 362.386 | 0.5002 | 596.9372 | 0 | 736.4048 | 0.020807 | 731.1891 | 0.012594 | 596.9372 | 0 | 736.4048 | 0.028463 | 736.4048 | 0.0059141 | 736.6532 | 0.01468 | 736.4048 | 0.03408 | 736.4048 | 0.0038434 | 736.4048 | -0.00046406 | 599.4628 | 0.00033655 | 731.19 | 0.033785 | 736.6532 | -0.00050813 | 596.9372 | 0.069063 | 731.19 | -0.017418 | 736.4048 | 0.15775 | 731.19 | 0.0078116 | 736.4048 | 0.11937 | 599.4628 | 1.9806 | 599.4628 | 0.49066 | 736.4048 | 0.025809 | 736.6532 | 0.021569 | 736.6532 | 0.031463 | 736.4048 | 12.4447 | 892.8408 | 0.027124 | 736.4048 | 2.5101 | 736.4048 | 0.011908 | 892.2828 | 0 | 736.4048 | 0.017099 | 896.2045 | 3.7281 | 892.8408 | 3.8373 | 896.2045 | 0.0036348 | 992.2349 | 0.25281 | 1217.8771 | 0.38199 | 1030.4601 | 0.011585 | 1135.805 | 0 | 1135.0461 | 0 | 736.405 | 0.043756 | 736.6532 | 0.23745 | 736.4048 | 0.78675 | 736.4048 | 0.12785 | 736.4048 | 0.48363 | 732.8226 | 0.20285
| 362.4646 | 0 |  |  | 362.4646 | 0.001688 | 362.4646 | 0.48337 | 597.0556 | 0.0059129 | 736.6402 | -0.07975 | 731.4244 | -0.023086 | 597.0556 | 0.014163 | 736.6402 | -0.10405 | 736.6402 | -0.019498 | 736.8883 | -0.018887 | 736.6402 | -0.056977 | 736.6402 | 0.0048712 | 736.6402 | -0.049917 | 599.5821 | 0.00037175 | 731.42 | -0.00051979 | 736.8883 | -0.0079536 | 597.0556 | 0.06457 | 731.42 | 0.0024236 | 736.6402 | 0.15395 | 731.42 | 0.01026 | 736.6402 | 0.11846 | 599.5821 | 2.0298 | 599.5821 | 0.5387 | 736.6402 | -0.012457 | 736.8883 | 0.011806 | 736.8883 | 0.026346 | 736.6402 | 12.3956 | 893.0084 | 0.019222 | 736.6402 | 2.5302 | 736.6402 | 0.0041648 | 892.4509 | 0.00026087 | 736.6402 | -0.0072159 | 896.3742 | 3.6953 | 893.0084 | 3.8589 | 896.3742 | 0.0036846 | 992.3328 | 0.25352 | 1217.9497 | 0.38118 | 1030.473 | 0.01158 | 1135.8682 | 0 | 1135.1092 | 0 | 736.64 | 0.043022 | 736.8883 | 0.23271 | 736.6402 | 0.75986 | 736.6402 | 0.10907 | 736.6402 | 0.45508 | 733.0568 | 0.20215
| 362.5432 | 0 |  |  | 362.5432 | 0.0043231 | 362.5432 | 0.48436 | 597.1739 | 0 | 736.8756 | -0.066732 | 731.6597 | 0.0055501 | 597.1739 | 0 | 736.8756 | 0.0025311 | 736.8756 | -0.0029793 | 737.1235 | 0.017698 | 736.8756 | 0.028134 | 736.8756 | -0.0069122 | 736.8756 | 0.01434 | 599.7014 | 0.00032313 | 731.66 | -0.012994 | 737.1235 | -0.0017069 | 597.1739 | 0.082646 | 731.66 | -0.013613 | 736.8756 | 0.15439 | 731.66 | 0.0064125 | 736.8756 | 0.11922 | 599.7014 | 2.0636 | 599.7014 | 0.53616 | 736.8756 | 0.016685 | 737.1235 | 0.01836 | 737.1235 | 0.027855 | 736.8756 | 12.3294 | 893.1761 | 0.0291 | 736.8756 | 2.558 | 736.8756 | 0.0084555 | 892.619 | 0 | 736.8756 | 0.035658 | 896.5438 | 3.6603 | 893.1761 | 3.8744 | 896.5438 | 0.0036846 | 992.4308 | 0.25498 | 1218.0223 | 0.38037 | 1030.4861 | 0.011575 | 1135.9314 | 0 | 1135.1724 | 0 | 736.876 | 0.042061 | 737.1235 | 0.23143 | 736.8756 | 0.76933 | 736.8756 | 0.12334 | 736.8756 | 0.47191 | 733.291 | 0.20199
| 362.6218 | 0 |  |  | 362.6218 | 0.0030845 | 362.6218 | 0.46804 | 597.2923 | 0.031866 | 737.111 | -0.015565 | 731.895 | -0.024118 | 597.2923 | 0.022353 | 737.111 | -0.12776 | 737.111 | -0.010335 | 737.3587 | -0.032874 | 737.111 | -0.046982 | 737.111 | -0.010282 | 737.111 | -0.052956 | 599.8207 | 0.00031433 | 731.89 | 0.087841 | 737.3586 | -0.0072516 | 597.2923 | 0.062794 | 731.89 | -0.017962 | 737.111 | 0.15556 | 731.89 | -0.012125 | 737.111 | 0.11719 | 599.8207 | 2.1202 | 599.8207 | 0.58275 | 737.111 | -0.025781 | 737.3586 | 0.017196 | 737.3586 | 0.027418 | 737.111 | 12.3465 | 893.3437 | 0.016606 | 737.111 | 2.5979 | 737.111 | 0.0060502 | 892.7871 | 0 | 737.111 | 0.0032691 | 896.7135 | 3.6283 | 893.3437 | 3.8998 | 896.7135 | 0.0037486 | 992.5288 | 0.25553 | 1218.095 | 0.37956 | 1030.499 | 0.011571 | 1135.9946 | 0 | 1135.2355 | 0 | 737.111 | 0.042455 | 737.3587 | 0.22978 | 737.111 | 0.7489 | 737.111 | 0.11778 | 737.111 | 0.45274 | 733.5252 | 0.20196
| 362.7004 | 0 |  |  | 362.7004 | 0.0023801 | 362.7004 | 0.47246 | 597.4107 | 0 | 737.3464 | -0.055176 | 732.1303 | 0.024864 | 597.4107 | 0 | 737.3464 | 0.011485 | 737.3464 | 0.00011252 | 737.5938 | 0.021456 | 737.3464 | 0.026242 | 737.3464 | 0.010298 | 737.3464 | 0.03712 | 599.9401 | 0.00032272 | 732.13 | 0.046258 | 737.5938 | 0.0036568 | 597.4107 | 0.06363 | 732.13 | -0.0049152 | 737.3464 | 0.15388 | 732.13 | -0.0061794 | 737.3464 | 0.10502 | 599.9401 | 2.1495 | 599.9401 | 0.57583 | 737.3464 | 0.02735 | 737.5938 | 0.019985 | 737.5938 | 0.02699 | 737.3464 | 12.283 | 893.5114 | 0.025789 | 737.3464 | 2.6515 | 737.3464 | 0.030893 | 892.9551 | 0 | 737.3464 | 0.02568 | 896.8831 | 3.6012 | 893.5114 | 3.9242 | 896.8831 | 0.0037699 | 992.6268 | 0.25556 | 1218.1677 | 0.37874 | 1030.5121 | 0.011566 | 1136.0579 | 0 | 1135.2986 | 0 | 737.346 | 0.041992 | 737.5938 | 0.21715 | 737.3464 | 0.75926 | 737.3464 | 0.12679 | 737.3464 | 0.46723 | 733.7594 | 0.20191
| 362.779 | 0 |  |  | 362.779 | 0.0029266 | 362.779 | 0.45682 | 597.529 | 0.036167 | 737.5818 | -0.074038 | 732.3656 | -0.0046324 | 597.529 | 0.016399 | 737.5818 | -0.11589 | 737.5819 | -0.018834 | 737.829 | -0.032005 | 737.5818 | -0.054363 | 737.5819 | -0.03423 | 737.5819 | -0.072252 | 600.0594 | 0.00032774 | 732.37 | -0.018192 | 737.829 | -0.0079596 | 597.529 | 0.056003 | 732.37 | -0.016603 | 737.5818 | 0.14933 | 732.37 | -0.0079281 | 737.5819 | 0.11146 | 600.0594 | 2.1974 | 600.0594 | 0.6388 | 737.5819 | -0.0051091 | 737.829 | 0.011044 | 737.829 | 0.022826 | 737.5819 | 12.1961 | 893.679 | 0.02029 | 737.5818 | 2.6937 | 737.5818 | 0.0049324 | 893.1232 | 0 | 737.5818 | 0.004614 | 897.0528 | 3.5706 | 893.679 | 3.9575 | 897.0528 | 0.0038268 | 992.7249 | 0.25589 | 1218.2404 | 0.37793 | 1030.525 | 0.011562 | 1136.1211 | 0 | 1135.3618 | 0 | 737.582 | 0.04166 | 737.829 | 0.22486 | 737.5819 | 0.73988 | 737.5819 | 0.11508 | 737.5819 | 0.44358 | 733.9936 | 0.20237
| 362.8576 | 0 |  |  | 362.8576 | 0.0056346 | 362.8577 | 0.45656 | 597.6474 | 0 | 737.8173 | -0.028167 | 732.601 | 0.020737 | 597.6474 | 0 | 737.8173 | -0.017017 | 737.8173 | -0.00037668 | 738.0642 | 0.018302 | 737.8173 | 0.024321 | 737.8173 | 0.030263 | 737.8173 | 0.027538 | 600.1787 | 0.00032313 | 732.6 | 0.012994 | 738.0642 | 0.00066858 | 597.6474 | 0.059242 | 732.6 | -0.0032843 | 737.8173 | 0.16001 | 732.6 | -0.0086277 | 737.8173 | 0.11496 | 600.1787 | 2.2156 | 600.1787 | 0.65591 | 737.8173 | 0.025175 | 738.0642 | 0.017764 | 738.0642 | 0.026213 | 737.8173 | 12.2212 | 893.8467 | 0.03209 | 737.8173 | 2.7416 | 737.8173 | 0.024399 | 893.2913 | 0 | 737.8173 | 0.034145 | 897.2224 | 3.5344 | 893.8467 | 3.9822 | 897.2224 | 0.0038197 | 992.823 | 0.25633 | 1218.313 | 0.37711 | 1030.5381 | 0.011559 | 1136.1843 | 0 | 1135.4249 | 0 | 737.817 | 0.040702 | 738.0642 | 0.22453 | 737.8173 | 0.74544 | 737.8173 | 0.12649 | 737.8173 | 0.46126 | 734.2279 | 0.20185
| 362.9363 | 0 |  |  | 362.9363 | 0.002283 | 362.9363 | 0.44041 | 597.7658 | 0.020723 | 738.0527 | -0.018368 | 732.8363 | -0.029462 | 597.7658 | 0.023213 | 738.0527 | -0.12655 | 738.0527 | -0.010126 | 738.2994 | -0.01815 | 738.0527 | -0.055289 | 738.0527 | -0.0082057 | 738.0527 | -0.063876 | 600.298 | 0.00032313 | 732.84 | -0.10863 | 738.2994 | -0.0078956 | 597.7658 | 0.050047 | 732.84 | -0.020951 | 738.0527 | 0.14788 | 732.84 | -0.022269 | 738.0527 | 0.11217 | 600.298 | 2.2618 | 600.298 | 0.71487 | 738.0527 | -0.0031991 | 738.2994 | 0.012357 | 738.2994 | 0.022673 | 738.0527 | 12.1909 | 894.0143 | 0.021197 | 738.0527 | 2.7701 | 738.0527 | 0.014439 | 893.4594 | 0.00026087 | 738.0527 | 0.0014631 | 897.3921 | 3.5023 | 894.0143 | 4.0067 | 897.3921 | 0.0038766 | 992.9211 | 0.2571 | 1218.3857 | 0.37629 | 1030.5511 | 0.011556 | 1136.2476 | 0 | 1135.488 | 0 | 738.053 | 0.041682 | 738.2994 | 0.22588 | 738.0527 | 0.73237 | 738.0527 | 0.10967 | 738.0527 | 0.4342 | 734.4621 | 0.20153
| 363.0149 | 0 |  |  | 363.0149 | 0.0058411 | 363.0149 | 0.44914 | 597.8842 | 0 | 738.2882 | 0.010431 | 733.0717 | 0.017911 | 597.8842 | 0 | 738.2882 | 0.0088088 | 738.2882 | 0.0048082 | 738.5347 | 0.021293 | 738.2882 | 0.043372 | 738.2882 | 0.0047068 | 738.2882 | 0.0036035 | 600.4173 | 0.00034954 | 733.07 | -0.0015593 | 738.5347 | 0.0035573 | 597.8842 | 0.063421 | 733.07 | -0.0046433 | 738.2882 | 0.15314 | 733.07 | 0.016555 | 738.2882 | 0.11263 | 600.4173 | 2.2829 | 600.4173 | 0.7429 | 738.2882 | 0.02753 | 738.5347 | 0.0188 | 738.5347 | 0.023312 | 738.2882 | 12.1275 | 894.182 | 0.030862 | 738.2882 | 2.8433 | 738.2882 | 0.02422 | 893.6275 | 0 | 738.2882 | 0.028432 | 897.5618 | 3.4764 | 894.182 | 4.0219 | 897.5618 | 0.0038837 | 993.0192 | 0.25744 | 1218.4585 | 0.37546 | 1030.5641 | 0.011553 | 1136.3108 | 0 | 1135.5513 | 0 | 738.288 | 0.041053 | 738.5347 | 0.22526 | 738.2882 | 0.73958 | 738.2882 | 0.12364 | 738.2882 | 0.4651 | 734.6964 | 0.20175
| 363.0935 | 0 |  |  | 363.0935 | 0.0059989 | 363.0935 | 0.43636 | 598.0026 | 0.016802 | 738.5237 | -0.081836 | 733.3071 | -0.0095346 | 598.0026 | 0.01938 | 738.5237 | -0.07841 | 738.5237 | -0.019773 | 738.7699 | -0.021211 | 738.5237 | -0.055554 | 738.5237 | -0.029622 | 738.5237 | -0.080391 | 600.5367 | 0.00042079 | 733.31 | 0.00051979 | 738.7699 | -0.007551 | 598.0026 | 0.058719 | 733.31 | -0.014429 | 738.5237 | 0.15635 | 733.31 | 0.0032645 | 738.5237 | 0.10902 | 600.5367 | 2.3305 | 600.5367 | 0.78294 | 738.5237 | -0.0025632 | 738.7699 | 0.010564 | 738.7699 | 0.01883 | 738.5237 | 12.0831 | 894.3496 | 0.023547 | 738.5237 | 2.8644 | 738.5237 | 0.01095 | 893.7956 | 0 | 738.5237 | 0.003815 | 897.7315 | 3.4458 | 894.3496 | 4.0488 | 897.7315 | 0.0039904 | 993.1173 | 0.2576 | 1218.5311 | 0.37463 | 1030.5771 | 0.01155 | 1136.374 | 0 | 1135.6144 | 0 | 738.524 | 0.040425 | 738.7699 | 0.21921 | 738.5237 | 0.7175 | 738.5237 | 0.11207 | 738.5237 | 0.42504 | 734.9306 | 0.20001
| 363.1721 | 0 |  |  | 363.1721 | 0.0064968 | 363.1721 | 0.43436 | 598.121 | 0.0010555 | 738.7591 | 0.11308 | 733.5424 | 0.02831 | 598.121 | 0 | 738.7591 | 0.03315 | 738.7591 | 0.010285 | 739.0051 | 0.030103 | 738.7591 | 0.026326 | 738.7591 | 0.01467 | 738.7591 | 0.040919 | 600.656 | 0.00037636 | 733.54 | -0.026508 | 739.0051 | 0.0059182 | 598.121 | 0.051196 | 733.54 | 0.0054135 | 738.7591 | 0.15385 | 733.54 | 0.00011659 | 738.7591 | 0.11755 | 600.656 | 2.3513 | 600.656 | 0.80442 | 738.7591 | 0.024596 | 739.0051 | 0.022835 | 739.0051 | 0.026786 | 738.7591 | 11.9873 | 894.5173 | 0.025789 | 738.7591 | 2.9185 | 738.7591 | 0.025836 | 893.9637 | 0 | 738.7591 | 0.021752 | 897.9012 | 3.4117 | 894.5173 | 4.0756 | 897.9012 | 0.0040545 | 993.2155 | 0.25811 | 1218.6039 | 0.3738 | 1030.5901 | 0.011548 | 1136.4374 | 0 | 1135.6776 | 0 | 738.759 | 0.039943 | 739.0051 | 0.22629 | 738.7591 | 0.7211 | 738.7591 | 0.12184 | 738.7591 | 0.45721 | 735.1649 | 0.2006
| 363.2507 | 0 |  |  | 363.2507 | 0.0022344 | 363.2507 | 0.42285 | 598.2394 | 0.0094255 | 738.9946 | -0.076949 | 733.7778 | -0.024402 | 598.2394 | 0.017517 | 738.9946 | -0.12135 | 738.9946 | -0.014801 | 739.2404 | -0.031302 | 738.9946 | -0.053995 | 738.9946 | -0.027993 | 738.9946 | -0.089852 | 600.7753 | 0.00035792 | 733.78 | -0.033785 | 739.2404 | -0.0070359 | 598.2394 | 0.059869 | 733.78 | -0.023942 | 738.9946 | 0.14097 | 733.78 | -0.0030314 | 738.9946 | 0.10928 | 600.7753 | 2.4034 | 600.7753 | 0.80624 | 738.9946 | -0.021022 | 739.2404 | 0.013025 | 739.2404 | 0.018875 | 738.9946 | 11.9761 | 894.685 | 0.024241 | 738.9946 | 2.9334 | 738.9946 | -0.0064054 | 894.1318 | 0 | 738.9946 | 0.0046166 | 898.0708 | 3.3827 | 894.685 | 4.1056 | 898.0708 | 0.0041754 | 993.3137 | 0.25849 | 1218.6766 | 0.37296 | 1030.6031 | 0.011547 | 1136.5006 | 0 | 1135.7408 | 0 | 738.995 | 0.040264 | 739.2404 | 0.21443 | 738.9946 | 0.70338 | 738.9946 | 0.10832 | 738.9946 | 0.41886 | 735.3992 | 0.19939
| 363.3294 | 0 |  |  | 363.3294 | 0.0022466 | 363.3294 | 0.42469 | 598.3579 | 0 | 739.2301 | 0.015988 | 734.0132 | 0.017696 | 598.3579 | 0 | 739.2301 | 0.0047493 | 739.2301 | 0.0095059 | 739.4756 | 0.017832 | 739.2301 | 0.034214 | 739.2301 | 0.031522 | 739.2301 | 0.023998 | 600.8946 | 0.00028206 | 734.01 | -0.006757 | 739.4756 | 0.0042553 | 598.3579 | 0.056525 | 734.01 | -0.027475 | 739.2301 | 0.15434 | 734.01 | 0.0092106 | 739.2301 | 0.11724 | 600.8946 | 2.4239 | 600.8946 | 0.82116 | 739.2301 | 0.041963 | 739.4756 | 0.018346 | 739.4756 | 0.021837 | 739.2301 | 11.7932 | 894.8526 | 0.030328 | 739.2301 | 3.0073 | 739.2301 | 0.038355 | 894.2999 | 0 | 739.2301 | 0.03216 | 898.2405 | 3.3548 | 894.8526 | 4.1142 | 898.2405 | 0.0042038 | 993.4119 | 0.25886 | 1218.7494 | 0.37212 | 1030.6161 | 0.011545 | 1136.5638 | 0 | 1135.804 | 0 | 739.23 | 0.039987 | 739.4756 | 0.21913 | 739.2301 | 0.71359 | 739.2301 | 0.12484 | 739.2301 | 0.44336 | 735.6335 | 0.1991
| 363.408 | 0 |  |  | 363.408 | 0.0010014 | 363.408 | 0.40966 | 598.4763 | 0.007318 | 739.4656 | -0.021969 | 734.2486 | -0.029626 | 598.4763 | 0.016026 | 739.4656 | -0.077991 | 739.4656 | -0.017414 | 739.7109 | -0.0093038 | 739.4656 | -0.055549 | 739.4656 | -0.0018935 | 739.4656 | -0.055553 | 601.014 | 0.00030553 | 734.25 | -0.040022 | 739.7109 | -0.0026504 | 598.4763 | 0.063107 | 734.25 | -0.003828 | 739.4656 | 0.13794 | 734.25 | -0.010377 | 739.4656 | 0.10867 | 601.014 | 2.4658 | 601.014 | 0.80878 | 739.4656 | -0.012746 | 739.7109 | 0.0093411 | 739.7109 | 0.017217 | 739.4656 | 11.8002 | 895.0203 | 0.02627 | 739.4656 | 3.0345 | 739.4656 | 0.016405 | 894.468 | 0.00078262 | 739.4656 | 0.00078564 | 898.4102 | 3.3252 | 895.0203 | 4.124 | 898.4102 | 0.0042821 | 993.5101 | 0.25914 | 1218.8221 | 0.37128 | 1030.6291 | 0.011544 | 1136.6272 | 0 | 1135.8672 | 0 | 739.466 | 0.03953 | 739.7109 | 0.21432 | 739.4656 | 0.69091 | 739.4656 | 0.10171 | 739.4656 | 0.41652 | 735.8678 | 0.19856
| 363.4866 | 0 |  |  | 363.4866 | 0.0042624 | 363.4866 | 0.41872 | 598.5947 | 0 | 739.7011 | -0.0057865 | 734.484 | 0.023001 | 598.5947 | 0 | 739.7011 | 0.0065863 | 739.7011 | 0.0097416 | 739.9462 | 0.020904 | 739.7011 | 0.037449 | 739.7011 | 0.0051396 | 739.7011 | 0.031325 | 601.1333 | 0.00027913 | 734.48 | -0.063932 | 739.9462 | 0.0013003 | 598.5947 | 0.069272 | 734.48 | 0.0051416 | 739.7011 | 0.14863 | 734.48 | -0.018421 | 739.7011 | 0.10456 | 601.1333 | 2.4841 | 601.1333 | 0.82771 | 739.7011 | 0.024822 | 739.9462 | 0.017749 | 739.9462 | 0.019774 | 739.7011 | 11.6946 | 895.188 | 0.028085 | 739.7011 | 3.1097 | 739.7011 | 0.026794 | 894.6361 | 0 | 739.7011 | 0.056038 | 898.5799 | 3.2917 | 895.188 | 4.1219 | 898.5799 | 0.0042821 | 993.6083 | 0.25953 | 1218.8949 | 0.37044 | 1030.6421 | 0.011544 | 1136.6904 | 0 | 1135.9304 | 0 | 739.701 | 0.038921 | 739.9462 | 0.21102 | 739.7011 | 0.70578 | 739.7011 | 0.11508 | 739.7011 | 0.43378 | 736.1021 | 0.19816
| 363.5653 | 0 |  |  | 363.5653 | 0.004906 | 363.5653 | 0.40941 | 598.7132 | 0.015397 | 739.9367 | -0.058618 | 734.7195 | -0.019509 | 598.7132 | 0.016026 | 739.9367 | -0.032921 | 739.9367 | -0.013784 | 740.1815 | -0.018713 | 739.9367 | -0.057704 | 739.9367 | -0.022406 | 739.9367 | -0.063594 | 601.2527 | 0.00027913 | 734.72 | 0.029627 | 740.1815 | -0.0078505 | 598.7132 | 0.059555 | 734.72 | -0.005187 | 739.9367 | 0.13812 | 734.72 | -0.012825 | 739.9367 | 0.10177 | 601.2527 | 2.5417 | 601.2527 | 0.80514 | 739.9367 | -0.01324 | 740.1815 | 0.0082845 | 740.1815 | 0.015608 | 739.9367 | 11.5462 | 895.3556 | 0.015858 | 739.9367 | 3.1337 | 739.9367 | 0.027543 | 894.8042 | 0 | 739.9367 | -0.0049702 | 898.7496 | 3.2624 | 895.3556 | 4.1333 | 898.7496 | 0.0043319 | 993.7065 | 0.26003 | 1218.9677 | 0.3696 | 1030.6552 | 0.011543 | 1136.7538 | 0 | 1135.9936 | 0 | 739.937 | 0.039229 | 740.1815 | 0.20691 | 739.9367 | 0.68355 | 739.9367 | 0.10576 | 739.9367 | 0.41567 | 736.3364 | 0.19806
| 363.6439 | 0 |  |  | 363.6439 | 0.0045295 | 363.6439 | 0.41253 | 598.8316 | 0 | 740.1722 | 0.010014 | 734.9549 | 0.018202 | 598.8316 | 0 | 740.1722 | -0.047087 | 740.1722 | 0.0019808 | 740.4168 | 0.010179 | 740.1722 | 0.033449 | 740.1722 | 0.0022085 | 740.1722 | 0.020209 | 601.372 | 0.00029296 | 734.95 | -0.099278 | 740.4168 | 0.00056128 | 598.8316 | 0.066973 | 734.95 | 0.02444 | 740.1722 | 0.14179 | 734.95 | -0.0093273 | 740.1722 | 0.1108 | 601.372 | 2.5755 | 601.372 | 0.83463 | 740.1722 | 0.013697 | 740.4168 | 0.013878 | 740.4168 | 0.018957 | 740.1722 | 11.4895 | 895.5233 | 0.024615 | 740.1722 | 3.1802 | 740.1722 | 0.033688 | 894.9723 | 0 | 740.1722 | 0.051366 | 898.9193 | 3.2367 | 895.5233 | 4.1428 | 898.9193 | 0.0043603 | 993.8048 | 0.26019 | 1219.0404 | 0.36875 | 1030.6682 | 0.011543 | 1136.8171 | 0 | 1136.0569 | 0 | 740.172 | 0.038531 | 740.4168 | 0.21187 | 740.1722 | 0.68986 | 740.1722 | 0.11943 | 740.1722 | 0.43314 | 736.5707 | 0.19824
| 363.7225 | 0 |  |  | 363.7225 | 0.004991 | 363.7225 | 0.40071 | 598.9501 | 0.010831 | 740.4077 | -0.014971 | 735.1903 | -0.027916 | 598.9501 | 0.032025 | 740.4077 | -0.045373 | 740.4077 | -0.01066 | 740.6521 | -0.032445 | 740.4077 | -0.050681 | 740.4077 | -0.026518 | 740.4077 | -0.073967 | 601.4913 | 0.00034451 | 735.19 | -0.070168 | 740.6521 | -0.0050495 | 598.9501 | 0.047749 | 735.19 | -0.0046433 | 740.4077 | 0.14239 | 735.19 | -0.013525 | 740.4077 | 0.10537 | 601.4913 | 2.6289 | 601.4913 | 0.80005 | 740.4077 | -0.020405 | 740.6521 | 0.010488 | 740.6521 | 0.014766 | 740.4077 | 11.3821 | 895.691 | 0.018207 | 740.4077 | 3.2144 | 740.4077 | 0.028599 | 895.1404 | 0 | 740.4077 | -0.0055463 | 899.089 | 3.2074 | 895.691 | 4.1708 | 899.089 | 0.004467 | 993.9031 | 0.26036 | 1219.1133 | 0.3679 | 1030.6812 | 0.011544 | 1136.8804 | 0 | 1136.1201 | 0 | 740.408 | 0.037947 | 740.6521 | 0.20739 | 740.4077 | 0.67709 | 740.4077 | 0.076317 | 740.4077 | 0.40587 | 736.8051 | 0.19731
| 363.8012 | 0 |  |  | 363.8012 | 0.0035702 | 363.8012 | 0.40033 | 599.0686 | 0 | 740.6433 | 0.01295 | 735.4258 | 0.015693 | 599.0686 | 0 | 740.6433 | 0.030121 | 740.6433 | 0.0032427 | 740.8874 | 0.0071851 | 740.6433 | 0.035666 | 740.6433 | 0.017158 | 740.6433 | 0.044335 | 601.6107 | 0.00036882 | 735.43 | -0.0036384 | 740.8874 | 0.002213 | 599.0686 | 0.079407 | 735.43 | -0.015244 | 740.6433 | 0.14686 | 735.43 | -0.010726 | 740.6433 | 0.10187 | 601.6107 | 2.6605 | 601.6107 | 0.84773 | 740.6433 | 0.027386 | 740.8874 | 0.015912 | 740.8874 | 0.017676 | 740.6433 | 11.3793 | 895.8587 | 0.025736 | 740.6433 | 3.3009 | 740.6433 | 0.026195 | 895.3085 | 0 | 740.6433 | 0.041573 | 899.2587 | 3.1744 | 895.8587 | 4.1972 | 899.2587 | 0.0044812 | 994.0014 | 0.26038 | 1219.186 | 0.36704 | 1030.6942 | 0.011545 | 1136.9437 | 0 | 1136.1834 | 0 | 740.643 | 0.037672 | 740.8874 | 0.20926 | 740.6433 | 0.67994 | 740.6433 | 0.13671 | 740.6433 | 0.41993 | 737.0394 | 0.19733
| 363.8798 | 0 |  |  | 363.8798 | 0.0058046 | 363.8798 | 0.39272 | 599.187 | 0.013992 | 740.8788 | -0.10282 | 735.6612 | -0.034384 | 599.187 | 0.030091 | 740.8788 | -0.089975 | 740.8788 | -0.022724 | 741.1227 | -0.016688 | 740.8788 | -0.058645 | 740.8788 | -0.028284 | 740.8788 | -0.00082275 | 601.73 | 0.00036714 | 735.66 | -0.018192 | 741.1227 | -0.0099063 | 599.187 | 0.062481 | 735.66 | 0.011393 | 740.8788 | 0.13562 | 735.66 | -0.00093273 | 740.8788 | 0.10471 | 601.73 | 2.7194 | 601.73 | 0.82371 | 740.8788 | -0.004029 | 741.1227 | 0.0043708 | 741.1227 | 0.011235 | 740.8788 | 11.1868 | 896.0263 | 0.018955 | 740.8788 | 3.3109 | 740.8788 | 0.033008 | 895.4767 | 0 | 740.8788 | 0.0035051 | 899.4284 | 3.144 | 896.0263 | 4.2293 | 899.4284 | 0.0045381 | 994.0998 | 0.26066 | 1219.2588 | 0.36619 | 1030.7072 | 0.011546 | 1137.0071 | 0 | 1136.2466 | 0 | 740.879 | 0.03718 | 741.1227 | 0.20166 | 740.8788 | 0.65711 | 740.8788 | 0.0981 | 740.8788 | 0.39671 | 737.2738 | 0.19682
| 363.9585 | 0 |  |  | 363.9585 | 0.0048696 | 363.9585 | 0.40072 | 599.3055 | 0 | 741.1144 | -0.0084215 | 735.8967 | 0.023092 | 599.3055 | 0 | 741.1144 | 0.03984 | 741.1144 | 0.0027996 | 741.3581 | 0.003685 | 741.1144 | 0.032972 | 741.1144 | 0.018185 | 741.1144 | 0.03101 | 601.8494 | 0.00038265 | 735.9 | 0.04314 | 741.3581 | 0.00014084 | 599.3055 | 0.062794 | 735.9 | -0.0060024 | 741.1144 | 0.14195 | 735.9 | 0.020404 | 741.1144 | 0.10588 | 601.8494 | 2.7532 | 601.8494 | 0.87867 | 741.1144 | 0.0075311 | 741.3581 | 0.012532 | 741.3581 | 0.016494 | 741.1144 | 11.0697 | 896.194 | 0.040633 | 741.1144 | 3.396 | 741.1144 | 0.027799 | 895.6448 | 0 | 741.1144 | 0.03931 | 899.5982 | 3.1161 | 896.194 | 4.2497 | 899.5982 | 0.0045595 | 994.1981 | 0.26168 | 1219.3317 | 0.36533 | 1030.7202 | 0.011548 | 1137.0704 | 0 | 1136.3098 | 0 | 741.114 | 0.036734 | 741.3581 | 0.20412 | 741.1144 | 0.67108 | 741.1144 | 0.11267 | 741.1144 | 0.41482 | 737.5081 | 0.19666
| 364.0371 | 0 |  |  | 364.0371 | 0.0055496 | 364.0371 | 0.38316 | 599.424 | 0.023069 | 741.35 | -0.090749 | 736.1321 | -0.034447 | 599.424 | 0.020871 | 741.35 | -0.13009 | 741.35 | -0.017596 | 741.5934 | -0.035664 | 741.35 | -0.056975 | 741.35 | -0.044417 | 741.35 | -0.053965 | 601.9688 | 0.00040696 | 736.13 | -0.066009 | 741.5934 | -0.0076081 | 599.424 | 0.071153 | 736.13 | -0.0087205 | 741.35 | 0.1308 | 736.13 | -0.013874 | 741.35 | 0.098066 | 601.9688 | 2.7981 | 601.9688 | 0.85283 | 741.35 | -0.011079 | 741.5934 | 0.0037232 | 741.5934 | 0.010657 | 741.35 | 11.0162 | 896.3617 | 0.021785 | 741.35 | 3.4119 | 741.35 | 0.037722 | 895.8129 | 0 | 741.35 | -0.0013662 | 899.7679 | 3.0831 | 896.3617 | 4.2788 | 899.7679 | 0.0046733 | 994.2965 | 0.26266 | 1219.4044 | 0.36447 | 1030.7333 | 0.01155 | 1137.1338 | 0 | 1136.373 | 0 | 741.35 | 0.037077 | 741.5934 | 0.19381 | 741.35 | 0.66026 | 741.35 | 0.10201 | 741.35 | 0.38691 | 737.7425 | 0.1961
| 364.1158 | 0 |  |  | 364.1158 | 0.0039345 | 364.1158 | 0.38268 | 599.5425 | 0 | 741.5856 | 0.021633 | 736.3676 | 0.024225 | 599.5425 | 0 | 741.5856 | 0.060218 | 741.5856 | 0.012701 | 741.8288 | 0.02939 | 741.5856 | 0.018365 | 741.5856 | -0.0017517 | 741.5856 | 0.016923 | 602.0881 | 0.00036505 | 736.37 | -0.0077966 | 741.8288 | 0.0039044 | 599.5425 | 0.047644 | 736.37 | 0.0075879 | 741.5856 | 0.14068 | 736.37 | 0.017256 | 741.5856 | 0.10182 | 602.0881 | 2.8307 | 602.0881 | 0.88267 | 741.5856 | 0.017641 | 741.8288 | 0.014551 | 741.8288 | 0.01643 | 741.5856 | 10.7985 | 896.5294 | 0.027765 | 741.5856 | 3.4824 | 741.5856 | 0.046185 | 895.9811 | 0 | 741.5856 | 0.030809 | 899.9376 | 3.049 | 896.5294 | 4.3062 | 899.9376 | 0.0047231 | 994.3949 | 0.26296 | 1219.4773 | 0.3636 | 1030.7462 | 0.011553 | 1137.1971 | 0 | 1136.4363 | 0 | 741.586 | 0.03685 | 741.8288 | 0.20137 | 741.5856 | 0.65816 | 741.5856 | 0.11733 | 741.5856 | 0.41247 | 737.9769 | 0.19617
| 364.1944 | 0 |  |  | 364.1944 | 0.0029873 | 364.1944 | 0.37279 | 599.661 | 0.0217 | 741.8212 | -0.058281 | 736.6031 | -0.040021 | 599.661 | 0.036109 | 741.8212 | -0.082451 | 741.8212 | -0.017759 | 742.0641 | -0.017765 | 741.8212 | -0.055876 | 741.8212 | -0.017589 | 741.8212 | -0.041067 | 602.2075 | 0.00032774 | 736.6 | -0.02339 | 742.0641 | -0.0085462 | 599.661 | 0.055689 | 736.6 | -0.014156 | 741.8212 | 0.13138 | 736.6 | -0.0023318 | 741.8212 | 0.098472 | 602.2075 | 2.8831 | 602.2075 | 0.88558 | 741.8212 | -0.0035056 | 742.0641 | 0.0049428 | 742.0641 | 0.011691 | 741.8212 | 10.6951 | 896.6971 | 0.027017 | 741.8212 | 3.5191 | 741.8212 | 0.025294 | 896.1492 | 0 | 741.8212 | -0.0061391 | 900.1073 | 3.0182 | 896.6971 | 4.344 | 900.1073 | 0.0048084 | 994.4933 | 0.26254 | 1219.5502 | 0.36274 | 1030.7593 | 0.011556 | 1137.2605 | 0 | 1136.4996 | 0 | 741.821 | 0.037368 | 742.0641 | 0.19609 | 741.8212 | 0.64719 | 741.8212 | 0.10907 | 741.8212 | 0.38754 | 738.2113 | 0.1952
| 364.2731 | 0 |  |  | 364.2731 | 0.007359 | 364.2731 | 0.37342 | 599.7795 | 0 | 742.0568 | -0.025405 | 736.8386 | 0.0030349 | 599.7795 | 0 | 742.0568 | 0.025732 | 742.0568 | 0.006748 | 742.2995 | 0.0066838 | 742.0568 | 0.029534 | 742.0568 | 0.031099 | 742.0568 | -0.006367 | 602.3268 | 0.00031685 | 736.84 | 0.028587 | 742.2995 | -0.00080335 | 599.7795 | 0.055062 | 736.84 | -0.0095359 | 742.0568 | 0.13548 | 736.84 | -0.00058295 | 742.0568 | 0.10294 | 602.3268 | 2.9254 | 602.3268 | 0.87831 | 742.0568 | 0.016266 | 742.2995 | 0.010757 | 742.2995 | 0.013869 | 742.0568 | 10.5265 | 896.8648 | 0.026644 | 742.0568 | 3.6004 | 742.0568 | 0.041814 | 896.3174 | 0.00017392 | 742.0568 | 0.037976 | 900.2771 | 2.9948 | 896.8648 | 4.3767 | 900.2771 | 0.0048582 | 994.5917 | 0.26251 | 1219.6229 | 0.36187 | 1030.7722 | 0.01156 | 1137.3238 | 0 | 1136.5629 | 0 | 742.057 | 0.036064 | 742.2995 | 0.19755 | 742.0568 | 0.6544 | 742.0568 | 0.11147 | 742.0568 | 0.41801 | 738.4457 | 0.19543
| 364.3517 | 0 |  |  | 364.3517 | 0.0032059 | 364.3517 | 0.35498 | 599.898 | 0.0059129 | 742.2924 | -0.042094 | 737.0741 | -0.02266 | 599.898 | 0.011554 | 742.2924 | -0.079886 | 742.2924 | -0.019791 | 742.5349 | -0.030974 | 742.2924 | -0.052181 | 742.2924 | -0.0038034 | 742.2924 | -0.022945 | 602.4462 | 0.00037636 | 737.07 | -0.0046779 | 742.5349 | -0.0050586 | 599.898 | 0.055689 | 737.07 | -0.006546 | 742.2924 | 0.13589 | 737.07 | -0.014924 | 742.2924 | 0.099689 | 602.4462 | 2.9859 | 602.4462 | 0.88631 | 742.2924 | -0.011837 | 742.5349 | 0.0096199 | 742.5349 | 0.011301 | 742.2924 | 10.4612 | 897.0325 | 0.025469 | 742.2924 | 3.641 | 742.2924 | 0.032772 | 896.4855 | 0.00026087 | 742.2924 | 0.012786 | 900.4468 | 2.9674 | 897.0325 | 4.4088 | 900.4468 | 0.0049009 | 994.6902 | 0.2634 | 1219.6958 | 0.361 | 1030.7853 | 0.011564 | 1137.3872 | 0 | 1136.6262 | 0 | 742.292 | 0.035873 | 742.5349 | 0.19748 | 742.2924 | 0.63322 | 742.2924 | 0.1005 | 742.2924 | 0.37966 | 738.6801 | 0.19451
| 364.4304 | 0 |  |  | 364.4304 | 0.0013722 | 364.4304 | 0.36645 | 600.0166 | 0 | 742.528 | 0.022215 | 737.3096 | 0.012929 | 600.0166 | 0 | 742.528 | -0.013862 | 742.528 | 0.0046871 | 742.7703 | -0.00072107 | 742.528 | 0.026604 | 742.528 | -0.013049 | 742.528 | 0.023326 | 602.5656 | 0.00038516 | 737.31 | 0.071209 | 742.7703 | 0.00025043 | 600.0166 | 0.06875 | 737.31 | -0.010895 | 742.528 | 0.13974 | 737.31 | -0.00058295 | 742.528 | 0.10223 | 602.5656 | 3.035 | 602.5656 | 0.84081 | 742.528 | 0.032287 | 742.7703 | 0.012542 | 742.7703 | 0.012104 | 742.528 | 10.2006 | 897.2002 | 0.029473 | 742.528 | 3.7054 | 742.528 | 0.056459 | 896.6536 | 0.00017392 | 742.528 | 0.054324 | 900.6165 | 2.9375 | 897.2002 | 4.4283 | 900.6165 | 0.0048796 | 994.7886 | 0.26404 | 1219.7687 | 0.36012 | 1030.7983 | 0.011569 | 1137.4506 | 0 | 1136.6895 | 0 | 742.528 | 0.035634 | 742.7703 | 0.19649 | 742.528 | 0.64193 | 742.528 | 0.10817 | 742.528 | 0.40288 | 738.9145 | 0.19524
| 364.5091 | 0 |  |  | 364.5091 | 0.00044853 | 364.5091 | 0.34979 | 600.1351 | 0.018207 | 742.7636 | -0.026301 | 737.5452 | -0.028423 | 600.1351 | 0.03439 | 742.7636 | -0.15975 | 742.7636 | -0.010359 | 743.0057 | -0.010856 | 742.7636 | -0.052021 | 742.7636 | -0.02055 | 742.7636 | -0.047905 | 602.6849 | 0.00042037 | 737.55 | 0.02235 | 743.0057 | -0.0050765 | 600.1351 | 0.060495 | 737.55 | -0.0030125 | 742.7636 | 0.13004 | 737.55 | -0.032062 | 742.7636 | 0.099334 | 602.6849 | 3.0998 | 602.6849 | 0.85865 | 742.7636 | -0.018495 | 743.0057 | 0.0049322 | 743.0057 | 0.010182 | 742.7636 | 10.1193 | 897.3679 | 0.015591 | 742.7636 | 3.7517 | 742.7636 | 0.031852 | 896.8218 | 0 | 742.7636 | 0.0051817 | 900.7863 | 2.9127 | 897.3679 | 4.4491 | 900.7863 | 0.0049578 | 994.8871 | 0.26388 | 1219.8416 | 0.35925 | 1030.8113 | 0.011574 | 1137.5139 | 0 | 1136.7528 | 0 | 742.764 | 0.03556 | 743.0057 | 0.19242 | 742.7636 | 0.62511 | 742.7636 | 0.095396 | 742.7636 | 0.3771 | 739.1489 | 0.19355
| 364.5877 | 0 |  |  | 364.5877 | 0.0051974 | 364.5877 | 0.35083 | 600.2536 | 0 | 742.9993 | 0.0011713 | 737.7807 | 0.032181 | 600.2536 | 0 | 742.9993 | -0.016737 | 742.9993 | 0.0015665 | 743.2411 | 0.0075445 | 742.9993 | 0.017927 | 742.9993 | -0.0045428 | 742.9993 | 0.049073 | 602.8043 | 0.00035415 | 737.78 | -0.021311 | 743.2411 | 0.00084661 | 600.2536 | 0.058928 | 737.78 | 0.00052096 | 742.9993 | 0.13349 | 737.78 | 0.0043138 | 742.9993 | 0.099639 | 602.8043 | 3.1411 | 602.8043 | 0.80551 | 742.9993 | 0.010963 | 743.2411 | 0.011223 | 743.2411 | 0.013285 | 742.9993 | 9.9629 | 897.5356 | 0.024294 | 742.9993 | 3.8203 | 742.9993 | 0.063952 | 896.99 | 0.00017392 | 742.9993 | 0.041886 | 900.956 | 2.8912 | 897.5356 | 4.4609 | 900.956 | 0.0050218 | 994.9856 | 0.26362 | 1219.9144 | 0.35837 | 1030.8243 | 0.01158 | 1137.5774 | 0 | 1136.816 | 0 | 742.999 | 0.034931 | 743.2411 | 0.19245 | 742.9993 | 0.63712 | 742.9993 | 0.10546 | 742.9993 | 0.39969 | 739.3834 | 0.1941
| 364.6664 | 0 |  |  | 364.6664 | 0.0051974 | 364.6664 | 0.3472 | 600.3722 | 0 | 743.2349 | -0.032542 | 738.0162 | -0.035621 | 600.3722 | 0.031595 | 743.2349 | -0.067018 | 743.2349 | -0.018483 | 743.4765 | -0.019646 | 743.2349 | -0.046495 | 743.2349 | -0.038248 | 743.2349 | -0.04945 | 602.9237 | 0.00034451 | 738.02 | 0.060813 | 743.4765 | -0.0058701 | 600.3722 | 0.050047 | 738.02 | -0.0060024 | 743.2349 | 0.126 | 738.02 | -0.0026815 | 743.2349 | 0.095631 | 602.9237 | 3.2007 | 602.9237 | 0.83062 | 743.2349 | -0.0033378 | 743.4765 | 0.0032763 | 743.4765 | 0.0093775 | 743.2349 | 9.812 | 897.7033 | 0.02077 | 743.2349 | 3.854 | 743.2349 | 0.037999 | 897.1581 | 0 | 743.2349 | 0.0060259 | 901.1258 | 2.8622 | 897.7033 | 4.4882 | 901.1258 | 0.0051143 | 995.0842 | 0.26382 | 1219.9873 | 0.35748 | 1030.8373 | 0.011586 | 1137.6408 | 0 | 1136.8794 | 0 | 743.235 | 0.034992 | 743.4765 | 0.18926 | 743.2349 | 0.61399 | 743.2349 | 0.095396 | 743.2349 | 0.38456 | 739.6178 | 0.1925
| 364.745 | 0 |  |  | 364.745 | 0.0061932 | 364.7451 | 0.34464 | 600.4907 | 0 | 743.4706 | 0.039272 | 738.2518 | 0.027827 | 600.4907 | 0 | 743.4706 | 0.013721 | 743.4706 | 0.0027735 | 743.712 | 0.030452 | 743.4706 | 0.025322 | 743.4706 | 0.014008 | 743.4706 | 0.046885 | 603.043 | 0.00026446 | 738.25 | 0.010915 | 743.7119 | 0.0033919 | 600.4907 | 0.068436 | 738.25 | -0.0011099 | 743.4706 | 0.13295 | 738.25 | -0.0089774 | 743.4706 | 0.096442 | 603.043 | 3.2479 | 603.043 | 0.81206 | 743.4706 | 0.019335 | 743.7119 | 0.011591 | 743.7119 | 0.010884 | 743.4706 | 9.6055 | 897.871 | 0.028512 | 743.4706 | 3.9364 | 743.4706 | 0.053647 | 897.3263 | 0.00017392 | 743.4706 | 0.050291 | 901.2956 | 2.8318 | 897.871 | 4.5068 | 901.2956 | 0.0051925 | 995.1827 | 0.26471 | 1220.0603 | 0.3566 | 1030.8503 | 0.011593 | 1137.7041 | 0 | 1136.9427 | 0 | 743.471 | 0.034668 | 743.712 | 0.19157 | 743.4706 | 0.62075 | 743.4706 | 0.10516 | 743.4706 | 0.38882 | 739.8523 | 0.19317
| 364.8237 | 0 |  |  | 364.8237 | 0.0017122 | 364.8237 | 0.33413 | 600.6093 | 0.028738 | 743.7062 | -0.073681 | 738.4873 | 0.00035475 | 600.6093 | 0.024932 | 743.7062 | -0.11865 | 743.7062 | -0.017337 | 743.9474 | -0.030847 | 743.7062 | -0.059197 | 743.7062 | -0.025183 | 743.7062 | -0.065795 | 603.1624 | 0.00028206 | 738.49 | -0.041062 | 743.9474 | -0.0087416 | 600.6093 | 0.059242 | 738.49 | -0.010623 | 743.7062 | 0.12984 | 738.49 | -0.014223 | 743.7062 | 0.084419 | 603.1624 | 3.312 | 603.1624 | 0.843 | 743.7062 | -0.0069657 | 743.9474 | 0.0025817 | 743.9474 | 0.0076822 | 743.7062 | 9.5156 | 898.0387 | 0.022159 | 743.7062 | 3.9576 | 743.7062 | 0.057376 | 897.4944 | 0 | 743.7062 | 0.02121 | 901.4653 | 2.8008 | 898.0387 | 4.5363 | 901.4653 | 0.0052779 | 995.2812 | 0.26578 | 1220.1332 | 0.35572 | 1030.8634 | 0.011601 | 1137.7676 | 0 | 1137.006 | 0 | 743.706 | 0.034607 | 743.9474 | 0.17909 | 743.7062 | 0.60287 | 743.7062 | 0.092692 | 743.7062 | 0.36283 | 740.0867 | 0.19302
| 364.9024 | 0 |  |  | 364.9024 | 0.0045781 | 364.9024 | 0.34348 | 600.7278 | 0 | 743.9419 | 0.036613 | 738.7229 | 0.034039 | 600.7278 | 0 | 743.9419 | 0.0094973 | 743.9419 | 0.0015167 | 744.1828 | 0.012296 | 743.9419 | 0.027988 | 743.9419 | 0.0121 | 743.9419 | 0.0083051 | 603.2818 | 0.00023638 | 738.72 | 0.042101 | 744.1828 | 0.0024299 | 600.7278 | 0.049107 | 738.72 | 0.0073161 | 743.9419 | 0.13848 | 738.72 | -0.0040807 | 743.9419 | 0.095123 | 603.2818 | 3.3543 | 603.2818 | 0.82844 | 743.9419 | 0.014202 | 744.1828 | 0.010699 | 744.1828 | 0.011959 | 743.9419 | 9.2317 | 898.2064 | 0.029847 | 743.9419 | 4.0526 | 743.9419 | 0.045873 | 897.6626 | 0.00017392 | 743.9419 | 0.050391 | 901.6351 | 2.7736 | 898.2064 | 4.5585 | 901.6351 | 0.0052566 | 995.3798 | 0.26644 | 1220.2061 | 0.35483 | 1030.8763 | 0.011609 | 1137.8309 | 0 | 1137.0693 | 0 | 743.942 | 0.034103 | 744.1828 | 0.18676 | 743.9419 | 0.61129 | 743.9419 | 0.10125 | 743.9419 | 0.37987 | 740.3212 | 0.19313
| 364.9811 | 0 |  |  | 364.9811 | 0.0030845 | 364.9811 | 0.33044 | 600.8464 | 0 | 744.1776 | -0.07431 | 738.9585 | -0.032148 | 600.8464 | 0.029876 | 744.1776 | -0.10741 | 744.1776 | -0.021664 | 744.4183 | -0.027232 | 744.1776 | -0.066016 | 744.1776 | -0.024206 | 744.1776 | -0.036706 | 603.4012 | 0.00030176 | 738.96 | -0.068091 | 744.4183 | -0.0092798 | 600.8464 | 0.060495 | 738.96 | -0.00029446 | 744.1776 | 0.1191 | 738.96 | -0.015274 | 744.1776 | 0.092333 | 603.4012 | 3.4226 | 603.4012 | 0.93072 | 744.1776 | -0.014392 | 744.4183 | -0.00036889 | 744.4183 | 0.0059336 | 744.1776 | 9.1317 | 898.3741 | 0.016926 | 744.1776 | 4.0945 | 744.1776 | 0.051811 | 897.8308 | 0.00026087 | 744.1776 | 0.0060467 | 901.8048 | 2.7415 | 898.3741 | 4.6004 | 901.8048 | 0.0053419 | 995.4783 | 0.26661 | 1220.2791 | 0.35394 | 1030.8894 | 0.011617 | 1137.8944 | 0 | 1137.1327 | 0 | 744.178 | 0.033666 | 744.4183 | 0.18218 | 744.1776 | 0.59296 | 744.1776 | 0.1008 | 744.1776 | 0.35772 | 740.5557 | 0.19125
| 365.0598 | 0 |  |  | 365.0598 | 0.0059503 | 365.0598 | 0.33161 | 600.965 | 0 | 744.4133 | -0.015196 | 739.1941 | 0.03175 | 600.965 | 0 | 744.4133 | 0.018886 | 744.4133 | -0.00064458 | 744.6538 | 0.0032496 | 744.4133 | 0.024855 | 744.4133 | -0.021274 | 744.4133 | 0.020551 | 603.5206 | 0.00035415 | 739.19 | 0.029627 | 744.6538 | -0.00043541 | 600.965 | 0.067809 | 739.19 | 0.0021518 | 744.4133 | 0.12701 | 739.19 | 0.0043138 | 744.4133 | 0.092587 | 603.5206 | 3.474 | 603.5206 | 0.96275 | 744.4133 | 0.02478 | 744.6538 | 0.0089469 | 744.6538 | 0.010101 | 744.4133 | 8.9504 | 898.5418 | 0.02974 | 744.4133 | 4.1565 | 744.4133 | 0.074049 | 897.9989 | 0 | 744.4133 | 0.05151 | 901.9746 | 2.7068 | 898.5418 | 4.6362 | 901.9746 | 0.0053419 | 995.577 | 0.26609 | 1220.3519 | 0.35304 | 1030.9023 | 0.011627 | 1137.9579 | 0 | 1137.196 | 0 | 744.413 | 0.033034 | 744.6538 | 0.18258 | 744.4133 | 0.59957 | 744.4133 | 0.099001 | 744.4133 | 0.36453 | 740.7902 | 0.19122
| 365.1384 | 0 |  |  | 365.1384 | 0.0061204 | 365.1384 | 0.32183 | 601.0836 | 0.007318 | 744.649 | -0.0381 | 739.4297 | -0.030863 | 601.0836 | 0.022353 | 744.649 | -0.12113 | 744.649 | -0.013008 | 744.8892 | -0.028506 | 744.649 | -0.050152 | 744.649 | -0.05521 | 744.649 | -0.066439 | 603.64 | 0.00037259 | 739.43 | -0.032746 | 744.8892 | -0.0075841 | 601.0836 | 0.045868 | 739.43 | -0.017962 | 744.649 | 0.11757 | 739.43 | -0.0072287 | 744.649 | 0.090405 | 603.64 | 3.5382 | 603.64 | 1.0861 | 744.649 | -0.010457 | 744.8892 | 0.0035113 | 744.8892 | 0.0068048 | 744.649 | 8.7609 | 898.7096 | 0.019329 | 744.649 | 4.2064 | 744.649 | 0.048912 | 898.1671 | 0 | 744.649 | 0.0067593 | 902.1444 | 2.6738 | 898.7096 | 4.6798 | 902.1444 | 0.0054202 | 995.6756 | 0.26557 | 1220.4249 | 0.35215 | 1030.9154 | 0.011637 | 1138.0212 | 0 | 1137.2594 | 0 | 744.649 | 0.03327 | 744.8892 | 0.18078 | 744.649 | 0.58064 | 744.649 | 0.086082 | 744.649 | 0.34749 | 741.0247 | 0.19042
| 365.2171 | 0 |  |  | 365.2171 | 0.0029509 | 365.2171 | 0.32354 | 601.2022 | 0 | 744.8847 | -0.0057269 | 739.6653 | 0.031257 | 601.2022 | 0 | 744.8847 | 0.002688 | 744.8847 | -0.00091681 | 745.1247 | 0.0059987 | 744.8847 | 0.035648 | 744.8847 | 0.010374 | 744.8847 | -0.0019658 | 603.7594 | 0.00034912 | 739.67 | -0.026508 | 745.1247 | 0.00030522 | 601.2022 | 0.068123 | 739.67 | 0.0081316 | 744.8847 | 0.13604 | 739.67 | -0.0030314 | 744.8847 | 0.092485 | 603.7594 | 3.571 | 603.7594 | 1.0679 | 744.8847 | 0.013431 | 745.1247 | 0.0078397 | 745.1247 | 0.01051 | 744.8847 | 8.5796 | 898.8773 | 0.033959 | 744.8847 | 4.2856 | 744.8847 | 0.061906 | 898.3353 | 0 | 744.8847 | 0.062116 | 902.3142 | 2.6483 | 898.8773 | 4.709 | 902.3142 | 0.0054557 | 995.7743 | 0.26615 | 1220.4978 | 0.35125 | 1030.9285 | 0.011648 | 1138.0847 | 0 | 1137.3228 | 0 | 744.885 | 0.032749 | 745.1247 | 0.1788 | 744.8847 | 0.5892 | 744.8847 | 0.10065 | 744.8847 | 0.37242 | 741.2592 | 0.19039
| 365.2958 | 0 |  |  | 365.2958 | 0.004651 | 365.2958 | 0.31262 | 601.3208 | 0 | 745.1204 | -0.075285 | 739.9009 | 0.012987 | 601.3208 | 0.019008 | 745.1204 | -0.14523 | 745.1204 | -0.017182 | 745.3602 | -0.028291 | 745.1204 | -0.052292 | 745.1204 | -0.028749 | 745.1204 | -0.056598 | 603.8788 | 0.00029463 | 739.9 | -0.062891 | 745.3602 | -0.0088631 | 601.3208 | 0.056316 | 739.9 | 0.0092188 | 745.1204 | 0.11561 | 739.9 | 0.036143 | 745.1204 | 0.08797 | 603.8788 | 3.6306 | 603.8788 | 1.1968 | 745.1204 | -0.025391 | 745.3602 | -0.00078989 | 745.3602 | 0.0055238 | 745.1204 | 8.4481 | 899.045 | 0.022372 | 745.1204 | 4.3259 | 745.1204 | 0.066515 | 898.5035 | 0.00026087 | 745.1204 | -0.0050129 | 902.4839 | 2.6162 | 899.045 | 4.7426 | 902.4839 | 0.0055197 | 995.873 | 0.2672 | 1220.5708 | 0.35036 | 1030.9414 | 0.011659 | 1138.1482 | 0 | 1137.3861 | 0 | 745.12 | 0.032201 | 745.3602 | 0.17484 | 745.1204 | 0.57087 | 745.1204 | 0.086833 | 745.1204 | 0.35026 | 741.4937 | 0.18965
| 365.3745 | 0 |  |  | 365.3745 | 0.0051853 | 365.3745 | 0.3185 | 601.4394 | 0 | 745.3561 | 0.051219 | 740.1365 | 0.035657 | 601.4394 | 0 | 745.3561 | -0.0065117 | 745.3561 | 0.010054 | 745.5957 | 0.030994 | 745.3561 | 0.032838 | 745.3561 | 0.0031261 | 745.3561 | 0.019409 | 603.9982 | 0.00027242 | 740.14 | -0.012994 | 745.5957 | 0.0012546 | 601.4394 | 0.056525 | 740.14 | 0.0051416 | 745.3561 | 0.12646 | 740.14 | 0.022503 | 745.3561 | 0.092637 | 603.9982 | 3.6924 | 603.9982 | 1.2172 | 745.3561 | 0.026582 | 745.5957 | 0.0098799 | 745.5957 | 0.009129 | 745.3561 | 8.1664 | 899.2127 | 0.026537 | 745.3561 | 4.38 | 745.3561 | 0.0772 | 898.6717 | 0 | 745.3561 | 0.038465 | 902.6537 | 2.5794 | 899.2127 | 4.7633 | 902.6537 | 0.0055624 | 995.9717 | 0.2676 | 1220.6438 | 0.34945 | 1030.9545 | 0.011672 | 1138.2117 | 0 | 1137.4496 | 0 | 745.356 | 0.032281 | 745.5957 | 0.17931 | 745.3561 | 0.5853 | 745.3561 | 0.10261 | 745.3561 | 0.36688 | 741.7282 | 0.18996
| 365.4532 | 0 |  |  | 365.4532 | 0.0052946 | 365.4532 | 0.30723 | 601.558 | 0.014343 | 745.5919 | 0.016215 | 740.3721 | -0.030705 | 601.558 | 0.034604 | 745.5919 | -0.082607 | 745.5919 | -0.015816 | 745.8312 | -0.022332 | 745.5919 | -0.049438 | 745.5919 | -0.039649 | 745.5919 | -0.027789 | 604.1176 | 0.00021542 | 740.37 | -0.038983 | 745.8312 | -0.0080273 | 601.558 | 0.058406 | 740.37 | -0.019593 | 745.5919 | 0.11935 | 740.37 | -0.01912 | 745.5919 | 0.087361 | 604.1176 | 3.7653 | 604.1176 | 1.3115 | 745.5919 | 0.0014607 | 745.8312 | 0.0036994 | 745.8312 | 0.0062945 | 745.5919 | 8.0039 | 899.3804 | 0.018314 | 745.5919 | 4.4438 | 745.5919 | 0.069815 | 898.8398 | 0.00026087 | 745.5919 | 0.030115 | 902.8235 | 2.5448 | 899.3804 | 4.7893 | 902.8235 | 0.0056905 | 996.0704 | 0.26804 | 1220.7168 | 0.34855 | 1030.9675 | 0.011685 | 1138.2751 | 0 | 1137.5129 | 0 | 745.592 | 0.03214 | 745.8312 | 0.17539 | 745.5919 | 0.56456 | 745.5919 | 0.096748 | 745.5919 | 0.35772 | 741.9628 | 0.18887
| 365.5319 | 0 |  |  | 365.5319 | 0.0078812 | 365.5319 | 0.31038 | 601.6766 | 0 | 745.8276 | 0.0042748 | 740.6078 | -0.01982 | 601.6766 | 0 | 745.8276 | 0.054917 | 745.8276 | -0.0019691 | 746.0668 | 0.013807 | 745.8276 | 0.038883 | 745.8276 | 0.0037247 | 745.8276 | 0.044036 | 604.237 | 0.00023889 | 740.61 | 0.04314 | 746.0668 | -0.00044596 | 601.6766 | 0.044719 | 740.61 | -0.014429 | 745.8276 | 0.12989 | 740.61 | -0.0030314 | 745.8276 | 0.085231 | 604.237 | 3.7995 | 604.237 | 1.2816 | 745.8276 | 0.015068 | 746.0668 | 0.0086098 | 746.0668 | 0.0093665 | 745.8276 | 7.8 | 899.5482 | 0.033158 | 745.8276 | 4.517 | 745.8276 | 0.09368 | 899.008 | 0 | 745.8276 | 0.046818 | 902.9933 | 2.5153 | 899.5482 | 4.8102 | 902.9933 | 0.0057616 | 996.1691 | 0.2684 | 1220.7898 | 0.34764 | 1030.9805 | 0.011699 | 1138.3386 | 0 | 1137.5763 | 0 | 745.828 | 0.031678 | 746.0668 | 0.17348 | 745.8276 | 0.57673 | 745.8276 | 0.10516 | 745.8276 | 0.35963 | 742.1973 | 0.18915
| 365.6106 | 0 |  |  | 365.6106 | 0.0068247 | 365.6106 | 0.29688 | 601.7953 | 0.012587 | 746.0634 | -0.084721 | 740.8434 | -0.037567 | 601.7953 | 0.028801 | 746.0634 | -0.098452 | 746.0634 | -0.026359 | 746.3023 | -0.027004 | 746.0634 | -0.057106 | 746.0634 | -0.045662 | 746.0634 | -0.070828 | 604.3564 | 0.00031224 | 740.84 | -0.02339 | 746.3023 | -0.011322 | 601.7953 | 0.053286 | 740.84 | -0.0011099 | 746.0634 | 0.11013 | 740.84 | -0.00093273 | 746.0634 | 0.085078 | 604.3564 | 3.8522 | 604.3564 | 1.3005 | 746.0634 | -0.0070292 | 746.3023 | -0.0017059 | 746.3023 | 0.0040276 | 746.0634 | 7.7638 | 899.7159 | 0.019916 | 746.0634 | 4.5696 | 746.0634 | 0.088618 | 899.1762 | 0 | 746.0634 | 0.02023 | 903.1631 | 2.4812 | 899.7159 | 4.8375 | 903.1631 | 0.0058612 | 996.2679 | 0.26819 | 1220.8628 | 0.34673 | 1030.9935 | 0.011713 | 1138.4021 | 0 | 1137.6397 | 0 | 746.063 | 0.031229 | 746.3023 | 0.17183 | 746.0634 | 0.55705 | 746.0634 | 0.080523 | 746.0634 | 0.34003 | 742.4319 | 0.18872
| 365.6893 | 0 |  |  | 365.6893 | 0.0042017 | 365.6893 | 0.30668 | 601.9139 | 0 | 746.2992 | 0.034861 | 741.079 | 0.044694 | 601.9139 | 0 | 746.2992 | 0.049329 | 746.2992 | 0.012804 | 746.5379 | 0.018721 | 746.2992 | 0.018372 | 746.2992 | 0.0197 | 746.2992 | 0.053853 | 604.4758 | 0.00039899 | 741.08 | 0.026508 | 746.5378 | 0.0056437 | 601.9139 | 0.040226 | 741.08 | 0.011393 | 746.2992 | 0.1234 | 741.08 | 0.0081613 | 746.2992 | 0.088579 | 604.4758 | 3.8945 | 604.4758 | 1.3333 | 746.2992 | 0.020381 | 746.5378 | 0.011892 | 746.5378 | 0.01095 | 746.2992 | 7.5143 | 899.8836 | 0.016339 | 746.2992 | 4.6593 | 746.2992 | 0.095432 | 899.3444 | 0 | 746.2992 | 0.05865 | 903.3329 | 2.4468 | 899.8836 | 4.8526 | 903.3329 | 0.0059679 | 996.3666 | 0.26848 | 1220.9358 | 0.34582 | 1031.0066 | 0.011729 | 1138.4656 | 0 | 1137.7031 | 0 | 746.299 | 0.030969 | 746.5379 | 0.17506 | 746.2992 | 0.56381 | 746.2992 | 0.10276 | 746.2992 | 0.36049 | 742.6664 | 0.18872
| 365.768 | 0 |  |  | 365.768 | 0.0064118 | 365.768 | 0.29405 | 602.0326 | 0.02561 | 746.5349 | -0.062007 | 741.3147 | -0.03448 | 602.0326 | 0.0059633 | 746.5349 | -0.096711 | 746.5349 | -0.012021 | 746.7734 | -0.038646 | 746.5349 | -0.05797 | 746.5349 | 0.00075676 | 746.5349 | -0.051944 | 604.5952 | 0.00039522 | 741.31 | -0.06705 | 746.7734 | -0.0038678 | 602.0326 | 0.0676 | 741.31 | -0.0054588 | 746.5349 | 0.11701 | 741.31 | -0.02087 | 746.5349 | 0.082187 | 604.5952 | 3.9716 | 604.5952 | 1.3577 | 746.5349 | -0.016397 | 746.7734 | 0.00010769 | 746.7734 | 0.0033737 | 746.5349 | 7.3279 | 900.0514 | 0.025362 | 746.5349 | 4.7005 | 746.5349 | 0.10187 | 899.5126 | 0 | 746.5349 | 0.024779 | 903.5027 | 2.4168 | 900.0514 | 4.8775 | 903.5027 | 0.006039 | 996.4655 | 0.2691 | 1221.0088 | 0.34491 | 1031.0195 | 0.011745 | 1138.5291 | 0 | 1137.7665 | 0 | 746.535 | 0.031074 | 746.7734 | 0.16834 | 746.5349 | 0.54398 | 746.5349 | 0.087133 | 746.5349 | 0.3362 | 742.901 | 0.18882
| 365.8467 | 0 |  |  | 365.8467 | 0.0060839 | 365.8467 | 0.29503 | 602.1512 | 0 | 746.7707 | 0.028858 | 741.5504 | 0.042758 | 602.1512 | 0 | 746.7707 | 0.003086 | 746.7707 | 0.0060705 | 747.009 | 0.0078252 | 746.7707 | 0.042409 | 746.7707 | 0.0031519 | 746.7707 | 0.025498 | 604.7146 | 0.00035499 | 741.55 | 0.027548 | 747.009 | 0.0026001 | 602.1512 | 0.048793 | 741.55 | -0.017147 | 746.7707 | 0.12082 | 741.55 | 0.0099102 | 746.7707 | 0.089949 | 604.7146 | 4.0113 | 604.7146 | 1.4272 | 746.7707 | 0.018805 | 747.009 | 0.0095396 | 747.009 | 0.0086092 | 746.7707 | 7.1368 | 900.2191 | 0.021518 | 746.7707 | 4.7766 | 746.7707 | 0.096848 | 899.6808 | 0.00069566 | 746.7707 | 0.044381 | 903.6725 | 2.3897 | 900.2191 | 4.8996 | 903.6725 | 0.0060603 | 996.5643 | 0.26921 | 1221.0818 | 0.344 | 1031.0326 | 0.011762 | 1138.5925 | 0 | 1137.83 | 0 | 746.771 | 0.030994 | 747.009 | 0.17124 | 746.7707 | 0.56141 | 746.7707 | 0.10351 | 746.7707 | 0.35537 | 743.1356 | 0.18832
| 365.9254 | 0 |  |  | 365.9254 | 0.0042988 | 365.9254 | 0.28407 | 602.2699 | 0 | 747.0065 | -0.0019099 | 741.7861 | -0.024124 | 602.2699 | 0.03353 | 747.0065 | -0.091099 | 747.0065 | -0.015683 | 747.2445 | -0.014034 | 747.0065 | -0.048689 | 747.0065 | -0.023628 | 747.0065 | -0.094891 | 604.834 | 0.0002808 | 741.79 | -0.017152 | 747.2445 | -0.00066016 | 602.2699 | 0.039703 | 741.79 | -0.010351 | 747.0065 | 0.11387 | 741.79 | -0.013874 | 747.0065 | 0.083556 | 604.834 | 4.0881 | 604.834 | 1.472 | 747.0065 | -0.0020121 | 747.2445 | 0.0024575 | 747.2445 | 0.004783 | 747.0065 | 7.0088 | 900.3868 | 0.028993 | 747.0065 | 4.8252 | 747.0065 | 0.089479 | 899.8491 | 0.00078262 | 747.0065 | 0.026797 | 903.8423 | 2.3546 | 900.3868 | 4.933 | 903.8423 | 0.0060959 | 996.6631 | 0.26941 | 1221.1548 | 0.34308 | 1031.0457 | 0.01178 | 1138.6561 | 0 | 1137.8934 | 0 | 747.006 | 0.030916 | 747.2445 | 0.16863 | 747.0065 | 0.54248 | 747.0065 | 0.053031 | 747.0065 | 0.33045 | 743.3702 | 0.1868
| 366.0041 | 0 |  |  | 366.0041 | 0.0041531 | 366.0041 | 0.28693 | 602.3885 | 0 | 747.2423 | -0.025286 | 742.0217 | 0.052407 | 602.3885 | 0 | 747.2423 | 0.041261 | 747.2423 | 0.0088371 | 747.4801 | 0.017088 | 747.2423 | 0.032607 | 747.2423 | 0.038964 | 747.2423 | 0.03362 | 604.9534 | 0.00024686 | 742.02 | 0.04834 | 747.4801 | 0.0036455 | 602.3885 | 0.049734 | 742.02 | 0.01085 | 747.2423 | 0.11729 | 742.02 | 0.018654 | 747.2423 | 0.080766 | 604.9534 | 4.1331 | 604.9534 | 1.5946 | 747.2423 | 0.022287 | 747.4801 | 0.009873 | 747.4801 | 0.0083248 | 747.2423 | 6.799 | 900.5546 | 0.031556 | 747.2423 | 4.9159 | 747.2423 | 0.10769 | 900.0173 | 0 | 747.2423 | 0.071717 | 904.0121 | 2.3208 | 900.5546 | 4.9647 | 904.0121 | 0.0061386 | 996.762 | 0.27019 | 1221.2279 | 0.34217 | 1031.0586 | 0.011799 | 1138.7196 | 0 | 1137.9568 | 0 | 747.242 | 0.030271 | 747.4801 | 0.1617 | 747.2423 | 0.55044 | 747.2423 | 0.12184 | 747.2423 | 0.346 | 743.6048 | 0.18703
| 366.0828 | 0 |  |  | 366.0828 | 0.0022466 | 366.0828 | 0.27548 | 602.5072 | 0.0052105 | 747.4781 | -0.01687 | 742.2574 | -0.021153 | 602.5072 | 0.017517 | 747.4781 | -0.066976 | 747.4781 | -0.0057275 | 747.7157 | -0.0091142 | 747.4781 | -0.045836 | 747.4781 | -0.05687 | 747.4781 | -0.083974 | 605.0728 | 0.00027242 | 742.26 | -0.051458 | 747.7157 | -0.0046078 | 602.5072 | 0.070212 | 742.26 | 0.0021518 | 747.4781 | 0.10976 | 742.26 | -0.00093273 | 747.4781 | 0.079904 | 605.0728 | 4.2226 | 605.0728 | 1.638 | 747.4781 | -0.0039428 | 747.7157 | 0.0026994 | 747.7157 | 0.0058701 | 747.4781 | 6.6073 | 900.7223 | 0.019222 | 747.4781 | 4.9675 | 747.4781 | 0.09266 | 900.1855 | 0.00026087 | 747.4781 | 0.031659 | 904.1819 | 2.2902 | 900.7223 | 5.0083 | 904.1819 | 0.0062311 | 996.8608 | 0.27082 | 1221.3009 | 0.34125 | 1031.0717 | 0.011818 | 1138.7831 | 0 | 1138.0203 | 0 | 747.478 | 0.030094 | 747.7157 | 0.16372 | 747.4781 | 0.53527 | 747.4781 | 0.077218 | 747.4781 | 0.33066 | 743.8394 | 0.18604
| 366.1615 | 0 |  |  | 366.1615 | 0.0054525 | 366.1615 | 0.28371 | 602.6259 | 0 | 747.7139 | -0.028748 | 742.4931 | 0.011972 | 602.6259 | 0 | 747.7139 | -0.021954 | 747.7139 | 0.0042135 | 747.9513 | 0.019596 | 747.7139 | 0.027036 | 747.7139 | -0.011262 | 747.7139 | 0.017927 | 605.1923 | 0.00028122 | 742.49 | 0.0057175 | 747.9513 | -0.002449 | 602.6259 | 0.03636 | 742.49 | -0.0068178 | 747.7139 | 0.11616 | 742.49 | 0.011659 | 747.7139 | 0.083658 | 605.1923 | 4.2746 | 605.1923 | 1.6645 | 747.7139 | 0.016211 | 747.9513 | 0.0059632 | 747.9513 | 0.0062787 | 747.7139 | 6.3952 | 900.8901 | 0.034813 | 747.7139 | 5.0725 | 747.7139 | 0.11067 | 900.3537 | 0 | 747.7139 | 0.058971 | 904.3517 | 2.265 | 900.8901 | 5.044 | 904.3517 | 0.0062808 | 996.9598 | 0.27093 | 1221.3739 | 0.34033 | 1031.0847 | 0.011839 | 1138.8467 | 0 | 1138.0837 | 0 | 747.714 | 0.029789 | 747.9513 | 0.16184 | 747.7139 | 0.53692 | 747.7139 | 0.093743 | 747.7139 | 0.34962 | 744.074 | 0.18665
| 366.2402 | 0 |  |  | 366.2402 | 0.0034609 | 366.2402 | 0.27527 | 602.7446 | 0.0090743 | 747.9498 | -6.2084e-05 | 742.7289 | 0.0098897 | 602.7446 | 0.022783 | 747.9498 | -0.11923 | 747.9497 | -0.019517 | 748.1869 | -0.01997 | 747.9498 | -0.050405 | 747.9497 | -0.031595 | 747.9497 | -0.050437 | 605.3117 | 0.00031601 | 742.73 | -0.058736 | 748.1869 | -0.0031308 | 602.7446 | 0.072929 | 742.73 | -0.0013816 | 747.9498 | 0.10909 | 742.73 | 0.018305 | 747.9497 | 0.081375 | 605.3117 | 4.3703 | 605.3117 | 1.6387 | 747.9497 | -0.0013213 | 748.1869 | 0.0017472 | 748.1869 | 0.0047576 | 747.9497 | 6.321 | 901.0578 | 0.016819 | 747.9498 | 5.124 | 747.9498 | 0.10436 | 900.5219 | 0.00078262 | 747.9498 | 0.023657 | 904.5216 | 2.2375 | 901.0578 | 5.0751 | 904.5216 | 0.0064302 | 997.0587 | 0.27127 | 1221.447 | 0.33941 | 1031.0977 | 0.01186 | 1138.9102 | 0 | 1138.1472 | 0 | 747.95 | 0.029753 | 748.1869 | 0.16221 | 747.9497 | 0.5231 | 747.9497 | 0.081274 | 747.9497 | 0.32214 | 744.3086 | 0.18631
| 366.3189 | 0 |  |  | 366.3189 | 0.0055618 | 366.319 | 0.28237 | 602.8633 | 0 | 748.1856 | 0.074231 | 742.9646 | 0.036696 | 602.8633 | 0 | 748.1856 | 0.079581 | 748.1856 | 0.0031089 | 748.4225 | 0.03162 | 748.1856 | 0.032015 | 748.1856 | 0.026732 | 748.1856 | 0.0031019 | 605.4311 | 0.0003093 | 742.96 | -0.0098758 | 748.4225 | 0.0067297 | 602.8633 | 0.039599 | 742.96 | 0.013839 | 748.1856 | 0.11416 | 742.96 | -0.008278 | 748.1856 | 0.087919 | 605.4311 | 4.4312 | 605.4311 | 1.6165 | 748.1856 | 0.027097 | 748.4225 | 0.01075 | 748.4225 | 0.0080076 | 748.1856 | 6.1958 | 901.2256 | 0.022425 | 748.1856 | 5.1931 | 748.1856 | 0.11123 | 900.6901 | 0 | 748.1856 | 0.064783 | 904.6914 | 2.2133 | 901.2256 | 5.0858 | 904.6914 | 0.0064942 | 997.1576 | 0.27214 | 1221.5201 | 0.33848 | 1031.1107 | 0.011882 | 1138.9738 | 0 | 1138.2106 | 0 | 748.186 | 0.029601 | 748.4225 | 0.16606 | 748.1856 | 0.53842 | 748.1856 | 0.093894 | 748.1856 | 0.35069 | 744.5433 | 0.18577
| 366.3977 | 0 |  |  | 366.3977 | 0.0052582 | 366.3977 | 0.26884 | 602.982 | 0.0041566 | 748.4214 | -0.10169 | 743.2003 | -0.031625 | 602.982 | 0.036109 | 748.4214 | -0.10431 | 748.4214 | -0.020505 | 748.6582 | -0.024747 | 748.4214 | -0.058486 | 748.4214 | -0.039582 | 748.4214 | -0.05967 | 605.5505 | 0.00032774 | 743.2 | -0.014034 | 748.6582 | -0.007452 | 602.982 | 0.059242 | 743.2 | 0.00052096 | 748.4214 | 0.10791 | 743.2 | 0.0078116 | 748.4214 | 0.075338 | 605.5505 | 4.522 | 605.5505 | 1.615 | 748.4214 | -0.020093 | 748.6582 | -0.0023223 | 748.6582 | 0.0011862 | 748.4214 | 5.9383 | 901.3933 | 0.017086 | 748.4214 | 5.2616 | 748.4214 | 0.12643 | 900.8583 | 0 | 748.4214 | 0.021136 | 904.8612 | 2.1893 | 901.3933 | 5.1079 | 904.8612 | 0.006608 | 997.2566 | 0.27231 | 1221.5931 | 0.33756 | 1031.1238 | 0.011906 | 1139.0374 | 0 | 1138.274 | 0 | 748.421 | 0.02923 | 748.6582 | 0.15498 | 748.4214 | 0.52085 | 748.4214 | 0.082626 | 748.4214 | 0.31766 | 744.7779 | 0.18507
| 366.4764 | 0 |  |  | 366.4764 | 0.0067518 | 366.4764 | 0.27185 | 603.1007 | 0 | 748.6573 | 0.01996 | 743.4361 | 0.025744 | 603.1007 | 0 | 748.6573 | 0.038757 | 748.6573 | 0.0042362 | 748.8938 | 0.0044726 | 748.6573 | 0.033075 | 748.6573 | 0.0057622 | 748.6573 | 0.033097 | 605.67 | 0.00029966 | 743.44 | 0.050418 | 748.8938 | 0.0018932 | 603.1007 | 0.058301 | 743.44 | -0.00083807 | 748.6573 | 0.11344 | 743.44 | 0.017256 | 748.6573 | 0.077976 | 605.67 | 4.5799 | 605.67 | 1.6099 | 748.6573 | 0.021264 | 748.8938 | 0.0052087 | 748.8938 | 0.0064883 | 748.6573 | 5.8238 | 901.5611 | 0.028886 | 748.6573 | 5.3761 | 748.6573 | 0.12714 | 901.0266 | 0.00017392 | 748.6573 | 0.067982 | 905.0311 | 2.1688 | 901.5611 | 5.1205 | 905.0311 | 0.0066223 | 997.3555 | 0.27201 | 1221.6663 | 0.33663 | 1031.1367 | 0.01193 | 1139.1008 | 0 | 1138.3375 | 0 | 748.657 | 0.028925 | 748.8938 | 0.16137 | 748.6573 | 0.52626 | 748.6573 | 0.090889 | 748.6573 | 0.33748 | 745.0126 | 0.18555
| 366.5551 | 0 |  |  | 366.5551 | 0.0025016 | 366.5551 | 0.26118 | 603.2194 | 0.02561 | 748.8931 | 0.020128 | 743.6718 | -0.047408 | 603.2194 | 0.027942 | 748.8931 | -0.076862 | 748.8931 | -0.01566 | 749.1294 | -0.028003 | 748.8931 | -0.044358 | 748.8931 | -0.0083435 | 748.8931 | -0.047497 | 605.7894 | 0.0002917 | 743.67 | -0.057695 | 749.1294 | -0.003273 | 603.2194 | 0.041793 | 743.67 | -0.024486 | 748.8931 | 0.1046 | 743.67 | -0.0054798 | 748.8931 | 0.076606 | 605.7894 | 4.6697 | 605.7894 | 1.6605 | 748.8931 | -0.0007877 | 749.1294 | 0.0059298 | 749.1294 | 0.0038019 | 748.8931 | 5.7198 | 901.7288 | 0.019168 | 748.8931 | 5.4121 | 748.8931 | 0.12476 | 901.1948 | 0 | 748.8931 | 0.025158 | 905.2009 | 2.1434 | 901.7288 | 5.1455 | 905.2009 | 0.0066863 | 997.4545 | 0.27199 | 1221.7394 | 0.3357 | 1031.1498 | 0.011954 | 1139.1644 | 0 | 1138.401 | 0 | 748.893 | 0.028676 | 749.1294 | 0.16107 | 748.8931 | 0.50898 | 748.8931 | 0.07827 | 748.8931 | 0.31319 | 745.2472 | 0.18497
| 366.6338 | 0 |  |  | 366.6338 | 0.0069097 | 366.6339 | 0.27404 | 603.3381 | 0 | 749.129 | -0.017916 | 743.9076 | 0.020457 | 603.3381 | 0 | 749.129 | 0.046778 | 749.129 | -0.0032719 | 749.3651 | 0.027001 | 749.129 | 0.031058 | 749.129 | 0.023737 | 749.129 | 0.048144 | 605.9088 | 0.00027494 | 743.91 | 0.056654 | 749.3651 | 0.0037269 | 603.3381 | 0.058092 | 743.91 | -0.006546 | 749.129 | 0.11117 | 743.91 | -0.010726 | 749.129 | 0.076707 | 605.9088 | 4.7263 | 605.9088 | 1.65 | 749.129 | 0.01889 | 749.3651 | 0.0058258 | 749.3651 | 0.0063302 | 749.129 | 5.5352 | 901.8966 | 0.018421 | 749.129 | 5.5204 | 749.129 | 0.13327 | 901.3631 | 0 | 749.129 | 0.065774 | 905.3707 | 2.1164 | 901.8966 | 5.1547 | 905.3707 | 0.0066934 | 997.5535 | 0.27192 | 1221.8125 | 0.33478 | 1031.1628 | 0.01198 | 1139.228 | 0 | 1138.4646 | 0 | 749.129 | 0.028579 | 749.3651 | 0.15663 | 749.129 | 0.521 | 749.129 | 0.09164 | 749.129 | 0.32938 | 745.4819 | 0.18495
| 366.7126 | 0 |  |  | 366.7126 | 0.00074102 | 366.7126 | 0.25706 | 603.4569 | 0.0020491 | 749.3649 | -0.044336 | 744.1433 | -0.041282 | 603.4569 | 0.032025 | 749.3649 | -0.053756 | 749.3649 | -0.021295 | 749.6008 | -0.01571 | 749.3649 | -0.048943 | 749.3649 | -0.012938 | 749.3649 | -0.060799 | 606.0283 | 0.00027033 | 744.14 | -0.027548 | 749.6008 | -0.0085769 | 603.4569 | 0.074705 | 744.14 | -0.027475 | 749.3649 | 0.098356 | 744.14 | 0.0050134 | 749.3649 | 0.079549 | 606.0283 | 4.8051 | 606.0283 | 1.7067 | 749.3649 | -0.0074589 | 749.6008 | -0.0016159 | 749.6008 | 0.0021703 | 749.3649 | 5.3442 | 902.0644 | 0.022799 | 749.3649 | 5.562 | 749.3649 | 0.1494 | 901.5313 | 0.00026087 | 749.3649 | 0.03345 | 905.5406 | 2.0905 | 902.0644 | 5.1722 | 905.5406 | 0.0067716 | 997.6526 | 0.2725 | 1221.8856 | 0.33384 | 1031.1758 | 0.012007 | 1139.2916 | 0 | 1138.5281 | 0 | 749.365 | 0.028374 | 749.6008 | 0.15318 | 749.3649 | 0.50297 | 749.3649 | 0.081425 | 749.3649 | 0.3183 | 745.7166 | 0.18457
| 366.7913 | 0 |  |  | 366.7913 | 0.0072011 | 366.7913 | 0.26114 | 603.5756 | 0 | 749.6008 | -0.0072042 | 744.3791 | 0.014927 | 603.5756 | 0 | 749.6008 | -0.051205 | 749.6008 | 0.0053438 | 749.8364 | 0.034872 | 749.6008 | 0.026683 | 749.6008 | 0.018015 | 749.6008 | 0.027324 | 606.1477 | 0.00029002 | 744.38 | -0.036903 | 749.8364 | 0.0025116 | 603.5756 | 0.055376 | 744.38 | -0.0011099 | 749.6008 | 0.11663 | 744.38 | -0.015973 | 749.6008 | 0.08244 | 606.1477 | 4.8477 | 606.1477 | 1.6875 | 749.6008 | 0.018395 | 749.8364 | 0.0054756 | 749.8364 | 0.0062685 | 749.6008 | 5.2026 | 902.2321 | 0.029634 | 749.6008 | 5.6592 | 749.6008 | 0.1605 | 901.6995 | 0 | 749.6008 | 0.058628 | 905.7104 | 2.0672 | 902.2321 | 5.1831 | 905.7104 | 0.006857 | 997.7516 | 0.27318 | 1221.9587 | 0.33291 | 1031.1888 | 0.012034 | 1139.3552 | 0 | 1138.5916 | 0 | 749.601 | 0.02838 | 749.8364 | 0.15517 | 749.6008 | 0.51183 | 749.6008 | 0.090889 | 749.6008 | 0.3281 | 745.9513 | 0.18481
| 366.87 | 0 |  |  | 366.87 | 0.0063875 | 366.87 | 0.24948 | 603.6944 | 0.010831 | 749.8367 | -0.13266 | 744.6149 | -0.0078297 | 603.6944 | 0.026867 | 749.8367 | -0.08667 | 749.8367 | -0.020545 | 750.0721 | -0.046981 | 749.8367 | -0.061932 | 749.8367 | -0.033607 | 749.8367 | -0.03315 | 606.2672 | 0.00029883 | 744.61 | -0.00051979 | 750.0721 | -0.010487 | 603.6944 | 0.061018 | 744.61 | -0.0019253 | 749.8367 | 0.10042 | 744.61 | 0.0036143 | 749.8367 | 0.070264 | 606.2672 | 4.9209 | 606.2672 | 1.7486 | 749.8367 | -0.013803 | 750.0721 | -0.0048973 | 750.0721 | -0.00093928 | 749.8367 | 5.0682 | 902.3999 | 0.022639 | 749.8367 | 5.7276 | 749.8367 | 0.1386 | 901.8678 | 0.00026087 | 749.8367 | 0.042495 | 905.8803 | 2.041 | 902.3999 | 5.2073 | 905.8803 | 0.0070206 | 997.8507 | 0.27338 | 1222.0319 | 0.33198 | 1031.2019 | 0.012063 | 1139.4188 | 0 | 1138.655 | 0 | 749.837 | 0.028011 | 750.0721 | 0.14845 | 749.8367 | 0.49531 | 749.8367 | 0.07812 | 749.8367 | 0.29955 | 746.186 | 0.18383
| 366.9488 | 0 |  |  | 366.9488 | 0.0046024 | 366.9488 | 0.2572 | 603.8131 | 0 | 750.0726 | 0.053609 | 744.8507 | 0.018787 | 603.8131 | 0 | 750.0726 | 0.045417 | 750.0726 | 0.01196 | 750.3078 | 0.027955 | 750.0726 | 0.040528 | 750.0726 | 0.0064447 | 750.0726 | 0.032631 | 606.3866 | 0.00032272 | 744.85 | 0.046258 | 750.3078 | 0.0031779 | 603.8131 | 0.047331 | 744.85 | -0.021767 | 750.0726 | 0.11071 | 744.85 | 0.0039641 | 750.0726 | 0.084013 | 606.3866 | 4.9766 | 606.3866 | 1.7886 | 750.0726 | 0.019171 | 750.3078 | 0.0082431 | 750.3078 | 0.0068608 | 750.0726 | 4.9319 | 902.5676 | 0.020824 | 750.0726 | 5.8283 | 750.0726 | 0.151 | 902.036 | 0 | 750.0726 | 0.072767 | 906.0501 | 2.0154 | 902.5676 | 5.2308 | 906.0501 | 0.0070988 | 997.9498 | 0.27386 | 1222.105 | 0.33104 | 1031.2148 | 0.012092 | 1139.4824 | 0 | 1138.7186 | 0 | 750.073 | 0.027842 | 750.3078 | 0.15722 | 750.0726 | 0.50898 | 750.0726 | 0.089988 | 750.0726 | 0.32576 | 746.4207 | 0.18374
| 367.0275 | 0 |  |  | 367.0275 | 0.0041652 | 367.0275 | 0.24442 | 603.9319 | 0.033235 | 750.3085 | -0.1081 | 745.0865 | -0.038258 | 603.9319 | 0.027512 | 750.3085 | -0.12216 | 750.3085 | -0.021638 | 750.5435 | -0.035316 | 750.3085 | -0.066176 | 750.3085 | -0.026541 | 750.3085 | -0.032112 | 606.506 | 0.00037259 | 745.09 | -0.083682 | 750.5435 | -0.0076071 | 603.9319 | 0.057465 | 745.09 | 0.0018799 | 750.3085 | 0.099905 | 745.09 | 0.0078116 | 750.3085 | 0.067626 | 606.506 | 5.0736 | 606.506 | 1.8909 | 750.3085 | -0.028713 | 750.5435 | -0.0038275 | 750.5435 | -0.00045591 | 750.3085 | 4.7222 | 902.7354 | 0.018795 | 750.3085 | 5.8884 | 750.3085 | 0.14068 | 902.2043 | 0.00078262 | 750.3085 | 0.037124 | 906.22 | 1.9897 | 902.7354 | 5.2608 | 906.22 | 0.0072553 | 998.049 | 0.27456 | 1222.1781 | 0.3301 | 1031.2279 | 0.012122 | 1139.546 | 0 | 1138.7821 | 0 | 750.309 | 0.027671 | 750.5435 | 0.14665 | 750.3085 | 0.4884 | 750.3085 | 0.073763 | 750.3085 | 0.29316 | 746.6554 | 0.18339
| 367.1063 | 0 |  |  | 367.1063 | 0.0040924 | 367.1063 | 0.25124 | 604.0507 | 0 | 750.5444 | -0.069566 | 745.3223 | 0.0084887 | 604.0507 | 0 | 750.5444 | 0.0042965 | 750.5444 | 0.005734 | 750.7792 | 0.017026 | 750.5444 | 0.030697 | 750.5444 | -0.0019877 | 750.5444 | 0.027748 | 606.6255 | 0.00038558 | 745.32 | 0.044181 | 750.7792 | 0.0016883 | 604.0507 | 0.046181 | 745.32 | -0.010623 | 750.5444 | 0.11036 | 745.32 | -0.0026815 | 750.5444 | 0.069605 | 606.6255 | 5.1387 | 606.6255 | 1.9386 | 750.5444 | 0.012339 | 750.7792 | 0.005301 | 750.7792 | 0.0051035 | 750.5444 | 4.6029 | 902.9032 | 0.02675 | 750.5444 | 5.9888 | 750.5444 | 0.16698 | 902.3725 | 0 | 750.5444 | 0.072593 | 906.3898 | 1.9687 | 902.9032 | 5.2843 | 906.3898 | 0.0073763 | 998.1481 | 0.2751 | 1222.2513 | 0.32917 | 1031.241 | 0.012153 | 1139.6096 | 0 | 1138.8456 | 0 | 750.544 | 0.027543 | 750.7792 | 0.14177 | 750.5444 | 0.50267 | 750.5444 | 0.089988 | 750.5444 | 0.31553 | 746.8902 | 0.18262
| 367.185 | 0 |  |  | 367.185 | 0.00094142 | 367.185 | 0.23483 | 604.1694 | 0.0161 | 750.7804 | -0.062853 | 745.5581 | -0.014187 | 604.1694 | 0.013044 | 750.7804 | -0.06476 | 750.7804 | -0.0086182 | 751.0149 | -0.024323 | 750.7804 | -0.055311 | 750.7804 | -0.025585 | 750.7804 | -0.072424 | 606.745 | 0.00039899 | 745.56 | 0.027548 | 751.015 | -0.003484 | 604.1694 | 0.056839 | 745.56 | -0.012525 | 750.7804 | 0.11097 | 745.56 | -0.010027 | 750.7804 | 0.076352 | 606.745 | 5.2321 | 606.745 | 2.0056 | 750.7804 | -0.021488 | 751.015 | -0.0005206 | 751.015 | 0.0015772 | 750.7804 | 4.5407 | 903.071 | 0.028993 | 750.7804 | 6.0736 | 750.7804 | 0.1644 | 902.5408 | 0 | 750.7804 | 0.047571 | 906.5597 | 1.9422 | 903.071 | 5.3123 | 906.5597 | 0.0074972 | 998.2472 | 0.27487 | 1222.3245 | 0.32823 | 1031.2539 | 0.012184 | 1139.6732 | 0 | 1138.9092 | 0 | 750.78 | 0.027028 | 751.0149 | 0.14812 | 750.7804 | 0.48164 | 750.7804 | 0.072411 | 750.7804 | 0.30573 | 747.1249 | 0.18237
| 367.2638 | 0 |  |  | 367.2638 | 0.0033881 | 367.2638 | 0.2479 | 604.2882 | 0 | 751.0163 | 0.010036 | 745.7939 | 0.025549 | 604.2882 | 0 | 751.0163 | -0.0038839 | 751.0163 | 0.0083202 | 751.2507 | 0.019473 | 751.0163 | 0.031975 | 751.0163 | 0.026428 | 751.0163 | 0.054159 | 606.8644 | 0.0003005 | 745.79 | -0.055613 | 751.2507 | 0.0038454 | 604.2882 | 0.058928 | 745.79 | 0.00079277 | 751.0163 | 0.1105 | 745.79 | -0.0086277 | 751.0163 | 0.080969 | 606.8644 | 5.2929 | 606.8644 | 2.0573 | 751.0163 | 0.027952 | 751.2507 | 0.0054786 | 751.2507 | 0.0044955 | 751.0163 | 4.3587 | 903.2387 | 0.027978 | 751.0163 | 6.1759 | 751.0163 | 0.18641 | 902.709 | 0 | 751.0163 | 0.076212 | 906.7296 | 1.9146 | 903.2387 | 5.3323 | 906.7296 | 0.0075327 | 998.3464 | 0.2743 | 1222.3977 | 0.32729 | 1031.267 | 0.012217 | 1139.7369 | 0 | 1138.9728 | 0 | 751.016 | 0.026843 | 751.2507 | 0.15043 | 751.0163 | 0.49666 | 751.0163 | 0.084129 | 751.0163 | 0.31873 | 747.3596 | 0.18191
| 367.3425 | 0 |  |  | 367.3425 | 0.0040438 | 367.3425 | 0.23084 | 604.407 | 0.007318 | 751.2523 | -0.0089349 | 746.0297 | -0.018709 | 604.407 | 0.036539 | 751.2523 | -0.10224 | 751.2523 | -0.01101 | 751.4864 | -0.027799 | 751.2523 | -0.055068 | 751.2523 | -0.039756 | 751.2523 | -0.053806 | 606.9839 | 0.00032272 | 746.03 | 0.02339 | 751.4864 | -0.0033128 | 604.407 | 0.042629 | 746.03 | -0.013341 | 751.2523 | 0.09927 | 746.03 | 0.0088609 | 751.2523 | 0.068286 | 606.9839 | 5.415 | 606.9839 | 2.1512 | 751.2523 | -0.015275 | 751.4864 | 0.0010685 | 751.4864 | 0.0032568 | 751.2523 | 4.1811 | 903.4065 | 0.022372 | 751.2523 | 6.2346 | 751.2523 | 0.17363 | 902.8773 | 0.00026087 | 751.2523 | 0.039255 | 906.8995 | 1.8898 | 903.4065 | 5.3539 | 906.8995 | 0.0077106 | 998.4455 | 0.2745 | 1222.4708 | 0.32636 | 1031.28 | 0.01225 | 1139.8005 | 0 | 1139.0363 | 0 | 751.252 | 0.026571 | 751.4864 | 0.14504 | 751.2523 | 0.47262 | 751.2523 | 0.07166 | 751.2523 | 0.28847 | 747.5944 | 0.18169
| 367.4213 | 0 |  |  | 367.4213 | 0.0055982 | 367.4213 | 0.23836 | 604.5258 | 0 | 751.4882 | 0.049962 | 746.2656 | 0.036456 | 604.5258 | 0 | 751.4882 | -0.019554 | 751.4882 | 0.011709 | 751.7222 | 0.022973 | 751.4882 | 0.0262 | 751.4882 | -0.014563 | 751.4882 | 0.026321 | 607.1033 | 0.00031685 | 746.27 | 0.034825 | 751.7222 | 0.0086715 | 604.5258 | 0.06457 | 746.27 | 0.0048699 | 751.4882 | 0.1085 | 746.27 | -0.027516 | 751.4882 | 0.07828 | 607.1033 | 5.4758 | 607.1033 | 2.185 | 751.4882 | 0.035829 | 751.7222 | 0.0072482 | 751.7222 | 0.0069285 | 751.4882 | 4.1047 | 903.5743 | 0.021518 | 751.4882 | 6.3393 | 751.4882 | 0.20508 | 903.0456 | 0 | 751.4882 | 0.066411 | 907.0693 | 1.8711 | 903.5743 | 5.3706 | 907.0693 | 0.0077319 | 998.5447 | 0.27522 | 1222.5441 | 0.32541 | 1031.293 | 0.012284 | 1139.8641 | 0 | 1139.0999 | 0 | 751.488 | 0.026585 | 751.7222 | 0.14823 | 751.4882 | 0.48344 | 751.4882 | 0.08518 | 751.4882 | 0.30829 | 747.8292 | 0.18152
| 367.5 | 0 |  |  | 367.5 | 0.0054889 | 367.5 | 0.2235 | 604.6446 | 0.011884 | 751.7242 | 0.0027594 | 746.5014 | -0.0586 | 604.6446 | 0.0093174 | 751.7242 | -0.11056 | 751.7242 | -0.018103 | 751.9579 | -0.016073 | 751.7242 | -0.05348 | 751.7242 | -0.038292 | 751.7242 | -0.034578 | 607.2228 | 0.00034032 | 746.5 | 0.026508 | 751.9579 | -0.0079345 | 604.6446 | 0.050674 | 746.5 | -0.0057306 | 751.7242 | 0.093491 | 746.5 | -0.0086277 | 751.7242 | 0.068286 | 607.2228 | 5.5598 | 607.2228 | 2.2167 | 751.7242 | -0.00564 | 751.9579 | -0.0014513 | 751.9579 | 0.0015701 | 751.7242 | 3.9833 | 903.7421 | 0.023921 | 751.7242 | 6.3872 | 751.7242 | 0.19274 | 903.2138 | 0.00078262 | 751.7242 | 0.034126 | 907.2392 | 1.8475 | 903.7421 | 5.4009 | 907.2392 | 0.0078386 | 998.6439 | 0.27533 | 1222.6173 | 0.32447 | 1031.306 | 0.012318 | 1139.9279 | 0 | 1139.1635 | 0 | 751.724 | 0.026267 | 751.9579 | 0.14302 | 751.7242 | 0.46917 | 751.7242 | 0.072411 | 751.7242 | 0.29061 | 748.0639 | 0.18105
| 367.5788 | 0 |  |  | 367.5788 | 0.0049546 | 367.5788 | 0.2353 | 604.7634 | 0 | 751.9602 | -0.021843 | 746.7373 | 0.026231 | 604.7634 | 0 | 751.9602 | 0.015313 | 751.9602 | 0.0050894 | 752.1937 | 0.023064 | 751.9602 | 0.042245 | 751.9602 | -0.027826 | 751.9602 | 0.026953 | 607.3422 | 0.00034074 | 746.74 | 0.0036384 | 752.1937 | 0.0018041 | 604.7634 | 0.040853 | 746.74 | 0.0045981 | 751.9602 | 0.10572 | 746.74 | 0.0046636 | 751.9602 | 0.06925 | 607.3422 | 5.5917 | 607.3422 | 2.2251 | 751.9602 | 0.012615 | 752.1937 | 0.0012999 | 752.1937 | 0.0051447 | 751.9602 | 3.8453 | 903.9099 | 0.029634 | 751.9602 | 6.5007 | 751.9602 | 0.19139 | 903.3821 | 0.00017392 | 751.9602 | 0.069657 | 907.4091 | 1.8252 | 903.9099 | 5.4306 | 907.4091 | 0.0078884 | 998.7432 | 0.27507 | 1222.6904 | 0.32353 | 1031.3191 | 0.012354 | 1139.9915 | 0 | 1139.227 | 0 | 751.96 | 0.025998 | 752.1937 | 0.13979 | 751.9602 | 0.47262 | 751.9602 | 0.087284 | 751.9602 | 0.30232 | 748.2987 | 0.18096
| 367.6575 | 0 |  |  | 367.6575 | 0.0035581 | 367.6575 | 0.225 | 604.8822 | 0.0097769 | 752.1961 | -0.011964 | 746.9732 | 0.0038608 | 604.8822 | 0.020871 | 752.1961 | -0.13809 | 752.1961 | -0.023612 | 752.4295 | -0.021268 | 752.1961 | -0.059072 | 752.1961 | -0.040327 | 752.1961 | -0.071341 | 607.4617 | 0.00036295 | 746.97 | -0.040022 | 752.4295 | -0.0020091 | 604.8822 | 0.02633 | 746.97 | 0.01547 | 752.1961 | 0.096308 | 746.97 | -0.012825 | 752.1961 | 0.069656 | 607.4617 | 5.6903 | 607.4617 | 2.2687 | 752.1961 | -0.014898 | 752.4295 | -0.00037298 | 752.4295 | -1.8348e-05 | 752.1961 | 3.7426 | 904.0777 | 0.02974 | 752.1961 | 6.5645 | 752.1961 | 0.20027 | 903.5504 | 0.00026087 | 752.1961 | 0.059131 | 907.579 | 1.8015 | 904.0777 | 5.4789 | 907.579 | 0.007988 | 998.8425 | 0.27501 | 1222.7637 | 0.32259 | 1031.3322 | 0.012389 | 1140.0552 | 0 | 1139.2905 | 0 | 752.196 | 0.025702 | 752.4295 | 0.13971 | 752.1961 | 0.4579 | 752.1961 | 0.070608 | 752.1961 | 0.2872 | 748.5335 | 0.18037
| 367.7363 | 0 |  |  | 367.7363 | 0.0046631 | 367.7363 | 0.22693 | 605.0011 | 0 | 752.4321 | -0.056216 | 747.209 | 0.013794 | 605.0011 | 0 | 752.4321 | 0.067966 | 752.4321 | 0.0023177 | 752.6653 | 0.020057 | 752.4321 | 0.040846 | 752.4321 | 0.014679 | 752.4321 | 0.040748 | 607.5812 | 0.00039396 | 747.21 | 0.011954 | 752.6653 | 0.00076161 | 605.0011 | 0.062481 | 747.21 | -0.0084487 | 752.4321 | 0.10344 | 747.21 | 0.020054 | 752.4321 | 0.061031 | 607.5812 | 5.7596 | 607.5812 | 2.2869 | 752.4321 | 0.020583 | 752.6653 | 0.0067052 | 752.6653 | 0.0049781 | 752.4321 | 3.5894 | 904.2455 | 0.022265 | 752.4321 | 6.7021 | 752.4321 | 0.21702 | 903.7187 | 0 | 752.4321 | 0.068438 | 907.7489 | 1.7781 | 904.2455 | 5.5175 | 907.7489 | 0.0080093 | 998.9418 | 0.27481 | 1222.8369 | 0.32164 | 1031.3451 | 0.012426 | 1140.1189 | 0 | 1139.3541 | 0 | 752.432 | 0.025608 | 752.6653 | 0.12878 | 752.4321 | 0.46286 | 752.4321 | 0.08518 | 752.4321 | 0.30019 | 748.7683 | 0.18019
| 367.815 | 0 |  |  | 367.815 | 0.0037766 | 367.815 | 0.22132 | 605.1199 | 0 | 752.6681 | -0.070601 | 747.4449 | -0.028241 | 605.1199 | 0.026867 | 752.6681 | -0.15065 | 752.6681 | -0.020959 | 752.9011 | -0.026109 | 752.6681 | -0.058126 | 752.6681 | -0.018779 | 752.6681 | -0.05792 | 607.7006 | 0.00038935 | 747.44 | -0.014034 | 752.9011 | -0.0085747 | 605.1199 | 0.051823 | 747.44 | -0.0013816 | 752.6681 | 0.099847 | 747.44 | -0.015623 | 752.6681 | 0.065851 | 607.7006 | 5.8712 | 607.7006 | 2.3357 | 752.6681 | -0.014684 | 752.9011 | -0.00091132 | 752.9011 | 0.00034575 | 752.6681 | 3.4982 | 904.4132 | 0.019809 | 752.6681 | 6.7724 | 752.6681 | 0.21298 | 903.8869 | 0 | 752.6681 | 0.036837 | 907.9188 | 1.7527 | 904.4132 | 5.5687 | 907.9188 | 0.0081587 | 999.0411 | 0.27466 | 1222.9102 | 0.3207 | 1031.3582 | 0.012463 | 1140.1825 | 0 | 1139.4177 | 0 | 752.668 | 0.025536 | 752.9011 | 0.13403 | 752.6681 | 0.45054 | 752.6681 | 0.077068 | 752.6681 | 0.2823 | 749.0031 | 0.1793
| 367.8938 | 0 |  |  | 367.8938 | 0.0044931 | 367.8938 | 0.22581 | 605.2387 | 0 | 752.9042 | 0.075932 | 747.6808 | 0.053685 | 605.2387 | 0 | 752.9042 | 0.037817 | 752.9042 | 0.014303 | 753.1369 | 0.010385 | 752.9042 | 0.025122 | 752.9042 | 0.021962 | 752.9042 | 0.06038 | 607.8201 | 0.00034828 | 747.68 | -0.069127 | 753.1369 | 0.0045223 | 605.2387 | 0.031345 | 747.68 | 0.0010646 | 752.9042 | 0.10209 | 747.68 | 0.019704 | 752.9042 | 0.078686 | 607.8201 | 5.9405 | 607.8201 | 2.3674 | 752.9042 | 0.029958 | 753.1369 | 0.0070363 | 753.1369 | 0.0065535 | 752.9042 | 3.3903 | 904.581 | 0.025255 | 752.9042 | 6.8665 | 752.9042 | 0.23097 | 904.0552 | 0 | 752.9042 | 0.093615 | 908.0887 | 1.7253 | 904.581 | 5.6022 | 908.0887 | 0.0082796 | 999.1404 | 0.27552 | 1222.9834 | 0.31975 | 1031.3712 | 0.0125 | 1140.2462 | 0 | 1139.4813 | 0 | 752.904 | 0.025516 | 753.1369 | 0.14467 | 752.9042 | 0.457 | 752.9042 | 0.082176 | 752.9042 | 0.29508 | 749.2379 | 0.17999
| 367.9726 | 0 |  |  | 367.9726 | 0.0025866 | 367.9726 | 0.21336 | 605.3576 | 0.017856 | 753.1402 | -0.079174 | 747.9167 | -0.039447 | 605.3576 | 0.01789 | 753.1402 | -0.13249 | 753.1402 | -0.018041 | 753.3727 | -0.030661 | 753.1402 | -0.062846 | 753.1402 | -0.0098966 | 753.1402 | -0.028735 | 607.9396 | 0.00030134 | 747.92 | -0.018192 | 753.3727 | -0.0061462 | 605.3576 | 0.049734 | 747.92 | -0.0095359 | 753.1402 | 0.1006 | 747.92 | -0.0044305 | 753.1402 | 0.064684 | 607.9396 | 6.0492 | 607.9396 | 2.4409 | 753.1402 | -0.027681 | 753.3727 | -0.0039814 | 753.3727 | -0.00046121 | 753.1402 | 3.2822 | 904.7488 | 0.016072 | 753.1402 | 6.972 | 753.1402 | 0.20606 | 904.2235 | 0.00026087 | 753.1402 | 0.037572 | 908.2586 | 1.6982 | 904.7488 | 5.6405 | 908.2586 | 0.0084077 | 999.2397 | 0.27658 | 1223.0566 | 0.31881 | 1031.3843 | 0.012538 | 1140.3099 | 0 | 1139.5449 | 0 | 753.14 | 0.025104 | 753.3727 | 0.13201 | 753.1402 | 0.44198 | 753.1402 | 0.072411 | 753.1402 | 0.2774 | 749.4728 | 0.17879
| 368.0514 | 0 |  |  | 368.0514 | 0.0057439 | 368.0514 | 0.22169 | 605.4764 | 0 | 753.3762 | 0.051869 | 748.1526 | 0.013067 | 605.4764 | 0 | 753.3762 | 0.0031497 | 753.3762 | 0.0015362 | 753.6085 | 0.02119 | 753.3762 | 0.035959 | 753.3762 | -0.008659 | 753.3762 | -0.0054983 | 608.0591 | 0.00025063 | 748.15 | 0.021311 | 753.6085 | 0.0024848 | 605.4764 | 0.039912 | 748.15 | 0.0054135 | 753.3762 | 0.10322 | 748.15 | -0.0023318 | 753.3762 | 0.068134 | 608.0591 | 6.1221 | 608.0591 | 2.4791 | 753.3762 | 0.024703 | 753.6085 | 0.007164 | 753.6085 | 0.0049434 | 753.3762 | 3.1787 | 904.9166 | 0.029207 | 753.3762 | 7.0895 | 753.3762 | 0.25133 | 904.3918 | 0.00017392 | 753.3762 | 0.065796 | 908.4284 | 1.6754 | 904.9166 | 5.6544 | 908.4284 | 0.0084717 | 999.3391 | 0.27658 | 1223.13 | 0.31786 | 1031.3972 | 0.012576 | 1140.3737 | 0 | 1139.6086 | 0 | 753.376 | 0.025278 | 753.6085 | 0.13858 | 753.3762 | 0.46015 | 753.3762 | 0.090438 | 753.3762 | 0.29742 | 749.7076 | 0.17859
| 368.1301 | 0 |  |  | 368.1301 | 0.0039345 | 368.1301 | 0.20844 | 605.5953 | 0 | 753.6122 | -0.056749 | 748.3885 | -0.019323 | 605.5953 | 0.032025 | 753.6122 | -0.17162 | 753.6123 | -0.022704 | 753.8443 | -0.019917 | 753.6122 | -0.0585 | 753.6123 | -0.033504 | 753.6123 | -0.0397 | 608.1786 | 0.00023135 | 748.39 | -0.034825 | 753.8443 | -0.0075231 | 605.5953 | 0.047435 | 748.39 | -0.0060024 | 753.6122 | 0.088607 | 748.39 | 0.016555 | 753.6123 | 0.064785 | 608.1786 | 6.2491 | 608.1786 | 2.5345 | 753.6123 | -0.013373 | 753.8443 | -0.0025305 | 753.8443 | -0.00076909 | 753.6123 | 3.0786 | 905.0844 | 0.024401 | 753.6122 | 7.1813 | 753.6122 | 0.23322 | 904.5601 | 0 | 753.6122 | 0.03966 | 908.5984 | 1.6495 | 905.0844 | 5.6662 | 908.5984 | 0.0086139 | 999.4385 | 0.27677 | 1223.2033 | 0.31692 | 1031.4103 | 0.012615 | 1140.4374 | 0 | 1139.6722 | 0 | 753.612 | 0.024907 | 753.8443 | 0.13322 | 753.6123 | 0.43131 | 753.6123 | 0.035604 | 753.6123 | 0.26887 | 749.9424 | 0.17841
| 368.2089 | 0 |  |  | 368.2089 | 0.0042624 | 368.2089 | 0.2168 | 605.7142 | 0 | 753.8483 | 0.063569 | 748.6245 | 0.042174 | 605.7142 | 0 | 753.8483 | 0.041433 | 753.8483 | 0.0092093 | 754.0802 | 0.025433 | 753.8483 | 0.028957 | 753.8483 | 0.011732 | 753.8483 | 0.035048 | 608.298 | 0.00028877 | 748.62 | 0.053536 | 754.0802 | 0.0051596 | 605.7142 | 0.035524 | 748.62 | -0.0089922 | 753.8483 | 0.10019 | 748.62 | 0.0088609 | 753.8483 | 0.071989 | 608.298 | 6.3493 | 608.298 | 2.5679 | 753.8483 | 0.022925 | 754.0802 | 0.007538 | 754.0802 | 0.0058398 | 753.8483 | 2.9668 | 905.2522 | 0.027711 | 753.8483 | 7.2827 | 753.8483 | 0.24549 | 904.7284 | 0.00017392 | 753.8483 | 0.10412 | 908.7683 | 1.6219 | 905.2522 | 5.6716 | 908.7683 | 0.0087135 | 999.5379 | 0.27729 | 1223.2765 | 0.31597 | 1031.4233 | 0.012654 | 1140.5011 | 0 | 1139.7358 | 0 | 753.848 | 0.025054 | 754.0802 | 0.13968 | 753.8483 | 0.45399 | 753.8483 | 0.11267 | 753.8483 | 0.29188 | 750.1773 | 0.17932
| 368.2877 | 0 |  |  | 368.2877 | 0.0046631 | 368.2877 | 0.20418 | 605.8331 | 0.022482 | 754.0844 | -0.10471 | 748.8604 | -0.037709 | 605.8331 | 0.036109 | 754.0844 | -0.074887 | 754.0843 | -0.02053 | 754.316 | -0.026688 | 754.0844 | -0.063543 | 754.0843 | -0.033932 | 754.0843 | -0.07142 | 608.4175 | 0.00036798 | 748.86 | 0.011954 | 754.316 | -0.0069548 | 605.8331 | 0.050987 | 748.86 | -0.022582 | 754.0844 | 0.08704 | 748.86 | -0.016672 | 754.0843 | 0.057531 | 608.4175 | 6.483 | 608.4175 | 2.6164 | 754.0843 | -0.025858 | 754.316 | -0.0034252 | 754.316 | -0.0023419 | 754.0843 | 2.8861 | 905.42 | 0.018421 | 754.0844 | 7.3728 | 754.0844 | 0.25691 | 904.8967 | 0.00026087 | 754.0844 | 0.034822 | 908.9382 | 1.5953 | 905.42 | 5.6943 | 908.9382 | 0.0088273 | 999.6373 | 0.27719 | 1223.3499 | 0.31502 | 1031.4363 | 0.012693 | 1140.5648 | 0 | 1139.7996 | 0 | 754.084 | 0.024752 | 754.316 | 0.12353 | 754.0843 | 0.42755 | 754.0843 | 0.070758 | 754.0843 | 0.27356 | 750.4122 | 0.17841
| 368.3665 | 0 |  |  | 368.3665 | 0.006509 | 368.3665 | 0.20886 | 605.952 | 0 | 754.3204 | -0.020294 | 749.0963 | 0.043833 | 605.952 | 0 | 754.3204 | 0.044638 | 754.3204 | 0.00131 | 754.5519 | 0.029751 | 754.3204 | 0.035564 | 754.3204 | -0.0011025 | 754.3204 | 0.034325 | 608.537 | 0.00038642 | 749.1 | 0.077446 | 754.5519 | 0.0020154 | 605.952 | 0.053913 | 749.1 | 0.0026954 | 754.3204 | 0.095206 | 749.1 | -0.0030314 | 754.3204 | 0.063263 | 608.537 | 6.5654 | 608.537 | 2.6597 | 754.3204 | 0.005344 | 754.5519 | 0.0032406 | 754.5519 | 0.0030418 | 754.3204 | 2.7893 | 905.5878 | 0.027498 | 754.3204 | 7.4759 | 754.3204 | 0.27366 | 905.065 | 0 | 754.3204 | 0.081248 | 909.1081 | 1.5715 | 905.5878 | 5.7168 | 909.1081 | 0.0089127 | 999.7368 | 0.27702 | 1223.4231 | 0.31407 | 1031.4493 | 0.012733 | 1140.6285 | 0 | 1139.8632 | 0 | 754.32 | 0.024378 | 754.5519 | 0.13109 | 754.3204 | 0.43612 | 754.3204 | 0.080824 | 754.3204 | 0.28826 | 750.647 | 0.17808
| 368.4452 | 0 |  |  | 368.4452 | 0.0018337 | 368.4452 | 0.2064 | 606.0708 | 0.028347 | 754.5565 | 0.003866 | 749.3323 | -0.012641 | 606.0708 | 0.011926 | 754.5565 | -0.070915 | 754.5565 | -0.015464 | 754.7878 | -0.019909 | 754.5565 | -0.055396 | 754.5565 | -0.041244 | 754.5565 | -0.064023 | 608.6565 | 0.00040318 | 749.33 | -0.0025989 | 754.7878 | -0.0053712 | 606.0708 | 0.036151 | 749.33 | -0.0011099 | 754.5565 | 0.090714 | 749.33 | -0.0075784 | 754.5565 | 0.067728 | 608.6565 | 6.6646 | 608.6565 | 2.7121 | 754.5565 | -0.0064535 | 754.7878 | 0.001839 | 754.7878 | 0.00074644 | 754.5565 | 2.644 | 905.7556 | 0.022052 | 754.5565 | 7.5806 | 754.5565 | 0.25602 | 905.2333 | 0 | 754.5565 | 0.05833 | 909.278 | 1.5466 | 905.7556 | 5.7475 | 909.278 | 0.0091403 | 999.8362 | 0.27744 | 1223.4965 | 0.31313 | 1031.4624 | 0.012772 | 1140.6923 | 0 | 1139.9268 | 0 | 754.556 | 0.024146 | 754.7878 | 0.13296 | 754.5565 | 0.4247 | 754.5565 | 0.066251 | 754.5565 | 0.26632 | 750.8819 | 0.17731
| 368.524 | 0 |  |  | 368.524 | 0.0058896 | 368.524 | 0.20985 | 606.1898 | 0 | 754.7926 | -0.077241 | 749.5682 | 0.019296 | 606.1898 | 0 | 754.7926 | -0.022762 | 754.7926 | 0.0020945 | 755.0236 | 0.027863 | 754.7926 | 0.040182 | 754.7926 | -0.011645 | 754.7926 | 0.034272 | 608.776 | 0.00034367 | 749.57 | 0.0025989 | 755.0236 | 0.0026976 | 606.1898 | 0.03427 | 749.57 | -0.016331 | 754.7926 | 0.095555 | 749.57 | 0.0022152 | 754.7926 | 0.054791 | 608.776 | 6.7388 | 608.776 | 2.751 | 754.7926 | 0.010056 | 755.0236 | 0.0043949 | 755.0236 | 0.0020309 | 754.7926 | 2.6486 | 905.9235 | 0.034065 | 754.7926 | 7.6779 | 754.7926 | 0.28392 | 905.4016 | 0.00069566 | 754.7926 | 0.07755 | 909.4479 | 1.5226 | 905.9235 | 5.7753 | 909.4479 | 0.0092043 | 999.9357 | 0.27793 | 1223.5697 | 0.31218 | 1031.4755 | 0.012812 | 1140.756 | 0 | 1139.9905 | 0 | 754.793 | 0.02334 | 755.0236 | 0.12283 | 754.7926 | 0.43056 | 754.7926 | 0.077368 | 754.7926 | 0.29082 | 751.1168 | 0.17707
| 368.6028 | 0 |  |  | 368.6028 | 0.0010775 | 368.6028 | 0.20424 | 606.3087 | 0.024828 | 755.0287 | -0.021668 | 749.8042 | -0.04971 | 606.3087 | 0.01938 | 755.0287 | -0.11718 | 755.0287 | -0.011242 | 755.2595 | -0.02187 | 755.0287 | -0.052396 | 755.0287 | -0.036777 | 755.0287 | -0.076378 | 608.8955 | 0.00034828 | 749.8 | -0.015073 | 755.2595 | -0.0055602 | 606.3087 | 0.042315 | 749.8 | -0.028019 | 755.0287 | 0.089478 | 749.8 | -0.010726 | 755.0287 | 0.064532 | 608.8955 | 6.8758 | 608.8955 | 2.8107 | 755.0287 | -0.02428 | 755.2595 | -0.00068872 | 755.2595 | 0.0010146 | 755.0287 | 2.5323 | 906.0913 | 0.02675 | 755.0287 | 7.7543 | 755.0287 | 0.28962 | 905.5699 | 0.00026087 | 755.0287 | 0.065426 | 909.6179 | 1.5002 | 906.0913 | 5.8189 | 909.6179 | 0.0093537 | 1000.0353 | 0.27827 | 1223.6431 | 0.31123 | 1031.4884 | 0.012852 | 1140.8197 | 0 | 1140.0541 | 0 | 755.029 | 0.023326 | 755.2595 | 0.12944 | 755.0287 | 0.41208 | 755.0287 | 0.068505 | 755.0287 | 0.26142 | 751.3517 | 0.17604
| 368.6816 | 0 |  |  | 368.6816 | 0.0028902 | 368.6816 | 0.20832 | 606.4276 | 0 | 755.2648 | -0.037254 | 750.0402 | -0.0055154 | 606.4276 | 0 | 755.2648 | 0.02341 | 755.2648 | 0.0026519 | 755.4954 | 0.019408 | 755.2648 | 0.021776 | 755.2648 | 0.016849 | 755.2648 | 0.003253 | 609.015 | 0.0002829 | 750.04 | -0.026508 | 755.4954 | 0.0020304 | 606.4276 | 0.050674 | 750.04 | -0.010623 | 755.2648 | 0.095472 | 750.04 | -0.017722 | 755.2648 | 0.060321 | 609.015 | 6.9871 | 609.015 | 2.8551 | 755.2648 | 0.01721 | 755.4954 | 0.002005 | 755.4954 | 0.0037887 | 755.2648 | 2.4128 | 906.2591 | 0.028459 | 755.2648 | 7.9004 | 755.2648 | 0.31475 | 905.7382 | 0 | 755.2648 | 0.087239 | 909.7878 | 1.4829 | 906.2591 | 5.8537 | 909.7878 | 0.009439 | 1000.1348 | 0.27888 | 1223.7164 | 0.31028 | 1031.5015 | 0.012892 | 1140.8835 | 0 | 1140.1178 | 0 | 755.265 | 0.023204 | 755.4954 | 0.12382 | 755.2648 | 0.42831 | 755.2648 | 0.088485 | 755.2648 | 0.28251 | 751.5866 | 0.17631
| 368.7604 | 0 |  |  | 368.7604 | 0.0058532 | 368.7604 | 0.20028 | 606.5465 | 0.017856 | 755.5009 | -0.040233 | 750.2762 | 0.0017874 | 606.5465 | 0 | 755.5009 | -0.086233 | 755.5009 | -0.013791 | 755.7314 | -0.026464 | 755.5009 | -0.05274 | 755.5009 | -0.027972 | 755.5009 | -0.048442 | 609.1345 | 0.00027116 | 750.28 | -0.030666 | 755.7313 | -0.009897 | 606.5465 | 0.049211 | 750.28 | 0.014926 | 755.5009 | 0.089016 | 750.28 | -0.0033811 | 755.5009 | 0.060575 | 609.1345 | 7.1232 | 609.1345 | 2.921 | 755.5009 | -0.0083002 | 755.7313 | -0.00015148 | 755.7313 | -0.00059899 | 755.5009 | 2.3579 | 906.4269 | 0.02894 | 755.5009 | 8.0114 | 755.5009 | 0.27619 | 905.9066 | 0 | 755.5009 | 0.046294 | 909.9577 | 1.4644 | 906.4269 | 5.893 | 909.9577 | 0.0096169 | 1000.2343 | 0.27897 | 1223.7898 | 0.30933 | 1031.5145 | 0.012932 | 1140.9473 | 0 | 1140.1815 | 0 | 755.501 | 0.023429 | 755.7314 | 0.12592 | 755.5009 | 0.42019 | 755.5009 | 0.062345 | 755.5009 | 0.25417 | 751.8215 | 0.17545
| 368.8392 | 0 |  |  | 368.8392 | 0.0030237 | 368.8392 | 0.20529 | 606.6654 | 0 | 755.737 | -0.019133 | 750.5122 | 0.0047639 | 606.6654 | 0 | 755.737 | 0.024422 | 755.737 | 0.0034388 | 755.9673 | 0.015925 | 755.737 | 0.037084 | 755.737 | 0.022746 | 755.737 | 0.017026 | 609.254 | 0.00027997 | 750.51 | 0.024429 | 755.9673 | 0.00089856 | 606.6654 | 0.050047 | 750.51 | 0.0032391 | 755.737 | 0.087062 | 750.51 | -0.011776 | 755.737 | 0.06646 | 609.254 | 7.2172 | 609.254 | 2.9665 | 755.737 | 0.019077 | 755.9673 | 0.0021909 | 755.9673 | 0.002178 | 755.737 | 2.3098 | 906.5947 | 0.024668 | 755.737 | 8.1564 | 755.737 | 0.31467 | 906.0749 | 0 | 755.737 | 0.10245 | 910.1277 | 1.4463 | 906.5947 | 5.9058 | 910.1277 | 0.0096524 | 1000.3339 | 0.27872 | 1223.8632 | 0.30838 | 1031.5276 | 0.012971 | 1141.0111 | 0 | 1140.2452 | 0 | 755.737 | 0.022878 | 755.9673 | 0.12797 | 755.737 | 0.42124 | 755.737 | 0.079021 | 755.737 | 0.26994 | 752.0565 | 0.17567
| 368.918 | 0 |  |  | 368.918 | 0.0067275 | 368.918 | 0.19316 | 606.7844 | 0.015748 | 755.9731 | 0.030738 | 750.7482 | -0.002457 | 606.7844 | 0.016399 | 755.9731 | -0.13116 | 755.9731 | -0.010195 | 756.2032 | -0.0071813 | 755.9731 | -0.04861 | 755.9731 | -0.020507 | 755.9731 | -0.083325 | 609.3735 | 0.00033194 | 750.75 | -0.047299 | 756.2032 | -0.0064533 | 606.7844 | 0.06666 | 750.75 | -0.012254 | 755.9731 | 0.088116 | 750.75 | 0.0074619 | 755.9731 | 0.061843 | 609.3735 | 7.3607 | 609.3735 | 3.0466 | 755.9731 | -0.0032243 | 756.2032 | 0.0012088 | 756.2032 | 0.0023921 | 755.9731 | 2.221 | 906.7625 | 0.016926 | 755.9731 | 8.2831 | 755.9731 | 0.31387 | 906.2432 | 0.00078262 | 755.9731 | 0.052566 | 910.2976 | 1.4287 | 906.7625 | 5.9184 | 910.2976 | 0.0098374 | 1000.4335 | 0.27898 | 1223.9365 | 0.30744 | 1031.5405 | 0.013011 | 1141.0748 | 0 | 1140.3088 | 0 | 755.973 | 0.022692 | 756.2032 | 0.12753 | 755.9731 | 0.40322 | 755.9731 | 0.067904 | 755.9731 | 0.25843 | 752.2914 | 0.17621
| 368.9968 | 0 |  |  | 368.9968 | 0.004566 | 368.9968 | 0.19712 | 606.9033 | 0 | 756.2093 | -0.047892 | 750.9842 | 0.033794 | 606.9033 | 0 | 756.2093 | 0.054687 | 756.2092 | 0.0047486 | 756.4391 | 0.0095779 | 756.2093 | 0.03308 | 756.2092 | 0.0076072 | 756.2092 | 0.0038797 | 609.493 | 0.00037468 | 750.98 | 0.031706 | 756.4391 | 0.00040978 | 606.9033 | 0.042002 | 750.98 | 0.0026954 | 756.2093 | 0.089399 | 750.98 | -0.0019821 | 756.2092 | 0.060777 | 609.493 | 7.459 | 609.493 | 3.091 | 756.2092 | 0.015831 | 756.4391 | 0.00095628 | 756.4391 | 0.0031772 | 756.2092 | 2.1424 | 906.9304 | 0.022692 | 756.2093 | 8.366 | 756.2093 | 0.31712 | 906.4115 | 0.00017392 | 756.2093 | 0.096197 | 910.4676 | 1.4109 | 906.9304 | 5.9147 | 910.4676 | 0.0099156 | 1000.5331 | 0.27918 | 1224.0099 | 0.30649 | 1031.5536 | 0.01305 | 1141.1387 | 0 | 1140.3726 | 0 | 756.209 | 0.02249 | 756.4391 | 0.12448 | 756.2092 | 0.41073 | 756.2092 | 0.076467 | 756.2092 | 0.27079 | 752.5263 | 0.17618
| 369.0756 | 0 |  |  | 369.0756 | 0.0033638 | 369.0756 | 0.19312 | 607.0223 | 0.0066155 | 756.4454 | -0.09322 | 751.2202 | -0.024314 | 607.0223 | 0.015653 | 756.4454 | -0.13533 | 756.4454 | -0.019776 | 756.6751 | -0.037785 | 756.4454 | -0.058369 | 756.4454 | -0.038598 | 756.4454 | -0.055434 | 609.6125 | 0.00038726 | 751.22 | 0.0015593 | 756.6751 | -0.0097314 | 607.0223 | 0.053286 | 751.22 | -0.018233 | 756.4454 | 0.083955 | 751.22 | -0.010726 | 756.4454 | 0.052407 | 609.6125 | 7.585 | 609.6125 | 3.1609 | 756.4454 | -0.020835 | 756.6751 | -0.0035461 | 756.6751 | -0.0040964 | 756.4454 | 2.0494 | 907.0982 | 0.023654 | 756.4454 | 8.4795 | 756.4454 | 0.3376 | 906.5799 | 0.00026087 | 756.4454 | 0.033894 | 910.6375 | 1.3887 | 907.0982 | 5.9313 | 910.6375 | 0.010093 | 1000.6328 | 0.27906 | 1224.0832 | 0.30554 | 1031.5666 | 0.013089 | 1141.2024 | 0 | 1140.4363 | 0 | 756.445 | 0.0229 | 756.6751 | 0.11975 | 756.4454 | 0.39781 | 756.4454 | 0.062946 | 756.4454 | 0.24672 | 752.7613 | 0.1747
| 369.1544 | 0 |  |  | 369.1544 | 0.004651 | 369.1544 | 0.19348 | 607.1412 | 0 | 756.6816 | 0.019046 | 751.4562 | 0.044077 | 607.1412 | 0 | 756.6816 | 0.022836 | 756.6816 | 0.0037231 | 756.911 | 0.0017323 | 756.6816 | 0.025928 | 756.6816 | -0.014788 | 756.6816 | 0.01333 | 609.732 | 0.00036505 | 751.46 | 0.012994 | 756.911 | 0.0024782 | 607.1412 | 0.056212 | 751.46 | -0.003828 | 756.6816 | 0.089902 | 751.46 | -0.0037309 | 756.6816 | 0.065546 | 609.732 | 7.6595 | 609.732 | 3.1955 | 756.6816 | 0.020236 | 756.911 | 0.0033523 | 756.911 | 0.0035141 | 756.6816 | 1.9978 | 907.266 | 0.030862 | 756.6816 | 8.6056 | 756.6816 | 0.34238 | 906.7482 | 0 | 756.6816 | 0.10222 | 910.8075 | 1.3698 | 907.266 | 5.9488 | 910.8075 | 0.010143 | 1000.7324 | 0.27896 | 1224.1566 | 0.30459 | 1031.5797 | 0.013128 | 1141.2662 | 0 | 1140.5 | 0 | 756.682 | 0.021853 | 756.911 | 0.12643 | 756.6816 | 0.40968 | 756.6816 | 0.079922 | 756.6816 | 0.26696 | 752.9963 | 0.17539
| 369.2332 | 0 |  |  | 369.2332 | 0.0023437 | 369.2332 | 0.18875 | 607.2602 | 0.0013465 | 756.9177 | -0.058904 | 751.6923 | -0.050543 | 607.2602 | 0.017144 | 756.9177 | -0.074131 | 756.9177 | -0.020819 | 757.147 | -0.036402 | 756.9177 | -0.071547 | 756.9177 | -0.036653 | 756.9177 | -0.057216 | 609.8515 | 0.00034912 | 751.69 | -0.019232 | 757.147 | -0.0092978 | 607.2602 | 0.049734 | 751.69 | -0.016331 | 756.9177 | 0.082603 | 751.69 | -0.023668 | 756.9177 | 0.059763 | 609.8515 | 7.7796 | 609.8515 | 3.2781 | 756.9177 | -0.02735 | 757.147 | -0.0051561 | 757.147 | -0.0034377 | 756.9177 | 1.9314 | 907.4338 | 0.026964 | 756.9177 | 8.7181 | 756.9177 | 0.3472 | 906.9165 | 0.00078262 | 756.9177 | 0.064881 | 910.9774 | 1.3472 | 907.4338 | 5.979 | 910.9774 | 0.010321 | 1000.832 | 0.27956 | 1224.23 | 0.30365 | 1031.5927 | 0.013166 | 1141.3301 | 0 | 1140.5637 | 0 | 756.918 | 0.022382 | 757.147 | 0.11784 | 756.9177 | 0.3891 | 756.9177 | 0.067303 | 756.9177 | 0.23329 | 753.2312 | 0.17406
| 369.312 | 0 |  |  | 369.312 | 0.0063147 | 369.312 | 0.19397 | 607.3792 | 0 | 757.1539 | -0.082788 | 751.9283 | 0.040969 | 607.3792 | 0 | 757.1539 | 0.0054669 | 757.1539 | -0.0052642 | 757.383 | 0.033951 | 757.1539 | 0.026265 | 757.1539 | 0.0073552 | 757.1539 | 0.026272 | 609.971 | 0.00034954 | 751.93 | 0.020271 | 757.383 | -0.0031138 | 607.3792 | 0.033121 | 751.93 | -0.023398 | 757.1539 | 0.080257 | 751.93 | -0.0072287 | 757.1539 | 0.054334 | 609.971 | 7.8463 | 609.971 | 3.3112 | 757.1539 | 0.014012 | 757.383 | -0.00060094 | 757.383 | -0.00010282 | 757.1539 | 1.8776 | 907.6017 | 0.030488 | 757.1539 | 8.8302 | 757.1539 | 0.35283 | 907.0849 | 0 | 757.1539 | 0.10039 | 911.1474 | 1.3241 | 907.6017 | 6.0007 | 911.1474 | 0.010485 | 1000.9317 | 0.28018 | 1224.3035 | 0.3027 | 1031.6057 | 0.013204 | 1141.3938 | 0 | 1140.6274 | 0 | 757.154 | 0.021933 | 757.383 | 0.11476 | 757.1539 | 0.39721 | 757.1539 | 0.072411 | 757.1539 | 0.25993 | 753.4662 | 0.17418
| 369.3908 | 0 |  |  | 369.3908 | 0.002793 | 369.3908 | 0.18102 | 607.4982 | 0.030107 | 757.3901 | -0.044442 | 752.1644 | -0.035971 | 607.4982 | 0 | 757.3901 | -0.11508 | 757.3901 | -0.01736 | 757.6189 | -0.029876 | 757.3901 | -0.052385 | 757.3901 | -0.056455 | 757.3901 | -0.044193 | 610.0906 | 0.00033068 | 752.16 | -0.062891 | 757.6189 | -0.0087713 | 607.4982 | 0.045659 | 752.16 | 0.0035108 | 757.3901 | 0.075384 | 752.16 | -0.027516 | 757.3901 | 0.059814 | 610.0906 | 7.9631 | 610.0906 | 3.3782 | 757.3901 | -0.021764 | 757.6189 | -0.0031352 | 757.6189 | -0.00041244 | 757.3901 | 1.831 | 907.7695 | 0.013348 | 757.3901 | 8.9125 | 757.3901 | 0.36819 | 907.2532 | 0.00078262 | 757.3901 | 0.055739 | 911.3173 | 1.3026 | 907.7695 | 6.0422 | 911.3173 | 0.010662 | 1001.0314 | 0.28016 | 1224.3768 | 0.30175 | 1031.6188 | 0.013242 | 1141.4576 | 0 | 1140.6912 | 0 | 757.39 | 0.021692 | 757.6189 | 0.11762 | 757.3901 | 0.38279 | 757.3901 | 0.061144 | 757.3901 | 0.23734 | 753.7012 | 0.17293
| 369.4696 | 0 |  |  | 369.4696 | 0.0084762 | 369.4696 | 0.18864 | 607.6171 | 0 | 757.6263 | -0.039927 | 752.4004 | 0.035533 | 607.6171 | 0 | 757.6263 | 0.030368 | 757.6263 | 0.0017533 | 757.8549 | 6.1382e-05 | 757.6263 | 0.013102 | 757.6263 | 0.024649 | 757.6263 | 0.014383 | 610.2101 | 0.00033194 | 752.4 | -0.0025989 | 757.8549 | 0.00058866 | 607.6171 | 0.045032 | 752.4 | -0.014156 | 757.6263 | 0.088008 | 752.4 | -0.0086277 | 757.6263 | 0.050124 | 610.2101 | 8.05 | 610.2101 | 3.4226 | 757.6263 | 0.0070211 | 757.8549 | 0.0041548 | 757.8549 | 0.0017479 | 757.6263 | 1.7664 | 907.9373 | 0.02627 | 757.6263 | 9.0929 | 757.6263 | 0.38154 | 907.4216 | 0 | 757.6263 | 0.11148 | 911.4873 | 1.2811 | 907.9373 | 6.0951 | 911.4873 | 0.010833 | 1001.1312 | 0.28066 | 1224.4503 | 0.3008 | 1031.6318 | 0.013279 | 1141.5215 | 0 | 1140.755 | 0 | 757.626 | 0.021673 | 757.8549 | 0.10757 | 757.6263 | 0.39676 | 757.6263 | 0.074063 | 757.6263 | 0.26738 | 753.9362 | 0.17292
| 369.5484 | 0 |  |  | 369.5484 | 0.0012508 | 369.5484 | 0.18352 | 607.7361 | 0.012587 | 757.8624 | -0.03936 | 752.6365 | -0.035141 | 607.7361 | 0.028371 | 757.8624 | -0.086407 | 757.8624 | -0.011648 | 758.0909 | -0.026674 | 757.8624 | -0.053317 | 757.8624 | 0.0019881 | 757.8624 | -0.086493 | 610.3296 | 0.00034158 | 752.64 | -0.063932 | 758.0909 | -0.0010184 | 607.7361 | 0.052764 | 752.64 | 0.0065008 | 757.8624 | 0.076822 | 752.64 | -0.0086277 | 757.8624 | 0.057531 | 610.3296 | 8.2131 | 610.3296 | 3.5121 | 757.8624 | -0.018798 | 758.0909 | -0.0015572 | 758.0909 | 0.00040544 | 757.8624 | 1.6957 | 908.1052 | 0.021678 | 757.8624 | 9.2018 | 757.8624 | 0.38369 | 907.5899 | 0.00078262 | 757.8624 | 0.087763 | 911.6573 | 1.2599 | 908.1052 | 6.1588 | 911.6573 | 0.011011 | 1001.2309 | 0.2807 | 1224.5237 | 0.29986 | 1031.6449 | 0.013315 | 1141.5853 | 0 | 1140.8187 | 0 | 757.862 | 0.021515 | 758.0909 | 0.11678 | 757.8624 | 0.38008 | 757.8624 | 0.060242 | 757.8624 | 0.23244 | 754.1712 | 0.17288
| 369.6273 | 0 |  |  | 369.6273 | 0.0064847 | 369.6273 | 0.18654 | 607.8551 | 0 | 758.0987 | 0.022415 | 752.8726 | 0.0071108 | 607.8551 | 0 | 758.0987 | 0.030843 | 758.0987 | 0.016824 | 758.3269 | 0.012466 | 758.0987 | 0.036631 | 758.0987 | 0.0081053 | 758.0987 | 0.011419 | 610.4491 | 0.00034241 | 752.87 | 0.045222 | 758.3269 | 0.0043208 | 607.8551 | 0.033434 | 752.87 | -0.0016535 | 758.0987 | 0.084422 | 752.87 | 0.017606 | 758.0987 | 0.062756 | 610.4491 | 8.3458 | 610.4491 | 3.5747 | 758.0987 | 0.017002 | 758.3269 | 0.0032868 | 758.3269 | 0.0012364 | 758.0987 | 1.6405 | 908.273 | 0.030808 | 758.0987 | 9.3156 | 758.0987 | 0.39236 | 907.7583 | 0 | 758.0987 | 0.11107 | 911.8273 | 1.2393 | 908.273 | 6.2026 | 911.8273 | 0.011217 | 1001.3307 | 0.27984 | 1224.5972 | 0.29891 | 1031.6578 | 0.013351 | 1141.6492 | 0 | 1140.8825 | 0 | 758.099 | 0.020992 | 758.3269 | 0.11854 | 758.0987 | 0.38729 | 758.0987 | 0.084279 | 758.0987 | 0.25993 | 754.4062 | 0.17227
| 369.7061 | 0 |  |  | 369.7061 | 0.0039709 | 369.7061 | 0.17695 | 607.9742 | 0.0031028 | 758.3349 | -0.094312 | 753.1087 | -0.016521 | 607.9742 | 0 | 758.3349 | -0.11103 | 758.3349 | -0.023187 | 758.563 | -0.026193 | 758.3349 | -0.062828 | 758.3349 | -0.020527 | 758.3349 | -0.069924 | 610.5687 | 0.00023009 | 753.11 | -0.016113 | 758.563 | -0.0082053 | 607.9742 | 0.028733 | 753.11 | -0.0030125 | 758.3349 | 0.077666 | 753.11 | -0.00023318 | 758.3349 | 0.051899 | 610.5687 | 8.5144 | 610.5687 | 3.6763 | 758.3349 | -0.030746 | 758.563 | -0.0064058 | 758.563 | -0.0014765 | 758.3349 | 1.5542 | 908.4409 | 0.028566 | 758.3349 | 9.4764 | 758.3349 | 0.41087 | 907.9266 | 0.00026087 | 758.3349 | 0.071796 | 911.9972 | 1.2182 | 908.4409 | 6.2492 | 911.9972 | 0.01136 | 1001.4305 | 0.27903 | 1224.6707 | 0.29796 | 1031.6709 | 0.013386 | 1141.713 | 0 | 1140.9463 | 0 | 758.335 | 0.021155 | 758.563 | 0.10955 | 758.3349 | 0.37482 | 758.3349 | 0.062796 | 758.3349 | 0.23777 | 754.6412 | 0.17228
| 369.7849 | 0 |  |  | 369.7849 | 0.0051124 | 369.7849 | 0.16914 | 608.0932 | 0 | 758.5711 | -0.094277 | 753.3448 | -0.037083 | 608.0932 | 0 | 758.5711 | -0.090062 | 758.5711 | -0.012823 | 758.799 | -0.02238 | 758.5711 | -0.057597 | 758.5711 | -0.010618 | 758.5711 | -0.084814 | 610.6882 | 0.00062657 | 753.34 | -0.026508 | 758.799 | -0.0074265 | 608.0932 | 0.033121 | 753.34 | -0.017147 | 758.5711 | 0.07723 | 753.34 | 0.012359 | 758.5711 | 0.051392 | 610.6882 | 8.6631 | 610.6882 | 3.7535 | 758.5711 | -0.0034809 | 758.799 | -0.0023962 | 758.799 | -0.0021329 | 758.5711 | 1.4667 | 908.6087 | 0.0291 | 758.5711 | 9.6332 | 758.5711 | 0.41133 | 908.095 | 0 | 758.5711 | 0.10412 | 912.1672 | 1.1942 | 908.6087 | 6.3015 | 912.1672 | 0.011545 | 1001.5302 | 0.27846 | 1224.744 | 0.29701 | 1031.684 | 0.01342 | 1141.7769 | 0 | 1141.01 | 0 | 758.571 | 0.021327 | 758.799 | 0.10867 | 758.5711 | 0.36265 | 758.5711 | 0.063397 | 758.5711 | 0.23564 | 754.8763 | 0.17028
| 369.8637 | 0 |  |  | 369.8637 | 0.0041167 | 369.8637 | 0.17592 | 608.2122 | 0.022678 | 758.8073 | 0.01887 | 753.5809 | 0.041374 | 608.2122 | 0.016399 | 758.8073 | 0.078579 | 758.8073 | 0.0092753 | 759.035 | 0.00073282 | 758.8073 | 0.036252 | 758.8073 | 0.0048387 | 758.8073 | 0.017295 | 610.8077 | 0.00052515 | 753.58 | -0.076405 | 759.035 | 0.0039579 | 608.2122 | 0.053286 | 753.58 | -0.0027408 | 758.8073 | 0.088006 | 753.58 | 0.012708 | 758.8073 | 0.056414 | 610.8077 | 8.7976 | 610.8077 | 3.8168 | 758.8073 | 0.0068517 | 759.035 | 0.0048061 | 759.035 | 0.0039811 | 758.8073 | 1.4003 | 908.7766 | 0.025843 | 758.8073 | 9.8006 | 758.8073 | 0.43283 | 908.2633 | 0.00078262 | 758.8073 | 0.11307 | 912.3372 | 1.1759 | 908.7766 | 6.3548 | 912.3372 | 0.01163 | 1001.63 | 0.27899 | 1224.8175 | 0.29607 | 1031.697 | 0.013453 | 1141.8408 | 0 | 1141.0738 | 0 | 758.807 | 0.020992 | 759.035 | 0.11113 | 758.8073 | 0.37272 | 758.8073 | 0.07872 | 758.8073 | 0.2497 | 755.1113 | 0.17087
| 369.9425 | 0 |  |  | 369.9425 | 0.00089425 | 369.9426 | 0.16749 | 608.3312 | 0 | 759.0436 | -0.048 | 753.817 | -0.025294 | 608.3312 | 0 | 759.0436 | -0.13318 | 759.0436 | -0.018437 | 759.2711 | -0.019546 | 759.0436 | -0.073159 | 759.0436 | -0.052719 | 759.0436 | -0.072634 | 610.9273 | 0.0010754 | 753.82 | -0.038983 | 759.2711 | -0.0084961 | 608.3312 | 0.0373 | 753.82 | -0.0049152 | 759.0436 | 0.078518 | 753.82 | -0.014223 | 759.0436 | 0.053827 | 610.9273 | 8.9209 | 610.9273 | 3.8488 | 759.0436 | -0.020295 | 759.2711 | -0.0053796 | 759.2711 | -0.0020663 | 759.0436 | 1.3588 | 908.9444 | 0.022532 | 759.0436 | 9.9189 | 759.0436 | 0.42156 | 908.4317 | 0 | 759.0436 | 0.090294 | 912.5072 | 1.1541 | 908.9444 | 6.3996 | 912.5072 | 0.011886 | 1001.7299 | 0.27954 | 1224.891 | 0.29512 | 1031.7101 | 0.013486 | 1141.9047 | 0 | 1141.1376 | 0 | 759.044 | 0.020225 | 759.2711 | 0.11017 | 759.0436 | 0.35349 | 759.0436 | 0.058139 | 759.0436 | 0.21838 | 755.3464 | 0.16911
| 370.0214 | 0 |  |  | 370.0214 | 0.0044324 | 370.0214 | 0.17495 | 608.4503 | 0.028347 | 759.2798 | 0.056321 | 754.0531 | 0.056316 | 608.4503 | 0.025362 | 759.2798 | 0.015241 | 759.2798 | 0.011049 | 759.5071 | 0.023369 | 759.2798 | 0.03187 | 759.2798 | 0.020419 | 759.2798 | 0.036776 | 611.0468 | 0.00055155 | 754.05 | -0.0077966 | 759.5071 | 0.0071209 | 608.4503 | 0.042315 | 754.05 | 0.014655 | 759.2798 | 0.094309 | 754.05 | 0.022852 | 759.2798 | 0.057835 | 611.0468 | 9.0084 | 611.0468 | 3.8958 | 759.2798 | 0.033015 | 759.5071 | 0.0052156 | 759.5071 | 0.0017757 | 759.2798 | 1.3102 | 909.1122 | 0.027017 | 759.2798 | 10.0072 | 759.2798 | 0.45248 | 908.6001 | 0.00078262 | 759.2798 | 0.13285 | 912.6772 | 1.1354 | 909.1122 | 6.4347 | 912.6772 | 0.012007 | 1001.8297 | 0.27919 | 1224.9645 | 0.29418 | 1031.723 | 0.013518 | 1141.9685 | 0 | 1141.2014 | 0 | 759.28 | 0.020593 | 759.5071 | 0.11604 | 759.2798 | 0.37137 | 759.2798 | 0.074214 | 759.2798 | 0.2448 | 755.5814 | 0.16972
| 370.1002 | 0 |  |  | 370.1002 | 0.0014329 | 370.1002 | 0.16431 | 608.5693 | 0 | 759.5161 | -0.024388 | 754.2892 | -0.070353 | 608.5693 | 0 | 759.5161 | -0.038446 | 759.5161 | -0.025935 | 759.7432 | -0.010655 | 759.5161 | -0.057684 | 759.5161 | -0.028351 | 759.5161 | -0.071074 | 611.1663 | 0.0010717 | 754.29 | -0.04314 | 759.7432 | 0.00081714 | 608.5693 | 0.023927 | 754.29 | -0.0081769 | 759.5161 | 0.073746 | 754.29 | -0.024017 | 759.5161 | 0.042818 | 611.1663 | 9.1454 | 611.1663 | 3.9882 | 759.5161 | -0.010255 | 759.7432 | 0.0013122 | 759.7432 | 0.0019943 | 759.5161 | 1.292 | 909.2801 | 0.026857 | 759.5161 | 10.1201 | 759.5161 | 0.46025 | 908.7684 | 0 | 759.5161 | 0.079329 | 912.8472 | 1.1169 | 909.2801 | 6.4802 | 912.8472 | 0.012192 | 1001.9296 | 0.27936 | 1225.038 | 0.29324 | 1031.7361 | 0.013549 | 1142.0325 | 0 | 1141.2651 | 0 | 759.516 | 0.020206 | 759.7432 | 0.10375 | 759.5161 | 0.35725 | 759.5161 | 0.056787 | 759.5161 | 0.22754 | 755.8165 | 0.1697
| 370.1791 | 0 |  |  | 370.1791 | 0.0042624 | 370.179 | 0.17064 | 608.6884 | 0.0080204 | 759.7523 | 0.029273 | 754.5254 | 0.036293 | 608.6884 | 0 | 759.7523 | -0.034392 | 759.7523 | -0.0031922 | 759.9793 | 0.0062844 | 759.7523 | 0.024058 | 759.7523 | 0.00050969 | 759.7523 | 0.017864 | 611.2859 | 0.00052305 | 754.53 | 0.017152 | 759.9793 | 0.0014882 | 608.6884 | 0.039076 | 754.53 | -0.0084487 | 759.7523 | 0.089101 | 754.53 | 0.0074619 | 759.7523 | 0.057125 | 611.2859 | 9.272 | 611.2859 | 4.0763 | 759.7523 | 0.017376 | 759.9793 | 0.0039723 | 759.9793 | 0.0017223 | 759.7523 | 1.2446 | 909.4479 | 0.02894 | 759.7523 | 10.249 | 759.7523 | 0.47681 | 908.9368 | 0.0013044 | 759.7523 | 0.11642 | 913.0172 | 1.1021 | 909.4479 | 6.4942 | 913.0172 | 0.012341 | 1002.0295 | 0.27974 | 1225.1115 | 0.2923 | 1031.7491 | 0.013579 | 1142.0963 | 0 | 1141.329 | 0 | 759.752 | 0.020853 | 759.9793 | 0.11201 | 759.7523 | 0.37257 | 759.7523 | 0.073162 | 759.7523 | 0.24224 | 756.0516 | 0.1687
| 370.2579 | 0 |  |  | 370.2579 | 0.0038495 | 370.2579 | 0.15781 | 608.8075 | 0 | 759.9886 | -0.073733 | 754.7615 | -0.040107 | 608.8075 | 0 | 759.9886 | -0.14938 | 759.9886 | -0.010601 | 760.2154 | -0.015625 | 759.9886 | -0.051883 | 759.9886 | -0.0075961 | 759.9886 | -0.07281 | 611.4054 | 0.0010897 | 754.76 | -0.027548 | 760.2154 | -0.012314 | 608.8075 | 0.02215 | 754.76 | -0.019321 | 759.9886 | 0.08135 | 754.76 | -0.0058295 | 759.9886 | 0.053117 | 611.4054 | 9.4409 | 611.4054 | 4.1775 | 759.9886 | -0.018044 | 760.2154 | -0.0052509 | 760.2154 | -0.0018424 | 759.9886 | 1.1635 | 909.6158 | 0.022425 | 759.9886 | 10.4063 | 759.9886 | 0.47761 | 909.1052 | 0 | 759.9886 | 0.084173 | 913.1871 | 1.0833 | 909.6158 | 6.5037 | 913.1871 | 0.012583 | 1002.1295 | 0.27982 | 1225.1851 | 0.29135 | 1031.7622 | 0.013608 | 1142.1603 | 0 | 1141.3928 | 0 | 759.989 | 0.019707 | 760.2154 | 0.10654 | 759.9886 | 0.35259 | 759.9886 | 0.023436 | 759.9886 | 0.22925 | 756.2867 | 0.16926
| 370.3367 | 0 |  |  | 370.3367 | 0.0026837 | 370.3367 | 0.17022 | 608.9265 | 0.021309 | 760.2249 | 0.029127 | 754.9977 | 0.035989 | 608.9265 | 0.030521 | 760.2249 | -0.048793 | 760.2249 | 0.0043819 | 760.4515 | 0.0053021 | 760.2249 | 0.029096 | 760.2249 | 0.039535 | 760.2249 | 0.014658 | 611.525 | 0.00057837 | 755 | 0.078486 | 760.4514 | 0.0032191 | 608.9265 | 0.031345 | 755 | -0.007905 | 760.2249 | 0.076074 | 755 | 0.013758 | 760.2249 | 0.054791 | 611.525 | 9.5747 | 611.525 | 4.2579 | 760.2249 | 0.023903 | 760.4514 | 0.0047619 | 760.4514 | 0.0035611 | 760.2249 | 1.1392 | 909.7837 | 0.027978 | 760.2249 | 10.547 | 760.2249 | 0.50393 | 909.2736 | 0.00078262 | 760.2249 | 0.12272 | 913.3572 | 1.0668 | 909.7837 | 6.49 | 913.3572 | 0.01264 | 1002.2294 | 0.28029 | 1225.2585 | 0.29041 | 1031.7753 | 0.013637 | 1142.2241 | 0 | 1141.4567 | 0 | 760.225 | 0.01953 | 760.4515 | 0.11091 | 760.2249 | 0.35559 | 760.2249 | 0.10141 | 760.2249 | 0.23947 | 756.5218 | 0.16902
| 370.4156 | 0 |  |  | 370.4156 | 0.0021373 | 370.4156 | 0.16055 | 609.0456 | 0 | 760.4612 | -0.017135 | 755.2338 | -0.041353 | 609.0456 | 0 | 760.4612 | -0.10817 | 760.4612 | -0.02151 | 760.6875 | -0.039403 | 760.4612 | -0.050685 | 760.4612 | -0.013608 | 760.4612 | -0.061131 | 611.6445 | 0.0010872 | 755.23 | -0.031706 | 760.6876 | -0.0030598 | 609.0456 | 0.043256 | 755.23 | -0.032639 | 760.4612 | 0.071531 | 755.23 | -0.0037309 | 760.4612 | 0.049109 | 611.6445 | 9.7449 | 611.6445 | 4.3551 | 760.4612 | -0.011583 | 760.6876 | -0.0019339 | 760.6876 | -0.0019228 | 760.4612 | 1.0696 | 909.9515 | 0.03193 | 760.4612 | 10.7235 | 760.4612 | 0.49186 | 909.442 | 0 | 760.4612 | 0.089801 | 913.5272 | 1.0485 | 909.9515 | 6.5031 | 913.5272 | 0.012832 | 1002.3293 | 0.2808 | 1225.332 | 0.28947 | 1031.7882 | 0.013664 | 1142.2881 | 0 | 1141.5205 | 0 | 760.461 | 0.01943 | 760.6875 | 0.10617 | 760.4612 | 0.34493 | 760.4612 | 0.063848 | 760.4612 | 0.21987 | 756.7569 | 0.16851
| 370.4944 | 0 |  |  | 370.4944 | 0.0031452 | 370.4944 | 0.16905 | 609.1647 | 0.023851 | 760.6975 | 0.020667 | 755.47 | 0.042632 | 609.1647 | 0.052874 | 760.6975 | 0.069924 | 760.6975 | 0.014071 | 760.9237 | 0.029671 | 760.6975 | 0.032723 | 760.6975 | 0.013343 | 760.6975 | 0.00064012 | 611.7641 | 0.00052095 | 755.47 | 0.0046779 | 760.9237 | 0.0040206 | 609.1647 | 0.036464 | 755.47 | 0.0073161 | 760.6975 | 0.085121 | 755.47 | 0.012359 | 760.6975 | 0.056212 | 611.7641 | 9.8637 | 611.7641 | 4.4075 | 760.6975 | 0.017173 | 760.9237 | 0.0056341 | 760.9237 | 0.002984 | 760.6975 | 1.1093 | 910.1194 | 0.023173 | 760.6975 | 10.8768 | 760.6975 | 0.50095 | 909.6103 | 0.0018258 | 760.6975 | 0.14652 | 913.6972 | 1.0348 | 910.1194 | 6.5164 | 913.6972 | 0.013031 | 1002.4293 | 0.28094 | 1225.4056 | 0.28853 | 1031.8013 | 0.01369 | 1142.3519 | 0 | 1141.5844 | 0 | 760.697 | 0.019278 | 760.9237 | 0.1087 | 760.6975 | 0.35409 | 760.6975 | 0.073763 | 760.6975 | 0.23798 | 756.992 | 0.16848
| 370.5732 | 0 |  |  | 370.5732 | 0.0012265 | 370.5733 | 0.16115 | 609.2838 | 0 | 760.9338 | -0.07456 | 755.7062 | -0.048942 | 609.2838 | 0 | 760.9338 | -0.057374 | 760.9338 | -0.0069414 | 761.1598 | -0.033927 | 760.9338 | -0.068612 | 760.9338 | -0.023973 | 760.9338 | -0.070298 | 611.8836 | 0.0010272 | 755.71 | -0.057695 | 761.1598 | -0.0069703 | 609.2838 | 0.041166 | 755.71 | 0.0013364 | 760.9338 | 0.069381 | 755.71 | 0.019353 | 760.9338 | 0.050986 | 611.8836 | 10.0254 | 611.8836 | 4.4654 | 760.9338 | -0.007069 | 761.1598 | -0.0031308 | 761.1598 | -0.003362 | 760.9338 | 1.0742 | 910.2872 | 0.020824 | 760.9338 | 11.0192 | 760.9338 | 0.50504 | 909.7787 | 0 | 760.9338 | 0.097836 | 913.8672 | 1.0163 | 910.2872 | 6.5591 | 913.8672 | 0.013294 | 1002.5294 | 0.28145 | 1225.4791 | 0.28759 | 1031.8143 | 0.013715 | 1142.4159 | 0 | 1141.6482 | 0 | 760.934 | 0.019253 | 761.1598 | 0.10074 | 760.9338 | 0.33621 | 760.9338 | 0.048674 | 760.9338 | 0.22307 | 757.2271 | 0.16728
| 370.6521 | 0 |  |  | 370.6521 | 0.0057925 | 370.6521 | 0.16872 | 609.4029 | 0.0076692 | 761.1701 | 0.039546 | 755.9424 | 0.030176 | 609.4029 | 0.032455 | 761.1701 | 0.013925 | 761.1701 | 0.0077867 | 761.3959 | 0.0093884 | 761.1701 | 0.043214 | 761.1701 | 0.013581 | 761.1701 | 0.034621 | 612.0032 | 0.00052179 | 755.94 | -0.006757 | 761.3959 | 0.0020888 | 609.4029 | 0.05245 | 755.94 | -0.014156 | 761.1701 | 0.082936 | 755.94 | 0.0046636 | 761.1701 | 0.054994 | 612.0032 | 10.1556 | 612.0032 | 4.5164 | 761.1701 | 0.0185 | 761.3959 | 0.0035261 | 761.3959 | 0.00094215 | 761.1701 | 1.0214 | 910.4551 | 0.030221 | 761.1701 | 11.1216 | 761.1701 | 0.56236 | 909.9471 | 0.0013044 | 761.1701 | 0.1303 | 914.0372 | 0.99941 | 910.4551 | 6.6047 | 914.0372 | 0.013451 | 1002.6293 | 0.28238 | 1225.5527 | 0.28665 | 1031.8274 | 0.013739 | 1142.4799 | 0 | 1141.712 | 0 | 761.17 | 0.019693 | 761.3959 | 0.1079 | 761.1701 | 0.35019 | 761.1701 | 0.068054 | 761.1701 | 0.23606 | 757.4623 | 0.16769
| 370.731 | 0 |  |  | 370.731 | 0.0021008 | 370.731 | 0.15818 | 609.522 | 0 | 761.4064 | -0.030341 | 756.1785 | -0.010725 | 609.522 | 0 | 761.4064 | -0.060838 | 761.4064 | -0.014539 | 761.6321 | -0.022893 | 761.4064 | -0.055777 | 761.4064 | -0.05438 | 761.4064 | -0.093211 | 612.1227 | 0.001013 | 756.18 | -0.04314 | 761.6321 | -0.0077431 | 609.522 | 0.045868 | 756.18 | 0.0032391 | 761.4064 | 0.070579 | 756.18 | -0.014574 | 761.4064 | 0.053776 | 612.1227 | 10.3424 | 612.1227 | 4.6052 | 761.4064 | -0.01705 | 761.6321 | -0.005159 | 761.6321 | -0.0018354 | 761.4064 | 0.96703 | 910.623 | 0.027017 | 761.4064 | 11.2558 | 761.4064 | 0.53763 | 910.1155 | 0 | 761.4064 | 0.10857 | 914.2072 | 0.98241 | 910.623 | 6.6625 | 914.2072 | 0.01375 | 1002.7294 | 0.28293 | 1225.6263 | 0.28571 | 1031.8405 | 0.013762 | 1142.5438 | 0 | 1141.7759 | 0 | 761.406 | 0.019081 | 761.6321 | 0.10298 | 761.4064 | 0.33697 | 761.4064 | 0.055585 | 761.4064 | 0.22136 | 757.6974 | 0.16639
| 370.8098 | 0 |  |  | 370.8098 | 0.0052825 | 370.8098 | 0.16437 | 609.6411 | 0.0080204 | 761.6428 | -0.032861 | 756.4147 | -0.0018653 | 609.6411 | 0.039978 | 761.6428 | 0.060302 | 761.6428 | 0.0061874 | 761.8682 | 0.0015673 | 761.6428 | 0.024656 | 761.6428 | 0.021625 | 761.6428 | 0.036444 | 612.2423 | 0.00050168 | 756.41 | -0.059772 | 761.8682 | -0.00063745 | 609.6411 | 0.050987 | 756.41 | -0.0035561 | 761.6428 | 0.074427 | 756.41 | -0.0026815 | 761.6428 | 0.046826 | 612.2423 | 10.4758 | 612.2423 | 4.6591 | 761.6428 | 0.02515 | 761.8682 | 0.0012202 | 761.8682 | 0.00082748 | 761.6428 | 0.96116 | 910.7908 | 0.014256 | 761.6428 | 11.3713 | 761.6428 | 0.55851 | 910.2839 | 0.0018258 | 761.6428 | 0.12599 | 914.3773 | 0.96863 | 910.7908 | 6.6959 | 914.3773 | 0.013977 | 1002.8295 | 0.28291 | 1225.6998 | 0.28477 | 1031.8534 | 0.013784 | 1142.6078 | 0 | 1141.8397 | 0 | 761.643 | 0.018995 | 761.8682 | 0.10004 | 761.6428 | 0.34252 | 761.6428 | 0.068505 | 761.6428 | 0.22754 | 757.9325 | 0.16624
| 370.8887 | 0 |  |  | 370.8887 | 0.0041531 | 370.8887 | 0.15355 | 609.7602 | 0 | 761.8791 | -0.054001 | 756.651 | -0.038627 | 609.7602 | 0 | 761.8791 | -0.088645 | 761.8791 | -0.019032 | 762.1044 | -0.011752 | 761.8791 | -0.063871 | 761.8791 | -0.012643 | 761.8791 | -0.089013 | 612.3619 | 0.0010599 | 756.65 | -0.02235 | 762.1044 | -0.0092693 | 609.7602 | 0.031031 | 756.65 | -0.0070897 | 761.8791 | 0.066023 | 756.65 | 0.0088609 | 761.8791 | 0.051595 | 612.3619 | 10.6246 | 612.3619 | 4.7424 | 761.8791 | -0.015438 | 762.1044 | -0.0068955 | 762.1044 | -0.0033479 | 761.8791 | 0.91744 | 910.9587 | 0.023654 | 761.8791 | 11.4858 | 761.8791 | 0.5563 | 910.4523 | 0 | 761.8791 | 0.10283 | 914.5473 | 0.95102 | 910.9587 | 6.7221 | 914.5473 | 0.014198 | 1002.9296 | 0.2825 | 1225.7734 | 0.28384 | 1031.8665 | 0.013805 | 1142.6717 | 0 | 1141.9037 | 0 | 761.879 | 0.018702 | 762.1044 | 0.098795 | 761.8791 | 0.31608 | 761.8791 | 0.057087 | 761.8791 | 0.1958 | 758.1677 | 0.16435
| 370.9675 | 0 |  |  | 370.9675 | 0.0056953 | 370.9675 | 0.15737 | 609.8794 | 0.028347 | 762.1155 | 0.0092186 | 756.8872 | 0.03814 | 609.8794 | 0.011554 | 762.1155 | 0.046469 | 762.1155 | 0.0076955 | 762.3405 | 0.010579 | 762.1155 | 0.024648 | 762.1155 | -0.011992 | 762.1155 | -0.012797 | 612.4814 | 0.00056873 | 756.89 | 0.0098758 | 762.3405 | 0.0021015 | 609.8794 | 0.029046 | 756.89 | 0.0040544 | 762.1155 | 0.0798 | 756.89 | 0.0032645 | 762.1155 | 0.053573 | 612.4814 | 10.7528 | 612.4814 | 4.7934 | 762.1155 | 0.018502 | 762.3405 | 0.0028547 | 762.3405 | 0.0028594 | 762.1155 | 0.89021 | 911.1266 | 0.030915 | 762.1155 | 11.6201 | 762.1155 | 0.57619 | 910.6207 | 0.00078262 | 762.1155 | 0.1372 | 914.7173 | 0.93702 | 911.1266 | 6.7351 | 914.7173 | 0.014326 | 1003.0297 | 0.28214 | 1225.8471 | 0.2829 | 1031.8795 | 0.013824 | 1142.7357 | 0 | 1141.9675 | 0 | 762.115 | 0.018577 | 762.3405 | 0.10125 | 762.1155 | 0.33832 | 762.1155 | 0.067303 | 762.1155 | 0.23649 | 758.4029 | 0.16467
| 371.0464 | 0 |  |  | 371.0464 | 0.00020266 | 371.0464 | 0.15104 | 609.9985 | 0 | 762.3518 | -0.027915 | 757.1234 | -0.068785 | 609.9985 | 0 | 762.3518 | -0.069712 | 762.3518 | -0.01628 | 762.5767 | -0.031598 | 762.3518 | -0.061414 | 762.3518 | -0.048153 | 762.3518 | -0.037755 | 612.601 | 0.0011282 | 757.12 | 0.0077966 | 762.5767 | -0.0053904 | 609.9985 | 0.027792 | 757.12 | -0.010895 | 762.3518 | 0.075122 | 757.12 | -0.019821 | 762.3518 | 0.045608 | 612.601 | 10.949 | 612.601 | 4.88 | 762.3518 | -0.019325 | 762.5767 | -0.0029335 | 762.5767 | -0.0020454 | 762.3518 | 0.84411 | 911.2945 | 0.018101 | 762.3518 | 11.8378 | 762.3518 | 0.58133 | 910.7891 | 0 | 762.3518 | 0.10906 | 914.8873 | 0.92226 | 911.2945 | 6.7696 | 914.8873 | 0.014568 | 1003.1298 | 0.28244 | 1225.9207 | 0.28196 | 1031.8926 | 0.013843 | 1142.7997 | 0 | 1142.0314 | 0 | 762.352 | 0.018655 | 762.5767 | 0.098648 | 762.3518 | 0.3266 | 762.3518 | 0.051078 | 762.3518 | 0.20815 | 758.6381 | 0.16417
| 371.1252 | 0 |  |  | 371.1252 | 0.0041288 | 371.1252 | 0.15604 | 610.1177 | 0.0013465 | 762.5882 | -0.032642 | 757.3596 | 0.026074 | 610.1177 | 0.038473 | 762.5882 | 0.070206 | 762.5882 | -0.0089692 | 762.8129 | 0.028356 | 762.5882 | 0.031264 | 762.5882 | 0.025424 | 762.5882 | 0.024766 | 612.7206 | 0.00056873 | 757.36 | -0.038983 | 762.8129 | 0.00077842 | 610.1177 | 0.048584 | 757.36 | 0.0059571 | 762.5882 | 0.075899 | 757.36 | -0.0023318 | 762.5882 | 0.052762 | 612.7206 | 11.1456 | 612.7206 | 4.9262 | 762.5882 | 0.00938 | 762.8129 | -0.00034538 | 762.8129 | -0.00060426 | 762.5882 | 0.83924 | 911.4624 | 0.020183 | 762.5882 | 12.0373 | 762.5882 | 0.60073 | 910.9575 | 0.0013044 | 762.5882 | 0.14638 | 915.0574 | 0.91072 | 911.4624 | 6.8081 | 915.0574 | 0.014745 | 1003.2299 | 0.28288 | 1225.9943 | 0.28103 | 1031.9056 | 0.01386 | 1142.8637 | 0 | 1142.0953 | 0 | 762.588 | 0.018143 | 762.8129 | 0.098244 | 762.5882 | 0.33636 | 762.5882 | 0.062646 | 762.5882 | 0.22626 | 758.8732 | 0.16436
| 371.2041 | 0 |  |  | 371.2041 | 0.0046631 | 371.2041 | 0.14921 | 610.2368 | 0 | 762.8246 | -0.0076285 | 757.5959 | -0.026889 | 610.2368 | 0 | 762.8246 | -0.14486 | 762.8246 | -0.019652 | 763.0491 | -0.028312 | 762.8246 | -0.055438 | 762.8246 | -0.041511 | 762.8246 | -0.040617 | 612.8401 | 0.0010859 | 757.6 | -0.011954 | 763.0491 | -0.0039926 | 610.2368 | 0.023613 | 757.6 | -0.0027408 | 762.8246 | 0.068145 | 757.6 | -0.0044305 | 762.8246 | 0.047891 | 612.8401 | 11.3558 | 612.8401 | 5.0278 | 762.8246 | -0.011937 | 763.0491 | -0.0023395 | 763.0491 | -1.7641e-05 | 762.8246 | 0.81051 | 911.6302 | 0.016979 | 762.8246 | 12.2059 | 762.8246 | 0.59008 | 911.1259 | 0 | 762.8246 | 0.11891 | 915.2274 | 0.89683 | 911.6302 | 6.8551 | 915.2274 | 0.015058 | 1003.3301 | 0.28254 | 1226.0679 | 0.2801 | 1031.9187 | 0.013877 | 1142.9276 | 0 | 1142.1592 | 0 | 762.825 | 0.018287 | 763.0491 | 0.10001 | 762.8246 | 0.3239 | 762.8246 | 0.058439 | 762.8246 | 0.20325 | 759.1084 | 0.16493
| 371.283 | 0 |  |  | 371.283 | 0.0048089 | 371.283 | 0.15646 | 610.356 | 0.010128 | 763.061 | 0.017549 | 757.8321 | 0.026366 | 610.356 | 0.011181 | 763.061 | 0.040323 | 763.061 | 0.01271 | 763.2853 | 0.027212 | 763.061 | 0.035176 | 763.061 | 0.020661 | 763.061 | 0.012556 | 612.9597 | 0.00052221 | 757.83 | 0.04834 | 763.2853 | 0.0076508 | 610.356 | 0.055689 | 757.83 | -0.00029446 | 763.061 | 0.07711 | 757.83 | -0.010377 | 763.061 | 0.052762 | 612.9597 | 11.5381 | 612.9597 | 5.1166 | 763.061 | 0.02483 | 763.2853 | 0.0043259 | 763.2853 | 0.0027959 | 763.061 | 0.79626 | 911.7981 | 0.024508 | 763.061 | 12.3571 | 763.061 | 0.60678 | 911.2944 | 0.0018258 | 763.061 | 0.15855 | 915.3975 | 0.88365 | 911.7981 | 6.8871 | 915.3975 | 0.015307 | 1003.4303 | 0.28173 | 1226.1415 | 0.27916 | 1031.9316 | 0.013892 | 1142.9916 | 0 | 1142.2231 | 0 | 763.061 | 0.018184 | 763.2853 | 0.10107 | 763.061 | 0.32765 | 763.061 | 0.064899 | 763.061 | 0.22712 | 759.3436 | 0.16505
| 371.3618 | 0 |  |  | 371.3618 | 0.0061446 | 371.3618 | 0.14664 | 610.4751 | 0 | 763.2974 | -0.0458 | 758.0684 | -0.037889 | 610.4751 | 0 | 763.2974 | -0.18054 | 763.2974 | -0.015544 | 763.5215 | -0.048118 | 763.2974 | -0.069054 | 763.2974 | -0.023347 | 763.2974 | -0.074424 | 613.0793 | 0.0010423 | 758.07 | 0.0057175 | 763.5215 | -0.011416 | 610.4751 | 0.03427 | 758.07 | 0.0062289 | 763.2974 | 0.063692 | 758.07 | -0.00058295 | 763.2974 | 0.041601 | 613.0793 | 11.761 | 613.0793 | 5.2298 | 763.2974 | -0.030182 | 763.5215 | -0.0059075 | 763.5215 | -0.0028507 | 763.2974 | 0.73343 | 911.966 | 0.023013 | 763.2974 | 12.5108 | 763.2974 | 0.62078 | 911.4628 | 0 | 763.2974 | 0.10268 | 915.5675 | 0.86851 | 911.966 | 6.9236 | 915.5675 | 0.015627 | 1003.5305 | 0.28169 | 1226.2151 | 0.27823 | 1031.9447 | 0.013906 | 1143.0557 | 0 | 1142.287 | 0 | 763.297 | 0.017647 | 763.5215 | 0.096006 | 763.2974 | 0.31473 | 763.2974 | 0.054834 | 763.2974 | 0.19111 | 759.5789 | 0.16447
| 371.4407 | 0 |  |  | 371.4407 | 0.0039224 | 371.4407 | 0.15541 | 610.5943 | 0.0097769 | 763.5338 | -0.00046835 | 758.3047 | 0.049477 | 610.5943 | 0.021708 | 763.5338 | 0.030382 | 763.5338 | 0.0089266 | 763.7577 | 0.018856 | 763.5338 | 0.032673 | 763.5338 | 0.019694 | 763.5338 | 0.012848 | 613.1989 | 0.00052766 | 758.3 | 0.04834 | 763.7577 | 0.0013788 | 610.5943 | 0.031345 | 758.3 | 0.0045981 | 763.5338 | 0.078528 | 758.3 | 0.019353 | 763.5338 | 0.049769 | 613.1989 | 11.9536 | 613.1989 | 5.2866 | 763.5338 | 0.015703 | 763.7577 | 0.0004433 | 763.7577 | 0.00373 | 763.5338 | 0.76216 | 912.1339 | 0.035881 | 763.5338 | 12.6803 | 763.5338 | 0.66762 | 911.6312 | 0.0018258 | 763.5338 | 0.1671 | 915.7376 | 0.85631 | 912.1339 | 6.9445 | 915.7376 | 0.015869 | 1003.6307 | 0.28232 | 1226.2888 | 0.2773 | 1031.9578 | 0.013919 | 1143.1196 | 0 | 1142.351 | 0 | 763.534 | 0.018048 | 763.7577 | 0.099492 | 763.5338 | 0.32239 | 763.5338 | 0.068054 | 763.5338 | 0.22115 | 759.8141 | 0.16416
| 371.5196 | 0 |  |  | 371.5196 | 0.0048574 | 371.5196 | 0.145 | 610.7135 | 0 | 763.7702 | 0.010798 | 758.541 | -0.044494 | 610.7135 | 0 | 763.7702 | -0.17284 | 763.7702 | -0.020062 | 763.994 | -0.027291 | 763.7702 | -0.063313 | 763.7702 | -0.035715 | 763.7702 | -0.03708 | 613.3184 | 0.0010071 | 758.54 | -0.041062 | 763.9939 | 0.0054127 | 610.7135 | 0.012015 | 758.54 | -0.007905 | 763.7702 | 0.067906 | 758.54 | -0.0075784 | 763.7702 | 0.050479 | 613.3184 | 12.1753 | 613.3184 | 5.3601 | 763.7702 | -0.025772 | 763.9939 | 0.00041129 | 763.9939 | 0.0002027 | 763.7702 | 0.70532 | 912.3018 | 0.026003 | 763.7702 | 12.826 | 763.7702 | 0.66797 | 911.7996 | 0 | 763.7702 | 0.13318 | 915.9076 | 0.8387 | 912.3018 | 6.9775 | 915.9076 | 0.016189 | 1003.731 | 0.28231 | 1226.3624 | 0.27637 | 1031.9708 | 0.013931 | 1143.1837 | 0 | 1142.4149 | 0 | 763.77 | 0.017489 | 763.994 | 0.098611 | 763.7702 | 0.31293 | 763.7702 | 0.048224 | 763.7702 | 0.20048 | 760.0493 | 0.16343
| 371.5985 | 0 |  |  | 371.5985 | 0.0044445 | 371.5985 | 0.15393 | 610.8327 | 0.015046 | 764.0066 | 0.015063 | 758.7772 | 0.063295 | 610.8327 | 0.03138 | 764.0066 | 0.0042605 | 764.0066 | 0.0155 | 764.2302 | 0.027109 | 764.0066 | 0.036715 | 764.0066 | 0.029963 | 764.0066 | 0.031675 | 613.438 | 0.00049287 | 758.78 | 0.033785 | 764.2302 | 0.0017698 | 610.8327 | 0.038554 | 758.78 | -0.0043715 | 764.0066 | 0.075616 | 758.78 | 0.0074619 | 764.0066 | 0.053878 | 613.438 | 12.3494 | 613.438 | 5.4009 | 764.0066 | 0.029306 | 764.2302 | 0.0053482 | 764.2302 | 0.0025841 | 764.0066 | 0.69832 | 912.4697 | 0.035026 | 764.0066 | 12.9752 | 764.0066 | 0.6838 | 911.968 | 0.0018258 | 764.0066 | 0.16483 | 916.0777 | 0.82099 | 912.4697 | 6.9996 | 916.0777 | 0.016353 | 1003.8312 | 0.28213 | 1226.4362 | 0.27544 | 1031.9839 | 0.013942 | 1143.2477 | 0 | 1142.4789 | 0 | 764.007 | 0.017528 | 764.2302 | 0.099602 | 764.0066 | 0.31819 | 764.0066 | 0.064899 | 764.0066 | 0.22051 | 760.2845 | 0.16255
| 371.6773 | 0 |  |  | 371.6773 | 0.0033395 | 371.6773 | 0.13955 | 610.9519 | 0 | 764.243 | -0.091445 | 759.0135 | -0.033891 | 610.9519 | 0 | 764.243 | -0.14736 | 764.243 | -0.014113 | 764.4664 | -0.025779 | 764.243 | -0.054996 | 764.243 | -0.062682 | 764.243 | -0.042135 | 613.5576 | 0.0010042 | 759.01 | -0.016113 | 764.4664 | -0.007333 | 610.9519 | 0.020374 | 759.01 | -0.010079 | 764.243 | 0.065452 | 759.01 | 0.0039641 | 764.243 | 0.039724 | 613.5576 | 12.5609 | 613.5576 | 5.5217 | 764.243 | -0.020116 | 764.4664 | -0.0019251 | 764.4664 | -0.0022428 | 764.243 | 0.66285 | 912.6376 | 0.025629 | 764.243 | 13.1473 | 764.243 | 0.6832 | 912.1365 | 0 | 764.243 | 0.13703 | 916.2477 | 0.80393 | 912.6376 | 7.0419 | 916.2477 | 0.016573 | 1003.9315 | 0.28199 | 1226.5098 | 0.27451 | 1031.9969 | 0.013951 | 1143.3118 | 0 | 1142.5427 | 0 | 764.243 | 0.01752 | 764.4664 | 0.087602 | 764.243 | 0.30527 | 764.243 | 0.056937 | 764.243 | 0.19644 | 760.5198 | 0.16136
| 371.7562 | 0 |  |  | 371.7562 | 0.0028295 | 371.7562 | 0.15119 | 611.0711 | 0.007318 | 764.4795 | 0.0006396 | 759.2498 | 0.012865 | 611.0711 | 0.037614 | 764.4795 | 0.0027053 | 764.4795 | -4.1177e-05 | 764.7027 | 0.012317 | 764.4795 | 0.046262 | 764.4795 | 0.019911 | 764.4795 | 0.015512 | 613.6772 | 0.00052766 | 759.25 | -0.068091 | 764.7027 | 0.0025378 | 611.0711 | 0.033434 | 759.25 | -0.018233 | 764.4795 | 0.067566 | 759.25 | -0.012125 | 764.4795 | 0.048855 | 613.6772 | 12.7054 | 613.6772 | 5.6054 | 764.4795 | 0.023683 | 764.7027 | 0.002299 | 764.7027 | 0.0014013 | 764.4795 | 0.67209 | 912.8054 | 0.031716 | 764.4795 | 13.3179 | 764.4795 | 0.71462 | 912.3049 | 0.0018258 | 764.4795 | 0.15618 | 916.4178 | 0.79135 | 912.8054 | 7.0679 | 916.4178 | 0.016794 | 1004.0318 | 0.28182 | 1226.5835 | 0.27359 | 1032.0099 | 0.01396 | 1143.3757 | 0 | 1142.6067 | 0 | 764.479 | 0.017392 | 764.7027 | 0.095455 | 764.4795 | 0.31954 | 764.4795 | 0.064749 | 764.4795 | 0.21092 | 760.7551 | 0.16132
| 371.8351 | 0 |  |  | 371.8351 | 0.0019794 | 371.8351 | 0.14222 | 611.1903 | 0 | 764.7159 | -0.03085 | 759.4862 | -0.087023 | 611.1903 | 0 | 764.7159 | -0.12022 | 764.7159 | -0.022961 | 764.939 | -0.040161 | 764.7159 | -0.067062 | 764.7159 | -0.037402 | 764.7159 | -0.064949 | 613.7968 | 0.0010331 | 759.49 | 0.006757 | 764.939 | -0.011158 | 611.1903 | 0.016508 | 759.49 | -0.010895 | 764.7159 | 0.064817 | 759.49 | 0.0036143 | 764.7159 | 0.043985 | 613.7968 | 12.8737 | 613.7968 | 5.723 | 764.7159 | -0.011819 | 764.939 | -0.0050589 | 764.939 | -0.0033651 | 764.7159 | 0.622 | 912.9733 | 0.025042 | 764.7159 | 13.438 | 764.7159 | 0.70216 | 912.4733 | 0 | 764.7159 | 0.14039 | 916.5879 | 0.77325 | 912.9733 | 7.1025 | 916.5879 | 0.017135 | 1004.1321 | 0.28206 | 1226.6571 | 0.27266 | 1032.0229 | 0.013968 | 1143.4398 | 0 | 1142.6707 | 0 | 764.716 | 0.017096 | 764.939 | 0.092666 | 764.7159 | 0.30376 | 764.7159 | 0.051379 | 764.7159 | 0.18706 | 760.9903 | 0.1604
| 371.914 | 0 |  |  | 371.914 | 0.0061811 | 371.914 | 0.14614 | 611.3095 | 0.023069 | 764.9524 | 0.016406 | 759.7225 | 0.051321 | 611.3095 | 0.031595 | 764.9524 | 0.065772 | 764.9524 | 0.010228 | 765.1752 | 0.017625 | 764.9524 | 0.038311 | 764.9524 | -0.017673 | 764.9524 | 0.038758 | 613.9164 | 0.00051886 | 759.72 | 0.030666 | 765.1752 | 0.0054712 | 611.3095 | 0.038554 | 759.72 | 0.020363 | 764.9524 | 0.073518 | 759.72 | 0.031946 | 764.9524 | 0.048855 | 613.9164 | 13.0461 | 613.9164 | 5.7721 | 764.9524 | 0.015799 | 765.1752 | 0.0037433 | 765.1752 | 0.0025934 | 764.9524 | 0.61038 | 913.1412 | 0.027391 | 764.9524 | 13.6506 | 764.9524 | 0.72777 | 912.6418 | 0.0013044 | 764.9524 | 0.17815 | 916.7579 | 0.75947 | 913.1412 | 7.1233 | 916.7579 | 0.017349 | 1004.2325 | 0.28248 | 1226.7308 | 0.27174 | 1032.036 | 0.013975 | 1143.5039 | 0 | 1142.7346 | 0 | 764.952 | 0.016783 | 765.1752 | 0.094244 | 764.9524 | 0.31473 | 764.9524 | 0.062496 | 764.9524 | 0.222 | 761.2256 | 0.16046
| 371.9929 | 0 |  |  | 371.9929 | 0.004396 | 371.9929 | 0.13671 | 611.4288 | 0 | 765.1888 | -0.097097 | 759.9588 | -0.023115 | 611.4288 | 0 | 765.1888 | -0.14641 | 765.1889 | -0.013824 | 765.4115 | -0.033981 | 765.1888 | -0.063814 | 765.1889 | -0.0079449 | 765.1889 | -0.044907 | 614.036 | 0.00097779 | 759.96 | -0.055613 | 765.4115 | -0.0073193 | 611.4288 | 0.023613 | 759.96 | 0.0013364 | 765.1888 | 0.066565 | 759.96 | -0.012825 | 765.1889 | 0.040738 | 614.036 | 13.2922 | 614.036 | 5.8897 | 765.1889 | -0.019395 | 765.4115 | -0.0078503 | 765.4115 | -0.0044877 | 765.1889 | 0.616 | 913.3091 | 0.031823 | 765.1888 | 13.8707 | 765.1888 | 0.73927 | 912.8102 | 0 | 765.1888 | 0.14121 | 916.928 | 0.744 | 913.3091 | 7.1613 | 916.928 | 0.01769 | 1004.3328 | 0.28276 | 1226.8046 | 0.27081 | 1032.0491 | 0.01398 | 1143.568 | 0 | 1142.7986 | 0 | 765.189 | 0.016584 | 765.4115 | 0.08584 | 765.1889 | 0.29325 | 765.1889 | 0.047022 | 765.1889 | 0.1975 | 761.4609 | 0.1603
| 372.0718 | 0 |  |  | 372.0718 | 0.0024044 | 372.0718 | 0.14754 | 611.548 | 0.0076692 | 765.4253 | -0.02511 | 760.1951 | 0.031881 | 611.548 | 0.027512 | 765.4253 | 0.0070642 | 765.4253 | -0.0027195 | 765.6478 | 0.0080118 | 765.4253 | 0.022767 | 765.4253 | -0.012691 | 765.4253 | 0.035683 | 614.1556 | 0.00046438 | 760.2 | 0.021311 | 765.6478 | 0.0014314 | 611.548 | 0.02727 | 760.2 | -0.0032843 | 765.4253 | 0.069047 | 760.2 | 0.023901 | 765.4253 | 0.049515 | 614.1556 | 13.5128 | 614.1556 | 5.9625 | 765.4253 | 0.015015 | 765.6478 | 0.0015112 | 765.6478 | -0.0011314 | 765.4253 | 0.59189 | 913.477 | 0.022639 | 765.4253 | 14.0123 | 765.4253 | 0.74825 | 912.9787 | 0.0018258 | 765.4253 | 0.18852 | 917.0981 | 0.72994 | 913.477 | 7.192 | 917.0981 | 0.017968 | 1004.4332 | 0.28263 | 1226.8783 | 0.26989 | 1032.0621 | 0.013985 | 1143.632 | 0 | 1142.8627 | 0 | 765.425 | 0.016694 | 765.6478 | 0.092116 | 765.4253 | 0.30887 | 765.4253 | 0.07181 | 765.4253 | 0.2056 | 761.6962 | 0.16029
| 372.1507 | 0 |  |  | 372.1507 | 0.0022344 | 372.1507 | 0.13247 | 611.6672 | 0 | 765.6618 | -0.15177 | 760.4315 | -0.018629 | 611.6672 | 0 | 765.6618 | -0.071104 | 765.6618 | -0.026789 | 765.8841 | -0.014194 | 765.6618 | -0.067797 | 765.6618 | -0.03478 | 765.6618 | -0.019157 | 614.2752 | 0.00098282 | 760.43 | 0.0057175 | 765.8841 | -0.010677 | 611.6672 | 0.043778 | 760.43 | 0.012753 | 765.6618 | 0.052963 | 760.43 | -0.0086277 | 765.6618 | 0.028157 | 614.2752 | 13.7393 | 614.2752 | 6.0644 | 765.6618 | -0.020717 | 765.8841 | -0.0056163 | 765.8841 | -0.0062818 | 765.6618 | 0.56216 | 913.6449 | 0.022799 | 765.6618 | 14.1661 | 765.6618 | 0.77046 | 913.1471 | 0 | 765.6618 | 0.13471 | 917.2682 | 0.71305 | 913.6449 | 7.2301 | 917.2682 | 0.018359 | 1004.5336 | 0.28256 | 1226.952 | 0.26897 | 1032.0752 | 0.013989 | 1143.696 | 0 | 1142.9266 | 0 | 765.662 | 0.016456 | 765.8841 | 0.073546 | 765.6618 | 0.29054 | 765.6618 | 0.039961 | 765.6618 | 0.1762 | 761.9315 | 0.16006
| 372.2296 | 0 |  |  | 372.2296 | 0.0029873 | 372.2296 | 0.14308 | 611.7865 | 0.010831 | 765.8983 | -0.015712 | 760.6678 | 0.045105 | 611.7865 | 0.045136 | 765.8983 | 0.02846 | 765.8983 | 0.015819 | 766.1204 | 0.016962 | 765.8983 | 0.032738 | 765.8983 | 0.017373 | 765.8983 | 0.034816 | 614.3948 | 0.00052221 | 760.67 | 0.063932 | 766.1204 | 0.0028609 | 611.7865 | 0.042629 | 760.67 | 0.0026954 | 765.8983 | 0.069423 | 760.67 | 0.0043138 | 765.8983 | 0.049819 | 614.3948 | 13.9056 | 614.3948 | 6.1245 | 765.8983 | 0.016996 | 766.1204 | -0.0020383 | 766.1204 | 0.0003221 | 765.8983 | 0.54842 | 913.8129 | 0.021197 | 765.8983 | 14.3747 | 765.8983 | 0.77499 | 913.3156 | 0.0018258 | 765.8983 | 0.18014 | 917.4383 | 0.69713 | 913.8129 | 7.2516 | 917.4383 | 0.018601 | 1004.634 | 0.28316 | 1227.0258 | 0.26805 | 1032.0883 | 0.013992 | 1143.7601 | 0 | 1142.9906 | 0 | 765.898 | 0.016611 | 766.1204 | 0.091675 | 765.8983 | 0.29956 | 765.8983 | 0.057538 | 765.8983 | 0.20837 | 762.1668 | 0.1606
| 372.3084 | 0 |  |  | 372.3084 | 0.0022344 | 372.3085 | 0.13374 | 611.9058 | 0 | 766.1348 | -0.027001 | 760.9042 | -0.0058387 | 611.9058 | 0 | 766.1348 | -0.13429 | 766.1348 | -0.010569 | 766.3568 | -0.017621 | 766.1348 | -0.064026 | 766.1348 | -0.03759 | 766.1348 | -0.037089 | 614.5144 | 0.0011018 | 760.9 | 0.032746 | 766.3568 | -0.003598 | 611.9058 | 0.04148 | 760.9 | -0.0054588 | 766.1348 | 0.065121 | 760.9 | -0.0033811 | 766.1348 | 0.044847 | 614.5144 | 14.098 | 614.5144 | 6.2431 | 766.1348 | -0.022246 | 766.3568 | -0.0043911 | 766.3568 | 0.0014034 | 766.1348 | 0.50219 | 913.9808 | 0.017193 | 766.1348 | 14.5363 | 766.1348 | 0.81003 | 913.484 | 0 | 766.1348 | 0.14544 | 917.6083 | 0.68128 | 913.9808 | 7.2805 | 917.6083 | 0.019006 | 1004.7344 | 0.28378 | 1227.0995 | 0.26713 | 1032.1013 | 0.013994 | 1143.8242 | 0 | 1143.0546 | 0 | 766.135 | 0.016293 | 766.3568 | 0.088923 | 766.1348 | 0.28228 | 766.1348 | 0.042215 | 766.1348 | 0.1762 | 762.4021 | 0.15933
| 372.3874 | 0 |  |  | 372.3874 | 0.004226 | 372.3874 | 0.1393 | 612.025 | 0.014343 | 766.3713 | -0.031557 | 761.1406 | 0.027567 | 612.025 | 0.029876 | 766.3713 | 0.031091 | 766.3713 | 0.0052398 | 766.5931 | 0.025886 | 766.3713 | 0.020888 | 766.3713 | 0.0243 | 766.3713 | 0.022298 | 614.634 | 0.0005834 | 761.14 | 0.016113 | 766.5931 | -0.0011026 | 612.025 | 0.030822 | 761.14 | -0.0049152 | 766.3713 | 0.065577 | 761.14 | 0.0039641 | 766.3713 | 0.043427 | 614.634 | 14.2574 | 614.634 | 6.3534 | 766.3713 | 0.014945 | 766.5931 | 0.0020272 | 766.5931 | -0.00063378 | 766.3713 | 0.50182 | 914.1487 | 0.022159 | 766.3713 | 14.7025 | 766.3713 | 0.81504 | 913.6525 | 0.0013044 | 766.3713 | 0.18329 | 917.7784 | 0.67056 | 914.1487 | 7.3023 | 917.7784 | 0.019362 | 1004.8349 | 0.28331 | 1227.1732 | 0.26621 | 1032.1143 | 0.013995 | 1143.8883 | 0 | 1143.1186 | 0 | 766.371 | 0.016318 | 766.5931 | 0.091015 | 766.3713 | 0.30346 | 766.3713 | 0.06535 | 766.3713 | 0.20432 | 762.6374 | 0.15959
| 372.4663 | 0 |  |  | 372.4663 | 0.0017972 | 372.4663 | 0.13116 | 612.1443 | 0 | 766.6078 | -0.034022 | 761.3769 | -0.043311 | 612.1443 | 0 | 766.6078 | -0.089566 | 766.6078 | -0.013398 | 766.8294 | -0.022198 | 766.6078 | -0.06667 | 766.6078 | -0.076796 | 766.6078 | -0.052115 | 614.7536 | 0.0011936 | 761.38 | 0.0057175 | 766.8294 | -0.0029459 | 612.1443 | 0.029569 | 761.38 | -0.01171 | 766.6078 | 0.058058 | 761.38 | -0.0086277 | 766.6078 | 0.040231 | 614.7536 | 14.4517 | 614.7536 | 6.4593 | 766.6078 | -0.0073799 | 766.8294 | -0.0014761 | 766.8294 | -0.00086934 | 766.6078 | 0.4982 | 914.3166 | 0.024134 | 766.6078 | 14.9149 | 766.6078 | 0.81617 | 913.8209 | 0 | 766.6078 | 0.15253 | 917.9485 | 0.65629 | 914.3166 | 7.34 | 917.9485 | 0.019796 | 1004.9354 | 0.28286 | 1227.2469 | 0.2653 | 1032.1273 | 0.013995 | 1143.9525 | 0 | 1143.1826 | 0 | 766.608 | 0.016066 | 766.8294 | 0.088482 | 766.6078 | 0.28799 | 766.6078 | 0.0073745 | 766.6078 | 0.18962 | 762.8728 | 0.15886
| 372.5452 | 0 |  |  | 372.5452 | 0.0051124 | 372.5452 | 0.13581 | 612.2636 | 0.022678 | 766.8443 | -0.015918 | 761.6133 | 0.051736 | 612.2636 | 0.016399 | 766.8443 | -0.019027 | 766.8443 | 0.0033654 | 767.0658 | 0.011277 | 766.8443 | 0.040495 | 766.8443 | 0.040436 | 766.8443 | 0.0030564 | 614.8732 | 0.00061358 | 761.61 | 0.041062 | 767.0658 | -0.00058342 | 612.2636 | 0.037927 | 761.61 | -0.005187 | 766.8443 | 0.066778 | 761.61 | 0.029147 | 766.8443 | 0.046725 | 614.8732 | 14.6219 | 614.8732 | 6.53 | 766.8443 | 0.016892 | 767.0658 | -0.0010169 | 767.0658 | 0.0012265 | 766.8443 | 0.49657 | 914.4845 | 0.023547 | 766.8443 | 15.0036 | 766.8443 | 0.84272 | 913.9894 | 0.0013044 | 766.8443 | 0.18801 | 918.1186 | 0.64387 | 914.4845 | 7.3608 | 918.1186 | 0.020059 | 1005.0359 | 0.2836 | 1227.3208 | 0.26438 | 1032.1404 | 0.013994 | 1144.0166 | 0 | 1143.2467 | 0 | 766.844 | 0.015988 | 767.0658 | 0.08984 | 766.8443 | 0.2964 | 766.8443 | 0.093593 | 766.8443 | 0.20261 | 763.1081 | 0.15851
| 372.6241 | 0 |  |  | 372.6241 | 0.002623 | 372.6241 | 0.12687 | 612.3829 | 0 | 767.0809 | -0.043255 | 761.8497 | -0.043339 | 612.3829 | 0 | 767.0809 | -0.13906 | 767.0809 | -0.023382 | 767.3021 | -0.017819 | 767.0809 | -0.058478 | 767.0809 | -0.048568 | 767.0809 | -0.064651 | 614.9928 | 0.0011496 | 761.85 | -0.092001 | 767.3021 | -0.012419 | 612.3829 | 0.038136 | 761.85 | -0.0068178 | 767.0809 | 0.067895 | 761.85 | -0.0019821 | 767.0809 | 0.040637 | 614.9928 | 14.8608 | 614.9928 | 6.6479 | 767.0809 | -0.01867 | 767.3021 | -0.0027107 | 767.3021 | -0.0023541 | 767.0809 | 0.4506 | 914.6524 | 0.024294 | 767.0809 | 15.2185 | 767.0809 | 0.84905 | 914.1579 | 0 | 767.0809 | 0.14793 | 918.2887 | 0.63141 | 914.6524 | 7.394 | 918.2887 | 0.020436 | 1005.1364 | 0.28408 | 1227.3945 | 0.26346 | 1032.1534 | 0.013993 | 1144.0807 | 0 | 1143.3107 | 0 | 767.081 | 0.015858 | 767.3021 | 0.08573 | 767.0809 | 0.27627 | 767.0809 | 0.048524 | 767.0809 | 0.18514 | 763.3435 | 0.15754
| 372.703 | 0 |  |  | 372.703 | 0.0057561 | 372.703 | 0.13549 | 612.5022 | 0.022482 | 767.3174 | 0.0091024 | 762.0861 | 0.047886 | 612.5022 | 0.023858 | 767.3174 | 0.01464 | 767.3174 | 0.0026879 | 767.5385 | 0.013751 | 767.3174 | 0.028413 | 767.3174 | 0.0099223 | 767.3174 | 0.051062 | 615.1124 | 0.00054568 | 762.09 | 0.032746 | 767.5385 | 0.0025967 | 612.5022 | 0.036673 | 762.09 | 0.015199 | 767.3174 | 0.057908 | 762.09 | 0.021103 | 767.3174 | 0.046725 | 615.1124 | 15.0736 | 615.1124 | 6.7669 | 767.3174 | 0.018215 | 767.5385 | 0.0045855 | 767.5385 | 0.003175 | 767.3174 | 0.4526 | 914.8203 | 0.018688 | 767.3174 | 15.3952 | 767.3174 | 0.89425 | 914.3263 | 0.0013044 | 767.3174 | 0.18639 | 918.4588 | 0.61932 | 914.8203 | 7.4085 | 918.4588 | 0.02072 | 1005.2369 | 0.28359 | 1227.4684 | 0.26255 | 1032.1665 | 0.013991 | 1144.1448 | 0 | 1143.3748 | 0 | 767.317 | 0.015983 | 767.5385 | 0.087748 | 767.3174 | 0.2928 | 767.3174 | 0.072411 | 767.3174 | 0.19984 | 763.5788 | 0.15768
| 372.7819 | 0 |  |  | 372.7819 | 0.0038738 | 372.7819 | 0.12725 | 612.6215 | 0 | 767.554 | -0.016058 | 762.3225 | -0.040675 | 612.6215 | 0 | 767.554 | -0.058814 | 767.554 | -0.021853 | 767.7749 | -0.02079 | 767.554 | -0.065259 | 767.554 | -0.0074925 | 767.554 | -0.048619 | 615.2321 | 0.0010821 | 762.32 | -0.051458 | 767.7749 | -0.0076534 | 612.6215 | 0.030195 | 762.32 | 0.0092188 | 767.554 | 0.057872 | 762.32 | -0.00058295 | 767.554 | 0.041093 | 615.2321 | 15.3131 | 615.2321 | 6.9158 | 767.554 | -0.015413 | 767.7749 | -0.0017554 | 767.7749 | -0.00077153 | 767.554 | 0.41137 | 914.9882 | 0.02328 | 767.554 | 15.5675 | 767.554 | 0.8803 | 914.4948 | 0 | 767.554 | 0.16593 | 918.6289 | 0.60401 | 914.9882 | 7.4429 | 918.6289 | 0.02109 | 1005.3375 | 0.28336 | 1227.5421 | 0.26164 | 1032.1796 | 0.013988 | 1144.209 | 0 | 1143.4388 | 0 | 767.554 | 0.0157 | 767.7749 | 0.08639 | 767.554 | 0.27717 | 767.554 | 0.048374 | 767.554 | 0.16831 | 763.8142 | 0.15724
| 372.8608 | 0 |  |  | 372.8608 | 0.0072011 | 372.8608 | 0.12933 | 612.7408 | 0 | 767.7905 | -0.013597 | 762.559 | 0.024846 | 612.7408 | 0.021708 | 767.7905 | 0.05971 | 767.7905 | 0.00352 | 768.0113 | 0.019937 | 767.7905 | 0.043746 | 767.7905 | 0.028652 | 767.7905 | 0.035436 | 615.3517 | 0.00054526 | 762.56 | -0.017152 | 768.0113 | 0.0022717 | 612.7408 | 0.052137 | 762.56 | -0.01606 | 767.7905 | 0.061205 | 762.56 | -0.015274 | 767.7905 | 0.041043 | 615.3517 | 15.4827 | 615.3517 | 7.0031 | 767.7905 | 0.016125 | 768.0113 | 0.00048685 | 768.0113 | 0.0014063 | 767.7905 | 0.4145 | 915.1562 | 0.028245 | 767.7905 | 15.7492 | 767.7905 | 0.91748 | 914.6633 | 0.0013044 | 767.7905 | 0.18771 | 918.799 | 0.59198 | 915.1562 | 7.4618 | 918.799 | 0.021368 | 1005.4381 | 0.28396 | 1227.616 | 0.26073 | 1032.1926 | 0.013984 | 1144.2731 | 0 | 1143.5028 | 0 | 767.791 | 0.01557 | 768.0113 | 0.08584 | 767.7905 | 0.28303 | 767.7905 | 0.060993 | 767.7905 | 0.1926 | 764.0496 | 0.15718
| 372.9397 | 0 |  |  | 372.9397 | 0.0031088 | 372.9397 | 0.12021 | 612.8601 | 0 | 768.0271 | -0.096157 | 762.7954 | -0.078726 | 612.8601 | 0 | 768.0271 | -0.1964 | 768.0271 | -0.021569 | 768.2477 | -0.033159 | 768.0271 | -0.071826 | 768.0271 | -0.028767 | 768.0271 | -0.083433 | 615.4713 | 0.0011182 | 762.8 | -0.057695 | 768.2477 | -0.012714 | 612.8601 | 0.030718 | 762.8 | -0.010623 | 768.0271 | 0.067011 | 762.8 | 0.00011659 | 768.0271 | 0.033128 | 615.4713 | 15.6783 | 615.4713 | 7.1138 | 768.0271 | -0.0084933 | 768.2477 | -0.0068933 | 768.2477 | -0.0046371 | 768.0271 | 0.39101 | 915.3241 | 0.023066 | 768.0271 | 15.9036 | 768.0271 | 0.92377 | 914.8318 | 0 | 768.0271 | 0.18429 | 918.9692 | 0.57765 | 915.3241 | 7.5005 | 918.9692 | 0.021802 | 1005.5387 | 0.28446 | 1227.6897 | 0.25982 | 1032.2057 | 0.01398 | 1144.3373 | 0 | 1143.5669 | 0 | 768.027 | 0.015581 | 768.2477 | 0.075674 | 768.0271 | 0.2638 | 768.0271 | 0.039961 | 768.0271 | 0.16597 | 764.285 | 0.15614
| 373.0186 | 0 |  |  | 373.0186 | 0.00067316 | 373.0186 | 0.1324 | 612.9794 | 0.015046 | 768.2637 | 0.05287 | 763.0318 | 0.058783 | 612.9794 | 0.032455 | 768.2637 | 0.05101 | 768.2637 | 0.011787 | 768.4841 | 0.021928 | 768.2637 | 0.041995 | 768.2637 | 0.038594 | 768.2637 | 0.028396 | 615.5909 | 0.00058424 | 763.03 | -0.028587 | 768.4841 | 0.0043469 | 612.9794 | 0.047957 | 763.03 | -0.003828 | 768.2637 | 0.071764 | 763.03 | 0.029147 | 768.2637 | 0.04916 | 615.5909 | 15.8251 | 615.5909 | 7.2004 | 768.2637 | 0.022507 | 768.4841 | 0.0078381 | 768.4841 | 0.0031796 | 768.2637 | 0.39076 | 915.492 | 0.051098 | 768.2637 | 16.0788 | 768.2637 | 0.96498 | 915.0002 | 0.00026087 | 768.2637 | 0.22497 | 919.1393 | 0.56634 | 915.492 | 7.5244 | 919.1393 | 0.022207 | 1005.6393 | 0.28395 | 1227.7635 | 0.25891 | 1032.2188 | 0.013975 | 1144.4014 | 0 | 1143.631 | 0 | 768.264 | 0.015357 | 768.4841 | 0.090758 | 768.2637 | 0.28378 | 768.2637 | 0.06535 | 768.2637 | 0.19921 | 764.5204 | 0.15568
| 373.0976 | 0 |  |  | 373.0976 | 0.004311 | 373.0975 | 0.11978 | 613.0988 | 0 | 768.5003 | -0.075545 | 763.2683 | -0.049529 | 613.0988 | 0 | 768.5003 | -0.14012 | 768.5003 | -0.019183 | 768.7205 | -0.028682 | 768.5003 | -0.072255 | 768.5003 | -0.014103 | 768.5003 | -0.094891 | 615.7106 | 0.0010947 | 763.27 | 0.032746 | 768.7205 | -0.0097941 | 613.0988 | 0.02121 | 763.27 | -0.010351 | 768.5003 | 0.066818 | 763.27 | -0.0037309 | 768.5003 | 0.041245 | 615.7106 | 15.9832 | 615.7106 | 7.3329 | 768.5003 | -0.023267 | 768.7205 | -0.0062603 | 768.7205 | -0.0044125 | 768.5003 | 0.35578 | 915.6599 | 0.02093 | 768.5003 | 16.1966 | 768.5003 | 0.93662 | 915.1687 | 0 | 768.5003 | 0.1832 | 919.3094 | 0.5513 | 915.6599 | 7.5641 | 919.3094 | 0.022712 | 1005.74 | 0.28303 | 1227.8374 | 0.258 | 1032.2317 | 0.013969 | 1144.4656 | 0 | 1143.6951 | 0 | 768.5 | 0.015196 | 768.7205 | 0.079858 | 768.5003 | 0.26501 | 768.5003 | 0.046571 | 768.5003 | 0.16213 | 764.7558 | 0.15409
| 373.1765 | 0 |  |  | 373.1765 | 0.0048089 | 373.1765 | 0.12932 | 613.2181 | 0.0090743 | 768.7369 | 0.034083 | 763.5047 | 0.045093 | 613.2181 | 0.03138 | 768.7369 | -0.05172 | 768.7369 | 0.021651 | 768.9569 | 0.017525 | 768.7369 | 0.057929 | 768.7369 | 0.01937 | 768.7369 | 0.064816 | 615.8302 | 0.00052221 | 763.5 | 0.040022 | 768.9569 | 0.0037008 | 613.2181 | 0.046495 | 763.5 | 0.0070443 | 768.7369 | 0.075166 | 763.5 | 0.0095605 | 768.7369 | 0.046522 | 615.8302 | 16.1502 | 615.8302 | 7.4385 | 768.7369 | 0.03163 | 768.9569 | 0.0087836 | 768.9569 | 0.0025296 | 768.7369 | 0.39289 | 915.8279 | 0.025149 | 768.7369 | 16.4007 | 768.7369 | 0.98684 | 915.3372 | 0.0018258 | 768.7369 | 0.24395 | 919.4795 | 0.53938 | 915.8279 | 7.5867 | 919.4795 | 0.023082 | 1005.8406 | 0.2833 | 1227.9113 | 0.2571 | 1032.2448 | 0.013963 | 1144.5298 | 0 | 1143.7592 | 0 | 768.737 | 0.015349 | 768.9569 | 0.0854 | 768.7369 | 0.28679 | 768.7369 | 0.062646 | 768.7369 | 0.19494 | 764.9912 | 0.15474
| 373.2554 | 0 |  |  | 373.2554 | 0.0039467 | 373.2554 | 0.11754 | 613.3375 | 0 | 768.9735 | -0.07577 | 763.7412 | -0.061015 | 613.3375 | 0 | 768.9735 | -0.051739 | 768.9735 | -0.025767 | 769.1934 | -0.022366 | 768.9735 | -0.079421 | 768.9735 | -0.062267 | 768.9735 | -0.07342 | 615.9498 | 0.0010608 | 763.74 | -0.041062 | 769.1933 | -0.0070622 | 613.3375 | 0.011807 | 763.74 | -0.0147 | 768.9735 | 0.057359 | 763.74 | -0.012125 | 768.9735 | 0.038303 | 615.9498 | 16.3754 | 615.9498 | 7.5895 | 768.9735 | -0.021197 | 769.1933 | -0.0055434 | 769.1933 | -0.0035739 | 768.9735 | 0.3609 | 915.9958 | 0.02376 | 768.9735 | 16.4962 | 768.9735 | 0.9611 | 915.5057 | 0 | 768.9735 | 0.18547 | 919.6497 | 0.52472 | 915.9958 | 7.6136 | 919.6497 | 0.023665 | 1005.9413 | 0.28411 | 1227.9851 | 0.25619 | 1032.2578 | 0.013956 | 1144.5939 | 0 | 1143.8232 | 0 | 768.973 | 0.014958 | 769.1934 | 0.080702 | 768.9735 | 0.26561 | 768.9735 | 0.044618 | 768.9735 | 0.16213 | 765.2266 | 0.15422
| 373.3343 | 0 |  |  | 373.3343 | 0.004991 | 373.3343 | 0.12833 | 613.4568 | 0.024828 | 769.2101 | 0.069721 | 763.9776 | 0.0042699 | 613.4568 | 0.024932 | 769.2101 | 0.094418 | 769.2101 | 0.014278 | 769.4298 | 0.047739 | 769.2101 | 0.04002 | 769.2101 | 0.0067624 | 769.2101 | 0.027628 | 616.0694 | 0.00055029 | 763.98 | -0.070168 | 769.4298 | 0.0056549 | 613.4568 | 0.046495 | 763.98 | -0.0081769 | 769.2101 | 0.061493 | 763.98 | -0.01912 | 769.2101 | 0.044442 | 616.0694 | 16.5898 | 616.0694 | 7.7278 | 769.2101 | 0.044171 | 769.4298 | 0.0064813 | 769.4298 | 0.004093 | 769.2101 | 0.35891 | 916.1637 | 0.030808 | 769.2101 | 16.6596 | 769.2101 | 1.0093 | 915.6742 | 0.0013044 | 769.2101 | 0.2342 | 919.8198 | 0.51242 | 916.1637 | 7.6313 | 919.8198 | 0.024042 | 1006.0421 | 0.28421 | 1228.059 | 0.25529 | 1032.2709 | 0.013949 | 1144.6581 | 0 | 1143.8873 | 0 | 769.21 | 0.014825 | 769.4298 | 0.087969 | 769.2101 | 0.27147 | 769.2101 | 0.057388 | 769.2101 | 0.17833 | 765.4621 | 0.15296
| 373.4133 | 0 |  |  | 373.4133 | 0.0031938 | 373.4133 | 0.11602 | 613.5762 | 0 | 769.4467 | -0.01244 | 764.2141 | -0.034555 | 613.5762 | 0 | 769.4467 | -0.057675 | 769.4467 | -0.011421 | 769.6662 | -0.029998 | 769.4467 | -0.071352 | 769.4467 | -0.030248 | 769.4467 | -0.064368 | 616.1891 | 0.0010696 | 764.21 | -0.053536 | 769.6662 | -0.00076041 | 613.5762 | 0.02215 | 764.21 | -0.0098077 | 769.4467 | 0.052849 | 764.21 | -0.028565 | 769.4467 | 0.035868 | 616.1891 | 16.8085 | 616.1891 | 7.8887 | 769.4467 | -0.019638 | 769.6662 | -0.0040624 | 769.6662 | -0.0027184 | 769.4467 | 0.34042 | 916.3317 | 0.023387 | 769.4467 | 16.8385 | 769.4467 | 1.0076 | 915.8427 | 0 | 769.4467 | 0.20798 | 919.9899 | 0.49782 | 916.3317 | 7.667 | 919.9899 | 0.024597 | 1006.1428 | 0.28412 | 1228.1328 | 0.25439 | 1032.2839 | 0.013941 | 1144.7223 | 0 | 1143.9514 | 0 | 769.447 | 0.014825 | 769.6662 | 0.080812 | 769.4467 | 0.25404 | 769.4467 | 0.042815 | 769.4467 | 0.17683 | 765.6975 | 0.15303
| 373.4922 | 0 |  |  | 373.4922 | 0.004056 | 373.4922 | 0.12675 | 613.6956 | 0.012938 | 769.6833 | -0.0040535 | 764.4506 | 0.057983 | 613.6956 | 0.039548 | 769.6833 | 0.032109 | 769.6833 | -0.00041166 | 769.9027 | 0.01518 | 769.6833 | 0.045428 | 769.6833 | 0.019463 | 769.6833 | 0.071347 | 616.3087 | 0.00052975 | 764.45 | 0.04834 | 769.9027 | 0.0020044 | 613.6956 | 0.045032 | 764.45 | -0.00029446 | 769.6833 | 0.065776 | 764.45 | 0.0043138 | 769.6833 | 0.04363 | 616.3087 | 17.0122 | 616.3087 | 8.0092 | 769.6833 | 0.014243 | 769.9027 | 0.0031057 | 769.9027 | 0.0033476 | 769.6833 | 0.34042 | 916.4996 | 0.02675 | 769.6833 | 17.0041 | 769.6833 | 1.0418 | 916.0112 | 0.00026087 | 769.6833 | 0.23917 | 920.1601 | 0.48497 | 916.4996 | 7.6934 | 920.1601 | 0.024981 | 1006.2435 | 0.2842 | 1228.2067 | 0.25348 | 1032.297 | 0.013933 | 1144.7865 | 0 | 1144.0155 | 0 | 769.683 | 0.014598 | 769.9027 | 0.08228 | 769.6833 | 0.26621 | 769.6833 | 0.058439 | 769.6833 | 0.19345 | 765.933 | 0.15319
| 373.5711 | 0 |  |  | 373.5711 | 0.00093494 | 373.5711 | 0.11451 | 613.8149 | 0 | 769.9199 | -0.053788 | 764.6871 | -0.033353 | 613.8149 | 0 | 769.9199 | -0.054301 | 769.9199 | -0.011673 | 770.1392 | -0.031187 | 769.9199 | -0.071526 | 769.9199 | -0.031642 | 769.9199 | -0.10161 | 616.4284 | 0.0010578 | 764.69 | -0.031706 | 770.1392 | -0.0013322 | 613.8149 | 0.020688 | 764.69 | -0.010623 | 769.9199 | 0.054036 | 764.69 | -0.024717 | 769.9199 | 0.032773 | 616.4284 | 17.2615 | 616.4284 | 8.1348 | 769.9199 | -0.015289 | 770.1392 | -0.0054586 | 770.1392 | -0.0032897 | 769.9199 | 0.3203 | 916.6676 | 0.02376 | 769.9199 | 17.1541 | 769.9199 | 1.0454 | 916.1797 | 0 | 769.9199 | 0.20043 | 920.3302 | 0.46971 | 916.6676 | 7.726 | 920.3302 | 0.025543 | 1006.3443 | 0.28476 | 1228.2806 | 0.25258 | 1032.3101 | 0.013924 | 1144.8507 | 0 | 1144.0797 | 0 | 769.92 | 0.014679 | 770.1392 | 0.078904 | 769.9199 | 0.25569 | 769.9199 | 0.038609 | 769.9199 | 0.17002 | 766.1684 | 0.15273
| 373.6501 | 0 |  |  | 373.6501 | 0.0025744 | 373.6501 | 0.12152 | 613.9343 | 0.024242 | 770.1566 | 0.0064259 | 764.9236 | 0.01238 | 613.9343 | 0.050725 | 770.1566 | -0.0065928 | 770.1566 | 0.013373 | 770.3756 | 0.03281 | 770.1566 | 0.040768 | 770.1566 | 0.014921 | 770.1566 | 0.019095 | 616.548 | 0.00053059 | 764.92 | 0.012994 | 770.3756 | 0.0038748 | 613.9343 | 0.044719 | 764.92 | -0.0030125 | 770.1566 | 0.064337 | 764.92 | -0.024367 | 770.1566 | 0.039368 | 616.548 | 17.4776 | 616.548 | 8.2556 | 770.1566 | 0.029435 | 770.3756 | 0.0031816 | 770.3756 | 0.0027725 | 770.1566 | 0.31243 | 916.8355 | 0.027872 | 770.1566 | 17.3437 | 770.1566 | 1.077 | 916.3482 | 0.0013044 | 770.1566 | 0.25655 | 920.5004 | 0.45927 | 916.8355 | 7.7373 | 920.5004 | 0.025941 | 1006.4451 | 0.2853 | 1228.3545 | 0.25169 | 1032.3231 | 0.013914 | 1144.9149 | 0 | 1144.1438 | 0 | 770.157 | 0.014479 | 770.3756 | 0.080298 | 770.1566 | 0.26966 | 770.1566 | 0.051529 | 770.1566 | 0.18813 | 766.4039 | 0.15251
| 373.729 | 0 |  |  | 373.729 | 0.004736 | 373.729 | 0.10889 | 614.0537 | 0 | 770.3932 | -0.042265 | 765.1601 | -0.044256 | 614.0537 | 0 | 770.3932 | -0.24197 | 770.3932 | -0.01499 | 770.6121 | -0.031719 | 770.3932 | -0.074236 | 770.3932 | -0.052304 | 770.3932 | -0.12932 | 616.6677 | 0.0010704 | 765.16 | -0.019232 | 770.6121 | -0.0060518 | 614.0537 | 0.0082067 | 765.16 | -0.01606 | 770.3932 | 0.054014 | 765.16 | -0.035561 | 770.3932 | 0.036629 | 616.6677 | 17.6983 | 616.6677 | 8.3907 | 770.3932 | -0.015752 | 770.6121 | -0.0083728 | 770.6121 | -0.0018931 | 770.3932 | 0.2847 | 917.0034 | 0.022532 | 770.3932 | 17.523 | 770.3932 | 1.0813 | 916.5167 | 0 | 770.3932 | 0.20414 | 920.6705 | 0.4474 | 917.0034 | 7.7636 | 920.6705 | 0.026638 | 1006.5459 | 0.28507 | 1228.4283 | 0.25079 | 1032.3362 | 0.013904 | 1144.9791 | 0 | 1144.2079 | 0 | 770.393 | 0.014211 | 770.6121 | 0.075821 | 770.3932 | 0.25344 | 770.3932 | 0.047623 | 770.3932 | 0.15169 | 766.6394 | 0.15151
| 373.8079 | 0 |  |  | 373.8079 | 0.0017972 | 373.8079 | 0.1202 | 614.1731 | 0.022678 | 770.6299 | -0.010363 | 765.3966 | 0.058409 | 614.1731 | 0.029016 | 770.6299 | -0.0075183 | 770.6299 | -0.0001982 | 770.8486 | 0.023825 | 770.6299 | 0.034259 | 770.6299 | 0.017016 | 770.6299 | 0.030456 | 616.7873 | 0.00054233 | 765.4 | -0.021311 | 770.8486 | -0.0022881 | 614.1731 | 0.042629 | 765.4 | -0.0016535 | 770.6299 | 0.065477 | 765.4 | 0.016905 | 770.6299 | 0.041905 | 616.7873 | 17.89 | 616.7873 | 8.5039 | 770.6299 | 0.016359 | 770.8486 | 0.0013629 | 770.8486 | 0.0010442 | 770.6299 | 0.3263 | 917.1714 | 0.031823 | 770.6299 | 17.6772 | 770.6299 | 1.0967 | 916.6852 | 0.0018258 | 770.6299 | 0.2516 | 920.8406 | 0.4363 | 917.1714 | 7.772 | 920.8406 | 0.027087 | 1006.6467 | 0.28487 | 1228.5023 | 0.24989 | 1032.3492 | 0.013894 | 1145.0433 | 0 | 1144.2721 | 0 | 770.63 | 0.014111 | 770.8486 | 0.079161 | 770.6299 | 0.26621 | 770.6299 | 0.05904 | 770.6299 | 0.1779 | 766.8749 | 0.15241
| 373.8869 | 0 |  |  | 373.8869 | 0.0023923 | 373.8869 | 0.11267 | 614.2926 | 0 | 770.8666 | -0.13386 | 765.6331 | -0.028282 | 614.2926 | 0 | 770.8666 | -0.13759 | 770.8666 | -0.029019 | 771.0851 | -0.030629 | 770.8666 | -0.072731 | 770.8666 | -0.014677 | 770.8666 | -0.063429 | 616.907 | 0.0010344 | 765.63 | -0.084723 | 771.0851 | -0.0069426 | 614.2926 | 0.020688 | 765.63 | -0.010623 | 770.8666 | 0.057791 | 765.63 | -0.0019821 | 770.8666 | 0.015423 | 616.907 | 18.1526 | 616.907 | 8.6593 | 770.8666 | -0.031499 | 771.0851 | -0.0043488 | 771.0851 | -0.0023831 | 770.8666 | 0.27046 | 917.3393 | 0.023173 | 770.8666 | 17.8745 | 770.8666 | 1.1306 | 916.8537 | 0 | 770.8666 | 0.23814 | 921.0108 | 0.42635 | 917.3393 | 7.7974 | 921.0108 | 0.027784 | 1006.7476 | 0.28524 | 1228.5762 | 0.249 | 1032.3623 | 0.013883 | 1145.1075 | 0 | 1144.3362 | 0 | 770.867 | 0.0141 | 771.0851 | 0.053581 | 770.8666 | 0.24653 | 770.8666 | 0.047923 | 770.8666 | 0.16 | 767.1104 | 0.15074
| 373.9658 | 0 |  |  | 373.9658 | 0.0052946 | 373.9658 | 0.11751 | 614.412 | 0 | 771.1033 | -0.03669 | 765.8697 | 0.020363 | 614.412 | 0.011554 | 771.1033 | 0.0098374 | 771.1033 | -0.0021955 | 771.3216 | 0.010712 | 771.1033 | 0.033235 | 771.1033 | 0.038664 | 771.1033 | 0.042188 | 617.0266 | 0.00049455 | 765.87 | -0.00051979 | 771.3216 | 0.0001568 | 614.412 | 0.04148 | 765.87 | -0.013341 | 771.1033 | 0.061359 | 765.87 | 0.0043138 | 771.1033 | 0.034498 | 617.0266 | 18.395 | 617.0266 | 8.7852 | 771.1033 | 0.014032 | 771.3216 | 0.0026839 | 771.3216 | 0.0014349 | 771.1033 | 0.26759 | 917.5073 | 0.018421 | 771.1033 | 18.0535 | 771.1033 | 1.1448 | 917.0222 | 0.0013044 | 771.1033 | 0.25288 | 921.181 | 0.41804 | 917.5073 | 7.8182 | 921.181 | 0.028346 | 1006.8484 | 0.28534 | 1228.6501 | 0.24811 | 1032.3754 | 0.013872 | 1145.1719 | 0 | 1144.4004 | 0 | 771.103 | 0.014069 | 771.3216 | 0.073105 | 771.1033 | 0.2599 | 771.1033 | 0.057538 | 771.1033 | 0.186 | 767.3459 | 0.15136
| 374.0448 | 0 |  |  | 374.0448 | 0.0018823 | 374.0448 | 0.10907 | 614.5314 | 0 | 771.3399 | 0.0521 | 766.1062 | -0.052333 | 614.5314 | 0 | 771.3399 | -0.09462 | 771.34 | -0.0086225 | 771.5582 | -0.030053 | 771.3399 | -0.069334 | 771.34 | -0.068493 | 771.34 | -0.033076 | 617.1463 | 0.0010264 | 766.11 | -0.0036384 | 771.5582 | -0.0010587 | 614.5314 | 0.02424 | 766.11 | -0.0011099 | 771.3399 | 0.055137 | 766.11 | -0.028215 | 771.34 | 0.036578 | 617.1463 | 18.6736 | 617.1463 | 8.9294 | 771.34 | -0.01977 | 771.5582 | 0.00055677 | 771.5582 | 0.0007385 | 771.34 | 0.25559 | 917.6752 | 0.029847 | 771.3399 | 18.2385 | 771.3399 | 1.192 | 917.1907 | 0 | 771.3399 | 0.22836 | 921.3511 | 0.40617 | 917.6752 | 7.8669 | 921.3511 | 0.02905 | 1006.9493 | 0.28501 | 1228.7241 | 0.24722 | 1032.3883 | 0.01386 | 1145.2361 | 0 | 1144.4645 | 0 | 771.34 | 0.013989 | 771.5582 | 0.080775 | 771.34 | 0.24563 | 771.34 | 0.035905 | 771.34 | 0.15872 | 767.5814 | 0.15054
| 374.1237 | 0 |  |  | 374.1237 | 0.0021373 | 374.1237 | 0.11555 | 614.6508 | 0.014695 | 771.5766 | -0.022997 | 766.3428 | 0.018046 | 614.6508 | 0.01379 | 771.5766 | 0.01483 | 771.5766 | 0.0078537 | 771.7947 | 0.0084606 | 771.5766 | 0.023377 | 771.5766 | -0.039095 | 771.5766 | 0.015397 | 617.2659 | 0.00053395 | 766.34 | 0.050418 | 771.7947 | -0.0013781 | 614.6508 | 0.032912 | 766.34 | 0.0056853 | 771.5766 | 0.067236 | 766.34 | 0.0078116 | 771.5766 | 0.041651 | 617.2659 | 18.8933 | 617.2659 | 9.0007 | 771.5766 | 0.01744 | 771.7947 | 0.0015478 | 771.7947 | 0.0022285 | 771.5766 | 0.2882 | 917.8432 | 0.024775 | 771.5766 | 18.3318 | 771.5766 | 1.192 | 917.3593 | 0.0018258 | 771.5766 | 0.28364 | 921.5213 | 0.39491 | 917.8432 | 7.9141 | 921.5213 | 0.029555 | 1007.0502 | 0.28533 | 1228.7981 | 0.24632 | 1032.4014 | 0.013848 | 1145.3003 | 0 | 1144.5287 | 0 | 771.577 | 0.013984 | 771.7947 | 0.076739 | 771.5766 | 0.26035 | 771.5766 | 0.053332 | 771.5766 | 0.1747 | 767.8169 | 0.14933
| 374.2027 | 0 |  |  | 374.2027 | 0.0014694 | 374.2027 | 0.10826 | 614.7703 | 0 | 771.8133 | -0.0075194 | 766.5793 | -0.029705 | 614.7703 | 0 | 771.8133 | -0.10114 | 771.8134 | -0.023289 | 772.0312 | -0.04054 | 771.8133 | -0.057657 | 771.8134 | -0.035008 | 771.8134 | -0.091532 | 617.3856 | 0.0010654 | 766.58 | 0.011954 | 772.0312 | -0.0091616 | 614.7703 | 0.031658 | 766.58 | -0.0035561 | 771.8133 | 0.058221 | 766.58 | -0.017722 | 771.8134 | 0.036477 | 617.3856 | 19.1686 | 617.3856 | 9.15 | 771.8134 | -0.014033 | 772.0312 | -0.0058041 | 772.0312 | -0.0033911 | 771.8134 | 0.26097 | 918.0111 | 0.022425 | 771.8133 | 18.3784 | 771.8133 | 1.1681 | 917.5278 | 0 | 771.8133 | 0.24892 | 921.6915 | 0.38343 | 918.0111 | 7.9685 | 921.6915 | 0.030238 | 1007.1512 | 0.28611 | 1228.8719 | 0.24543 | 1032.4144 | 0.013835 | 1145.3646 | 0 | 1144.5929 | 0 | 771.813 | 0.014014 | 772.0312 | 0.076151 | 771.8134 | 0.24157 | 771.8134 | 0.040863 | 771.8134 | 0.14829 | 768.0524 | 0.14899
| 374.2816 | 0 |  |  | 374.2816 | 0.0051974 | 374.2816 | 0.1146 | 614.8897 | 0.0013465 | 772.0501 | -0.10902 | 766.8159 | 0.037104 | 614.8897 | 0.031595 | 772.0501 | 0.027003 | 772.0501 | 0.0057497 | 772.2678 | 0.01329 | 772.0501 | 0.03446 | 772.0501 | 0.017411 | 772.0501 | 0.045732 | 617.5052 | 0.00053353 | 766.82 | -0.0088362 | 772.2678 | 0.0043436 | 614.8897 | 0.035211 | 766.82 | 0.0094906 | 772.0501 | 0.0688 | 766.82 | 0.0036143 | 772.0501 | 0.022221 | 617.5052 | 19.3883 | 617.5052 | 9.261 | 772.0501 | 0.020703 | 772.2678 | 0.0062039 | 772.2678 | 0.0038598 | 772.0501 | 0.26871 | 918.1791 | 0.036415 | 772.0501 | 18.5154 | 772.0501 | 1.2453 | 917.6963 | 0.0013044 | 772.0501 | 0.28503 | 921.8616 | 0.37342 | 918.1791 | 7.9964 | 921.8616 | 0.0308 | 1007.2521 | 0.28622 | 1228.9459 | 0.24455 | 1032.4275 | 0.013822 | 1145.4288 | 0 | 1144.6571 | 0 | 772.05 | 0.013693 | 772.2678 | 0.051012 | 772.0501 | 0.25554 | 772.0501 | 0.054383 | 772.0501 | 0.17875 | 768.288 | 0.14851
| 374.3606 | 0 |  |  | 374.3606 | 0.0029266 | 374.3606 | 0.10518 | 615.0092 | 0 | 772.2868 | -0.0086077 | 767.0525 | -0.03691 | 615.0092 | 0 | 772.2868 | -0.11862 | 772.2868 | -0.0065724 | 772.5044 | -0.040161 | 772.2868 | -0.077737 | 772.2868 | -0.029599 | 772.2868 | -0.048514 | 617.6249 | 0.001083 | 767.05 | -0.0077966 | 772.5044 | -0.0054018 | 615.0092 | 0.042315 | 767.05 | 0.0062289 | 772.2868 | 0.048187 | 767.05 | 0.012708 | 772.2868 | 0.037999 | 617.6249 | 19.6392 | 617.6249 | 9.4422 | 772.2868 | -0.031518 | 772.5044 | -0.003247 | 772.5044 | -0.002747 | 772.2868 | 0.24523 | 918.347 | 0.024401 | 772.2868 | 18.6863 | 772.2868 | 1.25 | 917.8648 | 0 | 772.2868 | 0.24336 | 922.0318 | 0.36112 | 918.347 | 8.018 | 922.0318 | 0.031546 | 1007.3531 | 0.28606 | 1229.0199 | 0.24366 | 1032.4406 | 0.013809 | 1145.4932 | 0 | 1144.7212 | 0 | 772.287 | 0.013385 | 772.5044 | 0.076151 | 772.2868 | 0.23796 | 772.2868 | 0.042064 | 772.2868 | 0.15212 | 768.5235 | 0.14845
| 374.4395 | 0 |  |  | 374.4395 | 0.0032788 | 374.4395 | 0.11319 | 615.1287 | 0.036754 | 772.5235 | -0.01375 | 767.2891 | 0.038316 | 615.1287 | 0.013417 | 772.5235 | -0.0073546 | 772.5235 | 0.008982 | 772.7409 | 0.022491 | 772.5235 | 0.027338 | 772.5235 | -0.0067042 | 772.5235 | 0.0079631 | 617.7446 | 0.00055532 | 767.29 | 0.018192 | 772.7409 | 0.0058402 | 615.1287 | 0.029882 | 767.29 | 0.021179 | 772.5235 | 0.060997 | 767.29 | 0.0099102 | 772.5235 | 0.037339 | 617.7446 | 19.8354 | 617.7446 | 9.5507 | 772.5235 | 0.013618 | 772.7409 | 0.0048939 | 772.7409 | 0.00031922 | 772.5235 | 0.22286 | 918.515 | 0.021678 | 772.5235 | 18.8617 | 772.5235 | 1.3069 | 918.0334 | 0.0018258 | 772.5235 | 0.28818 | 922.202 | 0.35122 | 918.515 | 8.0204 | 922.202 | 0.032194 | 1007.4541 | 0.2863 | 1229.0939 | 0.24278 | 1032.4536 | 0.013795 | 1145.5574 | 0 | 1144.7854 | 0 | 772.524 | 0.013128 | 772.7409 | 0.069692 | 772.5235 | 0.25239 | 772.5235 | 0.049125 | 772.5235 | 0.17364 | 768.7591 | 0.14779
| 374.5185 | 0 |  |  | 374.5185 | 0.0033638 | 374.5185 | 0.10272 | 615.2481 | 0 | 772.7602 | -0.065025 | 767.5256 | -0.021634 | 615.2481 | 0 | 772.7602 | -0.18448 | 772.7603 | -0.024266 | 772.9775 | -0.05077 | 772.7602 | -0.064333 | 772.7603 | -0.051889 | 772.7603 | -0.10497 | 617.8642 | 0.0010448 | 767.53 | -0.0077966 | 772.9775 | -0.0074601 | 615.2481 | 0.035211 | 767.53 | -0.0089922 | 772.7602 | 0.048149 | 767.53 | -0.0068788 | 772.7603 | 0.030845 | 617.8642 | 20.0994 | 617.8642 | 9.7454 | 772.7603 | -0.020635 | 772.9775 | -0.006633 | 772.9775 | -0.0047585 | 772.7603 | 0.21962 | 918.683 | 0.02328 | 772.7602 | 18.9966 | 772.7602 | 1.3023 | 918.2019 | 0 | 772.7602 | 0.25367 | 922.3722 | 0.33903 | 918.683 | 8.0362 | 922.3722 | 0.032976 | 1007.5551 | 0.28671 | 1229.168 | 0.24189 | 1032.4667 | 0.013781 | 1145.6217 | 0 | 1144.8496 | 0 | 772.76 | 0.013305 | 772.9775 | 0.070756 | 772.7603 | 0.23676 | 772.7603 | 0.037407 | 772.7603 | 0.14019 | 768.9947 | 0.14753
| 374.5975 | 0 |  |  | 374.5975 | 0.0033638 | 374.5975 | 0.1118 | 615.3676 | 0.0080204 | 772.997 | 0.059228 | 767.7622 | -0.00073086 | 615.3676 | 0.032025 | 772.997 | -0.024775 | 772.997 | 0.011313 | 773.2141 | 0.031931 | 772.997 | 0.052214 | 772.997 | 0.023995 | 772.997 | 0.036441 | 617.9839 | 0.00049455 | 767.76 | -0.0025989 | 773.2141 | 0.0090232 | 615.3676 | 0.02518 | 767.76 | 0.0035108 | 772.997 | 0.06438 | 767.76 | -0.016322 | 772.997 | 0.038202 | 617.9839 | 20.3405 | 617.9839 | 9.906 | 772.997 | 0.026324 | 773.2141 | 0.0069109 | 773.2141 | 0.0040506 | 772.997 | 0.23636 | 918.8509 | 0.0291 | 772.997 | 19.1702 | 772.997 | 1.3125 | 918.3705 | 0.0013044 | 772.997 | 0.31953 | 922.5423 | 0.33033 | 918.8509 | 8.0361 | 922.5423 | 0.033808 | 1007.6561 | 0.2868 | 1229.2419 | 0.24101 | 1032.4797 | 0.013767 | 1145.686 | 0 | 1144.9138 | 0 | 772.997 | 0.012948 | 773.2141 | 0.075564 | 772.997 | 0.25539 | 772.997 | 0.0652 | 772.997 | 0.17833 | 769.2302 | 0.14792
| 374.6764 | 0 |  |  | 374.6764 | 0.0033152 | 374.6764 | 0.10413 | 615.4871 | 0 | 773.2338 | -0.021458 | 767.9989 | -0.060088 | 615.4871 | 0 | 773.2338 | -0.11882 | 773.2337 | -0.019474 | 773.4507 | -0.0167 | 773.2338 | -0.069894 | 773.2337 | -0.025098 | 773.2337 | -0.087333 | 618.1036 | 0.00097401 | 768 | -0.046258 | 773.4507 | -0.007591 | 615.4871 | 0.025389 | 768 | -0.007905 | 773.2338 | 0.050781 | 768 | 0.0088609 | 773.2337 | 0.035513 | 618.1036 | 20.6464 | 618.1036 | 10.1218 | 773.2337 | -0.026022 | 773.4507 | -0.0050345 | 773.4507 | -0.0038887 | 773.2337 | 0.20013 | 919.0189 | 0.029207 | 773.2338 | 19.3449 | 773.2338 | 1.371 | 918.539 | 0 | 773.2338 | 0.25064 | 922.7125 | 0.31901 | 919.0189 | 8.0525 | 922.7125 | 0.034726 | 1007.7571 | 0.2862 | 1229.3159 | 0.24013 | 1032.4928 | 0.013752 | 1145.7504 | 0 | 1144.978 | 0 | 773.234 | 0.013147 | 773.4507 | 0.072371 | 773.2337 | 0.22294 | 773.2337 | -0.003809 | 773.2337 | 0.15702 | 769.4658 | 0.14746
| 374.7554 | 0 |  |  | 374.7554 | 0.0040438 | 374.7554 | 0.10766 | 615.6066 | 0.017153 | 773.4705 | 0.057799 | 768.2355 | 0.03447 | 615.6066 | 0.035464 | 773.4705 | -0.014225 | 773.4705 | 0.0090367 | 773.6873 | 0.011366 | 773.4705 | 0.041718 | 773.4705 | 0.047738 | 773.4705 | 0.031095 | 618.2233 | 0.00049162 | 768.24 | -0.029627 | 773.6873 | 0.0042612 | 615.6066 | 0.026643 | 768.24 | 0.0010646 | 773.4705 | 0.064591 | 768.24 | -0.009677 | 773.4705 | 0.042108 | 618.2233 | 20.9035 | 618.2233 | 10.2386 | 773.4705 | 0.027493 | 773.6873 | 0.0052465 | 773.6873 | 0.00051934 | 773.4705 | 0.197 | 919.1869 | 0.026483 | 773.4705 | 19.4291 | 773.4705 | 1.3603 | 918.7075 | 0.0018258 | 773.4705 | 0.29878 | 922.8827 | 0.30955 | 919.1869 | 8.0459 | 922.8827 | 0.03543 | 1007.8582 | 0.2857 | 1229.3899 | 0.23925 | 1032.5059 | 0.013737 | 1145.8146 | 0 | 1145.0424 | 0 | 773.471 | 0.012006 | 773.6873 | 0.079528 | 773.4705 | 0.23947 | 773.4705 | 0.09179 | 773.4705 | 0.1762 | 769.7014 | 0.14747
| 374.8344 | 0 |  |  | 374.8344 | 0.0030845 | 374.8344 | 0.098001 | 615.7261 | 0 | 773.7073 | -0.1355 | 768.4721 | -0.077649 | 615.7261 | 0 | 773.7073 | -0.099129 | 773.7073 | -0.032953 | 773.9239 | -0.051149 | 773.7073 | -0.068494 | 773.7073 | -0.053549 | 773.7073 | -0.04524 | 618.3429 | 0.0010109 | 768.47 | -0.020271 | 773.9239 | -0.015969 | 615.7261 | 0.0090966 | 768.47 | -0.021224 | 773.7073 | 0.042272 | 768.47 | -0.012125 | 773.7073 | 0.021105 | 618.3429 | 21.2228 | 618.3429 | 10.377 | 773.7073 | -0.027428 | 773.9239 | -0.010217 | 773.9239 | -0.0051473 | 773.7073 | 0.20325 | 919.3548 | 0.023387 | 773.7073 | 19.5916 | 773.7073 | 1.3848 | 918.8761 | 0 | 773.7073 | 0.28153 | 923.0529 | 0.29845 | 919.3548 | 8.0516 | 923.0529 | 0.036262 | 1007.9592 | 0.28608 | 1229.464 | 0.23837 | 1032.5189 | 0.013721 | 1145.8789 | 0 | 1145.1066 | 0 | 773.707 | 0.012657 | 773.9239 | 0.060334 | 773.7073 | 0.22294 | 773.7073 | 0.030497 | 773.7073 | 0.14296 | 769.937 | 0.14572
| 374.9133 | 0 |  |  | 374.9133 | 0.0025744 | 374.9133 | 0.10436 | 615.8456 | 0.014343 | 773.9441 | 0.040841 | 768.7087 | 0.026119 | 615.8456 | 0.017144 | 773.9441 | -0.039375 | 773.9441 | 0.0010127 | 774.1605 | 0.016018 | 773.9441 | 0.041991 | 773.9441 | 0.0010509 | 773.9441 | 0.033979 | 618.4626 | 0.00052766 | 768.71 | 0.010915 | 774.1605 | 0.0047897 | 615.8456 | 0.04148 | 768.71 | 0.0078598 | 773.9441 | 0.055641 | 768.71 | 0.0078116 | 773.9441 | 0.037593 | 618.4626 | 21.5023 | 618.4626 | 10.4621 | 773.9441 | 0.028493 | 774.1605 | 0.0022171 | 774.1605 | 0.002788 | 773.9441 | 0.18951 | 919.5228 | 0.032036 | 773.9441 | 19.716 | 773.9441 | 1.399 | 919.0446 | 0.0018258 | 773.9441 | 0.32048 | 923.2231 | 0.29145 | 919.5228 | 8.0368 | 923.2231 | 0.037073 | 1008.0604 | 0.28689 | 1229.538 | 0.23749 | 1032.532 | 0.013706 | 1145.9432 | 0 | 1145.1708 | 0 | 773.944 | 0.012726 | 774.1605 | 0.075087 | 773.9441 | 0.24007 | 773.9441 | 0.060242 | 773.9441 | 0.1796 | 770.1726 | 0.14625
| 374.9923 | 0 |  |  | 374.9923 | 0.0022951 | 374.9923 | 0.09924 | 615.9651 | 0 | 774.1809 | -0.068881 | 768.9454 | -0.052383 | 615.9651 | 0 | 774.1809 | -0.24204 | 774.1809 | -0.030791 | 774.3972 | -0.041677 | 774.1809 | -0.069925 | 774.1809 | -0.042756 | 774.1809 | -0.083974 | 618.5823 | 0.0010373 | 768.95 | -0.027548 | 774.3972 | -0.0083897 | 615.9651 | 0.033748 | 768.95 | -0.003828 | 774.1809 | 0.049647 | 768.95 | 0.016555 | 774.1809 | 0.031759 | 618.5823 | 21.8505 | 618.5823 | 10.6132 | 774.1809 | -0.019751 | 774.3972 | -0.0060524 | 774.3972 | -0.0037902 | 774.1809 | 0.18689 | 919.6908 | 0.020663 | 774.1809 | 19.8826 | 774.1809 | 1.3952 | 919.2132 | 0 | 774.1809 | 0.30114 | 923.3933 | 0.28139 | 919.6908 | 8.051 | 923.3933 | 0.037927 | 1008.1615 | 0.28713 | 1229.6121 | 0.23662 | 1032.545 | 0.013689 | 1146.0076 | 0 | 1145.235 | 0 | 774.181 | 0.01266 | 774.3972 | 0.065765 | 774.1809 | 0.21949 | 774.1809 | 0.035454 | 774.1809 | 0.13934 | 770.4082 | 0.14525
| 375.0713 | 0 |  |  | 375.0713 | 0.0045295 | 375.0713 | 0.10576 | 616.0847 | 0.034017 | 774.4177 | -0.059511 | 769.182 | 0.034708 | 616.0847 | 0.038688 | 774.4177 | 0.083756 | 774.4176 | 0.0019183 | 774.6338 | 0.031102 | 774.4177 | 0.042648 | 774.4176 | 0.010061 | 774.4176 | 0.023069 | 618.702 | 0.00051886 | 769.18 | 0.021311 | 774.6338 | -0.00035916 | 616.0847 | 0.032912 | 769.18 | -0.0089922 | 774.4177 | 0.057739 | 769.18 | -0.009677 | 774.4176 | 0.032875 | 618.702 | 22.1164 | 618.702 | 10.7348 | 774.4176 | 0.027341 | 774.6338 | -0.0012859 | 774.6338 | 0.00016661 | 774.4176 | 0.20662 | 919.8587 | 0.028726 | 774.4177 | 19.9743 | 774.4177 | 1.4584 | 919.3818 | 0.0013044 | 774.4177 | 0.32545 | 923.5635 | 0.27363 | 919.8587 | 8.0643 | 923.5635 | 0.038702 | 1008.2626 | 0.28685 | 1229.6862 | 0.23574 | 1032.5581 | 0.013673 | 1146.0719 | 0 | 1145.2993 | 0 | 774.418 | 0.012818 | 774.6338 | 0.066756 | 774.4176 | 0.23841 | 774.4176 | 0.054233 | 774.4176 | 0.16661 | 770.6439 | 0.14552
| 375.1503 | 0 |  |  | 375.1503 | 0.0035216 | 375.1503 | 0.096697 | 616.2042 | 0 | 774.6545 | -0.017953 | 769.4187 | -0.042628 | 616.2042 | 0 | 774.6545 | -0.094084 | 774.6545 | -0.020077 | 774.8704 | -0.039025 | 774.6545 | -0.054023 | 774.6545 | -0.041926 | 774.6545 | -0.10077 | 618.8217 | 0.0010013 | 769.42 | -0.04314 | 774.8704 | -0.0053034 | 616.2042 | 0.021523 | 769.42 | 0.017645 | 774.6545 | 0.040259 | 769.42 | -0.026466 | 774.6545 | 0.02704 | 618.8217 | 22.4113 | 618.8217 | 10.9302 | 774.6545 | -0.043067 | 774.8704 | -0.0033858 | 774.8704 | -0.0029284 | 774.6545 | 0.19451 | 920.0267 | 0.031716 | 774.6545 | 20.1435 | 774.6545 | 1.4858 | 919.5503 | 0 | 774.6545 | 0.30797 | 923.7337 | 0.26482 | 920.0267 | 8.0962 | 923.7337 | 0.039734 | 1008.3638 | 0.28723 | 1229.7601 | 0.23487 | 1032.5712 | 0.013656 | 1146.1363 | 0 | 1145.3635 | 0 | 774.654 | 0.013084 | 774.8704 | 0.067233 | 774.6545 | 0.21723 | 774.6545 | 0.028393 | 774.6545 | 0.14679 | 770.8795 | 0.14447
| 375.2293 | 0 |  |  | 375.2293 | 0.0044688 | 375.2293 | 0.10252 | 616.3238 | 0.011533 | 774.8913 | 0.042324 | 769.6553 | 0.0467 | 616.3238 | 0.021708 | 774.8913 | 0.060542 | 774.8913 | 0.017999 | 775.1071 | 0.017976 | 774.8913 | 0.055986 | 774.8913 | -0.030555 | 774.8913 | 0.026391 | 618.9414 | 0.00048617 | 769.66 | 0.059772 | 775.1071 | 0.0037104 | 616.3238 | 0.023091 | 769.66 | -0.0040998 | 774.8913 | 0.065734 | 769.66 | 0.014807 | 774.8913 | 0.039977 | 618.9414 | 22.5906 | 618.9414 | 11.0722 | 774.8913 | 0.028955 | 775.1071 | 0.0055688 | 775.1071 | 0.0052452 | 774.8913 | 0.19463 | 920.1947 | 0.025629 | 774.8913 | 20.2758 | 774.8913 | 1.4966 | 919.7189 | 0.0013044 | 774.8913 | 0.371 | 923.9039 | 0.25875 | 920.1947 | 8.1019 | 923.9039 | 0.040722 | 1008.465 | 0.28791 | 1229.8342 | 0.234 | 1032.5842 | 0.013639 | 1146.2007 | 0 | 1145.4279 | 0 | 774.891 | 0.012206 | 775.1071 | 0.071637 | 774.8913 | 0.23376 | 774.8913 | 0.054834 | 774.8913 | 0.16107 | 771.1152 | 0.14471
| 375.3082 | 0 |  |  | 375.3082 | 0.0016637 | 375.3082 | 0.092705 | 616.4433 | 0 | 775.1281 | -0.07835 | 769.892 | -0.026289 | 616.4433 | 0 | 775.1281 | -0.14333 | 775.1281 | -0.023425 | 775.3438 | -0.033299 | 775.1281 | -0.080416 | 775.1281 | -0.039976 | 775.1281 | -0.083974 | 619.061 | 0.0010004 | 769.89 | 0.025469 | 775.3438 | -0.0098604 | 616.4433 | 0.027792 | 769.89 | -0.0021971 | 775.1281 | 0.039688 | 769.89 | -0.0086277 | 775.1281 | 0.027801 | 619.061 | 22.7826 | 619.061 | 11.2749 | 775.1281 | -0.013404 | 775.3438 | -0.0069178 | 775.3438 | -0.0027331 | 775.1281 | 0.16502 | 920.3627 | 0.02376 | 775.1281 | 20.3955 | 775.1281 | 1.5131 | 919.8874 | 0 | 775.1281 | 0.31784 | 924.0741 | 0.24989 | 920.3627 | 8.1069 | 924.0741 | 0.041832 | 1008.5662 | 0.28789 | 1229.9083 | 0.23313 | 1032.5973 | 0.013621 | 1146.265 | 0 | 1145.4921 | 0 | 775.128 | 0.012286 | 775.3438 | 0.067637 | 775.1281 | 0.21197 | 775.1281 | 0.031098 | 775.1281 | 0.13252 | 771.3508 | 0.14376
| 375.3872 | 0 |  |  | 375.3872 | 0.0052096 | 375.3872 | 0.10048 | 616.5629 | 0.032648 | 775.3649 | 0.041041 | 770.1287 | 0.021545 | 616.5629 | 0.027942 | 775.3649 | 0.020147 | 775.3649 | 0.023336 | 775.5804 | 0.030552 | 775.3649 | 0.041201 | 775.3649 | 0.0093553 | 775.3649 | 0.072774 | 619.1807 | 0.00052389 | 770.13 | 0.016113 | 775.5804 | 0.005272 | 616.5629 | 0.026016 | 770.13 | -0.003828 | 775.3649 | 0.04873 | 770.13 | 0.0081613 | 775.3649 | 0.03328 | 619.1807 | 22.8857 | 619.1807 | 11.4136 | 775.3649 | 0.022553 | 775.5804 | 0.0057435 | 775.5804 | 0.0015332 | 775.3649 | 0.17714 | 920.5307 | 0.028085 | 775.3649 | 20.5379 | 775.3649 | 1.5371 | 920.056 | 0.0013044 | 775.3649 | 0.3844 | 924.2443 | 0.24328 | 920.5307 | 8.1014 | 924.2443 | 0.042764 | 1008.6674 | 0.28737 | 1229.9824 | 0.23227 | 1032.6104 | 0.013603 | 1146.3293 | 0 | 1145.5564 | 0 | 775.365 | 0.012264 | 775.5804 | 0.071894 | 775.3649 | 0.22565 | 775.3649 | 0.043717 | 775.3649 | 0.15659 | 771.5865 | 0.14407
| 375.4662 | 0 |  |  | 375.4662 | 0.0033273 | 375.4662 | 0.09203 | 616.6824 | 0 | 775.6018 | -0.07167 | 770.3654 | -0.053994 | 616.6824 | 0 | 775.6018 | -0.15912 | 775.6018 | -0.032626 | 775.8171 | -0.026187 | 775.6018 | -0.06597 | 775.6018 | -0.003399 | 775.6018 | -0.09741 | 619.3004 | 0.0010461 | 770.37 | -0.068091 | 775.8171 | -0.010762 | 616.6824 | 0.031031 | 770.37 | -0.02068 | 775.6018 | 0.036203 | 770.37 | -0.012475 | 775.6018 | 0.032672 | 619.3004 | 23.0742 | 619.3004 | 11.6302 | 775.6018 | -0.0061874 | 775.8171 | -0.0050205 | 775.8171 | -0.0030351 | 775.6018 | 0.13779 | 920.6987 | 0.032464 | 775.6018 | 20.7181 | 775.6018 | 1.5526 | 920.2246 | 0 | 775.6018 | 0.34187 | 924.4146 | 0.23376 | 920.6987 | 8.1043 | 924.4146 | 0.043809 | 1008.7687 | 0.28772 | 1230.0565 | 0.2314 | 1032.6234 | 0.013584 | 1146.3938 | 0 | 1145.6207 | 0 | 775.602 | 0.012458 | 775.8171 | 0.061912 | 775.6018 | 0.21062 | 775.6018 | 0.036656 | 775.6018 | 0.13316 | 771.8221 | 0.1435
| 375.5452 | 0 |  |  | 375.5452 | 0.0030845 | 375.5452 | 0.098004 | 616.802 | 0.015397 | 775.8386 | -0.081032 | 770.6021 | 0.0019144 | 616.802 | 0.019008 | 775.8386 | -0.030682 | 775.8386 | 0.0084747 | 776.0538 | 8.2145e-05 | 775.8386 | 0.036903 | 775.8386 | 0.037728 | 775.8386 | 0.032736 | 619.4201 | 0.00053646 | 770.6 | 0.034825 | 776.0538 | 0.00089248 | 616.802 | 0.036987 | 770.6 | -0.00056627 | 775.8386 | 0.047753 | 770.6 | -0.0079281 | 775.8386 | 0.020953 | 619.4201 | 23.2473 | 619.4201 | 11.7375 | 775.8386 | 0.012976 | 776.0538 | -0.00024028 | 776.0538 | -0.00051857 | 775.8386 | 0.16265 | 920.8666 | 0.021411 | 775.8386 | 20.853 | 775.8386 | 1.5929 | 920.3931 | 0.0023475 | 775.8386 | 0.37618 | 924.5848 | 0.22791 | 920.8666 | 8.0968 | 924.5848 | 0.044805 | 1008.87 | 0.28883 | 1230.1306 | 0.23053 | 1032.6365 | 0.013566 | 1146.4581 | 0 | 1145.6849 | 0 | 775.839 | 0.011871 | 776.0538 | 0.053177 | 775.8386 | 0.227 | 775.8386 | 0.046721 | 775.8386 | 0.16171 | 772.0578 | 0.14304
| 375.6242 | 0 |  |  | 375.6242 | 0.002198 | 375.6242 | 0.089228 | 616.9216 | 0 | 776.0755 | -0.076285 | 770.8388 | 0.0011988 | 616.9216 | 0 | 776.0755 | -0.1042 | 776.0755 | -0.02877 | 776.2905 | -0.046223 | 776.0755 | -0.070108 | 776.0755 | -0.023631 | 776.0755 | -0.10917 | 619.5398 | 0.0010968 | 770.84 | -0.041062 | 776.2905 | -0.013132 | 616.9216 | 0.031972 | 770.84 | 0.014655 | 776.0755 | 0.035525 | 770.84 | 0.0029147 | 776.0755 | 0.024199 | 619.5398 | 23.4885 | 619.5398 | 11.8584 | 776.0755 | -0.016631 | 776.2905 | -0.0076827 | 776.2905 | -0.0038409 | 776.0755 | 0.15466 | 921.0346 | 0.025736 | 776.0755 | 20.9266 | 776.0755 | 1.6652 | 920.5617 | 0 | 776.0755 | 0.33822 | 924.755 | 0.21922 | 921.0346 | 8.1036 | 924.755 | 0.045886 | 1008.9713 | 0.28913 | 1230.2047 | 0.22967 | 1032.6495 | 0.013547 | 1146.5226 | 0 | 1145.7493 | 0 | 776.075 | 0.012084 | 776.2905 | 0.06004 | 776.0755 | 0.20687 | 776.0755 | 0.031398 | 776.0755 | 0.13167 | 772.2935 | 0.14144
| 375.7032 | 0 |  |  | 375.7032 | 0.0061082 | 375.7032 | 0.098851 | 617.0412 | 0.02346 | 776.3123 | 0.002196 | 771.0755 | 0.025186 | 617.0412 | 0.040623 | 776.3123 | 0.014132 | 776.3123 | 0.0084714 | 776.5272 | 0.030082 | 776.3123 | 0.049699 | 776.3123 | 0.013175 | 776.3123 | 0.011891 | 619.6595 | 0.00057586 | 771.08 | -0.02235 | 776.5272 | 0.002645 | 617.0412 | 0.047122 | 771.08 | -0.0013816 | 776.3123 | 0.059236 | 771.08 | -0.014574 | 776.3123 | 0.035056 | 619.6595 | 23.7332 | 619.6595 | 11.9028 | 776.3123 | 0.034973 | 776.5272 | 0.0015086 | 776.5272 | 0.00068167 | 776.3123 | 0.16977 | 921.2026 | 0.024615 | 776.3123 | 21.1254 | 776.3123 | 1.6482 | 920.7303 | 0.0018258 | 776.3123 | 0.39346 | 924.9252 | 0.21178 | 921.2026 | 8.1193 | 924.9252 | 0.046861 | 1009.0726 | 0.28856 | 1230.2789 | 0.2288 | 1032.6626 | 0.013527 | 1146.5869 | 0 | 1145.8136 | 0 | 776.312 | 0.011946 | 776.5272 | 0.068775 | 776.3123 | 0.22685 | 776.3123 | 0.050027 | 776.3123 | 0.16405 | 772.5292 | 0.142
| 375.7822 | 0 |  |  | 375.7822 | 0.0026716 | 375.7822 | 0.091001 | 617.1608 | 0 | 776.5492 | -0.11981 | 771.3122 | -0.027587 | 617.1608 | 0 | 776.5492 | -0.15318 | 776.5492 | -0.030092 | 776.764 | -0.051528 | 776.5492 | -0.079561 | 776.5492 | -0.022294 | 776.5492 | -0.09657 | 619.7792 | 0.0010578 | 771.31 | -0.006757 | 776.764 | -0.013543 | 617.1608 | 0.020374 | 771.31 | -0.0011099 | 776.5492 | 0.047914 | 771.31 | -0.0047802 | 776.5492 | 0.022373 | 619.7792 | 24.0606 | 619.7792 | 12.0473 | 776.5492 | -0.017219 | 776.764 | -0.0084041 | 776.764 | -0.0067403 | 776.5492 | 0.13742 | 921.3706 | 0.024775 | 776.5492 | 21.1907 | 776.5492 | 1.6813 | 920.8989 | 0 | 776.5492 | 0.34864 | 925.0955 | 0.20352 | 921.3706 | 8.1635 | 925.0955 | 0.048049 | 1009.1739 | 0.2884 | 1230.353 | 0.22794 | 1032.6757 | 0.013507 | 1146.6514 | 0 | 1145.8779 | 0 | 776.549 | 0.011946 | 776.764 | 0.058829 | 776.5492 | 0.1968 | 776.5492 | 0.03891 | 776.5492 | 0.12826 | 772.7649 | 0.14083
| 375.8612 | 0 |  |  | 375.8612 | 0.0021494 | 375.8612 | 0.096626 | 617.2804 | 0.0083718 | 776.7861 | -0.0079638 | 771.5489 | 0.031129 | 617.2804 | 0.032025 | 776.7861 | 0.04242 | 776.7861 | 0.0038138 | 777.0007 | 0.0099578 | 776.7861 | 0.03684 | 776.7861 | -0.0084666 | 776.7861 | 0.042602 | 619.8989 | 0.00049162 | 771.55 | 0.016113 | 777.0007 | 0.002025 | 617.2804 | 0.038554 | 771.55 | 0.010306 | 776.7861 | 0.058409 | 771.55 | -0.0093273 | 776.7861 | 0.032164 | 619.8989 | 24.3626 | 619.8989 | 12.2191 | 776.7861 | 0.039018 | 777.0007 | 0.0029034 | 777.0007 | 0.0012689 | 776.7861 | 0.14204 | 921.5386 | 0.01794 | 776.7861 | 21.2587 | 776.7861 | 1.7047 | 921.0675 | 0.00078262 | 776.7861 | 0.40392 | 925.2657 | 0.1968 | 921.5386 | 8.1984 | 925.2657 | 0.049166 | 1009.2753 | 0.28891 | 1230.4271 | 0.22708 | 1032.6887 | 0.013487 | 1146.7158 | 0 | 1145.9423 | 0 | 776.786 | 0.01163 | 777.0007 | 0.065252 | 776.7861 | 0.22279 | 776.7861 | 0.054233 | 776.7861 | 0.16299 | 773.0006 | 0.14055
| 375.9402 | 0 |  |  | 375.9402 | 0.0025744 | 375.9402 | 0.090737 | 617.4 | 0 | 777.023 | -0.0070874 | 771.7857 | -0.051885 | 617.4 | 0 | 777.023 | -0.11367 | 777.023 | -0.012933 | 777.2374 | -0.019045 | 777.023 | -0.076441 | 777.023 | -0.055625 | 777.023 | -0.092372 | 620.0186 | 0.00098449 | 771.79 | -0.062891 | 777.2374 | -0.007084 | 617.4 | 0.0082067 | 771.79 | -0.0098077 | 777.023 | 0.043069 | 771.79 | -0.029963 | 777.023 | 0.032672 | 620.0186 | 24.6493 | 620.0186 | 12.4437 | 777.023 | -0.016759 | 777.2374 | -0.0054109 | 777.2374 | -0.0028987 | 777.023 | 0.11593 | 921.7066 | 0.021197 | 777.023 | 21.4373 | 777.023 | 1.7319 | 921.2361 | 0 | 777.023 | 0.36757 | 925.4359 | 0.18745 | 921.7066 | 8.2328 | 925.4359 | 0.05041 | 1009.3766 | 0.28893 | 1230.5013 | 0.22622 | 1032.7018 | 0.013467 | 1146.7802 | 0 | 1146.0066 | 0 | 777.023 | 0.012184 | 777.2374 | 0.065325 | 777.023 | 0.20491 | 777.023 | 0.030947 | 777.023 | 0.12016 | 773.2364 | 0.13971
| 376.0192 | 0 |  |  | 376.0192 | 0.005331 | 376.0192 | 0.095416 | 617.5196 | 0.019261 | 777.2599 | 0.01067 | 772.0224 | 0.071445 | 617.5196 | 0.024288 | 777.2599 | 0.087541 | 777.2599 | 0.011121 | 777.4742 | 0.012853 | 777.2599 | 0.036035 | 777.2599 | 0.017761 | 777.2599 | 0.046889 | 620.1383 | 0.00049874 | 772.02 | 0.016113 | 777.4742 | 0.0069153 | 617.5196 | 0.023718 | 772.02 | -0.0087205 | 777.2599 | 0.053269 | 772.02 | -0.0019821 | 777.2599 | 0.032672 | 620.1383 | 24.8686 | 620.1383 | 12.6413 | 777.2599 | 0.011402 | 777.4742 | 0.0032114 | 777.4742 | 0.0012125 | 777.2599 | 0.15053 | 921.8746 | 0.0291 | 777.2599 | 21.5524 | 777.2599 | 1.7966 | 921.4046 | 0.0028693 | 777.2599 | 0.43031 | 925.6062 | 0.18034 | 921.8746 | 8.2446 | 925.6062 | 0.051577 | 1009.478 | 0.2889 | 1230.5754 | 0.22537 | 1032.7148 | 0.013446 | 1146.8446 | 0 | 1146.0709 | 0 | 777.26 | 0.011023 | 777.4742 | 0.068114 | 777.2599 | 0.22174 | 777.2599 | 0.040712 | 777.2599 | 0.15276 | 773.4721 | 0.14034
| 376.0982 | 0 |  |  | 376.0982 | 0.0023923 | 376.0982 | 0.085565 | 617.6392 | 0 | 777.4968 | -0.070451 | 772.2592 | -0.01655 | 617.6392 | 0 | 777.4968 | -0.12061 | 777.4968 | -0.031327 | 777.7109 | -0.026343 | 777.4968 | -0.071551 | 777.4968 | -0.037831 | 777.4968 | -0.050756 | 620.2581 | 0.00099916 | 772.26 | -0.011954 | 777.7109 | -0.0025796 | 617.6392 | 0.036046 | 772.26 | -0.0084487 | 777.4968 | 0.038562 | 772.26 | -0.019821 | 777.4968 | 0.021764 | 620.2581 | 25.102 | 620.2581 | 12.8681 | 777.4968 | -0.0039324 | 777.7109 | -0.0052902 | 777.7109 | -0.0025635 | 777.4968 | 0.15203 | 922.0426 | 0.028993 | 777.4968 | 21.6652 | 777.4968 | 1.7597 | 921.5733 | 0 | 777.4968 | 0.36473 | 925.7764 | 0.17279 | 922.0426 | 8.2685 | 925.7764 | 0.052893 | 1009.5795 | 0.2893 | 1230.6497 | 0.22451 | 1032.7279 | 0.013425 | 1146.9091 | 0 | 1146.1353 | 0 | 777.497 | 0.011253 | 777.7109 | 0.056994 | 777.4968 | 0.20311 | 777.4968 | 0.028093 | 777.4968 | 0.13273 | 773.7078 | 0.13974
| 376.1772 | 0 |  |  | 376.1772 | 0.002113 | 376.1772 | 0.09104 | 617.7589 | 0 | 777.7337 | 0.022162 | 772.4959 | 0.10255 | 617.7589 | 0.018262 | 777.7337 | -0.030563 | 777.7337 | 0.015133 | 777.9477 | 0.026703 | 777.7337 | 0.039731 | 777.7337 | 0.011287 | 777.7337 | 0.063265 | 620.3778 | 0.00051048 | 772.5 | 0.0057175 | 777.9477 | 0.0047307 | 617.7589 | 0.032285 | 772.5 | 0.018461 | 777.7337 | 0.067113 | 772.5 | 0.031246 | 777.7337 | 0.037694 | 620.3778 | 25.2732 | 620.3778 | 13.0676 | 777.7337 | 0.039754 | 777.9477 | 0.0046085 | 777.9477 | 0.0039734 | 777.7337 | 0.12455 | 922.2106 | 0.035507 | 777.7337 | 21.7301 | 777.7337 | 1.8329 | 921.7418 | 0.00078262 | 777.7337 | 0.43071 | 925.9467 | 0.16525 | 922.2106 | 8.2895 | 925.9467 | 0.054145 | 1009.6809 | 0.28951 | 1230.7239 | 0.22366 | 1032.741 | 0.013403 | 1146.9735 | 0 | 1146.1996 | 0 | 777.734 | 0.011605 | 777.9477 | 0.069105 | 777.7337 | 0.21498 | 777.7337 | 0.054533 | 777.7337 | 0.17023 | 773.9436 | 0.14002
| 376.2562 | 0 |  |  | 376.2562 | 0.0018458 | 376.2562 | 0.084195 | 617.8785 | 0 | 777.9706 | -0.046608 | 772.7327 | -0.025644 | 617.8785 | 0 | 777.9706 | -0.064916 | 777.9706 | -0.016658 | 778.1845 | -0.021822 | 777.9706 | -0.070921 | 777.9706 | -0.023742 | 777.9706 | -0.093211 | 620.4975 | 0.0010989 | 772.73 | -0.025469 | 778.1845 | -0.005647 | 617.8785 | 0.015672 | 772.73 | -0.0057306 | 777.9706 | 0.042963 | 772.73 | -0.018421 | 777.9706 | 0.025113 | 620.4975 | 25.474 | 620.4975 | 13.2914 | 777.9706 | -0.0088932 | 778.1845 | -0.0037218 | 778.1845 | -0.00264 | 777.9706 | 0.13929 | 922.3786 | 0.023921 | 777.9706 | 21.913 | 777.9706 | 1.8292 | 921.9104 | 0 | 777.9706 | 0.39335 | 926.1169 | 0.15896 | 922.3786 | 8.3308 | 926.1169 | 0.055681 | 1009.7823 | 0.28989 | 1230.798 | 0.22281 | 1032.754 | 0.013381 | 1147.038 | 0 | 1146.264 | 0 | 777.971 | 0.011552 | 778.1845 | 0.061361 | 777.9706 | 0.19485 | 777.9706 | 0.026741 | 777.9706 | 0.12485 | 774.1793 | 0.13895
| 376.3352 | 0 |  |  | 376.3352 | 0.0064118 | 376.3352 | 0.091086 | 617.9982 | 0.0080204 | 778.2076 | 0.068065 | 772.9695 | 0.033132 | 617.9982 | 0.018262 | 778.2076 | 0.041542 | 778.2076 | 0.019853 | 778.4213 | 0.020542 | 778.2076 | 0.051112 | 778.2076 | 0.024961 | 778.2076 | 0.019506 | 620.6172 | 0.00060226 | 772.97 | 0.0057175 | 778.4213 | 0.0046751 | 617.9982 | 0.04148 | 772.97 | -0.003828 | 778.2076 | 0.0657 | 772.97 | -0.0033811 | 778.2076 | 0.036223 | 620.6172 | 25.6468 | 620.6172 | 13.4825 | 778.2076 | 0.019054 | 778.4213 | 0.0072289 | 778.4213 | 0.0038803 | 778.2076 | 0.14166 | 922.5466 | 0.028352 | 778.2076 | 21.9471 | 778.2076 | 1.9292 | 922.0791 | 0.00026087 | 778.2076 | 0.46374 | 926.2872 | 0.153 | 922.5466 | 8.3701 | 926.2872 | 0.05689 | 1009.8839 | 0.29015 | 1230.8722 | 0.22195 | 1032.7671 | 0.013359 | 1147.1024 | 0 | 1146.3284 | 0 | 778.208 | 0.010921 | 778.4213 | 0.069215 | 778.2076 | 0.22384 | 778.2076 | 0.047322 | 778.2076 | 0.14978 | 774.4151 | 0.13875
| 376.4143 | 0 |  |  | 376.4143 | 0.0038252 | 376.4143 | 0.080558 | 618.1178 | 0 | 778.4445 | -0.067641 | 773.2063 | -0.027192 | 618.1178 | 0 | 778.4445 | -0.070855 | 778.4445 | -0.024505 | 778.6581 | -0.049254 | 778.4445 | -0.075271 | 778.4445 | 0.0011389 | 778.4445 | -0.074406 | 620.7369 | 0.001088 | 773.21 | -0.020271 | 778.6581 | -0.013293 | 618.1178 | 0.032808 | 773.21 | 0.0016082 | 778.4445 | 0.05002 | 773.21 | -0.010377 | 778.4445 | 0.025011 | 620.7369 | 25.9257 | 620.7369 | 13.7133 | 778.4445 | -0.02383 | 778.6581 | -0.0043643 | 778.6581 | -0.0036377 | 778.4445 | 0.14216 | 922.7146 | 0.024775 | 778.4445 | 21.9686 | 778.4445 | 1.9123 | 922.2477 | 0 | 778.4445 | 0.40931 | 926.4574 | 0.14687 | 922.7146 | 8.4237 | 926.4574 | 0.058292 | 1009.9854 | 0.29 | 1230.9464 | 0.2211 | 1032.7802 | 0.013337 | 1147.1669 | 0 | 1146.3927 | 0 | 778.444 | 0.010603 | 778.6581 | 0.058866 | 778.4445 | 0.18839 | 778.4445 | 0.030046 | 778.4445 | 0.12016 | 774.6509 | 0.13807
| 376.4933 | 0 |  |  | 376.4933 | 0.0040924 | 376.4933 | 0.089486 | 618.2375 | 0.0097769 | 778.6815 | -0.021396 | 773.4431 | 0.026464 | 618.2375 | 0.019753 | 778.6815 | 0.019697 | 778.6815 | 0.0039727 | 778.8949 | 0.010626 | 778.6815 | 0.052369 | 778.6815 | 0.0074192 | 778.6815 | 0.016262 | 620.8567 | 0.00049958 | 773.44 | 0.00051979 | 778.8949 | 0.00058726 | 618.2375 | 0.037927 | 773.44 | 0.023625 | 778.6815 | 0.052228 | 773.44 | -0.0023318 | 778.6815 | 0.031353 | 620.8567 | 26.1772 | 620.8567 | 13.8851 | 778.6815 | 0.017426 | 778.8949 | 0.001559 | 778.8949 | -0.00034918 | 778.6815 | 0.12093 | 922.8826 | 0.030969 | 778.6815 | 22.0316 | 778.6815 | 1.9643 | 922.4163 | 0.0023475 | 778.6815 | 0.46047 | 926.6277 | 0.14206 | 922.8826 | 8.462 | 926.6277 | 0.059736 | 1010.0869 | 0.28969 | 1231.0206 | 0.22026 | 1032.7932 | 0.013314 | 1147.2313 | 0 | 1146.4571 | 0 | 778.681 | 0.01104 | 778.8949 | 0.061839 | 778.6815 | 0.21258 | 778.6815 | 0.045219 | 778.6815 | 0.15425 | 774.8867 | 0.13772
| 376.5723 | 0 |  |  | 376.5723 | 0.0030359 | 376.5723 | 0.083049 | 618.3572 | 0 | 778.9184 | -0.11398 | 773.6799 | 0.01415 | 618.3572 | 0 | 778.9184 | -0.093948 | 778.9184 | -0.022192 | 779.1317 | -0.045466 | 778.9184 | -0.072706 | 778.9184 | -0.052719 | 778.9184 | -0.10665 | 620.9764 | 0.0010448 | 773.68 | -0.0015593 | 779.1317 | -0.015028 | 618.3572 | 0.020688 | 773.68 | -0.0016535 | 778.9184 | 0.034992 | 773.68 | -0.014924 | 778.9184 | 0.02496 | 620.9764 | 26.4538 | 620.9764 | 14.0729 | 778.9184 | -0.022283 | 779.1317 | -0.013177 | 779.1317 | -0.0092574 | 778.9184 | 0.084573 | 923.0506 | 0.024775 | 778.9184 | 22.046 | 778.9184 | 1.9467 | 922.5849 | 0 | 778.9184 | 0.41275 | 926.798 | 0.13703 | 923.0506 | 8.4964 | 926.798 | 0.061372 | 1010.1884 | 0.28923 | 1231.0948 | 0.21941 | 1032.8063 | 0.013291 | 1147.2959 | 0 | 1146.5215 | 0 | 778.918 | 0.011624 | 779.1317 | 0.052774 | 778.9184 | 0.18568 | 778.9184 | 0.031248 | 778.9184 | 0.12016 | 775.1225 | 0.13701
| 376.6513 | 0 |  |  | 376.6513 | 0.0046267 | 376.6513 | 0.092116 | 618.4769 | 0.028738 | 779.1554 | 0.017843 | 773.9167 | 0.073012 | 618.4769 | 0.025792 | 779.1554 | 0.025321 | 779.1554 | 0.01656 | 779.3685 | 0.036524 | 779.1554 | 0.050529 | 779.1554 | -0.0056306 | 779.1554 | 0.043633 | 621.0961 | 0.00055323 | 773.92 | 0.014034 | 779.3685 | 8.3524e-05 | 618.4769 | 0.025494 | 773.92 | 0.01683 | 779.1554 | 0.045398 | 773.92 | -0.0040807 | 779.1554 | 0.035259 | 621.0961 | 26.6481 | 621.0961 | 14.2425 | 779.1554 | 0.028876 | 779.3685 | 0.0029875 | 779.3685 | 0.0021982 | 779.1554 | 0.13941 | 923.2186 | 0.023654 | 779.1554 | 22.1241 | 779.1554 | 1.9647 | 922.7535 | 0.0013044 | 779.1554 | 0.48141 | 926.9682 | 0.13156 | 923.2186 | 8.5158 | 926.9682 | 0.062645 | 1010.29 | 0.28941 | 1231.1691 | 0.21856 | 1032.8193 | 0.013268 | 1147.3603 | 0 | 1146.5859 | 0 | 779.155 | 0.010819 | 779.3685 | 0.066206 | 779.1554 | 0.20687 | 779.1554 | 0.044919 | 779.1554 | 0.14339 | 775.3583 | 0.13597
| 376.7303 | 0 |  |  | 376.7303 | 0.0021737 | 376.7303 | 0.081708 | 618.5965 | 0 | 779.3923 | -0.04123 | 774.1535 | -0.038983 | 618.5965 | 0 | 779.3923 | -0.14547 | 779.3923 | -0.022976 | 779.6053 | -0.029055 | 779.3923 | -0.076663 | 779.3923 | -0.029883 | 779.3923 | -0.081537 | 621.2158 | 0.0010977 | 774.15 | -0.0077966 | 779.6053 | -0.010508 | 618.5965 | 0.011493 | 774.15 | -0.0011099 | 779.3923 | 0.037573 | 774.15 | 0.0022152 | 779.3923 | 0.028309 | 621.2158 | 26.9241 | 621.2158 | 14.4828 | 779.3923 | -0.028761 | 779.6053 | -0.0032553 | 779.6053 | -0.0058063 | 779.3923 | 0.083824 | 923.3867 | 0.018795 | 779.3923 | 22.1788 | 779.3923 | 2.0101 | 922.9221 | 0 | 779.3923 | 0.42805 | 927.1385 | 0.12642 | 923.3867 | 8.5398 | 927.1385 | 0.06443 | 1010.3915 | 0.29011 | 1231.2433 | 0.21772 | 1032.8324 | 0.013245 | 1147.4248 | 0 | 1146.6504 | 0 | 779.392 | 0.011165 | 779.6053 | 0.060664 | 779.3923 | 0.19049 | 779.3923 | 0.037107 | 779.3923 | 0.12442 | 775.5941 | 0.13623
| 376.8094 | 0 |  |  | 376.8094 | 0.004396 | 376.8094 | 0.087581 | 618.7162 | 0.011884 | 779.6293 | -0.033867 | 774.3903 | 0.01933 | 618.7162 | 0.016399 | 779.6293 | 0.058407 | 779.6293 | 0.0068943 | 779.8422 | 0.031545 | 779.6293 | 0.037763 | 779.6293 | -0.022924 | 779.6293 | 0.034458 | 621.3356 | 0.0005482 | 774.39 | -0.032746 | 779.8422 | -0.0051909 | 618.7162 | 0.044719 | 774.39 | -0.0013816 | 779.6293 | 0.051165 | 774.39 | -0.0072287 | 779.6293 | 0.031099 | 621.3356 | 27.2004 | 621.3356 | 14.6884 | 779.6293 | 0.028764 | 779.8422 | -0.00054889 | 779.8422 | -0.0017404 | 779.6293 | 0.10594 | 923.5547 | 0.036361 | 779.6293 | 22.2584 | 779.6293 | 2.0772 | 923.0907 | 0.0013044 | 779.6293 | 0.45596 | 927.3088 | 0.12188 | 923.5547 | 8.5499 | 927.3088 | 0.066116 | 1010.4932 | 0.29042 | 1231.3176 | 0.21688 | 1032.8455 | 0.013221 | 1147.4894 | 0 | 1146.7147 | 0 | 779.629 | 0.01063 | 779.8422 | 0.05949 | 779.6293 | 0.20897 | 779.6293 | 0.05889 | 779.6293 | 0.14125 | 775.8299 | 0.13662
| 376.8884 | 0 |  |  | 376.8884 | 0.0017001 | 376.8884 | 0.081057 | 618.836 | 0 | 779.8663 | -0.080032 | 774.6271 | -0.046116 | 618.836 | 0 | 779.8663 | -0.12225 | 779.8663 | -0.021933 | 780.079 | -0.029199 | 779.8663 | -0.081278 | 779.8663 | -0.045662 | 779.8663 | -0.049068 | 621.4553 | 0.0010352 | 774.63 | 0.020271 | 780.079 | -0.0052278 | 618.836 | 0.024867 | 774.63 | -0.0076332 | 779.8663 | 0.042499 | 774.63 | -0.011076 | 779.8663 | 0.020496 | 621.4553 | 27.5099 | 621.4553 | 14.9134 | 779.8663 | -0.037914 | 780.079 | -0.0076799 | 780.079 | -0.0058666 | 779.8663 | 0.092069 | 923.7227 | 0.021518 | 779.8663 | 22.2957 | 779.8663 | 2.1342 | 923.2593 | 0 | 779.8663 | 0.42984 | 927.4791 | 0.11614 | 923.7227 | 8.5654 | 927.4791 | 0.067837 | 1010.5948 | 0.29074 | 1231.3918 | 0.21604 | 1032.8585 | 0.013197 | 1147.5538 | 0 | 1146.7792 | 0 | 779.866 | 0.01137 | 780.079 | 0.050278 | 779.8663 | 0.17817 | 779.8663 | -0.016676 | 779.8663 | 0.11228 | 776.0657 | 0.13531
| 376.9674 | 0 |  |  | 376.9674 | 0.0039709 | 376.9674 | 0.086146 | 618.9557 | 0.02346 | 780.1033 | 0.11426 | 774.864 | 0.049514 | 618.9557 | 0.020498 | 780.1033 | 0.044147 | 780.1033 | 0.018273 | 780.3159 | 0.031963 | 780.1033 | 0.063587 | 780.1033 | 0.025209 | 780.1033 | 0.075298 | 621.5751 | 0.00049287 | 774.86 | 0.014034 | 780.3159 | 0.0092497 | 618.9557 | 0.036151 | 774.86 | 0.00079277 | 780.1033 | 0.060416 | 774.86 | 0.021452 | 780.1033 | 0.039419 | 621.5751 | 27.7156 | 621.5751 | 15.1125 | 780.1033 | 0.025068 | 780.3159 | 0.0063348 | 780.3159 | 0.006218 | 780.1033 | 0.10968 | 923.8907 | 0.02627 | 780.1033 | 22.3954 | 780.1033 | 2.1232 | 923.428 | 0.0013044 | 780.1033 | 0.51615 | 927.6493 | 0.11078 | 923.8907 | 8.5675 | 927.6493 | 0.069082 | 1010.6964 | 0.29111 | 1231.4661 | 0.2152 | 1032.8716 | 0.013173 | 1147.6184 | 0 | 1146.8436 | 0 | 780.103 | 0.010367 | 780.3159 | 0.069509 | 780.1033 | 0.20777 | 780.1033 | 0.086532 | 780.1033 | 0.15596 | 776.3016 | 0.13518
| 377.0465 | 0 |  |  | 377.0465 | 0.0051853 | 377.0465 | 0.075355 | 619.0754 | 0 | 780.3403 | -0.038589 | 775.1008 | -0.03812 | 619.0754 | 0 | 780.3403 | -0.064282 | 780.3403 | -0.024079 | 780.5527 | -0.012712 | 780.3403 | -0.081671 | 780.3403 | -0.025051 | 780.3403 | -0.06674 | 621.6948 | 0.0010423 | 775.1 | -0.051458 | 780.5527 | -0.012972 | 619.0754 | 0.0093933 | 775.1 | -0.003828 | 780.3403 | 0.040413 | 775.1 | 0.0018654 | 780.3403 | 0.030034 | 621.6948 | 27.933 | 621.6948 | 15.3709 | 780.3403 | -0.008145 | 780.5527 | -0.0061273 | 780.5527 | -0.0018093 | 780.3403 | 0.079452 | 924.0587 | 0.018047 | 780.3403 | 22.4288 | 780.3403 | 2.1533 | 923.5966 | 0 | 780.3403 | 0.45189 | 927.8196 | 0.10575 | 924.0587 | 8.5858 | 927.8196 | 0.070626 | 1010.7981 | 0.29131 | 1231.5404 | 0.21436 | 1032.8846 | 0.013149 | 1147.6829 | 0 | 1146.9081 | 0 | 780.34 | 0.010852 | 780.5527 | 0.058499 | 780.3403 | 0.19259 | 780.3403 | 0.023436 | 780.3403 | 0.11057 | 776.5374 | 0.13481
| 377.1255 | 0 |  |  | 377.1255 | 0.0037766 | 377.1255 | 0.085805 | 619.1951 | 0.041055 | 780.5773 | -0.09443 | 775.3377 | 0.02167 | 619.1951 | 0.029446 | 780.5773 | -0.01487 | 780.5773 | 0.020181 | 780.7896 | 0.011412 | 780.5773 | 0.04726 | 780.5773 | 0.0099379 | 780.5773 | -0.007765 | 621.8145 | 0.00056412 | 775.34 | 0.0046779 | 780.7896 | 0.0018473 | 619.1951 | 0.056839 | 775.34 | -0.011167 | 780.5773 | 0.043002 | 775.34 | -0.011776 | 780.5773 | 0.02146 | 621.8145 | 28.0885 | 621.8145 | 15.622 | 780.5773 | 0.01535 | 780.7896 | -0.0035259 | 780.7896 | -0.0024289 | 780.5773 | 0.095567 | 924.2267 | 0.023654 | 780.5773 | 22.3931 | 780.5773 | 2.1845 | 923.7652 | 0.0018258 | 780.5773 | 0.52576 | 927.9899 | 0.10187 | 924.2267 | 8.5937 | 927.9899 | 0.072063 | 1010.8998 | 0.29195 | 1231.6147 | 0.21352 | 1032.8977 | 0.013125 | 1147.7474 | 0 | 1146.9725 | 0 | 780.577 | 0.010298 | 780.7896 | 0.045838 | 780.5773 | 0.18914 | 780.5773 | 0.052881 | 780.5773 | 0.14317 | 776.7733 | 0.13455
| 377.2045 | 0 |  |  | 377.2045 | 0.002283 | 377.2045 | 0.07984 | 619.3149 | 0 | 780.8144 | -0.066885 | 775.5746 | -0.027484 | 619.3149 | 0 | 780.8144 | -0.10313 | 780.8144 | -0.02608 | 781.0265 | -0.040161 | 780.8144 | -0.09587 | 780.8144 | -0.023577 | 780.8144 | -0.080407 | 621.9343 | 0.0011073 | 775.57 | 0.034825 | 781.0265 | -0.0082826 | 619.3149 | 0.040226 | 775.57 | 0.0056853 | 780.8144 | 0.0405 | 775.57 | -0.011776 | 780.8144 | 0.019938 | 621.9343 | 28.2854 | 621.9343 | 15.8888 | 780.8144 | -0.026395 | 781.0265 | -0.0053099 | 781.0265 | -0.0036676 | 780.8144 | 0.083824 | 924.3948 | 0.019222 | 780.8144 | 22.3854 | 780.8144 | 2.1952 | 923.9339 | 0 | 780.8144 | 0.4801 | 928.1602 | 0.096786 | 924.3948 | 8.6192 | 928.1602 | 0.073656 | 1011.0013 | 0.2925 | 1231.689 | 0.21268 | 1032.9108 | 0.0131 | 1147.8119 | 0 | 1147.037 | 0 | 780.814 | 0.01065 | 781.0265 | 0.055306 | 780.8144 | 0.17772 | 780.8144 | 0.030346 | 780.8144 | 0.1191 | 777.0091 | 0.13444
| 377.2836 | 0 |  |  | 377.2836 | 0.0033638 | 377.2836 | 0.083302 | 619.4346 | 0.010831 | 781.0514 | -0.078896 | 775.8114 | 0.015722 | 619.4346 | 0.026437 | 781.0514 | 0.02174 | 781.0514 | 0.019875 | 781.2634 | 0.014399 | 781.0514 | 0.048492 | 781.0514 | -0.012288 | 781.0514 | 0.034668 | 622.054 | 0.000557 | 775.81 | 0.037943 | 781.2634 | 0.0061689 | 619.4346 | 0.033748 | 775.81 | 0.011393 | 781.0514 | 0.064535 | 775.81 | 0.04104 | 781.0514 | 0.0083201 | 622.054 | 28.465 | 622.054 | 16.1189 | 781.0514 | 0.013482 | 781.2634 | 0.0072536 | 781.2634 | 0.0032428 | 781.0514 | 0.11006 | 924.5628 | 0.031716 | 781.0514 | 22.3252 | 781.0514 | 2.2783 | 924.1025 | 0.0013044 | 781.0514 | 0.533 | 928.3305 | 0.093068 | 924.5628 | 8.6421 | 928.3305 | 0.075107 | 1011.1031 | 0.29255 | 1231.7633 | 0.21185 | 1032.9238 | 0.013076 | 1147.8765 | 0 | 1147.1014 | 0 | 781.051 | 0.010312 | 781.2634 | 0.03769 | 781.0514 | 0.19935 | 781.0514 | 0.048074 | 781.0514 | 0.15169 | 777.245 | 0.13315
| 377.3626 | 0 |  |  | 377.3626 | 0.0025137 | 377.3626 | 0.07532 | 619.5544 | 0 | 781.2884 | 0.022218 | 776.0483 | -0.032365 | 619.5544 | 0 | 781.2884 | -0.11344 | 781.2884 | -0.025306 | 781.5003 | -0.0225 | 781.2884 | -0.068809 | 781.2884 | -0.049398 | 781.2884 | -0.044185 | 622.1738 | 0.001057 | 776.05 | 0.020271 | 781.5003 | -0.0092717 | 619.5544 | 0.021837 | 776.05 | -0.0043715 | 781.2884 | 0.049083 | 776.05 | -0.02087 | 781.2884 | 0.029881 | 622.1738 | 28.7225 | 622.1738 | 16.3722 | 781.2884 | -0.0073175 | 781.5003 | -0.0040453 | 781.5003 | 0.0011319 | 781.2884 | 0.080951 | 924.7308 | 0.022319 | 781.2884 | 22.3226 | 781.2884 | 2.2937 | 924.2711 | 0 | 781.2884 | 0.49256 | 928.5008 | 0.090115 | 924.7308 | 8.6832 | 928.5008 | 0.077205 | 1011.2048 | 0.29275 | 1231.8376 | 0.21102 | 1032.9369 | 0.013052 | 1147.941 | 0 | 1147.1659 | 0 | 781.288 | 0.010076 | 781.5003 | 0.059747 | 781.2884 | 0.17622 | 781.2884 | 0.025239 | 781.2884 | 0.12464 | 777.4809 | 0.1331
| 377.4417 | 0 |  |  | 377.4417 | 0.0035459 | 377.4417 | 0.084518 | 619.6741 | 0.021309 | 781.5255 | 0.052302 | 776.2852 | 0.043911 | 619.6741 | 0.024932 | 781.5255 | 0.062492 | 781.5255 | -0.003467 | 781.7372 | 0.026656 | 781.5255 | 0.056655 | 781.5255 | 0.044002 | 781.5255 | 0.045229 | 622.2935 | 0.00051048 | 776.29 | 0.081605 | 781.7372 | 0.010031 | 619.6741 | 0.036987 | 776.29 | 0.0043263 | 781.5255 | 0.047279 | 776.29 | 0.013058 | 781.5255 | 0.032114 | 622.2935 | 28.9294 | 622.2935 | 16.5902 | 781.5255 | 0.019251 | 781.7372 | 0.0056488 | 781.7372 | 0.0031011 | 781.5255 | 0.12093 | 924.8989 | 0.0291 | 781.5255 | 22.2821 | 781.5255 | 2.3441 | 924.4398 | 0.0013044 | 781.5255 | 0.53952 | 928.6711 | 0.086342 | 924.8989 | 8.7284 | 928.6711 | 0.079282 | 1011.3066 | 0.29271 | 1231.912 | 0.21019 | 1032.95 | 0.013027 | 1148.0056 | 0 | 1147.2304 | 0 | 781.525 | 0.0096611 | 781.7372 | 0.062022 | 781.5255 | 0.19305 | 781.5255 | 0.041764 | 781.5255 | 0.13444 | 777.7168 | 0.13344
| 377.5207 | 0 |  |  | 377.5207 | 0.002113 | 377.5207 | 0.078577 | 619.7939 | 0 | 781.7625 | -0.078691 | 776.5221 | -0.018396 | 619.7939 | 0 | 781.7625 | -0.10025 | 781.7626 | -0.026623 | 781.9741 | -0.062515 | 781.7625 | -0.082058 | 781.7626 | -0.024331 | 781.7626 | -0.036542 | 622.4133 | 0.0010566 | 776.52 | -0.011954 | 781.9741 | -0.0074679 | 619.7939 | 0.015045 | 776.52 | 0.019275 | 781.7625 | 0.034294 | 776.52 | -0.0075784 | 781.7626 | 0.022424 | 622.4133 | 29.1739 | 622.4133 | 16.8097 | 781.7626 | -0.022442 | 781.9741 | -0.0068034 | 781.9741 | -0.0048447 | 781.7626 | 0.070457 | 925.0669 | 0.023654 | 781.7625 | 22.2396 | 781.7625 | 2.3783 | 924.6084 | 0 | 781.7625 | 0.52281 | 928.8414 | 0.082678 | 925.0669 | 8.7833 | 928.8414 | 0.08143 | 1011.4084 | 0.29281 | 1231.9862 | 0.20936 | 1032.963 | 0.013003 | 1148.0702 | 0 | 1147.2948 | 0 | 781.763 | 0.010345 | 781.9741 | 0.053361 | 781.7626 | 0.17276 | 781.7626 | 0.022685 | 781.7626 | 0.10035 | 777.9527 | 0.13222
| 377.5998 | 0 |  |  | 377.5998 | 0.0061811 | 377.5998 | 0.081713 | 619.9137 | 0.015748 | 781.9996 | -0.02909 | 776.759 | 0.023076 | 619.9137 | 0.029446 | 781.9996 | 0.047653 | 781.9996 | 0.01366 | 782.2111 | 0.0046337 | 781.9996 | 0.048273 | 781.9996 | 0.041926 | 781.9996 | 0.033991 | 622.533 | 0.00054946 | 776.76 | 0.014034 | 782.211 | 0.009767 | 619.9137 | 0.036673 | 776.76 | 0.012209 | 781.9996 | 0.053658 | 776.76 | 0.0092106 | 781.9996 | 0.030998 | 622.533 | 29.4196 | 622.533 | 17.0026 | 781.9996 | 0.034828 | 782.211 | 0.0022615 | 782.211 | 0.0012651 | 781.9996 | 0.096816 | 925.2349 | 0.020557 | 781.9996 | 22.2027 | 781.9996 | 2.4073 | 924.7771 | 0.0023475 | 781.9996 | 0.56827 | 929.0117 | 0.079288 | 925.2349 | 8.8331 | 929.0117 | 0.083422 | 1011.5102 | 0.29329 | 1232.0605 | 0.20853 | 1032.9761 | 0.012978 | 1148.1348 | 0 | 1147.3592 | 0 | 782 | 0.010284 | 782.2111 | 0.055526 | 781.9996 | 0.19034 | 781.9996 | 0.041614 | 781.9996 | 0.14232 | 778.1886 | 0.13198
| 377.6788 | 0 |  |  | 377.6788 | 0.0046631 | 377.6788 | 0.075361 | 620.0335 | 0 | 782.2367 | -0.051003 | 776.9959 | -0.061225 | 620.0335 | 0 | 782.2367 | -0.068585 | 782.2367 | -0.027044 | 782.448 | -0.041298 | 782.2367 | -0.087529 | 782.2367 | -0.05521 | 782.2367 | -0.083974 | 622.6528 | 0.0010997 | 777 | -0.036903 | 782.448 | -0.012344 | 620.0335 | 0.031031 | 777 | -0.014156 | 782.2367 | 0.040567 | 777 | 0.0064125 | 782.2367 | 0.017604 | 622.6528 | 29.7964 | 622.6528 | 17.2443 | 782.2367 | -0.025862 | 782.448 | -0.0059335 | 782.448 | -0.0036715 | 782.2367 | 0.064711 | 925.403 | 0.027872 | 782.2367 | 22.1707 | 782.2367 | 2.4115 | 924.9457 | 0 | 782.2367 | 0.54626 | 929.182 | 0.076335 | 925.403 | 8.887 | 929.182 | 0.085648 | 1011.612 | 0.29333 | 1232.135 | 0.2077 | 1032.9891 | 0.012954 | 1148.1993 | 0 | 1147.4238 | 0 | 782.237 | 0.010284 | 782.448 | 0.051159 | 782.2367 | 0.16796 | 782.2367 | 0.029896 | 782.2367 | 0.099709 | 778.4245 | 0.13168
| 377.7579 | 0 |  |  | 377.7579 | 0.0039102 | 377.7579 | 0.081809 | 620.1532 | 0.013641 | 782.4738 | 0.019219 | 777.2328 | 0.077613 | 620.1532 | 0.03138 | 782.4738 | 0.045829 | 782.4738 | 0.010557 | 782.6849 | 0.017965 | 782.4738 | 0.037033 | 782.4738 | 0.011606 | 782.4738 | 0.072455 | 622.7725 | 0.00055448 | 777.23 | -0.0015593 | 782.6849 | -0.0021293 | 620.1532 | 0.017762 | 777.23 | -0.0073615 | 782.4738 | 0.043113 | 777.23 | -0.0058295 | 782.4738 | 0.03602 | 622.7725 | 30.1541 | 622.7725 | 17.4864 | 782.4738 | 0.027494 | 782.6849 | 0.00034559 | 782.6849 | -0.0010973 | 782.4738 | 0.090195 | 925.571 | 0.029954 | 782.4738 | 22.089 | 782.4738 | 2.4733 | 925.1144 | 0.0018258 | 782.4738 | 0.59553 | 929.3523 | 0.072672 | 925.571 | 8.9108 | 929.3523 | 0.087711 | 1011.7139 | 0.29353 | 1232.2094 | 0.20688 | 1033.0022 | 0.01293 | 1148.2639 | 0 | 1147.4883 | 0 | 782.474 | 0.0099546 | 782.6849 | 0.057691 | 782.4738 | 0.19109 | 782.4738 | 0.042815 | 782.4738 | 0.14402 | 778.6604 | 0.13216
| 377.8369 | 0 |  |  | 377.8369 | 0.002198 | 377.8369 | 0.073234 | 620.2731 | 0 | 782.7109 | -0.048612 | 777.4698 | -0.049321 | 620.2731 | 0 | 782.7109 | -0.11317 | 782.7109 | -0.01458 | 782.9219 | -0.041677 | 782.7109 | -0.078575 | 782.7109 | -0.004489 | 782.7109 | -0.06299 | 622.8923 | 0.001119 | 777.47 | -0.071209 | 782.9219 | -0.0046464 | 620.2731 | 0.027792 | 777.47 | -0.0046433 | 782.7109 | 0.041229 | 777.47 | 0.01096 | 782.7109 | 0.028512 | 622.8923 | 30.4802 | 622.8923 | 17.7536 | 782.7109 | -0.032557 | 782.9219 | -0.0067163 | 782.9219 | -0.00089697 | 782.7109 | 0.072831 | 925.739 | 0.022425 | 782.7109 | 22.0066 | 782.7109 | 2.5334 | 925.283 | 0 | 782.7109 | 0.55622 | 929.5226 | 0.070375 | 925.739 | 8.9302 | 929.5226 | 0.090507 | 1011.8157 | 0.29418 | 1232.2837 | 0.20605 | 1033.0153 | 0.012906 | 1148.3285 | 0 | 1147.5529 | 0 | 782.711 | 0.010043 | 782.9219 | 0.051379 | 782.7109 | 0.17742 | 782.7109 | 0.024337 | 782.7109 | 0.10418 | 778.8964 | 0.13133
| 377.916 | 0 |  |  | 377.916 | 0.0034123 | 377.916 | 0.078564 | 620.3929 | 0.013641 | 782.948 | 0.025051 | 777.7067 | 0.01705 | 620.3929 | 0.024288 | 782.948 | 0.0084825 | 782.948 | 0.00322 | 783.1589 | 0.018344 | 782.948 | 0.051653 | 782.948 | 0.053549 | 782.948 | 0.045166 | 623.0121 | 0.00057167 | 777.71 | 0.0046779 | 783.1588 | 0.0050836 | 620.3929 | 0.027792 | 777.71 | 0.0026954 | 782.948 | 0.043551 | 777.71 | 0.044887 | 782.948 | 0.031606 | 623.0121 | 30.6917 | 623.0121 | 18.0058 | 782.948 | 0.029135 | 783.1588 | 0.0025383 | 783.1588 | 0.00065528 | 782.948 | 0.092194 | 925.9071 | 0.024668 | 782.948 | 21.8718 | 782.948 | 2.4996 | 925.4517 | 0.0023475 | 782.948 | 0.60526 | 929.6929 | 0.067204 | 925.9071 | 8.9133 | 929.6929 | 0.09306 | 1011.9176 | 0.29449 | 1232.358 | 0.20523 | 1033.0284 | 0.012882 | 1148.3931 | 0 | 1147.6173 | 0 | 782.948 | 0.009938 | 783.1589 | 0.057435 | 782.948 | 0.18974 | 782.948 | 0.033501 | 782.948 | 0.12464 | 779.1323 | 0.13131
| 377.995 | 0 |  |  | 377.995 | 0.0012062 | 377.995 | 0.071627 | 620.5127 | 0 | 783.1851 | -0.0031201 | 777.9437 | -0.011575 | 620.5127 | 0 | 783.1851 | -0.18462 | 783.1851 | -0.021605 | 783.3958 | -0.048875 | 783.1851 | -0.093594 | 783.1851 | -0.0073676 | 783.1851 | -0.068885 | 623.1318 | 0.0010205 | 777.94 | -0.070168 | 783.3958 | -0.0066255 | 620.5127 | 0.016195 | 777.94 | -0.0098077 | 783.1851 | 0.02836 | 777.94 | -0.0072287 | 783.1851 | 0.029932 | 623.1318 | 30.8235 | 623.1318 | 18.2722 | 783.1851 | -0.024946 | 783.3958 | -0.0013149 | 783.3958 | -0.0013218 | 783.1851 | 0.046097 | 926.0751 | 0.02611 | 783.1851 | 21.7786 | 783.1851 | 2.5671 | 925.6204 | 0 | 783.1851 | 0.57072 | 929.8633 | 0.064743 | 926.0751 | 8.9059 | 929.8633 | 0.095799 | 1012.0195 | 0.29395 | 1232.4325 | 0.20441 | 1033.0415 | 0.012858 | 1148.4578 | 0 | 1147.6819 | 0 | 783.185 | 0.010207 | 783.3958 | 0.053728 | 783.1851 | 0.16856 | 783.1851 | 0.024337 | 783.1851 | 0.092465 | 779.3683 | 0.13002
| 378.0741 | 0 |  |  | 378.0741 | 0.0044081 | 378.0741 | 0.079285 | 620.6325 | 0.015748 | 783.4222 | 0.011576 | 778.1806 | 0.010151 | 620.6325 | 0.022783 | 783.4222 | 0.033419 | 783.4222 | 0.0055576 | 783.6328 | 0.033361 | 783.4222 | 0.033225 | 783.4222 | 0.00097895 | 783.4222 | 0.038938 | 623.2516 | 0.00046857 | 778.18 | -0.050418 | 783.6328 | 0.0019583 | 620.6325 | 0.020688 | 778.18 | -0.006546 | 783.4222 | 0.049198 | 778.18 | 0.017955 | 783.4222 | 0.031353 | 623.2516 | 30.9228 | 623.2516 | 18.5372 | 783.4222 | 0.0099577 | 783.6328 | 0.00049251 | 783.6328 | 0.0012995 | 783.4222 | 0.079701 | 926.2432 | 0.024508 | 783.4222 | 21.671 | 783.4222 | 2.6559 | 925.789 | 0.0018258 | 783.4222 | 0.64348 | 930.0336 | 0.061735 | 926.2432 | 8.8785 | 930.0336 | 0.098594 | 1012.1215 | 0.29357 | 1232.5068 | 0.20359 | 1033.0546 | 0.012835 | 1148.5223 | 0 | 1147.7463 | 0 | 783.422 | 0.009434 | 783.6328 | 0.055306 | 783.4222 | 0.18463 | 783.4222 | 0.041914 | 783.4222 | 0.14743 | 779.6042 | 0.13088
| 378.1532 | 0 |  |  | 378.1532 | 0.0040438 | 378.1532 | 0.072709 | 620.7523 | 0 | 783.6593 | -0.012247 | 778.4176 | -0.036282 | 620.7523 | 0 | 783.6593 | -0.15571 | 783.6593 | -0.029089 | 783.8698 | -0.043192 | 783.6593 | -0.085558 | 783.6593 | -0.016493 | 783.6593 | -0.089013 | 623.3714 | 0.00098952 | 778.42 | 0.02235 | 783.8698 | -0.0057463 | 620.7523 | 0.013583 | 778.42 | -0.019593 | 783.6593 | 0.040456 | 778.42 | -0.0065291 | 783.6593 | 0.023185 | 623.3714 | 31.0145 | 623.3714 | 18.8175 | 783.6593 | -0.019192 | 783.8698 | -0.0083534 | 783.8698 | -0.0040447 | 783.6593 | 0.064461 | 926.4112 | 0.024508 | 783.6593 | 21.5431 | 783.6593 | 2.6693 | 925.9577 | 0 | 783.6593 | 0.60119 | 930.2039 | 0.06004 | 926.4112 | 8.8747 | 930.2039 | 0.10145 | 1012.2234 | 0.29432 | 1232.5813 | 0.20278 | 1033.0676 | 0.012812 | 1148.5869 | 0 | 1147.8109 | 0 | 783.659 | 0.0097054 | 783.8698 | 0.050902 | 783.6593 | 0.1624 | 783.6593 | 0.02644 | 783.6593 | 0.12613 | 779.8402 | 0.12975
| 378.2322 | 0 |  |  | 378.2322 | 0.004481 | 378.2322 | 0.077915 | 620.8722 | 0.021309 | 783.8964 | -0.012761 | 778.6545 | 0.048217 | 620.8722 | 0.00037273 | 783.8964 | 0.0034035 | 783.8964 | 0.01482 | 784.1068 | 0.0080623 | 783.8964 | 0.049596 | 783.8964 | 0.0074383 | 783.8964 | 0.049359 | 623.4911 | 0.00054443 | 778.65 | -0.017152 | 784.1068 | 0.0047032 | 620.8722 | 0.024553 | 778.65 | -0.0040998 | 783.8964 | 0.054321 | 778.65 | 0.018305 | 783.8964 | 0.023794 | 623.4911 | 31.1418 | 623.4911 | 19.073 | 783.8964 | 0.030452 | 784.1068 | -0.00067442 | 784.1068 | 0.0024225 | 783.8964 | 0.10793 | 926.5792 | 0.034012 | 783.8964 | 21.4423 | 783.8964 | 2.75 | 926.1264 | 0.0018258 | 783.8964 | 0.65711 | 930.3742 | 0.05665 | 926.5792 | 8.8714 | 930.3742 | 0.10345 | 1012.3254 | 0.29478 | 1232.6556 | 0.20196 | 1033.0807 | 0.01279 | 1148.6516 | 0 | 1147.8755 | 0 | 783.896 | 0.0094728 | 784.1068 | 0.047342 | 783.8964 | 0.16961 | 783.8964 | 0.047623 | 783.8964 | 0.13699 | 780.0762 | 0.12863
| 378.3113 | 0 |  |  | 378.3113 | 0.0019065 | 378.3113 | 0.068752 | 620.992 | 0 | 784.1336 | -0.12738 | 778.8915 | -0.022917 | 620.992 | 0 | 784.1336 | -0.11921 | 784.1336 | -0.03758 | 784.3438 | -0.056074 | 784.1336 | -0.084014 | 784.1336 | -0.051889 | 784.1336 | -0.056121 | 623.6109 | 0.001096 | 778.89 | -0.027548 | 784.3438 | -0.015038 | 620.992 | 0.024867 | 778.89 | -0.0035561 | 784.1336 | 0.029459 | 778.89 | 0.0085112 | 784.1336 | 0.015118 | 623.6109 | 31.3182 | 623.6109 | 19.3289 | 784.1336 | -0.058895 | 784.3438 | -0.011957 | 784.3438 | -0.0093815 | 784.1336 | 0.057465 | 926.7473 | 0.027391 | 784.1336 | 21.2678 | 784.1336 | 2.7144 | 926.295 | 0 | 784.1336 | 0.58599 | 930.5446 | 0.054572 | 926.7473 | 8.8849 | 930.5446 | 0.10589 | 1012.4274 | 0.29464 | 1232.7301 | 0.20115 | 1033.0938 | 0.012768 | 1148.7162 | 0 | 1147.9401 | 0 | 784.134 | 0.0091765 | 784.3438 | 0.039122 | 784.1336 | 0.14963 | 784.1336 | 0.024788 | 784.1336 | 0.093957 | 780.3122 | 0.12866
| 378.3904 | 0 |  |  | 378.3904 | 0.0034852 | 378.3904 | 0.078621 | 621.1119 | 0.032648 | 784.3707 | -0.018204 | 779.1285 | 0.0049915 | 621.1119 | 0.036109 | 784.3707 | -0.018181 | 784.3707 | 0.01173 | 784.5808 | 0.03083 | 784.3707 | 0.038742 | 784.3707 | 0.0067549 | 784.3707 | 0.038803 | 623.7307 | 0.0005725 | 779.13 | 0.015073 | 784.5808 | 0.0041621 | 621.1119 | 0.018598 | 779.13 | -0.005187 | 784.3707 | 0.041479 | 779.13 | -0.028215 | 784.3707 | 0.026482 | 623.7307 | 31.517 | 623.7307 | 19.5182 | 784.3707 | 0.019825 | 784.5808 | 0.002077 | 784.5808 | 0.00046958 | 784.3707 | 0.076328 | 926.9153 | 0.022052 | 784.3707 | 21.0915 | 784.3707 | 2.7912 | 926.4637 | 0.0013044 | 784.3707 | 0.66336 | 930.7149 | 0.051893 | 926.9153 | 8.893 | 930.7149 | 0.10828 | 1012.5294 | 0.29509 | 1232.8046 | 0.20033 | 1033.1068 | 0.012746 | 1148.7809 | 0 | 1148.0045 | 0 | 784.371 | 0.0087972 | 784.5808 | 0.049654 | 784.3707 | 0.18719 | 784.3707 | 0.048825 | 784.3707 | 0.14104 | 780.5481 | 0.12881
| 378.4695 | 0 |  |  | 378.4695 | 0.003133 | 378.4695 | 0.069648 | 621.2318 | 0 | 784.6079 | -0.031042 | 779.3655 | -0.032634 | 621.2318 | 0 | 784.6079 | -0.14909 | 784.6079 | -0.021718 | 784.8179 | -0.032083 | 784.6079 | -0.083956 | 784.6079 | -0.063512 | 784.6079 | -0.093211 | 623.8505 | 0.0010478 | 779.37 | -0.030666 | 784.8178 | -0.013413 | 621.2318 | 0.022464 | 779.37 | -0.031281 | 784.6079 | 0.040359 | 779.37 | -0.013874 | 784.6079 | 0.022373 | 623.8505 | 31.752 | 623.8505 | 19.7198 | 784.6079 | -0.027691 | 784.8178 | -0.0082404 | 784.8178 | -0.0041578 | 784.6079 | 0.025859 | 927.0834 | 0.027765 | 784.6079 | 20.8822 | 784.6079 | 2.8204 | 926.6324 | 0 | 784.6079 | 0.63931 | 930.8853 | 0.04976 | 927.0834 | 8.9098 | 930.8853 | 0.11059 | 1012.6314 | 0.29595 | 1232.8789 | 0.19952 | 1033.1199 | 0.012725 | 1148.8456 | 0 | 1148.0691 | 0 | 784.608 | 0.0095559 | 784.8179 | 0.049618 | 784.6079 | 0.14888 | 784.6079 | 0.031248 | 784.6079 | 0.10312 | 780.7842 | 0.12775
| 378.5485 | 0 |  |  | 378.5485 | 0.004566 | 378.5485 | 0.074014 | 621.3516 | 0.0090743 | 784.845 | 0.016017 | 779.6025 | 0.018479 | 621.3516 | 0.0067085 | 784.845 | 0.00053353 | 784.8451 | 0.017808 | 785.0549 | 0.053422 | 784.845 | 0.036716 | 784.8451 | 0.0058008 | 784.8451 | 0.033873 | 623.9702 | 0.00047988 | 779.6 | 0.02235 | 785.0549 | 0.0063321 | 621.3516 | 0.024867 | 779.6 | -0.024213 | 784.845 | 0.0547 | 779.6 | -0.015623 | 784.8451 | 0.035005 | 623.9702 | 31.9759 | 623.9702 | 19.8774 | 784.8451 | 0.026798 | 785.0549 | 0.0072991 | 785.0549 | 0.0041545 | 784.8451 | 0.084324 | 927.2514 | 0.025255 | 784.845 | 20.6281 | 784.845 | 2.8738 | 926.8011 | 0.0013044 | 784.845 | 0.70615 | 931.0556 | 0.046753 | 927.2514 | 8.9193 | 931.0556 | 0.11277 | 1012.7335 | 0.29596 | 1232.9534 | 0.19871 | 1033.1329 | 0.012704 | 1148.9102 | 0 | 1148.1337 | 0 | 784.845 | 0.0095642 | 785.0549 | 0.050131 | 784.8451 | 0.18208 | 784.8451 | 0.037858 | 784.8451 | 0.14615 | 781.0202 | 0.12768
| 378.6276 | 0 |  |  | 378.6276 | 0.0037402 | 378.6276 | 0.067227 | 621.4715 | 0 | 785.0822 | -0.083078 | 779.8395 | -0.054407 | 621.4715 | 0 | 785.0822 | -0.18831 | 785.0822 | -0.034997 | 785.2919 | -0.062136 | 785.0822 | -0.072298 | 785.0822 | -0.05521 | 785.0822 | -0.087333 | 624.09 | 0.0010168 | 779.84 | -0.096155 | 785.2919 | -0.011153 | 621.4715 | 0.028419 | 779.84 | -0.0021971 | 785.0822 | 0.029786 | 779.84 | 0.0036143 | 785.0822 | 0.015169 | 624.09 | 32.233 | 624.09 | 20.1137 | 785.0822 | -0.020101 | 785.2919 | -0.007997 | 785.2919 | -0.0058836 | 785.0822 | 0.059714 | 927.4195 | 0.024988 | 785.0822 | 20.414 | 785.0822 | 2.8743 | 926.9698 | 0 | 785.0822 | 0.66064 | 931.2259 | 0.045276 | 927.4195 | 8.9504 | 931.2259 | 0.11535 | 1012.8355 | 0.29561 | 1233.0278 | 0.1979 | 1033.146 | 0.012684 | 1148.9749 | 0 | 1148.1982 | 0 | 785.082 | 0.0093897 | 785.2919 | 0.043599 | 785.0822 | 0.14978 | 785.0822 | 0.0326 | 785.0822 | 0.10354 | 781.2562 | 0.1265
| 378.7067 | 0 |  |  | 378.7067 | 0.0026959 | 378.7067 | 0.072318 | 621.5914 | 0.019941 | 785.3194 | 0.007903 | 780.0765 | 0.01211 | 621.5914 | 0.026437 | 785.3194 | 0.059672 | 785.3194 | -0.00087435 | 785.529 | 0.048118 | 785.3194 | 0.04368 | 785.3194 | 0.033366 | 785.3194 | 0.015362 | 624.2098 | 0.00053688 | 780.08 | -0.0036384 | 785.529 | 0.0034079 | 621.5914 | 0.034688 | 780.08 | -0.016331 | 785.3194 | 0.043485 | 780.08 | -0.014924 | 785.3194 | 0.029932 | 624.2098 | 32.4406 | 624.2098 | 20.3135 | 785.3194 | 0.031003 | 785.529 | 0.0018607 | 785.529 | -0.00043782 | 785.3194 | 0.071331 | 927.5876 | 0.028619 | 785.3194 | 20.1865 | 785.3194 | 2.9405 | 927.1385 | 0.0018258 | 785.3194 | 0.70462 | 931.3963 | 0.043144 | 927.5876 | 8.9843 | 931.3963 | 0.11786 | 1012.9376 | 0.29612 | 1233.1023 | 0.1971 | 1033.1591 | 0.012664 | 1149.0395 | 0 | 1148.2629 | 0 | 785.319 | 0.0087002 | 785.529 | 0.052994 | 785.3194 | 0.17562 | 785.3194 | 0.050477 | 785.3194 | 0.12314 | 781.4922 | 0.12673
| 378.7858 | 0 |  |  | 378.7858 | 0.0026837 | 378.7858 | 0.066642 | 621.7113 | 0 | 785.5566 | 0.00080859 | 780.3135 | -0.013059 | 621.7113 | 0 | 785.5566 | -0.06537 | 785.5566 | -0.015261 | 785.766 | -0.037102 | 785.5566 | -0.078283 | 785.5566 | -0.054795 | 785.5566 | -0.048342 | 624.3296 | 0.001039 | 780.31 | -0.00051979 | 785.766 | -0.0058103 | 621.7113 | 0.017449 | 780.31 | 0.01248 | 785.5566 | 0.024832 | 780.31 | -0.013874 | 785.5566 | 0.02288 | 624.3296 | 32.5438 | 624.3296 | 20.5541 | 785.5566 | -0.029512 | 785.766 | -0.0021904 | 785.766 | -0.0039401 | 785.5566 | 0.036228 | 927.7556 | 0.027978 | 785.5566 | 19.8799 | 785.5566 | 2.9564 | 927.3071 | 0 | 785.5566 | 0.66644 | 931.5666 | 0.041667 | 927.7556 | 9.0345 | 931.5666 | 0.12077 | 1013.0397 | 0.29677 | 1233.1768 | 0.1963 | 1033.1721 | 0.012646 | 1149.1043 | 0 | 1148.3275 | 0 | 785.557 | 0.0085839 | 785.766 | 0.049691 | 785.5566 | 0.16105 | 785.5566 | 0.029295 | 785.5566 | 0.090548 | 781.7282 | 0.12623
| 378.8649 | 0 |  |  | 378.8649 | 0.002878 | 378.8649 | 0.073654 | 621.8312 | 0.0094255 | 785.7938 | 0.025026 | 780.5506 | 0.050419 | 621.8312 | 0.038688 | 785.7938 | 0.035214 | 785.7938 | 0.00050388 | 786.0031 | 0.029488 | 785.7938 | 0.049235 | 785.7938 | 0.021573 | 785.7938 | 0.079239 | 624.4494 | 0.00050168 | 780.55 | -0.030666 | 786.0031 | -0.0028522 | 621.8312 | 0.012433 | 780.55 | 0.0054135 | 785.7938 | 0.04755 | 780.55 | 0.026349 | 785.7938 | 0.025823 | 624.4494 | 32.5112 | 624.4494 | 20.727 | 785.7938 | 0.030611 | 786.0031 | 0.0039205 | 786.0031 | 0.0007997 | 785.7938 | 0.060088 | 927.9237 | 0.025522 | 785.7938 | 19.6424 | 785.7938 | 3.036 | 927.4758 | 0.0013044 | 785.7938 | 0.73127 | 931.737 | 0.040082 | 927.9237 | 9.0698 | 931.737 | 0.12363 | 1013.1418 | 0.29714 | 1233.2513 | 0.19549 | 1033.1853 | 0.012627 | 1149.1689 | 0 | 1148.3921 | 0 | 785.794 | 0.008775 | 786.0031 | 0.048994 | 785.7938 | 0.17321 | 785.7938 | 0.046872 | 785.7938 | 0.11441 | 781.9643 | 0.12579
| 378.9439 | 0 |  |  | 378.9439 | 0.00099674 | 378.9439 | 0.064871 | 621.9511 | 0 | 786.031 | -0.062267 | 780.7876 | -0.059349 | 621.9511 | 0 | 786.031 | -0.21124 | 786.031 | -0.023448 | 786.2402 | -0.045087 | 786.031 | -0.087912 | 786.031 | -0.063927 | 786.031 | -0.081284 | 624.5692 | 0.0010918 | 780.79 | 0.024429 | 786.2402 | -0.0092159 | 621.9511 | 0.026016 | 780.79 | -0.017147 | 786.031 | 0.038726 | 780.79 | -0.0033811 | 786.031 | 0.019278 | 624.5692 | 32.4748 | 624.5692 | 20.9618 | 786.031 | -0.041963 | 786.2402 | -0.0072599 | 786.2402 | -0.004117 | 786.031 | 0.054592 | 928.0917 | 0.025629 | 786.031 | 19.3978 | 786.031 | 3.0722 | 927.6445 | 0 | 786.031 | 0.70989 | 931.9073 | 0.038824 | 928.0917 | 9.117 | 931.9073 | 0.12678 | 1013.244 | 0.29701 | 1233.3258 | 0.19469 | 1033.1984 | 0.01261 | 1149.2336 | 0 | 1148.4567 | 0 | 786.031 | 0.0087196 | 786.2402 | 0.044186 | 786.031 | 0.15654 | 786.031 | 0.016826 | 786.031 | 0.10184 | 782.2003 | 0.12474
| 379.023 | 0 |  |  | 379.023 | 0.0022708 | 379.023 | 0.07432 | 622.071 | 0.035385 | 786.2682 | 0.045155 | 781.0247 | 0.014928 | 622.071 | 0.0081994 | 786.2682 | 0.078125 | 786.2682 | 0.008245 | 786.4773 | 0.025213 | 786.2682 | 0.041039 | 786.2682 | 0.023582 | 786.2682 | 0.034299 | 624.689 | 0.0005943 | 781.02 | -0.051458 | 786.4773 | 0.011564 | 622.071 | 0.036987 | 781.02 | -0.026116 | 786.2682 | 0.040093 | 781.02 | -0.018421 | 786.2682 | 0.0312 | 624.689 | 32.4279 | 624.689 | 21.2027 | 786.2682 | 0.0090719 | 786.4773 | 0.0055761 | 786.4773 | 0.0065969 | 786.2682 | 0.075329 | 928.2598 | 0.02675 | 786.2682 | 19.1446 | 786.2682 | 3.122 | 927.8132 | 0.0013044 | 786.2682 | 0.79369 | 932.0777 | 0.036473 | 928.2598 | 9.1394 | 932.0777 | 0.1301 | 1013.3462 | 0.29694 | 1233.4003 | 0.19389 | 1033.2114 | 0.012593 | 1149.2983 | 0 | 1148.5214 | 0 | 786.268 | 0.008595 | 786.4773 | 0.054499 | 786.2682 | 0.16931 | 786.2682 | 0.055885 | 786.2682 | 0.12314 | 782.4364 | 0.12525
| 379.1021 | 0 |  |  | 379.1021 | 0.0055618 | 379.1021 | 0.062607 | 622.191 | 0 | 786.5054 | -0.15546 | 781.2617 | -0.045268 | 622.191 | 0 | 786.5054 | -0.098567 | 786.5054 | -0.023298 | 786.7144 | -0.046981 | 786.5054 | -0.088086 | 786.5054 | -0.048983 | 786.5054 | -0.086493 | 624.8088 | 0.0011291 | 781.26 | -0.014034 | 786.7144 | -0.0082888 | 622.191 | 0.015045 | 781.26 | -0.0013816 | 786.5054 | 0.030404 | 781.26 | 0.0067623 | 786.5054 | 0.009284 | 624.8088 | 32.4246 | 624.8088 | 21.5103 | 786.5054 | -0.028151 | 786.7144 | -0.0080382 | 786.7144 | -0.0027048 | 786.5054 | 0.045472 | 928.4279 | 0.022319 | 786.5054 | 18.8271 | 786.5054 | 3.1371 | 927.9819 | 0 | 786.5054 | 0.72558 | 932.2481 | 0.035598 | 928.4279 | 9.1669 | 932.2481 | 0.13327 | 1013.4484 | 0.29771 | 1233.4749 | 0.1931 | 1033.2245 | 0.012578 | 1149.363 | 0 | 1148.5859 | 0 | 786.505 | 0.008955 | 786.7144 | 0.027158 | 786.5054 | 0.15504 | 786.5054 | -0.022384 | 786.5054 | 0.091187 | 782.6725 | 0.1237
| 379.1812 | 0 |  |  | 379.1812 | 0.0036674 | 379.1812 | 0.068071 | 622.3109 | 0.019941 | 786.7427 | 0.022602 | 781.4988 | 0.012358 | 622.3109 | 0.03439 | 786.7427 | -0.03171 | 786.7427 | 0.013171 | 786.9515 | 0.04395 | 786.7427 | 0.029308 | 786.7427 | 0.040705 | 786.7427 | 0.070864 | 624.9286 | 0.0005394 | 781.5 | -0.031706 | 786.9515 | 0.0054609 | 622.3109 | 0.029569 | 781.5 | 0.0035108 | 786.7427 | 0.037924 | 781.5 | 0.011659 | 786.7427 | 0.02704 | 624.9286 | 32.3749 | 624.9286 | 21.7938 | 786.7427 | 0.032073 | 786.9515 | 0.0053127 | 786.9515 | 0.0024257 | 786.7427 | 0.061587 | 928.5959 | 0.022159 | 786.7427 | 18.5307 | 786.7427 | 3.1954 | 928.1506 | 0.00078262 | 786.7427 | 0.77301 | 932.4184 | 0.033793 | 928.5959 | 9.1653 | 932.4184 | 0.13597 | 1013.5506 | 0.29806 | 1233.5493 | 0.1923 | 1033.2375 | 0.012563 | 1149.4277 | 0 | 1148.6505 | 0 | 786.743 | 0.0085452 | 786.9515 | 0.053801 | 786.7427 | 0.17577 | 786.7427 | 0.079922 | 786.7427 | 0.13081 | 782.9086 | 0.12482
| 379.2603 | 0 |  |  | 379.2603 | 0.0031938 | 379.2603 | 0.062361 | 622.4308 | 0 | 786.9799 | -0.061212 | 781.7359 | -0.069519 | 622.4308 | 0 | 786.9799 | -0.12212 | 786.9799 | -0.017306 | 787.1886 | -0.044708 | 786.9799 | -0.090222 | 786.9799 | -0.0053382 | 786.9799 | -0.053711 | 625.0484 | 0.0010277 | 781.74 | -0.059772 | 787.1886 | -0.0087294 | 622.4308 | 0.03427 | 781.74 | -0.026388 | 786.9799 | 0.026624 | 781.74 | -0.015274 | 786.9799 | 0.021409 | 625.0484 | 32.3986 | 625.0484 | 22.0781 | 786.9799 | -0.014928 | 787.1886 | -0.0073757 | 787.1886 | -0.0057501 | 786.9799 | 0.058964 | 928.764 | 0.021785 | 786.9799 | 18.2428 | 786.9799 | 3.1917 | 928.3193 | 0 | 786.9799 | 0.77184 | 932.5888 | 0.032426 | 928.764 | 9.1927 | 932.5888 | 0.13915 | 1013.6528 | 0.2981 | 1233.6239 | 0.1915 | 1033.2506 | 0.012549 | 1149.4924 | 0 | 1148.7152 | 0 | 786.98 | 0.0083901 | 787.1886 | 0.043452 | 786.9799 | 0.14422 | 786.9799 | 0.024037 | 786.9799 | 0.096513 | 783.1447 | 0.12319
| 379.3394 | 0 |  |  | 379.3394 | 0.0034731 | 379.3394 | 0.067971 | 622.5508 | 0.025219 | 787.2172 | 0.011859 | 781.9729 | 0.056012 | 622.5508 | 0.020126 | 787.2172 | 0.041867 | 787.2172 | 0.011083 | 787.4257 | 0.001198 | 787.2172 | 0.061466 | 787.2172 | 0.041203 | 787.2172 | 0.049272 | 625.1682 | 0.00049371 | 781.97 | -0.052495 | 787.4257 | 0.0086448 | 622.5508 | 0.045659 | 781.97 | -0.0027408 | 787.2172 | 0.03679 | 781.97 | -0.016672 | 787.2172 | 0.031556 | 625.1682 | 32.4214 | 625.1682 | 22.3398 | 787.2172 | 0.024339 | 787.4257 | 0.0053488 | 787.4257 | -0.0010775 | 787.2172 | 0.050844 | 928.9321 | 0.021785 | 787.2172 | 17.8777 | 787.2172 | 3.2746 | 928.4881 | 0.0023475 | 787.2172 | 0.80192 | 932.7592 | 0.030895 | 928.9321 | 9.2093 | 932.7592 | 0.14223 | 1013.7551 | 0.29862 | 1233.6984 | 0.19071 | 1033.2637 | 0.012535 | 1149.5573 | 0 | 1148.7799 | 0 | 787.217 | 0.0082489 | 787.4257 | 0.04804 | 787.2172 | 0.1642 | 787.2172 | 0.050627 | 787.2172 | 0.1159 | 783.3808 | 0.12337
| 379.4185 | 0 |  |  | 379.4185 | 0.0027566 | 379.4185 | 0.063726 | 622.6707 | 0 | 787.4544 | -0.070599 | 782.21 | -0.014043 | 622.6707 | 0 | 787.4544 | -0.23515 | 787.4544 | -0.03139 | 787.6629 | -0.044329 | 787.4544 | -0.097259 | 787.4544 | -0.066003 | 787.4544 | -0.048673 | 625.288 | 0.001 | 782.21 | -0.0046779 | 787.6629 | -0.011712 | 622.6707 | 0.022464 | 782.21 | 0.0013364 | 787.4544 | 0.020292 | 782.21 | 0.0046636 | 787.4544 | 0.01314 | 625.288 | 32.478 | 625.288 | 22.6121 | 787.4544 | -0.02595 | 787.6629 | -0.011519 | 787.6629 | -0.0075943 | 787.4544 | 0.034979 | 929.1001 | 0.033158 | 787.4544 | 17.5074 | 787.4544 | 3.2775 | 928.6568 | 0 | 787.4544 | 0.74874 | 932.9296 | 0.030458 | 929.1001 | 9.249 | 932.9296 | 0.14518 | 1013.8574 | 0.29889 | 1233.773 | 0.18992 | 1033.2767 | 0.012523 | 1149.6219 | 0 | 1148.8445 | 0 | 787.454 | 0.0082184 | 787.6629 | 0.041691 | 787.4544 | 0.14362 | 787.4544 | 0.01953 | 787.4544 | 0.094383 | 783.6169 | 0.12271
| 379.4976 | 0 |  |  | 379.4976 | 0.002538 | 379.4976 | 0.069242 | 622.7907 | 0.019941 | 787.6917 | 0.010841 | 782.4471 | 0.025837 | 622.7907 | 0.016771 | 787.6917 | 0.039972 | 787.6917 | 0.013389 | 787.9 | 0.029014 | 787.6917 | 0.053626 | 787.6917 | 0.047323 | 787.6917 | 0.047497 | 625.4078 | 0.00050922 | 782.45 | -0.006757 | 787.9 | 0.015661 | 622.7907 | 0.033748 | 782.45 | -0.0043715 | 787.6917 | 0.050612 | 782.45 | -0.0044305 | 787.6917 | 0.0208 | 625.4078 | 32.4731 | 625.4078 | 22.8108 | 787.6917 | 0.040122 | 787.9 | 0.0095766 | 787.9 | 0.003099 | 787.6917 | 0.068083 | 929.2682 | 0.031182 | 787.6917 | 17.2063 | 787.6917 | 3.3507 | 928.8255 | 0.0013044 | 787.6917 | 0.83283 | 933.0999 | 0.028106 | 929.2682 | 9.2661 | 933.0999 | 0.14804 | 1013.9597 | 0.29929 | 1233.8475 | 0.18913 | 1033.2898 | 0.012512 | 1149.6868 | 0 | 1148.9092 | 0 | 787.692 | 0.0083375 | 787.9 | 0.043856 | 787.6917 | 0.1639 | 787.6917 | 0.03921 | 787.6917 | 0.12506 | 783.853 | 0.12242
| 379.5767 | 0 |  |  | 379.5767 | 0.003303 | 379.5767 | 0.059009 | 622.9107 | 0 | 787.9289 | -0.074792 | 782.6842 | -0.061685 | 622.9107 | 0 | 787.9289 | -0.068949 | 787.9289 | -0.027274 | 788.1372 | -0.040161 | 787.9289 | -0.080949 | 787.9289 | -0.036677 | 787.9289 | -0.080531 | 625.5276 | 0.0010063 | 782.68 | -0.0036384 | 788.1371 | -0.0062039 | 622.9107 | 0.030718 | 782.68 | -0.028563 | 787.9289 | 0.030687 | 782.68 | -0.018421 | 787.9289 | 0.014966 | 625.5276 | 32.4549 | 625.5276 | 23.0394 | 787.9289 | -0.027351 | 788.1371 | -0.0092212 | 788.1371 | -0.0058126 | 787.9289 | 0.048845 | 929.4363 | 0.028085 | 787.9289 | 16.8556 | 787.9289 | 3.3787 | 928.9942 | 0 | 787.9289 | 0.75252 | 933.2703 | 0.027942 | 929.4363 | 9.2808 | 933.2703 | 0.15138 | 1014.062 | 0.30015 | 1233.9221 | 0.18834 | 1033.303 | 0.012502 | 1149.7515 | 0 | 1148.9739 | 0 | 787.929 | 0.0083486 | 788.1372 | 0.040112 | 787.9289 | 0.14993 | 787.9289 | 0.018929 | 787.9289 | 0.08863 | 784.0891 | 0.1222
| 379.6558 | 0 |  |  | 379.6558 | 0.004821 | 379.6558 | 0.068423 | 623.0307 | 0.027761 | 788.1662 | 0.075942 | 782.9213 | 0.054122 | 623.0307 | 0.018262 | 788.1662 | 0.11501 | 788.1662 | 0.014726 | 788.3743 | 0.018754 | 788.1662 | 0.04475 | 788.1662 | -0.014198 | 788.1662 | 0.033778 | 625.6474 | 0.00050168 | 782.92 | 0.042101 | 788.3743 | 0.0074229 | 623.0307 | 0.021941 | 782.92 | -0.0073615 | 788.1662 | 0.041512 | 782.92 | 0.01061 | 788.1662 | 0.030541 | 625.6474 | 32.3732 | 625.6474 | 23.2516 | 788.1662 | 0.010328 | 788.3743 | 0.0072332 | 788.3743 | 0.0031776 | 788.1662 | 0.058839 | 929.6044 | 0.021037 | 788.1662 | 16.5691 | 788.1662 | 3.475 | 929.1629 | 0.0018258 | 788.1662 | 0.84873 | 933.4407 | 0.026794 | 929.6044 | 9.273 | 933.4407 | 0.15453 | 1014.1642 | 0.30048 | 1233.9966 | 0.18756 | 1033.316 | 0.012492 | 1149.8163 | 0 | 1149.0386 | 0 | 788.166 | 0.0079941 | 788.3743 | 0.052187 | 788.1662 | 0.16961 | 788.1662 | 0.045069 | 788.1662 | 0.14168 | 784.3252 | 0.12207
| 379.7349 | 0 |  |  | 379.7349 | 0.0029509 | 379.7349 | 0.059479 | 623.1507 | 0 | 788.4035 | -0.034583 | 783.1585 | -0.001712 | 623.1507 | 0 | 788.4035 | -0.12371 | 788.4035 | -0.028751 | 788.6115 | -0.048497 | 788.4035 | -0.082458 | 788.4035 | -0.027225 | 788.4035 | -0.081958 | 625.7672 | 0.00096228 | 783.16 | 0.058736 | 788.6115 | -0.014061 | 623.1507 | 0.013792 | 783.16 | -0.005187 | 788.4035 | 0.02567 | 783.16 | -0.013175 | 788.4035 | 0.018162 | 625.7672 | 32.2889 | 625.7672 | 23.5745 | 788.4035 | -0.02997 | 788.6115 | -0.011627 | 788.6115 | -0.0046878 | 788.4035 | 0.029232 | 929.7725 | 0.037002 | 788.4035 | 16.1937 | 788.4035 | 3.514 | 929.3317 | 0 | 788.4035 | 0.80287 | 933.6111 | 0.0257 | 929.7725 | 9.2853 | 933.6111 | 0.15787 | 1014.2666 | 0.3001 | 1234.0712 | 0.18678 | 1033.3291 | 0.012484 | 1149.881 | 0 | 1149.1031 | 0 | 788.404 | 0.0078225 | 788.6115 | 0.044553 | 788.4035 | 0.14828 | 788.4035 | 0.0072896 | 788.4035 | 0.090122 | 784.5614 | 0.12178
| 379.8141 | 0 |  |  | 379.8141 | 0.0025259 | 379.8141 | 0.066307 | 623.2707 | 0.0083718 | 788.6408 | 0.017712 | 783.3956 | 0.037662 | 623.2707 | 0.026437 | 788.6408 | 0.0012288 | 788.6408 | 0.0070027 | 788.8487 | -0.0055684 | 788.6408 | 0.057904 | 788.6408 | 0.048568 | 788.6408 | 0.058471 | 625.887 | 0.00046438 | 783.4 | -0.024429 | 788.8487 | 0.0027393 | 623.2707 | 0.017135 | 783.4 | -0.0024689 | 788.6408 | 0.045382 | 783.4 | 0.013058 | 788.6408 | 0.029577 | 625.887 | 32.1292 | 625.887 | 23.8347 | 788.6408 | 0.029764 | 788.8487 | 0.003377 | 788.8487 | 0.001426 | 788.6408 | 0.063586 | 929.9405 | 0.033798 | 788.6408 | 15.8157 | 788.6408 | 3.5371 | 929.5004 | 0.0018258 | 788.6408 | 0.8663 | 933.7815 | 0.024279 | 929.9405 | 9.3077 | 933.7815 | 0.16108 | 1014.369 | 0.29968 | 1234.1459 | 0.18599 | 1033.3422 | 0.012477 | 1149.9458 | 0 | 1149.1679 | 0 | 788.641 | 0.0076259 | 788.8487 | 0.050425 | 788.6408 | 0.16645 | 788.6408 | 0.035304 | 788.6408 | 0.12272 | 784.7975 | 0.1217
| 379.8932 | 0 |  |  | 379.8932 | 0.0036795 | 379.8932 | 0.057536 | 623.3907 | 0 | 788.8781 | -0.11192 | 783.6327 | 0.01303 | 623.3907 | 0 | 788.8781 | -0.17433 | 788.8781 | -0.022651 | 789.0858 | -0.048497 | 788.8781 | -0.10371 | 788.8781 | -0.03076 | 788.8781 | -0.10665 | 626.0068 | 0.00095641 | 783.63 | -0.0098758 | 789.0858 | -0.0089083 | 623.3907 | 0.016508 | 783.63 | 0.01547 | 788.8781 | 0.02559 | 783.63 | -0.010726 | 788.8781 | 0.0076099 | 626.0068 | 31.9886 | 626.0068 | 24.1376 | 788.8781 | -0.0034445 | 789.0858 | -0.0083644 | 789.0858 | -0.0049482 | 788.8781 | 0.022236 | 930.1086 | 0.025042 | 788.8781 | 15.4925 | 788.8781 | 3.5919 | 929.6691 | 0 | 788.8781 | 0.85235 | 933.9519 | 0.023677 | 930.1086 | 9.3543 | 933.9519 | 0.16468 | 1014.4714 | 0.29943 | 1234.2205 | 0.18521 | 1033.3552 | 0.012471 | 1150.0106 | 0 | 1149.2325 | 0 | 788.878 | 0.0080412 | 789.0858 | 0.031598 | 788.8781 | 0.13731 | 788.8781 | 0.024638 | 788.8781 | 0.085648 | 785.0337 | 0.12168
| 379.9723 | 0 |  |  | 379.9723 | 0.0039952 | 379.9723 | 0.061681 | 623.5107 | 0.024828 | 789.1154 | -0.021284 | 783.8699 | 0.034145 | 623.5107 | 0.014163 | 789.1154 | 0.034804 | 789.1154 | 0.013643 | 789.323 | 0.021419 | 789.1154 | 0.041345 | 789.1154 | 0.036988 | 789.1154 | 0.03018 | 626.1267 | 0.00049497 | 783.87 | 0.00051979 | 789.323 | 0.0050592 | 623.5107 | 0.036673 | 783.87 | 0.0029672 | 789.1154 | 0.03407 | 783.87 | 0.016905 | 789.1154 | 0.025011 | 626.1267 | 31.8206 | 626.1267 | 24.3363 | 789.1154 | 0.015375 | 789.323 | -0.0007871 | 789.323 | 0.0018279 | 789.1154 | 0.060463 | 930.2767 | 0.028192 | 789.1154 | 15.1401 | 789.1154 | 3.6809 | 929.8379 | 0.0018258 | 789.1154 | 0.89958 | 934.1223 | 0.021763 | 930.2767 | 9.3874 | 934.1223 | 0.16857 | 1014.5738 | 0.30011 | 1234.295 | 0.18443 | 1033.3683 | 0.012466 | 1150.0753 | 0 | 1149.2972 | 0 | 789.115 | 0.0080468 | 789.323 | 0.043415 | 789.1154 | 0.15654 | 789.1154 | 0.038759 | 789.1154 | 0.12144 | 785.2698 | 0.12055
| 380.0514 | 0 |  |  | 380.0514 | 0.003218 | 380.0514 | 0.058949 | 623.6307 | 0 | 789.3528 | 0.020436 | 784.107 | -0.014513 | 623.6307 | 0 | 789.3528 | -0.1049 | 789.3528 | -0.012435 | 789.5602 | -0.020501 | 789.3528 | -0.078688 | 789.3528 | -0.1071 | 789.3528 | -0.049499 | 626.2465 | 0.0010147 | 784.11 | 0.0098758 | 789.5602 | -0.0078432 | 623.6307 | 0.027165 | 784.11 | -0.016875 | 789.3528 | 0.034721 | 784.11 | 0.030897 | 789.3528 | 0.023996 | 626.2465 | 31.7591 | 626.2465 | 24.6315 | 789.3528 | -0.024727 | 789.5602 | -0.00247 | 789.5602 | 0.0015042 | 789.3528 | 0.050219 | 930.4448 | 0.036308 | 789.3528 | 14.7637 | 789.3528 | 3.6785 | 930.0066 | 0 | 789.3528 | 0.87591 | 934.2927 | 0.020998 | 930.4448 | 9.4276 | 934.2927 | 0.17241 | 1014.6763 | 0.30153 | 1234.3696 | 0.18366 | 1033.3813 | 0.012462 | 1150.1401 | 0 | 1149.3621 | 0 | 789.353 | 0.0081575 | 789.5602 | 0.047599 | 789.3528 | 0.15128 | 789.3528 | 0.01938 | 789.3528 | 0.09417 | 785.506 | 0.1194
| 380.1305 | 0 |  |  | 380.1305 | 0.0030723 | 380.1305 | 0.063877 | 623.7508 | 0.034994 | 789.5901 | -0.0015234 | 784.3442 | 0.047692 | 623.7508 | 0.030091 | 789.5901 | 0.041424 | 789.5901 | 0.012994 | 789.7975 | 0.024116 | 789.5901 | 0.035442 | 789.5901 | 0.0039696 | 789.5901 | 0.11253 | 626.3663 | 0.00052305 | 784.34 | 0.0098758 | 789.7975 | 0.0003943 | 623.7508 | 0.014523 | 784.34 | -0.0030125 | 789.5901 | 0.052058 | 784.34 | -0.00058295 | 789.5901 | 0.030389 | 626.3663 | 31.7064 | 626.3663 | 24.8834 | 789.5901 | 0.02736 | 789.7975 | 0.0023847 | 789.7975 | 0.001286 | 789.5901 | 0.063586 | 930.6129 | 0.0291 | 789.5901 | 14.4061 | 789.5901 | 3.7296 | 930.1753 | 0.00078262 | 789.5901 | 0.951 | 934.4631 | 0.019849 | 930.6129 | 9.4556 | 934.4631 | 0.17601 | 1014.7787 | 0.30194 | 1234.4443 | 0.18288 | 1033.3944 | 0.01246 | 1150.205 | 0 | 1149.4268 | 0 | 789.59 | 0.0081326 | 789.7975 | 0.044516 | 789.5901 | 0.15549 | 789.5901 | 0.036055 | 789.5901 | 0.12741 | 785.7422 | 0.12042
| 380.2097 | 0 |  |  | 380.2097 | 0.0038859 | 380.2096 | 0.057973 | 623.8708 | 0 | 789.8274 | -0.060264 | 784.5814 | -0.015619 | 623.8708 | 0 | 789.8274 | -0.024901 | 789.8274 | -0.020532 | 790.0347 | -0.0365 | 789.8274 | -0.090456 | 789.8274 | -0.061436 | 789.8274 | -0.10497 | 626.4861 | 0.0010763 | 784.58 | -0.0077966 | 790.0347 | -0.010937 | 623.8708 | 0.032808 | 784.58 | -0.011438 | 789.8274 | 0.028124 | 784.58 | -0.0040807 | 789.8274 | 0.01867 | 626.4861 | 31.7347 | 626.4861 | 25.2452 | 789.8274 | -0.040858 | 790.0347 | -0.010782 | 790.0347 | -0.0054566 | 789.8274 | 0.024485 | 930.781 | 0.022159 | 789.8274 | 14.0502 | 789.8274 | 3.7862 | 930.3441 | 0 | 789.8274 | 0.91499 | 934.6335 | 0.019193 | 930.781 | 9.5036 | 934.6335 | 0.17995 | 1014.8812 | 0.30194 | 1234.5189 | 0.18211 | 1033.4076 | 0.012458 | 1150.2698 | 0 | 1149.4915 | 0 | 789.827 | 0.0078972 | 790.0347 | 0.036663 | 789.8274 | 0.134 | 789.8274 | 0.028393 | 789.8274 | 0.092465 | 785.9784 | 0.11911
| 380.2888 | 0 |  |  | 380.2888 | 0.002538 | 380.2888 | 0.063028 | 623.9908 | 0.026588 | 790.0648 | -0.010838 | 784.8185 | 0.038098 | 623.9908 | 0.0067085 | 790.0648 | -0.062441 | 790.0648 | 0.011815 | 790.2719 | 0.039025 | 790.0648 | 0.052251 | 790.0648 | -0.015076 | 790.0648 | 0.041688 | 626.606 | 0.000557 | 784.82 | 0.032746 | 790.2719 | 0.0037117 | 623.9908 | 0.02727 | 784.82 | -0.010895 | 790.0648 | 0.033202 | 784.82 | -0.0016322 | 790.0648 | 0.025468 | 626.606 | 31.6693 | 626.606 | 25.5069 | 790.0648 | 0.024801 | 790.2719 | 0.00064348 | 790.2719 | 0.0011207 | 790.0648 | 0.052718 | 930.9491 | 0.027498 | 790.0648 | 13.6983 | 790.0648 | 3.8334 | 930.5128 | 0.0018258 | 790.0648 | 0.94681 | 934.8039 | 0.018318 | 930.9491 | 9.5386 | 934.8039 | 0.18394 | 1014.9837 | 0.30243 | 1234.5935 | 0.18134 | 1033.4207 | 0.012458 | 1150.3346 | 0 | 1149.5561 | 0 | 790.065 | 0.0080412 | 790.2719 | 0.043599 | 790.0648 | 0.14978 | 790.0648 | 0.043266 | 790.0648 | 0.11867 | 786.2146 | 0.1191
| 380.3679 | 0 |  |  | 380.3679 | 0.0031695 | 380.3679 | 0.05882 | 624.1109 | 0 | 790.3021 | -0.055746 | 785.0557 | -0.03684 | 624.1109 | 0 | 790.3021 | -0.12207 | 790.3021 | -0.024986 | 790.5091 | -0.048875 | 790.3021 | -0.08847 | 790.3021 | -0.10087 | 790.3021 | -0.10161 | 626.7258 | 0.0011006 | 785.06 | -0.036903 | 790.5091 | -0.007826 | 624.1109 | 0.027479 | 785.06 | 0.0037826 | 790.3021 | 0.022793 | 785.06 | -0.0068788 | 790.3021 | 0.017858 | 626.7258 | 31.5437 | 626.7258 | 25.8217 | 790.3021 | -0.047484 | 790.5091 | -0.0036648 | 790.5091 | -0.0035025 | 790.3021 | 0.03248 | 931.1172 | 0.025362 | 790.3021 | 13.2987 | 790.3021 | 3.8784 | 930.6816 | 0 | 790.3021 | 0.94009 | 934.9743 | 0.018592 | 931.1172 | 9.5772 | 934.9743 | 0.18769 | 1015.0862 | 0.30284 | 1234.6682 | 0.18057 | 1033.4337 | 0.012458 | 1150.3994 | 0 | 1149.621 | 0 | 790.302 | 0.0081824 | 790.5091 | 0.039672 | 790.3021 | 0.134 | 790.3021 | 0.015924 | 790.3021 | 0.080321 | 786.4508 | 0.11798
| 380.447 | 0 |  |  | 380.447 | 0.0045417 | 380.447 | 0.063277 | 624.231 | 0.012938 | 790.5395 | 0.0096104 | 785.2929 | 0.044278 | 624.231 | 0.040623 | 790.5395 | 0.083647 | 790.5395 | 0.0091604 | 790.7464 | 0.026938 | 790.5395 | 0.047678 | 790.5395 | 0.027559 | 790.5395 | 0.047935 | 626.8456 | 0.00055113 | 785.29 | 0.036903 | 790.7464 | 0.011713 | 624.231 | 0.018075 | 785.29 | 0.013295 | 790.5395 | 0.038774 | 785.29 | 0.0099102 | 790.5395 | 0.015017 | 626.8456 | 31.2863 | 626.8456 | 26.0729 | 790.5395 | 0.020744 | 790.7464 | 0.0054704 | 790.7464 | 0.0022911 | 790.5395 | 0.050469 | 931.2853 | 0.027765 | 790.5395 | 13.0232 | 790.5395 | 4.0022 | 930.8503 | 0.0018258 | 790.5395 | 1.0164 | 935.1447 | 0.017334 | 931.2853 | 9.601 | 935.1447 | 0.19121 | 1015.1888 | 0.30293 | 1234.7429 | 0.1798 | 1033.4468 | 0.01246 | 1150.4642 | 0 | 1149.6857 | 0 | 790.539 | 0.0077671 | 790.7464 | 0.035378 | 790.5395 | 0.15579 | 790.5395 | 0.028694 | 790.5395 | 0.12613 | 786.687 | 0.11821
| 380.5262 | 0 |  |  | 380.5262 | 0.0016272 | 380.5262 | 0.05773 | 624.351 | 0 | 790.7769 | -0.075416 | 785.5301 | -0.0090763 | 624.351 | 0 | 790.7769 | -0.19759 | 790.7769 | -0.027189 | 790.9837 | -0.073124 | 790.7769 | -0.091897 | 790.7769 | -0.065172 | 790.7769 | -0.093211 | 626.9655 | 0.0011115 | 785.53 | -0.018192 | 790.9836 | -0.011225 | 624.351 | 0.001681 | 785.53 | -0.0021971 | 790.7769 | 0.017631 | 785.53 | -0.0093273 | 790.7769 | 0.01664 | 626.9655 | 31.0699 | 626.9655 | 26.3688 | 790.7769 | -0.041226 | 790.9836 | -0.010252 | 790.9836 | -0.0066714 | 790.7769 | 0.051718 | 931.4534 | 0.023387 | 790.7769 | 12.651 | 790.7769 | 3.9547 | 931.0191 | 0 | 790.7769 | 0.95867 | 935.3152 | 0.017334 | 931.4534 | 9.6382 | 935.3152 | 0.19485 | 1015.2913 | 0.30285 | 1234.8175 | 0.17904 | 1033.4598 | 0.012463 | 1150.5292 | 0 | 1149.7505 | 0 | 790.777 | 0.0075982 | 790.9837 | 0.035965 | 790.7769 | 0.11703 | 790.7769 | 0.013477 | 790.7769 | 0.076486 | 786.9232 | 0.11752
| 380.6053 | 0 |  |  | 380.6053 | 0.002538 | 380.6053 | 0.061822 | 624.4711 | 0 | 791.0142 | -0.021402 | 785.7673 | 0.023763 | 624.4711 | 0.031595 | 791.0142 | 0.043206 | 791.0142 | 0.0028487 | 791.2209 | 0.021782 | 791.0142 | 0.044836 | 791.0142 | -0.0029617 | 791.0142 | 0.072729 | 627.0853 | 0.00056706 | 785.77 | -0.0098758 | 791.2209 | 0.0054364 | 624.4711 | 0.01118 | 785.77 | 0.022809 | 791.0142 | 0.039351 | 785.77 | -0.0044305 | 791.0142 | 0.027801 | 627.0853 | 30.8303 | 627.0853 | 26.6618 | 791.0142 | 0.029823 | 791.2209 | -0.0030449 | 791.2209 | 0.0011905 | 791.0142 | 0.075079 | 931.6214 | 0.021785 | 791.0142 | 12.2826 | 791.0142 | 4.0493 | 931.1878 | 0.0013044 | 791.0142 | 1.0297 | 935.4856 | 0.016295 | 931.6214 | 9.6699 | 935.4856 | 0.19871 | 1015.3939 | 0.30295 | 1234.8922 | 0.17827 | 1033.4729 | 0.012467 | 1150.594 | 0 | 1149.8152 | 0 | 791.014 | 0.0073905 | 791.2209 | 0.041213 | 791.0142 | 0.14993 | 791.0142 | 0.038309 | 791.0142 | 0.10674 | 787.1595 | 0.11733
| 380.6844 | 0 |  |  | 380.6844 | 0.0047481 | 380.6844 | 0.05371 | 624.5912 | 0 | 791.2516 | -0.058303 | 786.0045 | -0.069235 | 624.5912 | 0 | 791.2516 | -0.19566 | 791.2516 | -0.030878 | 791.4582 | -0.044329 | 791.2516 | -0.10398 | 791.2516 | -0.085928 | 791.2516 | -0.10833 | 627.2051 | 0.001039 | 786 | -0.0057175 | 791.4582 | -0.014391 | 624.5912 | 0.013792 | 786 | -0.0021971 | 791.2516 | 0.021377 | 786 | -0.029264 | 791.2516 | 0.015423 | 627.2051 | 30.6224 | 627.2051 | 26.9676 | 791.2516 | -0.028952 | 791.4582 | -0.009575 | 791.4582 | -0.0050898 | 791.2516 | 0.028108 | 931.7895 | 0.032357 | 791.2516 | 11.9608 | 791.2516 | 4.0777 | 931.3566 | 0 | 791.2516 | 0.96365 | 935.656 | 0.01624 | 931.7895 | 9.7094 | 935.656 | 0.20265 | 1015.4965 | 0.3033 | 1234.9669 | 0.17751 | 1033.4861 | 0.012472 | 1150.6588 | 0 | 1149.88 | 0 | 791.252 | 0.0075068 | 791.4582 | 0.035929 | 791.2516 | 0.12785 | 791.2516 | 0.017126 | 791.2516 | 0.080108 | 787.3957 | 0.11662
| 380.7636 | 0 |  |  | 380.7636 | 0.0037038 | 380.7636 | 0.064298 | 624.7113 | 0.029716 | 791.489 | 0.014173 | 786.2417 | 0.030597 | 624.7113 | 0.025362 | 791.489 | -0.046805 | 791.489 | 0.01426 | 791.6955 | 0.013877 | 791.489 | 0.03269 | 791.489 | 0.023409 | 791.489 | 0.041658 | 627.325 | 0.00048407 | 786.24 | -0.089919 | 791.6955 | -0.0022191 | 624.7113 | 0.024867 | 786.24 | -0.009264 | 791.489 | 0.042329 | 786.24 | -0.0089774 | 791.489 | 0.027497 | 627.325 | 30.3471 | 627.325 | 27.2548 | 791.489 | 0.027189 | 791.6955 | 0.0012329 | 791.6955 | 0.0005527 | 791.489 | 0.021612 | 931.9576 | 0.034759 | 791.489 | 11.5804 | 791.489 | 4.1808 | 931.5253 | 0.00078262 | 791.489 | 1.0628 | 935.8264 | 0.014928 | 931.9576 | 9.7219 | 935.8264 | 0.20637 | 1015.5992 | 0.30325 | 1235.0416 | 0.17675 | 1033.4991 | 0.012479 | 1150.7238 | 0 | 1149.9447 | 0 | 791.489 | 0.0073296 | 791.6955 | 0.041434 | 791.489 | 0.14873 | 791.489 | 0.039811 | 791.489 | 0.11441 | 787.632 | 0.11634
| 380.8427 | 0 |  |  | 380.8427 | 0.0031816 | 380.8427 | 0.054261 | 624.8314 | 0 | 791.7264 | -0.015407 | 786.479 | -0.048161 | 624.8314 | 0 | 791.7264 | -0.088876 | 791.7264 | -0.024054 | 791.9328 | -0.034405 | 791.7264 | -0.084255 | 791.7264 | -0.010688 | 791.7264 | -0.062085 | 627.4448 | 0.0010541 | 786.48 | -0.040022 | 791.9328 | -0.0034596 | 624.8314 | 0.019225 | 786.48 | -0.0035561 | 791.7264 | 0.035144 | 786.48 | -0.016672 | 791.7264 | 0.019025 | 627.4448 | 30.13 | 627.4448 | 27.5267 | 791.7264 | -0.012333 | 791.9328 | -0.0018792 | 791.9328 | -0.0011702 | 791.7264 | 0.058839 | 932.1258 | 0.023547 | 791.7264 | 11.2504 | 791.7264 | 4.2498 | 931.6941 | 0 | 791.7264 | 1.0229 | 935.9969 | 0.015201 | 932.1258 | 9.7385 | 935.9969 | 0.21083 | 1015.7018 | 0.30299 | 1235.1163 | 0.17599 | 1033.5122 | 0.012486 | 1150.7886 | 0 | 1150.0095 | 0 | 791.726 | 0.0072576 | 791.9328 | 0.035892 | 791.7264 | 0.13671 | 791.7264 | 0.021633 | 791.7264 | 0.091613 | 787.8682 | 0.11576
| 380.9219 | 0 |  |  | 380.9219 | 0.0059018 | 380.9219 | 0.059636 | 624.9515 | 0.019261 | 791.9638 | 0.0040041 | 786.7162 | 0.063163 | 624.9515 | 0.020498 | 791.9638 | 0.040662 | 791.9638 | 0.0071953 | 792.1701 | 0.024015 | 791.9638 | 0.046613 | 791.9638 | 0.037135 | 791.9638 | 0.079008 | 627.5647 | 0.00058173 | 786.72 | 0.052495 | 792.1701 | 0.0074221 | 624.9515 | 0.016508 | 786.72 | -0.0068178 | 791.9638 | 0.038033 | 786.72 | 0.017955 | 791.9638 | 0.022779 | 627.5647 | 29.8989 | 627.5647 | 27.7454 | 791.9638 | 0.037914 | 792.1701 | 0.0037178 | 792.1701 | 0.0033584 | 791.9638 | 0.051718 | 932.2939 | 0.02312 | 791.9638 | 10.9251 | 791.9638 | 4.2396 | 931.8629 | 0.0018258 | 791.9638 | 1.0862 | 936.1673 | 0.014108 | 932.2939 | 9.7317 | 936.1673 | 0.21594 | 1015.8045 | 0.30354 | 1235.191 | 0.17524 | 1033.5253 | 0.012495 | 1150.8534 | 0 | 1150.0743 | 0 | 791.964 | 0.0078502 | 792.1701 | 0.041434 | 791.9638 | 0.14077 | 791.9638 | 0.044168 | 791.9638 | 0.12442 | 788.1045 | 0.11579
| 381.001 | 0 |  |  | 381.001 | 0.0037159 | 381.001 | 0.050513 | 625.0716 | 0 | 792.2013 | -0.082589 | 786.9535 | -0.033477 | 625.0716 | 0 | 792.2013 | -0.18294 | 792.2012 | -0.032037 | 792.4074 | -0.042813 | 792.2013 | -0.1043 | 792.2012 | -0.055625 | 792.2012 | -0.067504 | 627.6845 | 0.001044 | 786.95 | -0.015073 | 792.4074 | -0.014717 | 625.0716 | 0.013583 | 786.95 | -0.0027408 | 792.2013 | 0.033648 | 786.95 | 0.0029147 | 792.2012 | 0.01385 | 627.6845 | 29.7079 | 627.6845 | 28.022 | 792.2012 | -0.027747 | 792.4074 | -0.011848 | 792.4074 | -0.0063232 | 792.2012 | 0.026984 | 932.462 | 0.027124 | 792.2013 | 10.6068 | 792.2013 | 4.2681 | 932.0316 | 0 | 792.2013 | 1.0629 | 936.3377 | 0.014655 | 932.462 | 9.7402 | 936.3377 | 0.22058 | 1015.9072 | 0.30446 | 1235.2658 | 0.17448 | 1033.5383 | 0.012504 | 1150.9183 | 0 | 1150.1392 | 0 | 792.201 | 0.0074985 | 792.4074 | 0.033066 | 792.2012 | 0.11748 | 792.2012 | 0.018779 | 792.2012 | 0.071586 | 788.3408 | 0.11496
| 381.0801 | 0 |  |  | 381.0801 | 0.0044567 | 381.0801 | 0.063531 | 625.1918 | 0.00099528 | 792.4387 | -0.018684 | 787.1907 | 0.074771 | 625.1918 | 0.03353 | 792.4387 | 0.10893 | 792.4387 | -0.00037834 | 792.6447 | 0.012897 | 792.4387 | 0.039545 | 792.4387 | -0.0057195 | 792.4387 | 0.033108 | 627.8044 | 0.00047318 | 787.19 | -0.046258 | 792.6447 | -0.0023509 | 625.1918 | 0.031972 | 787.19 | -0.010623 | 792.4387 | 0.036052 | 787.19 | 0.0022152 | 792.4387 | 0.019989 | 627.8044 | 29.4371 | 627.8044 | 28.2768 | 792.4387 | 0.033599 | 792.6447 | -0.0020243 | 792.6447 | -0.0014299 | 792.4387 | 0.051219 | 932.6301 | 0.032677 | 792.4387 | 10.2283 | 792.4387 | 4.418 | 932.2004 | 0.0028693 | 792.4387 | 1.1096 | 936.5082 | 0.013397 | 932.6301 | 9.7297 | 936.5082 | 0.22487 | 1016.0099 | 0.30532 | 1235.3406 | 0.17373 | 1033.5514 | 0.012515 | 1150.9833 | 0 | 1150.204 | 0 | 792.439 | 0.0069696 | 792.6447 | 0.038975 | 792.4387 | 0.14617 | 792.4387 | 0.038158 | 792.4387 | 0.11697 | 788.5771 | 0.11441
| 381.1593 | 0 |  |  | 381.1593 | 0.004991 | 381.1593 | 0.050164 | 625.3119 | 0 | 792.6761 | -0.10584 | 787.428 | -0.070656 | 625.3119 | 0 | 792.6761 | -0.20977 | 792.6761 | -0.02994 | 792.882 | -0.027113 | 792.6761 | -0.1057 | 792.6761 | -0.07472 | 792.6761 | -0.10917 | 627.9242 | 0.00098533 | 787.43 | 0.0057175 | 792.882 | -0.0076149 | 625.3119 | 0.0046472 | 787.43 | -0.012525 | 792.6761 | 0.024402 | 787.43 | -0.015973 | 792.6761 | 0.0082187 | 627.9242 | 29.2152 | 627.9242 | 28.615 | 792.6761 | -0.040858 | 792.882 | -0.011505 | 792.882 | -0.0090389 | 792.6761 | 0.02436 | 932.7982 | 0.020824 | 792.6761 | 9.9071 | 792.6761 | 4.4066 | 932.3692 | 0 | 792.6761 | 1.0909 | 936.6786 | 0.013452 | 932.7982 | 9.737 | 936.6786 | 0.22982 | 1016.1126 | 0.30624 | 1235.4153 | 0.17298 | 1033.5646 | 0.012527 | 1151.0481 | 0 | 1150.2688 | 0 | 792.676 | 0.0073351 | 792.882 | 0.030901 | 792.6761 | 0.11568 | 792.6761 | 0.014426 | 792.6761 | 0.069455 | 788.8134 | 0.11438
| 381.2384 | 0 |  |  | 381.2384 | 0.0037402 | 381.2384 | 0.06057 | 625.4321 | 0.019941 | 792.9136 | -0.055876 | 787.6652 | 0.0091263 | 625.4321 | 0.03353 | 792.9136 | -0.059847 | 792.9136 | 0.0038248 | 793.1194 | 0.022736 | 792.9136 | 0.030034 | 792.9136 | -0.0034799 | 792.9136 | 0.00049365 | 628.0441 | 0.00051886 | 787.67 | -0.071209 | 793.1194 | -0.00062434 | 625.4321 | 0.022464 | 787.67 | -0.017691 | 792.9136 | 0.033274 | 787.67 | 0.0029147 | 792.9136 | 0.018314 | 628.0441 | 28.9148 | 628.0441 | 28.8498 | 792.9136 | 0.032354 | 793.1194 | -0.0038612 | 793.1194 | -0.00083915 | 792.9136 | 0.034854 | 932.9663 | 0.026857 | 792.9136 | 9.6429 | 792.9136 | 4.4293 | 932.538 | 0.0018258 | 792.9136 | 1.1609 | 936.8491 | 0.011866 | 932.9663 | 9.7308 | 936.8491 | 0.23449 | 1016.2154 | 0.30655 | 1235.49 | 0.17223 | 1033.5776 | 0.012539 | 1151.113 | 0 | 1150.3336 | 0 | 792.914 | 0.0076979 | 793.1194 | 0.03692 | 792.9136 | 0.14347 | 792.9136 | 0.042365 | 792.9136 | 0.10695 | 789.0497 | 0.1139
| 381.3176 | 0 |  |  | 381.3176 | 0.0044081 | 381.3176 | 0.048928 | 625.5522 | 0 | 793.151 | -0.0032973 | 787.9025 | -0.037258 | 625.5522 | 0 | 793.151 | -0.12144 | 793.151 | -0.028027 | 793.3567 | -0.014405 | 793.151 | -0.082785 | 793.151 | -0.014214 | 793.151 | -0.057548 | 628.1639 | 0.0010147 | 787.9 | -0.02339 | 793.3567 | -0.0052042 | 625.5522 | 0.013792 | 787.9 | -0.012254 | 793.151 | 0.021066 | 787.9 | 0.002565 | 793.151 | 0.019329 | 628.1639 | 28.631 | 628.1639 | 29.1144 | 793.151 | -0.029541 | 793.3567 | -0.0039552 | 793.3567 | -0.0012355 | 793.151 | 0.023486 | 933.1344 | 0.028245 | 793.151 | 9.2479 | 793.151 | 4.5381 | 932.7067 | 0 | 793.151 | 1.1355 | 937.0195 | 0.011921 | 933.1344 | 9.7489 | 937.0195 | 0.23894 | 1016.3182 | 0.30626 | 1235.5648 | 0.17148 | 1033.5907 | 0.012553 | 1151.178 | 0 | 1150.3984 | 0 | 793.151 | 0.0070001 | 793.3567 | 0.039011 | 793.151 | 0.12063 | 793.151 | -0.03906 | 793.151 | 0.088417 | 789.286 | 0.11355
| 381.3967 | 0 |  |  | 381.3967 | 0.0062539 | 381.3968 | 0.059689 | 625.6724 | 0.016451 | 793.3885 | -0.0017998 | 788.1398 | 0.026802 | 625.6724 | 0.022783 | 793.3885 | 0.092397 | 793.3885 | 0.01263 | 793.5941 | 0.0098173 | 793.3885 | 0.057579 | 793.3885 | 0.0035079 | 793.3885 | 0.035336 | 628.2838 | 0.00049791 | 788.14 | -0.018192 | 793.5941 | 0.0099302 | 625.6724 | 0.029046 | 788.14 | 0.013568 | 793.3885 | 0.031522 | 788.14 | -0.0012825 | 793.3885 | 0.021105 | 628.2838 | 28.2512 | 628.2838 | 29.339 | 793.3885 | 0.028077 | 793.5941 | 0.0033826 | 793.5941 | -0.00027725 | 793.3885 | 0.031356 | 933.3025 | 0.023921 | 793.3885 | 9.0004 | 793.3885 | 4.6267 | 932.8755 | 0.0013044 | 793.3885 | 1.1884 | 937.19 | 0.010772 | 933.3025 | 9.7516 | 937.19 | 0.24352 | 1016.421 | 0.30612 | 1235.6395 | 0.17074 | 1033.6038 | 0.012568 | 1151.2429 | 0 | 1150.4633 | 0 | 793.388 | 0.0072105 | 793.5941 | 0.042535 | 793.3885 | 0.14407 | 793.3885 | 0.080824 | 793.3885 | 0.10184 | 789.5223 | 0.11348
| 381.4759 | 0 |  |  | 381.4759 | 0.0033638 | 381.4759 | 0.04748 | 625.7925 | 0 | 793.6259 | -0.077088 | 788.3771 | -0.018147 | 625.7925 | 0 | 793.6259 | -0.13061 | 793.6259 | -0.028108 | 793.8314 | -0.018772 | 793.6259 | -0.08281 | 793.6259 | -0.037715 | 793.6259 | -0.10833 | 628.4036 | 0.0010293 | 788.38 | -0.029627 | 793.8314 | -0.0097379 | 625.7925 | 0.019434 | 788.38 | 0.0018799 | 793.6259 | 0.022842 | 788.38 | -0.0047802 | 793.6259 | 0.010502 | 628.4036 | 27.9434 | 628.4036 | 29.6469 | 793.6259 | -0.029618 | 793.8314 | -0.0092406 | 793.8314 | -0.0048249 | 793.6259 | 0.037102 | 933.4706 | 0.025789 | 793.6259 | 8.6963 | 793.6259 | 4.6531 | 933.0443 | 0 | 793.6259 | 1.1674 | 937.3604 | 0.011264 | 933.4706 | 9.7698 | 937.3604 | 0.24818 | 1016.5237 | 0.30652 | 1235.7144 | 0.17 | 1033.6168 | 0.012583 | 1151.3079 | 0 | 1150.5281 | 0 | 793.626 | 0.0070278 | 793.8314 | 0.033543 | 793.6259 | 0.11478 | 793.6259 | 0.024638 | 793.6259 | 0.069882 | 789.7586 | 0.11239
| 381.5551 | 0 |  |  | 381.5551 | 0.0073711 | 381.5551 | 0.059431 | 625.9127 | 0.012938 | 793.8634 | -0.030427 | 788.6144 | 0.014679 | 625.9127 | 0.042127 | 793.8634 | -0.024815 | 793.8634 | 0.0021921 | 794.0688 | 0.025107 | 793.8634 | 0.048797 | 793.8634 | 0.033768 | 793.8634 | 0.069611 | 628.5235 | 0.00054065 | 788.61 | -0.018192 | 794.0688 | 0.0077394 | 625.9127 | 0.030195 | 788.61 | -0.0068178 | 793.8634 | 0.035782 | 788.61 | -0.0061794 | 793.8634 | 0.01456 | 628.5235 | 27.6144 | 628.5235 | 29.8591 | 793.8634 | 0.032619 | 794.0688 | 0.0059524 | 794.0688 | 0.00076967 | 793.8634 | 0.034104 | 933.6388 | 0.023013 | 793.8634 | 8.3497 | 793.8634 | 4.6599 | 933.2131 | 0.0013044 | 793.8634 | 1.1931 | 937.5309 | 0.009952 | 933.6388 | 9.7734 | 937.5309 | 0.2525 | 1016.6266 | 0.30716 | 1235.7892 | 0.16925 | 1033.6299 | 0.0126 | 1151.3728 | 0 | 1150.5929 | 0 | 793.863 | 0.0076868 | 794.0688 | 0.034828 | 793.8634 | 0.14422 | 793.8634 | 0.036356 | 793.8634 | 0.098431 | 789.995 | 0.11326
| 381.6342 | 0 |  |  | 381.6342 | 0.0046388 | 381.6342 | 0.048384 | 626.0329 | 0 | 794.1009 | -0.068852 | 788.8517 | -0.09545 | 626.0329 | 0 | 794.1009 | -0.11508 | 794.1009 | -0.026402 | 794.3062 | -0.036857 | 794.1009 | -0.074523 | 794.1009 | -0.081362 | 794.1009 | -0.10077 | 628.6434 | 0.0010453 | 788.85 | -0.030666 | 794.3062 | -0.014228 | 626.0329 | 0.026643 | 788.85 | -0.017962 | 794.1009 | 0.013817 | 788.85 | -0.0089774 | 794.1009 | 0.015169 | 628.6434 | 27.3478 | 628.6434 | 30.143 | 794.1009 | -0.028986 | 794.3062 | -0.0080656 | 794.3062 | -0.0078235 | 794.1009 | 0.02461 | 933.8069 | 0.024294 | 794.1009 | 8.0854 | 794.1009 | 4.7585 | 933.3819 | 0 | 794.1009 | 1.1841 | 937.7013 | 0.010554 | 933.8069 | 9.7903 | 937.7013 | 0.25719 | 1016.7295 | 0.30761 | 1235.8639 | 0.16852 | 1033.6431 | 0.012617 | 1151.4377 | 0 | 1150.6578 | 0 | 794.101 | 0.007133 | 794.3062 | 0.034608 | 794.1009 | 0.11102 | 794.1009 | 0.016225 | 794.1009 | 0.074356 | 790.2313 | 0.11193
| 381.7134 | 0 |  |  | 381.7134 | 0.0059503 | 381.7134 | 0.055434 | 626.1531 | 0.026197 | 794.3384 | -0.004167 | 789.089 | -0.0019639 | 626.1531 | 0.030521 | 794.3384 | -0.033425 | 794.3384 | 0.0049258 | 794.5435 | 0.02745 | 794.3384 | 0.031646 | 794.3384 | 0.025024 | 794.3384 | 0.041939 | 628.7632 | 0.00051593 | 789.09 | 0.055613 | 794.5436 | 0.0019989 | 626.1531 | 0.02727 | 789.09 | -0.0089922 | 794.3384 | 0.036514 | 789.09 | 0.0022152 | 794.3384 | 0.018314 | 628.7632 | 26.9866 | 628.7632 | 30.333 | 794.3384 | 0.034304 | 794.5436 | 0.0050281 | 794.5436 | 6.9992e-05 | 794.3384 | 0.035353 | 933.975 | 0.045278 | 794.3384 | 7.8282 | 794.3384 | 4.8379 | 933.5507 | 0.0018258 | 794.3384 | 1.247 | 937.8718 | 0.0098427 | 933.975 | 9.803 | 937.8718 | 0.26133 | 1016.8323 | 0.30782 | 1235.9387 | 0.16778 | 1033.6561 | 0.012635 | 1151.5027 | 0 | 1150.7227 | 0 | 794.338 | 0.0066927 | 794.5435 | 0.037066 | 794.3384 | 0.13791 | 794.3384 | 0.04567 | 794.3384 | 0.099922 | 790.4677 | 0.11168
| 381.7926 | 0 |  |  | 381.7926 | 0.0033273 | 381.7926 | 0.05123 | 626.2733 | 0 | 794.5759 | -0.01375 | 789.3263 | -0.061265 | 626.2733 | 0 | 794.5759 | -0.14615 | 794.5759 | -0.021664 | 794.7809 | -0.073503 | 794.5759 | -0.098869 | 794.5759 | -0.026719 | 794.5759 | -0.10329 | 628.8831 | 0.0010448 | 789.33 | -0.033785 | 794.781 | -0.016924 | 626.2733 | 0.019747 | 789.33 | -0.0057306 | 794.5759 | 0.021724 | 789.33 | -0.011776 | 794.5759 | 0.017959 | 628.8831 | 26.6426 | 628.8831 | 30.5973 | 794.5759 | -0.018898 | 794.781 | -0.010352 | 794.781 | -0.005209 | 794.5759 | 0.033604 | 934.1431 | 0.030808 | 794.5759 | 7.5304 | 794.5759 | 4.8523 | 933.7195 | 0 | 794.5759 | 1.2235 | 938.0423 | 0.010225 | 934.1431 | 9.8237 | 938.0423 | 0.26577 | 1016.9352 | 0.30776 | 1236.0135 | 0.16704 | 1033.6692 | 0.012653 | 1151.5676 | 0 | 1150.7875 | 0 | 794.576 | 0.0062718 | 794.7809 | 0.034718 | 794.5759 | 0.12469 | 794.5759 | 0.028393 | 794.5759 | 0.083091 | 790.704 | 0.11083
| 381.8717 | 0 |  |  | 381.8717 | 0.0061568 | 381.8717 | 0.055763 | 626.3935 | 0.02346 | 794.8134 | -0.042495 | 789.5637 | 0.019748 | 626.3935 | 0.032885 | 794.8134 | 0.022619 | 794.8134 | 0.016076 | 795.0184 | 0.01057 | 794.8134 | 0.056716 | 794.8134 | -0.032706 | 794.8134 | 0.057266 | 629.003 | 0.00054065 | 789.56 | -0.012994 | 795.0184 | 0.0046538 | 626.3935 | 0.036673 | 789.56 | -0.0060024 | 794.8134 | 0.031708 | 789.56 | -0.0054798 | 794.8134 | 0.013596 | 629.003 | 26.2039 | 629.003 | 30.7578 | 794.8134 | 0.016577 | 795.0184 | 0.0059491 | 795.0184 | -0.0007423 | 794.8134 | 0.051344 | 934.3112 | 0.036895 | 794.8134 | 7.2789 | 794.8134 | 4.9635 | 933.8883 | 0.0018258 | 794.8134 | 1.3132 | 938.2127 | 0.0091865 | 934.3112 | 9.8302 | 938.2127 | 0.27079 | 1017.0381 | 0.30777 | 1236.0884 | 0.16631 | 1033.6823 | 0.012673 | 1151.6326 | 0 | 1150.8524 | 0 | 794.813 | 0.0066124 | 795.0184 | 0.03413 | 794.8134 | 0.11973 | 794.8134 | 0.033802 | 794.8134 | 0.11824 | 790.9404 | 0.11075
| 381.9509 | 0 |  |  | 381.9509 | 0.0048331 | 381.9509 | 0.049697 | 626.5137 | 0 | 795.0509 | -0.079903 | 789.801 | -0.040625 | 626.5137 | 0 | 795.0509 | -0.086704 | 795.0509 | -0.023628 | 795.2558 | -0.040919 | 795.0509 | -0.07372 | 795.0509 | -0.019219 | 795.0509 | -0.060487 | 629.1228 | 0.0010536 | 789.8 | -0.066009 | 795.2558 | -0.010094 | 626.5137 | 0.0099864 | 789.8 | -0.020137 | 795.0509 | 0.025012 | 789.8 | -0.012125 | 795.0509 | 0.0092333 | 629.1228 | 25.7952 | 629.1228 | 30.9947 | 795.0509 | -0.022912 | 795.2558 | -0.0043153 | 795.2558 | -0.0064703 | 795.0509 | 0.038102 | 934.4794 | 0.031716 | 795.0509 | 6.9965 | 795.0509 | 5.0201 | 934.0571 | 0 | 795.0509 | 1.2435 | 938.3832 | 0.010061 | 934.4794 | 9.8437 | 938.3832 | 0.27572 | 1017.1411 | 0.30849 | 1236.1632 | 0.16558 | 1033.6953 | 0.012693 | 1151.6975 | 0 | 1150.9174 | 0 | 795.051 | 0.0065266 | 795.2558 | 0.035195 | 795.0509 | 0.10756 | 795.0509 | 0.017577 | 795.0509 | 0.082665 | 791.1768 | 0.10995
| 382.0301 | 0 |  |  | 382.0301 | 0.0058168 | 382.0301 | 0.05845 | 626.6339 | 0.022678 | 795.2884 | 0.034611 | 790.0384 | 0.042676 | 626.6339 | 0.041267 | 795.2884 | 0.069122 | 795.2885 | 0.0055992 | 795.4932 | 0.025879 | 795.2884 | 0.05775 | 795.2885 | 0.040007 | 795.2885 | 0.051319 | 629.2427 | 0.00051634 | 790.04 | 0.0057175 | 795.4932 | 0.0011219 | 626.6339 | 0.031972 | 790.04 | 0.020635 | 795.2884 | 0.039385 | 790.04 | -0.01947 | 795.2885 | 0.026736 | 629.2427 | 25.3311 | 629.2427 | 31.2015 | 795.2885 | 0.029507 | 795.4932 | 0.0035068 | 795.4932 | 0.0024607 | 795.2885 | 0.03273 | 934.6475 | 0.024988 | 795.2884 | 6.7825 | 795.2884 | 5.0918 | 934.2259 | 0.00078262 | 795.2884 | 1.2977 | 938.5537 | 0.0089678 | 934.6475 | 9.8519 | 938.5537 | 0.28001 | 1017.2441 | 0.30902 | 1236.238 | 0.16485 | 1033.7085 | 0.012713 | 1151.7626 | 0 | 1150.9822 | 0 | 795.288 | 0.0070582 | 795.4932 | 0.04158 | 795.2885 | 0.131 | 795.2885 | 0.030797 | 795.2885 | 0.10482 | 791.4132 | 0.10933
| 382.1092 | 0 |  |  | 382.1092 | 0.004311 | 382.1092 | 0.048636 | 626.7542 | 0 | 795.526 | -0.019139 | 790.2757 | -0.060567 | 626.7542 | 0 | 795.526 | -0.06417 | 795.526 | -0.030262 | 795.7306 | -0.014896 | 795.526 | -0.07728 | 795.526 | -0.045662 | 795.526 | -0.12092 | 629.3626 | 0.0010088 | 790.28 | -0.024429 | 795.7306 | -0.0051012 | 626.7542 | 0.012329 | 790.28 | -0.021767 | 795.526 | 0.028637 | 790.28 | -0.0072287 | 795.526 | 0.017858 | 629.3626 | 24.9139 | 629.3626 | 31.4781 | 795.526 | -0.020953 | 795.7306 | -0.0038804 | 795.7306 | -0.0049246 | 795.526 | 0.026984 | 934.8156 | 0.026537 | 795.526 | 6.5308 | 795.526 | 5.11 | 934.3947 | 0 | 795.526 | 1.3149 | 938.7242 | 0.0093505 | 934.8156 | 9.8825 | 938.7242 | 0.28481 | 1017.347 | 0.30918 | 1236.313 | 0.16412 | 1033.7216 | 0.012735 | 1151.8275 | 0 | 1151.0471 | 0 | 795.526 | 0.0070831 | 795.7306 | 0.035085 | 795.526 | 0.11012 | 795.526 | 0.027192 | 795.526 | 0.075847 | 791.6496 | 0.10839
| 382.1884 | 0 |  |  | 382.1884 | 0.0058046 | 382.1884 | 0.055832 | 626.8744 | 0.010128 | 795.7635 | -0.029081 | 790.5131 | 0.047173 | 626.8744 | 0.022783 | 795.7635 | 0.16892 | 795.7635 | 0.008652 | 795.9681 | 0.010545 | 795.7635 | 0.035711 | 795.7635 | 0.011755 | 795.7635 | 0.03497 | 629.4825 | 0.00049287 | 790.51 | 0.034825 | 795.9681 | -0.00291 | 626.8744 | 0.033121 | 790.51 | -0.0016535 | 795.7635 | 0.030916 | 790.51 | -0.00093273 | 795.7635 | 0.018264 | 629.4825 | 24.4618 | 629.4825 | 31.7307 | 795.7635 | 0.0070027 | 795.9681 | 0.0023258 | 795.9681 | -0.0019551 | 795.7635 | 0.051594 | 934.9838 | 0.022639 | 795.7635 | 6.3111 | 795.7635 | 5.1765 | 934.5635 | 0.0018258 | 795.7635 | 1.3637 | 938.8947 | 0.0080382 | 934.9838 | 9.902 | 938.8947 | 0.28957 | 1017.45 | 0.30999 | 1236.3878 | 0.1634 | 1033.7346 | 0.012756 | 1151.8926 | 0 | 1151.1121 | 0 | 795.764 | 0.0066207 | 795.9681 | 0.033653 | 795.7635 | 0.13656 | 795.7635 | 0.028694 | 795.7635 | 0.094383 | 791.886 | 0.10921
| 382.2676 | 0 |  |  | 382.2676 | 0.0062539 | 382.2676 | 0.044882 | 626.9947 | 0 | 796.0011 | -0.015354 | 790.7505 | -0.043812 | 626.9947 | 0 | 796.0011 | -0.15845 | 796.0011 | -0.021976 | 796.2055 | -0.031071 | 796.0011 | -0.085199 | 796.0011 | -0.029007 | 796.0011 | -0.070605 | 629.6024 | 0.0010432 | 790.75 | -0.041062 | 796.2055 | -0.012972 | 626.9947 | 0.015881 | 790.75 | -0.012798 | 796.0011 | 0.022339 | 790.75 | 0.002565 | 796.0011 | 0.013495 | 629.6024 | 24.0586 | 629.6024 | 32.023 | 796.0011 | -0.027699 | 796.2055 | -0.0074429 | 796.2055 | -0.0046628 | 796.0011 | 0.035229 | 935.1519 | 0.030114 | 796.0011 | 6.082 | 796.0011 | 5.3448 | 934.7323 | 0 | 796.0011 | 1.3372 | 939.0651 | 0.0085303 | 935.1519 | 9.923 | 939.0651 | 0.29444 | 1017.553 | 0.31064 | 1236.4626 | 0.16267 | 1033.7477 | 0.012779 | 1151.9575 | 0 | 1151.1769 | 0 | 796.001 | 0.0062967 | 796.2055 | 0.035929 | 796.0011 | 0.10591 | 796.0011 | 0.012149 | 796.0011 | 0.065621 | 792.1224 | 0.10825
| 382.3468 | 0 |  |  | 382.3468 | 0.0068004 | 382.3468 | 0.05646 | 627.1149 | 0.020723 | 796.2386 | 0.048539 | 790.9878 | 0.030107 | 627.1149 | 0.03396 | 796.2386 | 0.081091 | 796.2386 | 0.016992 | 796.443 | 0.034153 | 796.2386 | 0.049834 | 796.2386 | 0.0025245 | 796.2386 | 0.068058 | 629.7222 | 0.00056287 | 790.99 | -0.047299 | 796.443 | 0.010262 | 627.1149 | 0.021314 | 790.99 | -0.0043715 | 796.2386 | 0.033185 | 790.99 | -0.016672 | 796.2386 | 0.023895 | 629.7222 | 23.5871 | 629.7222 | 32.2472 | 796.2386 | 0.051165 | 796.443 | 0.0047078 | 796.443 | 0.0036939 | 796.2386 | 0.060463 | 935.32 | 0.024882 | 796.2386 | 5.8799 | 796.2386 | 5.3539 | 934.9011 | 0.0018258 | 796.2386 | 1.4229 | 939.2356 | 0.0071633 | 935.32 | 9.9185 | 939.2356 | 0.29877 | 1017.656 | 0.31137 | 1236.5376 | 0.16196 | 1033.7609 | 0.012801 | 1152.0226 | 0 | 1151.2418 | 0 | 796.239 | 0.0057568 | 796.443 | 0.0407 | 796.2386 | 0.13416 | 796.2386 | 0.028694 | 796.2386 | 0.10397 | 792.3588 | 0.10867
| 382.426 | 0 |  |  | 382.426 | 0.0041045 | 382.426 | 0.044549 | 627.2352 | 0 | 796.4762 | -0.072569 | 791.2252 | -0.051649 | 627.2352 | 0 | 796.4762 | -0.10978 | 796.4762 | -0.027432 | 796.6804 | -0.02719 | 796.4762 | -0.096625 | 796.4762 | -0.055625 | 796.4762 | -0.1268 | 629.8421 | 0.0010909 | 791.23 | -0.021311 | 796.6804 | -0.012824 | 627.2352 | 0.039912 | 791.23 | -0.014429 | 796.4762 | 0.030324 | 791.23 | -0.009677 | 796.4762 | 0.011719 | 629.8421 | 23.1438 | 629.8421 | 32.4449 | 796.4762 | -0.016796 | 796.6804 | -0.009231 | 796.6804 | -0.0063754 | 796.4762 | -0.0019902 | 935.4882 | 0.028459 | 796.4762 | 5.6199 | 796.4762 | 5.418 | 935.0699 | 0 | 796.4762 | 1.3878 | 939.4061 | 0.0081475 | 935.4882 | 9.9124 | 939.4061 | 0.30347 | 1017.7591 | 0.31218 | 1236.6124 | 0.16123 | 1033.7739 | 0.012824 | 1152.0875 | 0 | 1151.3068 | 0 | 796.476 | 0.0060088 | 796.6804 | 0.029433 | 796.4762 | 0.10426 | 796.4762 | 0.023286 | 796.4762 | 0.073504 | 792.5953 | 0.10797
| 382.5052 | 0 |  |  | 382.5052 | 0.0018337 | 382.5052 | 0.056982 | 627.3555 | 0.0080204 | 796.7138 | -0.016526 | 791.4626 | 0.034178 | 627.3555 | 0.021923 | 796.7138 | 0.041753 | 796.7138 | 0.018492 | 796.9179 | 0.04736 | 796.7138 | 0.052339 | 796.7138 | 0.0017708 | 796.7138 | -0.008987 | 629.962 | 0.00054065 | 791.46 | -0.02235 | 796.9179 | 0.0058319 | 627.3555 | 0.034688 | 791.46 | -0.015244 | 796.7138 | 0.036884 | 791.46 | -0.00023318 | 796.7138 | 0.027497 | 629.962 | 22.642 | 629.962 | 32.5766 | 796.7138 | 0.055582 | 796.9179 | 0.0040699 | 796.9179 | 0.0017698 | 796.7138 | 0.052218 | 935.6563 | 0.030702 | 796.7138 | 5.4755 | 796.7138 | 5.4947 | 935.2388 | 0.0018258 | 796.7138 | 1.4252 | 939.5766 | 0.007382 | 935.6563 | 9.9003 | 939.5766 | 0.30822 | 1017.8622 | 0.31235 | 1236.6874 | 0.16052 | 1033.787 | 0.012848 | 1152.1526 | 0 | 1151.3717 | 0 | 796.714 | 0.0060835 | 796.9179 | 0.036589 | 796.7138 | 0.12018 | 796.7138 | 0.047022 | 796.7138 | 0.094809 | 792.8317 | 0.10772
| 382.5843 | 0 |  |  | 382.5843 | 0.0049667 | 382.5843 | 0.04573 | 627.4757 | 0 | 796.9514 | -0.018072 | 791.7 | -0.059877 | 627.4757 | 0 | 796.9514 | -0.10176 | 796.9514 | -0.027949 | 797.1554 | -0.042435 | 796.9514 | -0.078987 | 796.9514 | -0.056455 | 796.9514 | -0.082801 | 630.0819 | 0.0010302 | 791.7 | -0.045222 | 797.1554 | -0.00041168 | 627.4757 | 0.017971 | 791.7 | -0.010895 | 796.9514 | 0.019207 | 791.7 | 0.0018654 | 796.9514 | 0.021358 | 630.0819 | 22.1844 | 630.0819 | 32.6877 | 796.9514 | -0.051533 | 797.1554 | -0.0015829 | 797.1554 | -0.0013577 | 796.9514 | 0.023361 | 935.8244 | 0.023654 | 796.9514 | 5.2702 | 796.9514 | 5.5141 | 935.4076 | 0 | 796.9514 | 1.4104 | 939.7471 | 0.0078194 | 935.8244 | 9.9135 | 939.7471 | 0.31294 | 1017.9653 | 0.31275 | 1236.7623 | 0.1598 | 1033.8 | 0.012871 | 1152.2177 | 0 | 1151.4367 | 0 | 796.951 | 0.0064158 | 797.1554 | 0.034571 | 796.9514 | 0.10907 | 796.9514 | 0.01023 | 796.9514 | 0.061146 | 793.0681 | 0.10786
| 382.6635 | 0 |  |  | 382.6635 | 0.0033638 | 382.6635 | 0.053792 | 627.596 | 0.015046 | 797.1889 | 0.036005 | 791.9374 | 0.026156 | 627.596 | 0.029446 | 797.1889 | 0.026382 | 797.1889 | 0.0019441 | 797.3929 | 0.023855 | 797.1889 | 0.066025 | 797.1889 | -0.00073365 | 797.1889 | 0.030154 | 630.2018 | 0.00050168 | 791.94 | 0.034825 | 797.3929 | 0.0080519 | 627.596 | 0.0094403 | 791.94 | -0.017147 | 797.1889 | 0.039265 | 791.94 | 0.0039641 | 797.1889 | 0.026229 | 630.2018 | 21.679 | 630.2018 | 32.7754 | 797.1889 | 0.029403 | 797.3929 | 0.0072786 | 797.3929 | 0.001208 | 797.1889 | 0.041475 | 935.9926 | 0.022265 | 797.1889 | 5.0702 | 797.1889 | 5.5803 | 935.5764 | 0.0018258 | 797.1889 | 1.4813 | 939.9176 | 0.0071633 | 935.9926 | 9.9224 | 939.9176 | 0.31629 | 1018.0684 | 0.31325 | 1236.8372 | 0.15909 | 1033.8131 | 0.012895 | 1152.2827 | 0 | 1151.5016 | 0 | 797.189 | 0.0068921 | 797.3929 | 0.039195 | 797.1889 | 0.1325 | 797.1889 | 0.031698 | 797.1889 | 0.10738 | 793.3046 | 0.10697
| 382.7427 | 0 |  |  | 382.7427 | 0.0033395 | 382.7427 | 0.044069 | 627.7163 | 0 | 797.4265 | -0.12707 | 792.1748 | -0.055989 | 627.7163 | 0 | 797.4265 | -0.18031 | 797.4265 | -0.030839 | 797.6304 | -0.04395 | 797.4265 | -0.098505 | 797.4265 | -0.036495 | 797.4265 | -0.10497 | 630.3217 | 0.0010352 | 792.17 | 0.00051979 | 797.6304 | -0.0095687 | 627.7163 | 0.012642 | 792.17 | -0.014156 | 797.4265 | 0.027432 | 792.17 | -0.0058295 | 797.4265 | 0.015981 | 630.3217 | 21.1801 | 630.3217 | 32.8624 | 797.4265 | -0.040122 | 797.6304 | -0.012634 | 797.6304 | -0.0088467 | 797.4265 | 0.020612 | 936.1607 | 0.020343 | 797.4265 | 4.8377 | 797.4265 | 5.6493 | 935.7453 | 0 | 797.4265 | 1.4507 | 940.0881 | 0.0078741 | 936.1607 | 9.9445 | 940.0881 | 0.32074 | 1018.1716 | 0.31326 | 1236.9121 | 0.15838 | 1033.8263 | 0.012919 | 1152.3478 | 0 | 1151.5665 | 0 | 797.427 | 0.0062081 | 797.6304 | 0.025946 | 797.4265 | 0.10561 | 797.4265 | 0.011303 | 797.4265 | 0.057738 | 793.5411 | 0.10576
| 382.8219 | 0 |  |  | 382.8219 | 0.007274 | 382.8219 | 0.052294 | 627.8366 | 0.0087231 | 797.6641 | -0.092997 | 792.4123 | 0.091978 | 627.8366 | 0.040623 | 797.6641 | 0.029923 | 797.6641 | -0.00037329 | 797.8679 | 0.0087272 | 797.6641 | 0.035491 | 797.6641 | 0.037529 | 797.6641 | -0.043556 | 630.4416 | 0.00053772 | 792.41 | 0.059772 | 797.8679 | 0.0053607 | 627.8366 | 0.009737 | 792.41 | 0.015742 | 797.6641 | 0.027754 | 792.41 | 0.023551 | 797.6641 | 0.00093251 | 630.4416 | 20.6275 | 630.4416 | 32.9581 | 797.6641 | 0.014208 | 797.8679 | -0.002561 | 797.8679 | -0.00060022 | 797.6641 | 0.0071313 | 936.3289 | 0.032303 | 797.6641 | 4.7149 | 797.6641 | 5.7758 | 935.9141 | 0.0013044 | 797.6641 | 1.5301 | 940.2586 | 0.0067258 | 936.3289 | 9.9533 | 940.2586 | 0.32562 | 1018.2748 | 0.31332 | 1236.9871 | 0.15767 | 1033.8394 | 0.012943 | 1152.4128 | 0 | 1151.6316 | 0 | 797.664 | 0.0058066 | 797.8679 | 0.019487 | 797.6641 | 0.12619 | 797.6641 | 0.038158 | 797.6641 | 0.094596 | 793.7775 | 0.10574
| 382.9011 | 0 |  |  | 382.9011 | 0.005331 | 382.9011 | 0.041716 | 627.957 | 0.0028146 | 797.9018 | -0.050789 | 792.6497 | -0.046088 | 627.957 | 0 | 797.9018 | -0.15351 | 797.9018 | -0.029901 | 798.1054 | -0.038646 | 797.9018 | -0.086124 | 797.9018 | -0.02575 | 797.9018 | -0.017042 | 630.5615 | 0.001057 | 792.65 | 0.096155 | 798.1054 | -0.0060387 | 627.957 | 0.001681 | 792.65 | -0.0060024 | 797.9018 | 0.02058 | 792.65 | -0.026815 | 797.9018 | 0.012937 | 630.5615 | 20.1205 | 630.5615 | 33.1306 | 797.9018 | -0.034985 | 798.1054 | -0.0053478 | 798.1054 | -0.0051067 | 797.9018 | 0.019738 | 936.497 | 0.015217 | 797.9018 | 4.5565 | 797.9018 | 5.8368 | 936.0829 | 0 | 797.9018 | 1.4816 | 940.4291 | 0.0067805 | 936.497 | 9.9815 | 940.4291 | 0.33015 | 1018.3779 | 0.31353 | 1237.062 | 0.15696 | 1033.8524 | 0.012967 | 1152.4779 | 0 | 1151.6965 | 0 | 797.902 | 0.0061223 | 798.1054 | 0.03002 | 797.9018 | 0.097349 | 797.9018 | 0.016375 | 797.9018 | 0.061572 | 794.014 | 0.10536
| 382.9803 | 0 |  |  | 382.9803 | 0.0058046 | 382.9803 | 0.056397 | 628.0773 | 0.0083718 | 798.1394 | -0.023893 | 792.8871 | 0.06163 | 628.0773 | 0.040623 | 798.1394 | 0.028405 | 798.1394 | 0.0014119 | 798.343 | 0.013615 | 798.1394 | 0.033696 | 798.1394 | -0.0099974 | 798.1394 | 0.034248 | 630.6814 | 0.00053101 | 792.89 | -0.006757 | 798.343 | 6.5651e-05 | 628.0773 | 0.023718 | 792.89 | 0.0040544 | 798.1394 | 0.023158 | 792.89 | -0.021219 | 798.1394 | 0.01867 | 630.6814 | 19.5965 | 630.6814 | 33.3752 | 798.1394 | 0.025957 | 798.343 | 0.0011319 | 798.343 | -0.00047212 | 798.1394 | 0.040475 | 936.6652 | 0.024882 | 798.1394 | 4.3877 | 798.1394 | 5.8859 | 936.2518 | 0.0013044 | 798.1394 | 1.5701 | 940.5996 | 0.0065071 | 936.6652 | 10.0158 | 940.5996 | 0.33456 | 1018.4811 | 0.31334 | 1237.137 | 0.15626 | 1033.8655 | 0.012991 | 1152.543 | 0 | 1151.7615 | 0 | 798.139 | 0.0067038 | 798.343 | 0.032773 | 798.1394 | 0.11673 | 798.1394 | 0.032299 | 798.1394 | 0.10227 | 794.2505 | 0.10507
| 383.0595 | 0 |  |  | 383.0595 | 0.0044567 | 383.0595 | 0.041229 | 628.1976 | 0 | 798.377 | -0.092078 | 793.1246 | 0.018792 | 628.1976 | 0 | 798.377 | -0.12888 | 798.377 | -0.03543 | 798.5805 | -0.047739 | 798.377 | -0.11314 | 798.377 | -0.063512 | 798.377 | -0.10749 | 630.8013 | 0.0010813 | 793.12 | 0.032746 | 798.5805 | -0.012508 | 628.1976 | 0.0096899 | 793.12 | 0.023081 | 798.377 | 0.022536 | 793.12 | 0.0064125 | 798.377 | 0.0063923 | 630.8013 | 19.1325 | 630.8013 | 33.7152 | 798.377 | -0.048956 | 798.5805 | -0.01094 | 798.5805 | -0.0086886 | 798.377 | 0.019613 | 936.8333 | 0.025042 | 798.377 | 4.2203 | 798.377 | 5.9726 | 936.4206 | 0 | 798.377 | 1.5348 | 940.7702 | 0.0066165 | 936.8333 | 10.0689 | 940.7702 | 0.33988 | 1018.5844 | 0.31349 | 1237.2119 | 0.15556 | 1033.8787 | 0.013015 | 1152.608 | 0 | 1151.8265 | 0 | 798.377 | 0.006258 | 798.5805 | 0.023708 | 798.377 | 0.10246 | 798.377 | 0.003012 | 798.377 | 0.063703 | 794.487 | 0.10453
| 383.1387 | 0 |  |  | 383.1387 | 0.0060111 | 383.1387 | 0.052234 | 628.318 | 0.0094255 | 798.6147 | 0.046421 | 793.362 | 0.023691 | 628.318 | 0.037614 | 798.6147 | 0.033851 | 798.6146 | 0.015284 | 798.818 | 0.028591 | 798.6147 | 0.058881 | 798.6146 | 0.019091 | 798.6146 | 0.017601 | 630.9212 | 0.00056873 | 793.36 | -0.006757 | 798.818 | 0.010943 | 628.318 | 0.009737 | 793.36 | -0.018233 | 798.6147 | 0.033677 | 793.36 | 0.021802 | 798.6146 | 0.020902 | 630.9212 | 18.6362 | 630.9212 | 33.9787 | 798.6146 | 0.03865 | 798.818 | 0.0052811 | 798.818 | 0.004966 | 798.6146 | 0.020862 | 937.0015 | 0.018314 | 798.6147 | 4.0887 | 798.6147 | 6.1045 | 936.5894 | 0.0013044 | 798.6147 | 1.6226 | 940.9407 | 0.0050089 | 937.0015 | 10.1045 | 940.9407 | 0.34497 | 1018.6876 | 0.31469 | 1237.2869 | 0.15486 | 1033.8917 | 0.013039 | 1152.6731 | 0 | 1151.8915 | 0 | 798.615 | 0.0060752 | 798.818 | 0.038791 | 798.6146 | 0.10726 | 798.6146 | 0.031248 | 798.6146 | 0.087991 | 794.7235 | 0.10473
| 383.2179 | 0 |  |  | 383.2179 | 0.0037645 | 383.2179 | 0.042484 | 628.4383 | 0 | 798.8523 | -0.042954 | 793.5995 | -0.070721 | 628.4383 | 0 | 798.8523 | -0.2464 | 798.8523 | -0.031934 | 799.0556 | -0.066304 | 798.8523 | -0.090925 | 798.8523 | -0.055625 | 798.8523 | -0.082344 | 631.0411 | 0.0011203 | 793.6 | -0.020271 | 799.0556 | -0.010979 | 628.4383 | 0.017135 | 793.6 | -0.014156 | 798.8523 | 0.023478 | 793.6 | -0.012125 | 798.8523 | 0.013495 | 631.0411 | 18.1887 | 631.0411 | 34.14 | 798.8523 | -0.051901 | 799.0556 | -0.0090115 | 799.0556 | -0.0051713 | 798.8523 | 0.022861 | 937.1696 | 0.022906 | 798.8523 | 3.9335 | 798.8523 | 6.0749 | 936.7583 | 0 | 798.8523 | 1.5883 | 941.1112 | 0.0052688 | 937.1696 | 10.1225 | 941.1112 | 0.35032 | 1018.7909 | 0.31587 | 1237.3619 | 0.15416 | 1033.9048 | 0.013062 | 1152.7382 | 0 | 1151.9565 | 0 | 798.852 | 0.0056294 | 799.0556 | 0.030901 | 798.8523 | 0.0978 | 798.8523 | 0.015924 | 798.8523 | 0.076486 | 794.96 | 0.10359
| 383.2971 | 0 |  |  | 383.2971 | 0.0050639 | 383.2971 | 0.051144 | 628.5587 | 0.016451 | 799.09 | 0.055783 | 793.837 | 0.032014 | 628.5587 | 0.041053 | 799.09 | 0.077832 | 799.09 | 0.023361 | 799.2932 | 0.01661 | 799.09 | 0.049983 | 799.09 | 0.081362 | 799.09 | 0.054587 | 631.161 | 0.00056999 | 793.84 | -0.028587 | 799.2932 | 0.0055305 | 628.5587 | 0.012956 | 793.84 | -0.012254 | 799.09 | 0.033782 | 793.84 | 0.015507 | 799.09 | 0.0173 | 631.161 | 17.7158 | 631.161 | 34.1334 | 799.09 | 0.016686 | 799.2932 | 0.0098973 | 799.2932 | 0.0062412 | 799.09 | 0.029607 | 937.3378 | 0.030488 | 799.09 | 3.8382 | 799.09 | 6.2464 | 936.9271 | 0.0018258 | 799.09 | 1.668 | 941.2817 | 0.0044165 | 937.3378 | 10.1075 | 941.2817 | 0.35517 | 1018.8942 | 0.31631 | 1237.4369 | 0.15346 | 1033.9178 | 0.013086 | 1152.8032 | 0 | 1152.0215 | 0 | 799.09 | 0.0059008 | 799.2932 | 0.037727 | 799.09 | 0.12559 | 799.09 | 0.035454 | 799.09 | 0.098644 | 795.1966 | 0.10377
| 383.3764 | 0 |  |  | 383.3764 | 0.0028902 | 383.3763 | 0.039892 | 628.679 | 0 | 799.3276 | -0.12931 | 794.0744 | -0.07142 | 628.679 | 0 | 799.3276 | -0.069085 | 799.3276 | -0.032702 | 799.5307 | -0.055316 | 799.3276 | -0.09872 | 799.3276 | -0.032622 | 799.3276 | -0.10833 | 631.2809 | 0.0010432 | 794.07 | -0.018192 | 799.5307 | -0.020514 | 628.679 | 0.019434 | 794.07 | -0.013341 | 799.3276 | 0.016647 | 794.07 | -0.0016322 | 799.3276 | 0.0040027 | 631.2809 | 17.2785 | 631.2809 | 34.1305 | 799.3276 | -0.03865 | 799.5307 | -0.011643 | 799.5307 | -0.0077364 | 799.3276 | 0.027233 | 937.5059 | 0.021197 | 799.3276 | 3.642 | 799.3276 | 6.2732 | 937.096 | 0 | 799.3276 | 1.6548 | 941.4523 | 0.0049112 | 937.5059 | 10.0986 | 941.4523 | 0.36023 | 1018.9976 | 0.31683 | 1237.5118 | 0.15277 | 1033.931 | 0.013109 | 1152.8684 | 0 | 1152.0865 | 0 | 799.328 | 0.005527 | 799.5307 | 0.024075 | 799.3276 | 0.095997 | 799.3276 | 0.0047108 | 799.3276 | 0.061146 | 795.4331 | 0.10307
| 383.4556 | 0 |  |  | 383.4556 | 0.0092048 | 383.4556 | 0.053109 | 628.7994 | 0.014343 | 799.5653 | 0.025316 | 794.3119 | 0.010431 | 628.7994 | 0.037184 | 799.5653 | -0.034182 | 799.5653 | 0.0066412 | 799.7683 | 0.028827 | 799.5653 | 0.053804 | 799.5653 | 0.0093109 | 799.5653 | 0.013318 | 631.4008 | 0.00048617 | 794.31 | 0.021311 | 799.7683 | 0.0014928 | 628.7994 | 0.030822 | 794.31 | -0.011438 | 799.5653 | 0.038068 | 794.31 | 0.013058 | 799.5653 | 0.017706 | 631.4008 | 16.8157 | 631.4008 | 34.1604 | 799.5653 | 0.018213 | 799.7683 | 0.0027724 | 799.7683 | -0.00022563 | 799.5653 | 0.051968 | 937.6741 | 0.028619 | 799.5653 | 3.5534 | 799.5653 | 6.3767 | 937.2648 | 0.0018258 | 799.5653 | 1.708 | 941.6228 | 0.0039964 | 937.6741 | 10.0905 | 941.6228 | 0.36602 | 1019.1009 | 0.31758 | 1237.5869 | 0.15208 | 1033.9441 | 0.013132 | 1152.9335 | 0 | 1152.1516 | 0 | 799.565 | 0.0061694 | 799.7683 | 0.032259 | 799.5653 | 0.12124 | 799.5653 | 0.032299 | 799.5653 | 0.095235 | 795.6696 | 0.10303
| 383.5348 | 0 |  |  | 383.5348 | 0.0019673 | 383.5348 | 0.040677 | 628.9198 | 0 | 799.803 | -0.045002 | 794.5494 | -0.05768 | 628.9198 | 0 | 799.803 | -0.12725 | 799.803 | -0.034341 | 800.0059 | -0.064788 | 799.803 | -0.07663 | 799.803 | -0.038114 | 799.803 | -0.045683 | 631.5207 | 0.00099706 | 794.55 | 0.040022 | 800.0059 | -0.011775 | 628.9198 | 0.012015 | 794.55 | -0.022311 | 799.803 | 0.018022 | 794.55 | -0.013175 | 799.803 | 0.012835 | 631.5207 | 16.4027 | 631.5207 | 34.3474 | 799.803 | -0.031056 | 800.0059 | -0.0106 | 800.0059 | -0.0070711 | 799.803 | -0.0012497 | 937.8422 | 0.020717 | 799.803 | 3.3827 | 799.803 | 6.3984 | 937.4337 | 0 | 799.803 | 1.6775 | 941.7933 | 0.0053639 | 937.8422 | 10.1049 | 941.7933 | 0.37191 | 1019.2042 | 0.31822 | 1237.6619 | 0.15139 | 1033.9572 | 0.013155 | 1152.9987 | 0 | 1152.2166 | 0 | 799.803 | 0.0052168 | 800.0059 | 0.029983 | 799.803 | 0.099903 | 799.803 | -0.038609 | 799.803 | 0.066686 | 795.9062 | 0.10218
| 383.614 | 0 |  |  | 383.614 | 0.0048939 | 383.614 | 0.052115 | 629.0402 | 0.0041566 | 800.0406 | 0.04005 | 794.7869 | 0.01669 | 629.0402 | 0.045566 | 800.0406 | 0.066246 | 800.0407 | 0.0020433 | 800.2435 | 0 | 800.0406 | 0.03872 | 800.0407 | 0.010795 | 800.0407 | 0.048809 | 631.6407 | 0.00051928 | 794.79 | -0.030666 | 800.2435 | 0.0067415 | 629.0402 | 0.009737 | 794.79 | -0.0021971 | 800.0406 | 0.029847 | 794.79 | 0.0060627 | 800.0407 | 0.023996 | 631.6407 | 15.9826 | 631.6407 | 34.5422 | 800.0407 | 0.027685 | 800.2435 | 0.0062946 | 800.2435 | 0.0023918 | 800.0407 | 0.013117 | 938.0104 | 0.022746 | 800.0406 | 3.3205 | 800.0406 | 6.5162 | 937.6026 | 0.00078262 | 800.0406 | 1.7732 | 941.9638 | 0.0042275 | 938.0104 | 10.1107 | 941.9638 | 0.37618 | 1019.3076 | 0.31871 | 1237.7369 | 0.1507 | 1033.9702 | 0.013177 | 1153.0637 | 0 | 1152.2816 | 0 | 800.041 | 0.0059368 | 800.2435 | 0.03769 | 800.0407 | 0.12349 | 800.0407 | 0.073012 | 800.0407 | 0.086713 | 796.1427 | 0.10197
| 383.6932 | 0 |  |  | 383.6932 | 0.0021373 | 383.6932 | 0.036826 | 629.1606 | 0 | 800.2783 | -0.10563 | 795.0244 | -0.057312 | 629.1606 | 0 | 800.2783 | -0.072176 | 800.2783 | -0.034842 | 800.4811 | 0 | 800.2783 | -0.1067 | 800.2783 | -0.031313 | 800.2783 | -0.10245 | 631.7606 | 0.0010365 | 795.02 | 0.046258 | 800.4811 | -0.013102 | 629.1606 | 0.017449 | 795.02 | -0.016331 | 800.2783 | 0.014057 | 795.02 | 0.0074619 | 800.2783 | 0.0024961 | 631.7606 | 15.6457 | 631.7606 | 34.7984 | 800.2783 | -0.022873 | 800.4811 | -0.014793 | 800.4811 | -0.0080445 | 800.2783 | 0.026734 | 938.1786 | 0.025896 | 800.2783 | 3.1649 | 800.2783 | 6.6239 | 937.7714 | 0 | 800.2783 | 1.713 | 942.1344 | 0.0045873 | 938.1786 | 10.1288 | 942.1344 | 0.38152 | 1019.411 | 0.31893 | 1237.812 | 0.15002 | 1033.9834 | 0.013199 | 1153.1289 | 0 | 1152.3467 | 0 | 800.278 | 0.005898 | 800.4811 | 0.024295 | 800.2783 | 0.087584 | 800.2783 | 0.0022795 | 800.2783 | 0.059442 | 796.3793 | 0.10095
| 383.7724 | 0 |  |  | 383.7724 | 0.0038981 | 383.7724 | 0.050411 | 629.281 | 0.022678 | 800.516 | -0.017185 | 795.262 | 0.024549 | 629.281 | 0.029446 | 800.516 | 0.046301 | 800.516 | 0.0094814 | 800.7187 | 0 | 800.516 | 0.04899 | 800.516 | 0.030834 | 800.516 | 0.031796 | 631.8805 | 0.00052179 | 795.26 | -0.04834 | 800.7187 | 0.0047947 | 629.281 | 0.021941 | 795.26 | -0.013885 | 800.516 | 0.032083 | 795.26 | 0.0078116 | 800.516 | 0.012176 | 631.8805 | 15.2855 | 631.8805 | 34.9946 | 800.516 | 0.053742 | 800.7187 | 0.0069742 | 800.7187 | 0.0040656 | 800.516 | 0.036977 | 938.3467 | 0.024027 | 800.516 | 3.0991 | 800.516 | 6.5953 | 937.9403 | 0.0018258 | 800.516 | 1.8311 | 942.3049 | 0.0033621 | 938.3467 | 10.1379 | 942.3049 | 0.38732 | 1019.5145 | 0.31916 | 1237.887 | 0.14933 | 1033.9965 | 0.01322 | 1153.1941 | 0 | 1152.4117 | 0 | 800.516 | 0.0056488 | 800.7187 | 0.023855 | 800.516 | 0.11838 | 800.516 | 0.030947 | 800.516 | 0.090122 | 796.6159 | 0.10068
| 383.8517 | 0 |  |  | 383.8517 | 0.0037766 | 383.8517 | 0.041788 | 629.4014 | 0 | 800.7538 | -0.10124 | 795.4995 | -0.054369 | 629.4014 | 0 | 800.7538 | -0.2503 | 800.7538 | -0.032034 | 800.9564 | 0 | 800.7538 | -0.094337 | 800.7538 | -0.05438 | 800.7538 | -0.099929 | 632.0004 | 0.0010696 | 795.5 | -0.026508 | 800.9564 | -0.015448 | 629.4014 | 0.0088 | 795.5 | 0.0092188 | 800.7538 | 0.020079 | 795.5 | -0.029614 | 800.7538 | 0.0077113 | 632.0004 | 14.96 | 632.0004 | 35.3051 | 800.7538 | -0.020667 | 800.9564 | -0.011882 | 800.9564 | -0.0084873 | 800.7538 | 0.0077034 | 938.5149 | 0.026163 | 800.7538 | 2.9685 | 800.7538 | 6.6611 | 938.1092 | 0 | 800.7538 | 1.7943 | 942.4755 | 0.0046038 | 938.5149 | 10.1696 | 942.4755 | 0.39215 | 1019.6179 | 0.31973 | 1237.962 | 0.14865 | 1034.0095 | 0.013241 | 1153.2592 | 0 | 1152.4768 | 0 | 800.754 | 0.0049205 | 800.9564 | 0.024405 | 800.7538 | 0.082176 | 800.7538 | 0.0078933 | 800.7538 | 0.056033 | 796.8525 | 0.10033
| 383.9309 | 0 |  |  | 383.9309 | 0.003218 | 383.9309 | 0.049779 | 629.5218 | 0.0038054 | 800.9915 | 0.021171 | 795.737 | 0.035121 | 629.5218 | 0.045781 | 800.9915 | 0.016812 | 800.9915 | 0.0079414 | 801.194 | 0 | 800.9915 | 0.038908 | 800.9915 | 0.032604 | 800.9915 | 0.033084 | 632.1203 | 0.00055448 | 795.74 | 0.042101 | 801.194 | 0.0060966 | 629.5218 | 0.036673 | 795.74 | 0.026887 | 800.9915 | 0.034967 | 795.74 | 0.013408 | 800.9915 | 0.015372 | 632.1203 | 14.6017 | 632.1203 | 35.5526 | 800.9915 | 0.022953 | 801.194 | 0.0037511 | 801.194 | -1.8997e-05 | 800.9915 | 0.048845 | 938.683 | 0.030488 | 800.9915 | 2.8782 | 800.9915 | 6.8445 | 938.278 | 0.0018258 | 800.9915 | 1.8589 | 942.646 | 0.0032513 | 938.683 | 10.1852 | 942.646 | 0.39655 | 1019.7214 | 0.32066 | 1238.0371 | 0.14797 | 1034.0226 | 0.013261 | 1153.3243 | 0 | 1152.5419 | 0 | 800.991 | 0.0057263 | 801.194 | 0.033213 | 800.9915 | 0.11778 | 800.9915 | 0.02584 | 800.9915 | 0.0963 | 797.0891 | 0.10083
| 384.0101 | 0 |  |  | 384.0101 | 0.0035702 | 384.0101 | 0.03977 | 629.6422 | 0 | 801.2292 | -0.01786 | 795.9746 | -0.0081874 | 629.6422 | 0 | 801.2292 | -0.19329 | 801.2292 | -0.030187 | 801.4316 | 0 | 801.2292 | -0.073007 | 801.2292 | -0.029532 | 801.2292 | -0.079271 | 632.2403 | 0.00099036 | 795.97 | -0.068091 | 801.4316 | -0.0069841 | 629.6422 | 0.0076135 | 795.97 | -0.005187 | 801.2292 | 0.027371 | 795.97 | -0.0033811 | 801.2292 | 0.014509 | 632.2403 | 14.2916 | 632.2403 | 35.7586 | 801.2292 | -0.018535 | 801.4316 | -0.0027212 | 801.4316 | -0.0029538 | 801.2292 | 0.016865 | 938.8512 | 0.023173 | 801.2292 | 2.7553 | 801.2292 | 6.9272 | 938.4469 | 0 | 801.2292 | 1.8454 | 942.8166 | 0.0046739 | 938.8512 | 10.2109 | 942.8166 | 0.40202 | 1019.8248 | 0.32142 | 1238.1122 | 0.1473 | 1034.0358 | 0.013281 | 1153.3895 | 0 | 1152.6069 | 0 | 801.229 | 0.0054577 | 801.4316 | 0.031708 | 801.2292 | 0.10231 | 801.2292 | 0.012307 | 801.2292 | 0.065194 | 797.3257 | 0.10068
| 384.0893 | 0 |  |  | 384.0893 | 0.004226 | 384.0893 | 0.050144 | 629.7627 | 0.036167 | 801.4669 | -0.054884 | 796.2121 | 0.037312 | 629.7627 | 0.021708 | 801.4669 | 0.018383 | 801.4669 | -0.00065715 | 801.6693 | 0 | 801.4669 | 0.046823 | 801.4669 | 0.02557 | 801.4669 | 0.051124 | 632.3602 | 0.00044007 | 796.21 | -0.0088362 | 801.6693 | -0.0058655 | 629.7627 | 0.0082542 | 796.21 | -0.0057306 | 801.4669 | 0.032003 | 796.21 | -0.008278 | 801.4669 | 0.014307 | 632.3602 | 13.9411 | 632.3602 | 35.8424 | 801.4669 | 0.0053648 | 801.6693 | -0.006358 | 801.6693 | -0.0022767 | 801.4669 | -0.012492 | 939.0194 | 0.034759 | 801.4669 | 2.6919 | 801.4669 | 6.9356 | 938.6158 | 0.0023475 | 801.4669 | 1.921 | 942.9871 | 0.0038249 | 939.0194 | 10.2189 | 942.9871 | 0.40669 | 1019.9283 | 0.32199 | 1238.1873 | 0.14662 | 1034.0488 | 0.0133 | 1153.4547 | 0 | 1152.672 | 0 | 801.467 | 0.0055353 | 801.6693 | 0.028846 | 801.4669 | 0.10261 | 801.4669 | 0.038609 | 801.4669 | 0.096087 | 797.5623 | 0.099803
| 384.1686 | 0 |  |  | 384.1686 | 0.0058775 | 384.1686 | 0.037774 | 629.8831 | 0 | 801.7047 | -0.03862 | 796.4497 | -0.058111 | 629.8831 | 0 | 801.7047 | -0.13239 | 801.7047 | -0.025046 | 801.9069 | 0 | 801.7047 | -0.11359 | 801.7047 | 1.8219e-05 | 801.7047 | -0.064692 | 632.4801 | 0.00096814 | 796.45 | -0.021311 | 801.9069 | -0.0057342 | 629.8831 | 0.013269 | 796.45 | -0.0049152 | 801.7047 | 0.018725 | 796.45 | -0.0075784 | 801.7047 | 0.0097406 | 632.4801 | 13.6036 | 632.4801 | 35.9355 | 801.7047 | -0.030303 | 801.9069 | -0.0072207 | 801.9069 | -0.0050603 | 801.7047 | 0.012066 | 939.1876 | 0.021304 | 801.7047 | 2.5402 | 801.7047 | 7.0697 | 938.7847 | 0 | 801.7047 | 1.8683 | 943.1577 | 0.0045961 | 939.1876 | 10.2324 | 943.1577 | 0.41119 | 1020.0319 | 0.32266 | 1238.2623 | 0.14595 | 1034.0619 | 0.013319 | 1153.5199 | 0 | 1152.7372 | 0 | 801.705 | 0.0045163 | 801.9069 | 0.02635 | 801.7047 | 0.089687 | 801.7047 | 0.012504 | 801.7047 | 0.059442 | 797.7989 | 0.099183
| 384.2478 | 0 |  |  | 384.2478 | 0.0049667 | 384.2478 | 0.047954 | 630.0036 | 0.010128 | 801.9424 | -0.023075 | 796.6872 | 0.047509 | 630.0036 | 0.037614 | 801.9424 | 0.019735 | 801.9424 | 0.0077039 | 802.1446 | 0 | 801.9424 | 0.049962 | 801.9424 | 0.009526 | 801.9424 | 0.017062 | 632.6001 | 0.00053646 | 796.69 | 0.0098758 | 802.1446 | 5.0516e-05 | 630.0036 | 0.0082542 | 796.69 | -0.0062742 | 801.9424 | 0.030743 | 796.69 | 0.011659 | 801.9424 | 0.015626 | 632.6001 | 13.2131 | 632.6001 | 36.0163 | 801.9424 | 0.0059539 | 802.1446 | -0.0011033 | 802.1446 | -0.00072119 | 801.9424 | 0.02486 | 939.3557 | 0.027231 | 801.9424 | 2.5056 | 801.9424 | 7.1414 | 938.9535 | 0.0018258 | 801.9424 | 1.9541 | 943.3282 | 0.0031558 | 939.3557 | 10.2326 | 943.3282 | 0.41503 | 1020.1354 | 0.32296 | 1238.3375 | 0.14528 | 1034.0751 | 0.013336 | 1153.5851 | 0 | 1152.8022 | 0 | 801.942 | 0.0051642 | 802.1446 | 0.027892 | 801.9424 | 0.10396 | 801.9424 | 0.022384 | 801.9424 | 0.088204 | 798.0355 | 0.099108
| 384.327 | 0 |  |  | 384.327 | 0.0033759 | 384.327 | 0.039234 | 630.1241 | 0 | 802.1802 | -0.066533 | 796.9248 | 0.00071806 | 630.1241 | 0 | 802.1802 | -0.10421 | 802.1802 | -0.025533 | 802.3823 | 0 | 802.1802 | -0.085672 | 802.1802 | -0.042341 | 802.1802 | -0.063305 | 632.72 | 0.0010469 | 796.92 | -0.047299 | 802.3823 | -0.0092669 | 630.1241 | 0.013792 | 796.92 | 0.0056853 | 802.1802 | 0.018961 | 796.92 | -0.024017 | 802.1802 | 0.013901 | 632.72 | 12.8795 | 632.72 | 36.0873 | 802.1802 | -0.014698 | 802.3823 | -0.010661 | 802.3823 | -0.010755 | 802.1802 | 0.014741 | 939.5239 | 0.020717 | 802.1802 | 2.3915 | 802.1802 | 7.1672 | 939.1224 | 0 | 802.1802 | 1.9726 | 943.4988 | 0.0038666 | 939.5239 | 10.24 | 943.4988 | 0.41931 | 1020.239 | 0.3232 | 1238.4126 | 0.14461 | 1034.0881 | 0.013353 | 1153.6503 | 0 | 1152.8673 | 0 | 802.18 | 0.0047156 | 802.3823 | 0.024442 | 802.1802 | 0.081274 | 802.1802 | 0.0047108 | 802.1802 | 0.055607 | 798.2721 | 0.098037
| 384.4063 | 0 |  |  | 384.4063 | 0.0039952 | 384.4063 | 0.05153 | 630.2445 | 0 | 802.418 | -0.036881 | 797.1624 | 0.025952 | 630.2445 | 0.036109 | 802.418 | 0.034786 | 802.418 | -0.001351 | 802.62 | 0 | 802.418 | 0.039696 | 802.418 | 0.071814 | 802.418 | 0.058811 | 632.8399 | 0.00051593 | 797.16 | 0.044181 | 802.62 | -0.0042581 | 630.2445 | 0.015986 | 797.16 | 0.0035108 | 802.418 | 0.028353 | 797.16 | 0.012359 | 802.418 | 0.015575 | 632.8399 | 12.5219 | 632.8399 | 36.1052 | 802.418 | 0.045644 | 802.62 | 7.0004e-05 | 802.62 | -1.2594e-05 | 802.418 | -0.00014358 | 939.6921 | 0.028993 | 802.418 | 2.316 | 802.418 | 7.2463 | 939.2913 | 0.0018258 | 802.418 | 2.0095 | 943.6694 | 0.0024977 | 939.6921 | 10.2463 | 943.6694 | 0.424 | 1020.3426 | 0.32381 | 1238.4877 | 0.14395 | 1034.1012 | 0.01337 | 1153.7154 | 0 | 1152.9325 | 0 | 802.418 | 0.0056377 | 802.62 | 0.027598 | 802.418 | 0.10501 | 802.418 | 0.028694 | 802.418 | 0.0914 | 798.5088 | 0.098229
| 384.4855 | 0 |  |  | 384.4855 | 0.0046631 | 384.4855 | 0.034911 | 630.365 | 0 | 802.6557 | -0.0043972 | 797.4 | -0.055697 | 630.365 | 0 | 802.6557 | -0.078441 | 802.6557 | -0.021588 | 802.8577 | 0 | 802.6557 | -0.086022 | 802.6557 | -0.063512 | 802.6557 | -0.04347 | 632.9599 | 0.0010712 | 797.4 | -0.019232 | 802.8577 | -0.0063319 | 630.365 | 0.020061 | 797.4 | -0.016331 | 802.6557 | 0.017893 | 797.4 | -0.017722 | 802.6557 | 0.015981 | 632.9599 | 12.2361 | 632.9599 | 36.0986 | 802.6557 | -0.016221 | 802.8577 | -0.0053464 | 802.8577 | -0.002113 | 802.6557 | 0.011364 | 939.8602 | 0.03209 | 802.6557 | 2.2336 | 802.6557 | 7.252 | 939.4602 | 0 | 802.6557 | 1.9943 | 943.8399 | 0.0034048 | 939.8602 | 10.2614 | 943.8399 | 0.42955 | 1020.4462 | 0.32459 | 1238.5629 | 0.14329 | 1034.1143 | 0.013385 | 1153.7806 | 0 | 1152.9976 | 0 | 802.656 | 0.0046159 | 802.8577 | 0.028295 | 802.6557 | 0.089837 | 802.6557 | 0.011874 | 802.6557 | 0.07393 | 798.7454 | 0.097849
| 384.5648 | 0 |  |  | 384.5648 | 0.0067275 | 384.5648 | 0.045095 | 630.4855 | 0.0031028 | 802.8935 | 0.042615 | 797.6375 | 0.019621 | 630.4855 | 0.015281 | 802.8935 | 0.026941 | 802.8935 | 0.015137 | 803.0954 | 0 | 802.8935 | 0.052839 | 802.8935 | -0.0049783 | 802.8935 | 0.055884 | 633.0798 | 0.0005658 | 797.64 | 0.0098758 | 803.0954 | 0.003139 | 630.4855 | 0.012956 | 797.64 | -0.011167 | 802.8935 | 0.029531 | 797.64 | 0.002565 | 802.8935 | 0.022018 | 633.0798 | 11.9231 | 633.0798 | 36.0964 | 802.8935 | 0.0080765 | 803.0954 | 0.0028408 | 803.0954 | -0.00015212 | 802.8935 | 0.02486 | 940.0284 | 0.02974 | 802.8935 | 2.1862 | 802.8935 | 7.4076 | 939.6291 | 0.0013044 | 802.8935 | 2.0548 | 944.0105 | 0.0024198 | 940.0284 | 10.2695 | 944.0105 | 0.43382 | 1020.5497 | 0.32539 | 1238.6379 | 0.14263 | 1034.1274 | 0.0134 | 1153.8459 | 0 | 1153.0627 | 0 | 802.894 | 0.0054688 | 803.0954 | 0.032919 | 802.8935 | 0.11207 | 802.8935 | 0.025689 | 802.8935 | 0.0914 | 798.9821 | 0.098062
| 384.644 | 0 |  |  | 384.644 | 0.0063025 | 384.644 | 0.039051 | 630.606 | 0 | 803.1313 | -0.072811 | 797.8751 | -0.027032 | 630.606 | 0.00074721 | 803.1313 | -0.24479 | 803.1313 | -0.023712 | 803.3331 | 0 | 803.1313 | -0.091574 | 803.1313 | -0.073475 | 803.1313 | -0.14108 | 633.1998 | 0.0010528 | 797.88 | -0.027548 | 803.3331 | -0.019087 | 630.606 | 0.022986 | 797.88 | -0.0030125 | 803.1313 | 0.010611 | 797.88 | -0.014223 | 803.1313 | 0.013546 | 633.1998 | 11.6702 | 633.1998 | 36.163 | 803.1313 | -0.038282 | 803.3331 | -0.012766 | 803.3331 | -0.0069967 | 803.1313 | -0.0081771 | 940.1966 | 0.026163 | 803.1313 | 2.0768 | 803.1313 | 7.512 | 939.798 | 0 | 803.1313 | 2.0623 | 944.1811 | 0.0033522 | 940.1966 | 10.2927 | 944.1811 | 0.4396 | 1020.6534 | 0.32574 | 1238.7131 | 0.14197 | 1034.1405 | 0.013414 | 1153.9111 | 0 | 1153.1278 | 0 | 803.131 | 0.0050673 | 803.3331 | 0.023524 | 803.1313 | 0.092842 | 803.1313 | -0.00019689 | 803.1313 | 0.034515 | 799.2188 | 0.0975
| 384.7232 | 0 |  |  | 384.7232 | 0.0039709 | 384.7232 | 0.0428 | 630.7265 | 0.03128 | 803.3691 | 0.074356 | 798.1128 | -0.011096 | 630.7265 | 0.027942 | 803.3691 | 0.086861 | 803.3691 | 0.010236 | 803.5708 | 0 | 803.3691 | 0.042841 | 803.3691 | 0.0097632 | 803.3691 | 0.0057514 | 633.3197 | 0.00049497 | 798.11 | -0.035864 | 803.5708 | 0.0065867 | 630.7265 | 0.0052886 | 798.11 | -0.0147 | 803.3691 | 0.036334 | 798.11 | -0.0054798 | 803.3691 | 0.025569 | 633.3197 | 11.3802 | 633.3197 | 36.2344 | 803.3691 | 0.038282 | 803.5708 | 0.004034 | 803.5708 | 0.0029295 | 803.3691 | 0.042099 | 940.3648 | 0.024988 | 803.3691 | 2.0474 | 803.3691 | 7.599 | 939.9669 | 0.0018258 | 803.3691 | 2.1347 | 944.3516 | 0.0024779 | 940.3648 | 10.3093 | 944.3516 | 0.44557 | 1020.7571 | 0.3262 | 1238.7883 | 0.14131 | 1034.1536 | 0.013428 | 1153.9763 | 0 | 1153.193 | 0 | 803.369 | 0.0048513 | 803.5708 | 0.034497 | 803.3691 | 0.11508 | 803.3691 | 0.02629 | 803.3691 | 0.098218 | 799.4554 | 0.09738
| 384.8025 | 0 |  |  | 384.8025 | 0.004991 | 384.8025 | 0.037117 | 630.847 | 0 | 803.6069 | -0.041885 | 798.3504 | -0.0417 | 630.847 | 0 | 803.6069 | -0.15981 | 803.6069 | -0.029392 | 803.8085 | 0 | 803.6069 | -0.09493 | 803.6069 | -0.028473 | 803.6069 | -0.10077 | 633.4397 | 0.0010138 | 798.35 | -0.018192 | 803.8085 | -0.015475 | 630.847 | 0.01118 | 798.35 | -0.006546 | 803.6069 | 0.018323 | 798.35 | 0.0015157 | 803.6069 | 0.014002 | 633.4397 | 11.1381 | 633.4397 | 36.3589 | 803.6069 | -0.028549 | 803.8085 | -0.0091637 | 803.8085 | -0.0044882 | 803.6069 | -0.0037294 | 940.533 | 0.034065 | 803.6069 | 1.9331 | 803.6069 | 7.6711 | 940.1358 | 0 | 803.6069 | 2.1247 | 944.5222 | 0.0034739 | 940.533 | 10.3354 | 944.5222 | 0.45017 | 1020.8608 | 0.32697 | 1238.8634 | 0.14066 | 1034.1667 | 0.01344 | 1154.0416 | 0 | 1153.2582 | 0 | 803.607 | 0.0050701 | 803.8085 | 0.025983 | 803.6069 | 0.083678 | 803.6069 | 0.011421 | 803.6069 | 0.052837 | 799.6921 | 0.095828
| 384.8817 | 0 |  |  | 384.8817 | 0.0046753 | 384.8817 | 0.046914 | 630.9675 | 0.012938 | 803.8447 | 0.0074024 | 798.588 | 0.034275 | 630.9675 | 0.020126 | 803.8447 | 0.0048945 | 803.8447 | 0.0095066 | 804.0463 | 0 | 803.8447 | 0.043321 | 803.8447 | 0.018756 | 803.8447 | 0.054915 | 633.5596 | 0.00052515 | 798.59 | -0.032746 | 804.0463 | 0.0069754 | 630.9675 | 0.024867 | 798.59 | 0.0075879 | 803.8447 | 0.029005 | 798.59 | 0.0022152 | 803.8447 | 0.021105 | 633.5596 | 10.8494 | 633.5596 | 36.3796 | 803.8447 | 0.030673 | 804.0463 | 0.0016097 | 804.0463 | 0.0011106 | 803.8447 | 0.025484 | 940.7012 | 0.019168 | 803.8447 | 1.9141 | 803.8447 | 7.6624 | 940.3047 | 0.0013044 | 803.8447 | 2.2066 | 944.6928 | 0.0021719 | 940.7012 | 10.3491 | 944.6928 | 0.4546 | 1020.9645 | 0.32758 | 1238.9386 | 0.14 | 1034.1798 | 0.013452 | 1154.1068 | 0 | 1153.3234 | 0 | 803.845 | 0.0047516 | 804.0463 | 0.031929 | 803.8447 | 0.10892 | 803.8447 | 0.036806 | 803.8447 | 0.079682 | 799.9288 | 0.096235
| 384.961 | 0 |  |  | 384.961 | 0.0067883 | 384.961 | 0.034979 | 631.088 | 0 | 804.0825 | -0.044295 | 798.8256 | -0.072425 | 631.088 | 0 | 804.0825 | -0.22093 | 804.0825 | -0.027893 | 804.284 | 0 | 804.0825 | -0.080911 | 804.0825 | -0.065588 | 804.0825 | -0.12008 | 633.6795 | 0.0009912 | 798.83 | -0.038983 | 804.284 | -0.0050294 | 631.088 | 0.0096899 | 798.83 | -0.013069 | 804.0825 | 0.013553 | 798.83 | -0.01912 | 804.0825 | 0.013444 | 633.6795 | 10.5995 | 633.6795 | 36.3989 | 804.0825 | -0.026932 | 804.284 | -0.0046868 | 804.284 | -0.0067345 | 804.0825 | -0.012417 | 940.8693 | 0.030061 | 804.0825 | 1.7931 | 804.0825 | 7.69 | 940.4736 | 0 | 804.0825 | 2.1711 | 944.8634 | 0.002977 | 940.8693 | 10.3659 | 944.8634 | 0.46029 | 1021.0682 | 0.32829 | 1239.0138 | 0.13936 | 1034.1929 | 0.013463 | 1154.1721 | 0 | 1153.3884 | 0 | 804.083 | 0.0052611 | 804.284 | 0.025506 | 804.0825 | 0.094044 | 804.0825 | 0.01938 | 804.0825 | 0.051133 | 800.1655 | 0.095204
| 385.0403 | 0 |  |  | 385.0403 | 0.0089377 | 385.0403 | 0.046063 | 631.2086 | 0.019941 | 804.3204 | -0.014703 | 799.0633 | 0.05929 | 631.2086 | 0.025362 | 804.3204 | 0.10016 | 804.3204 | 0.003157 | 804.5218 | 0 | 804.3204 | 0.042996 | 804.3204 | 0.01027 | 804.3204 | 0.064604 | 633.7995 | 0.0004694 | 799.06 | 0.037943 | 804.5218 | 0.0040142 | 631.2086 | 0.020165 | 799.06 | -0.0068178 | 804.3204 | 0.031426 | 799.06 | 0.0085112 | 804.3204 | 0.01593 | 633.7995 | 10.3014 | 633.7995 | 36.321 | 804.3204 | 0.030158 | 804.5218 | -0.00069917 | 804.5218 | -0.0020748 | 804.3204 | 0.031856 | 941.0375 | 0.037856 | 804.3204 | 1.7738 | 804.3204 | 7.8037 | 940.6425 | 0.0023475 | 804.3204 | 2.2538 | 945.034 | 0.0022575 | 941.0375 | 10.3753 | 945.034 | 0.46519 | 1021.1719 | 0.32878 | 1239.089 | 0.13871 | 1034.2061 | 0.013473 | 1154.2373 | 0 | 1153.4536 | 0 | 804.32 | 0.0053359 | 804.5218 | 0.029873 | 804.3204 | 0.10231 | 804.3204 | 0.03245 | 804.3204 | 0.072012 | 800.4022 | 0.09545
| 385.1195 | 0 |  |  | 385.1195 | 0.0024409 | 385.1195 | 0.029622 | 631.3291 | 0 | 804.5582 | -0.066208 | 799.3009 | -0.055828 | 631.3291 | 0 | 804.5582 | -0.16623 | 804.5582 | -0.026281 | 804.7595 | 0 | 804.5582 | -0.085178 | 804.5582 | -0.015745 | 804.5582 | -0.026101 | 633.9195 | 0.00099329 | 799.3 | -0.1263 | 804.7595 | -0.0094018 | 631.3291 | 0.017658 | 799.3 | 0.0056853 | 804.5582 | 0.015893 | 799.3 | -0.02087 | 804.5582 | 0.010045 | 633.9195 | 10.0537 | 633.9195 | 36.2773 | 804.5582 | -0.042331 | 804.7595 | -0.0099534 | 804.7595 | -0.0056815 | 804.5582 | 0.026734 | 941.2057 | 0.034653 | 804.5582 | 1.6637 | 804.5582 | 7.8776 | 940.8114 | 0 | 804.5582 | 2.2751 | 945.2046 | 0.0038008 | 941.2057 | 10.3805 | 945.2046 | 0.47048 | 1021.2758 | 0.32894 | 1239.1642 | 0.13807 | 1034.2191 | 0.013482 | 1154.3026 | 0 | 1153.5188 | 0 | 804.558 | 0.0048652 | 804.7595 | 0.025616 | 804.5582 | 0.077218 | 804.5582 | 0.0032223 | 804.5582 | 0.051133 | 800.639 | 0.094405
| 385.1988 | 0 |  |  | 385.1988 | 0.0058896 | 385.1988 | 0.046763 | 631.4497 | 0.024828 | 804.7961 | 0.032483 | 799.5386 | 0.046307 | 631.4497 | 0.028801 | 804.7961 | 0.070148 | 804.7961 | 0.010543 | 804.9973 | 0 | 804.7961 | 0.06127 | 804.7961 | 0.068078 | 804.7961 | 0.046861 | 634.0394 | 0.00052766 | 799.54 | -0.051458 | 804.9973 | 0.0022337 | 631.4497 | 0.011807 | 799.54 | 0.00079277 | 804.7961 | 0.028103 | 799.54 | -0.0040807 | 804.7961 | 0.023438 | 634.0394 | 9.7622 | 634.0394 | 36.1921 | 804.7961 | 0.018126 | 804.9973 | 0.0085084 | 804.9973 | 0.0042436 | 804.7961 | 0.020363 | 941.3739 | 0.03193 | 804.7961 | 1.6448 | 804.7961 | 7.8795 | 940.9803 | 0.0013044 | 804.7961 | 2.3186 | 945.3752 | 0.0029748 | 941.3739 | 10.3789 | 945.3752 | 0.47596 | 1021.3796 | 0.32923 | 1239.2394 | 0.13742 | 1034.2322 | 0.013491 | 1154.3679 | 0 | 1153.584 | 0 | 804.796 | 0.0050756 | 804.9973 | 0.033947 | 804.7961 | 0.10561 | 804.7961 | 0.035004 | 804.7961 | 0.089056 | 800.8757 | 0.094237
| 385.278 | 0 |  |  | 385.278 | 0.0071283 | 385.278 | 0.03536 | 631.5702 | 0 | 805.0339 | -0.040562 | 799.7762 | -0.080219 | 631.5702 | 0 | 805.0339 | -0.19723 | 805.0339 | -0.023929 | 805.2351 | 0 | 805.0339 | -0.086726 | 805.0339 | -0.075135 | 805.0339 | -0.069579 | 634.1594 | 0.001036 | 799.78 | -0.050418 | 805.2351 | -0.0066493 | 631.5702 | 0.021523 | 799.78 | -0.016603 | 805.0339 | 0.016409 | 799.78 | -0.011076 | 805.0339 | 0.0035816 | 634.1594 | 9.5213 | 634.1594 | 36.0764 | 805.0339 | -0.031281 | 805.2351 | -0.0070751 | 805.2351 | -0.0035473 | 805.0339 | -0.021987 | 941.5421 | 0.026483 | 805.0339 | 1.5498 | 805.0339 | 8.0378 | 941.1492 | 0 | 805.0339 | 2.3116 | 945.5458 | 0.0039291 | 941.5421 | 10.3828 | 945.5458 | 0.48111 | 1021.4834 | 0.32967 | 1239.3146 | 0.13679 | 1034.2452 | 0.013499 | 1154.4332 | 0 | 1153.6492 | 0 | 805.034 | 0.0051891 | 805.2351 | 0.018497 | 805.0339 | 0.084129 | 805.0339 | -0.0019299 | 805.0339 | 0.060294 | 801.1124 | 0.094004
| 385.3573 | 0 |  |  | 385.3573 | 0.0085491 | 385.3573 | 0.048446 | 631.6908 | 0.033235 | 805.2718 | 0.042848 | 800.0139 | 0.045462 | 631.6908 | 0.039548 | 805.2718 | 0.048844 | 805.2718 | 0.018916 | 805.4729 | 0 | 805.2718 | 0.056718 | 805.2718 | 0.049813 | 805.2718 | 0.04472 | 634.2793 | 0.00051215 | 800.01 | 0.0036384 | 805.4729 | 0.010932 | 631.6908 | 0.01421 | 800.01 | 0.0067725 | 805.2718 | 0.026607 | 800.01 | -0.014223 | 805.2718 | 0.020192 | 634.2793 | 9.2554 | 634.2793 | 35.9472 | 805.2718 | 0.020874 | 805.4729 | 0.0073827 | 805.4729 | 0.0061569 | 805.2718 | 0.0029156 | 941.7103 | 0.026003 | 805.2718 | 1.565 | 805.2718 | 8.0473 | 941.3181 | 0.0013044 | 805.2718 | 2.4158 | 945.7164 | 0.0033906 | 941.7103 | 10.3842 | 945.7164 | 0.48594 | 1021.5872 | 0.32999 | 1239.3899 | 0.13615 | 1034.2584 | 0.013505 | 1154.4985 | 0 | 1153.7145 | 0 | 805.272 | 0.005563 | 805.4729 | 0.02657 | 805.2718 | 0.10095 | 805.2718 | 0.036656 | 805.2718 | 0.095874 | 801.3492 | 0.093849
| 385.4366 | 0 |  |  | 385.4366 | 0.0024773 | 385.4366 | 0.031688 | 631.8114 | 0 | 805.5096 | -0.016883 | 800.2516 | -0.045929 | 631.8114 | 0 | 805.5096 | -0.1028 | 805.5096 | -0.01976 | 805.7107 | 0 | 805.5096 | -0.085464 | 805.5096 | -0.061436 | 805.5096 | -0.070415 | 634.3993 | 0.0010168 | 800.25 | 0.0015593 | 805.7107 | -0.0070598 | 631.8114 | 0.02633 | 800.25 | 0.00052096 | 805.5096 | 0.0062792 | 800.25 | -0.010377 | 805.5096 | 0.0069503 | 634.3993 | 9.0504 | 634.3993 | 35.8358 | 805.5096 | -0.015151 | 805.7107 | -0.0058852 | 805.7107 | -0.0037044 | 805.5096 | 0.022611 | 941.8785 | 0.031075 | 805.5096 | 1.4536 | 805.5096 | 8.0116 | 941.4871 | 0 | 805.5096 | 2.4004 | 945.887 | 0.0035397 | 941.8785 | 10.4004 | 945.887 | 0.49047 | 1021.6911 | 0.33056 | 1239.4651 | 0.13551 | 1034.2715 | 0.013512 | 1154.5637 | 0 | 1153.7797 | 0 | 805.51 | 0.0043612 | 805.7107 | 0.025653 | 805.5096 | 0.077669 | 805.5096 | 0.0083374 | 805.5096 | 0.049855 | 801.5859 | 0.093236
| 385.5158 | 0 |  |  | 385.5158 | 0.0054039 | 385.5158 | 0.044729 | 631.932 | 0.034408 | 805.7475 | -0.026265 | 800.4893 | 0.050243 | 631.932 | 0.036109 | 805.7475 | -0.028176 | 805.7475 | 0.0015299 | 805.9485 | 0 | 805.7475 | 0.041778 | 805.7475 | 0.039664 | 805.7475 | 0.042705 | 634.5193 | 0.00050922 | 800.49 | 0.054577 | 805.9485 | -0.00043094 | 631.932 | 0.026016 | 800.49 | 0.0016082 | 805.7475 | 0.02593 | 800.49 | 0.0060627 | 805.7475 | 0.0068489 | 634.5193 | 8.8171 | 634.5193 | 35.6895 | 805.7475 | 0.037545 | 805.9485 | 0.0029533 | 805.9485 | -0.00014844 | 805.7475 | 0.028732 | 942.0467 | 0.024134 | 805.7475 | 1.445 | 805.7475 | 8.1422 | 941.656 | 0.0023475 | 805.7475 | 2.468 | 946.0576 | 0.0017616 | 942.0467 | 10.4171 | 946.0576 | 0.49313 | 1021.795 | 0.33148 | 1239.5403 | 0.13488 | 1034.2845 | 0.013517 | 1154.629 | 0 | 1153.8448 | 0 | 805.748 | 0.0033145 | 805.9485 | 0.019634 | 805.7475 | 0.099753 | 805.7475 | 0.023286 | 805.7475 | 0.089483 | 801.8227 | 0.093918
| 385.5951 | 0 |  |  | 385.5951 | 0.0042017 | 385.5951 | 0.031479 | 632.0526 | 0 | 805.9854 | 0.0075807 | 800.727 | -0.096866 | 632.0526 | 0 | 805.9854 | -0.1934 | 805.9854 | -0.0036817 | 806.1863 | 0 | 805.9854 | -0.076135 | 805.9854 | -0.010535 | 805.9854 | -0.088173 | 634.6392 | 0.0010331 | 800.73 | 0.034825 | 806.1863 | -0.0099145 | 632.0526 | 0.001681 | 800.73 | -0.00056627 | 805.9854 | 0.018583 | 800.73 | -0.0065291 | 805.9854 | 0.013901 | 634.6392 | 8.6091 | 634.6392 | 35.5075 | 805.9854 | -0.010697 | 806.1863 | -0.0011665 | 806.1863 | -0.0052128 | 805.9854 | 0.034729 | 942.2149 | 0.019168 | 805.9854 | 1.3783 | 805.9854 | 8.2398 | 941.8249 | 0 | 805.9854 | 2.4422 | 946.2282 | 0.002581 | 942.2149 | 10.4527 | 946.2282 | 0.497 | 1021.8989 | 0.33182 | 1239.6156 | 0.13425 | 1034.2977 | 0.013521 | 1154.6945 | 0 | 1153.91 | 0 | 805.985 | 0.0048375 | 806.1863 | 0.027121 | 805.9854 | 0.095696 | 805.9854 | 0.012518 | 805.9854 | 0.057738 | 802.0594 | 0.092648
| 385.6744 | 0 |  |  | 385.6744 | 0.0047967 | 385.6744 | 0.044742 | 632.1732 | 0.0024003 | 806.2233 | 0.049574 | 800.9647 | 0.022572 | 632.1732 | 0.024503 | 806.2233 | 0.066695 | 806.2233 | 0.013303 | 806.4241 | 0 | 806.2233 | 0.044285 | 806.2233 | 0.028916 | 806.2233 | 0.017322 | 634.7592 | 0.00052766 | 800.96 | -0.012994 | 806.4241 | 0.0076543 | 632.1732 | 0.02936 | 800.96 | -0.018233 | 806.2233 | 0.028202 | 800.96 | -0.0065291 | 806.2233 | 0.018467 | 634.7592 | 8.355 | 634.7592 | 35.3178 | 806.2233 | 0.029346 | 806.4241 | 0.0037914 | 806.4241 | 0.0025451 | 806.2233 | -0.00029935 | 942.3831 | 0.02894 | 806.2233 | 1.3626 | 806.2233 | 8.2086 | 941.9939 | 0.0018258 | 806.2233 | 2.5289 | 946.3988 | 0.0016234 | 942.3831 | 10.4812 | 946.3988 | 0.50165 | 1022.0028 | 0.33211 | 1239.6908 | 0.13363 | 1034.3108 | 0.013525 | 1154.7598 | 0 | 1153.9753 | 0 | 806.223 | 0.0053304 | 806.4241 | 0.031782 | 806.2233 | 0.10291 | 806.2233 | 0.029145 | 806.2233 | 0.086074 | 802.2962 | 0.093274
| 385.7536 | 0 |  |  | 385.7536 | 0.0068368 | 385.7536 | 0.03357 | 632.2938 | 0 | 806.4612 | -0.047537 | 801.2024 | -0.028996 | 632.2938 | 0 | 806.4612 | -0.17748 | 806.4612 | -0.032232 | 806.6619 | 0 | 806.4612 | -0.1106 | 806.4612 | -0.078041 | 806.4612 | -0.069365 | 634.8792 | 0.0010218 | 801.2 | 0.030666 | 806.6619 | -0.0084064 | 632.2938 | 0.0055371 | 801.2 | -0.0084487 | 806.4612 | 0.018477 | 801.2 | -0.01947 | 806.4612 | 0.0057835 | 634.8792 | 8.1424 | 634.8792 | 35.2083 | 806.4612 | -0.045275 | 806.6619 | -0.0070865 | 806.6619 | -0.0070388 | 806.4612 | -0.0013648 | 942.5513 | 0.031823 | 806.4612 | 1.2812 | 806.4612 | 8.3065 | 942.1628 | 0 | 806.4612 | 2.4816 | 946.5694 | 0.001664 | 942.5513 | 10.5201 | 946.5694 | 0.50554 | 1022.1068 | 0.33312 | 1239.7661 | 0.133 | 1034.3239 | 0.013528 | 1154.8251 | 0 | 1154.0405 | 0 | 806.461 | 0.0045523 | 806.6619 | 0.020919 | 806.4612 | 0.075115 | 806.4612 | -0.041013 | 806.4612 | 0.044528 | 802.533 | 0.092289
| 385.8329 | 0 |  |  | 385.8329 | 0.0063754 | 385.8329 | 0.043196 | 632.4144 | 0.02346 | 806.6991 | -0.023863 | 801.4401 | 0.011844 | 632.4144 | 0.032455 | 806.6991 | 0.059686 | 806.6991 | 0.011738 | 806.8998 | 0 | 806.6991 | 0.036249 | 806.6991 | 0.026928 | 806.6991 | 0.040494 | 634.9991 | 0.00049958 | 801.44 | 0.031706 | 806.8998 | 0.0093426 | 632.4144 | 0.034897 | 801.44 | 0.010578 | 806.6991 | 0.02373 | 801.44 | -0.025767 | 806.6991 | 0.0082694 | 634.9991 | 7.9055 | 634.9991 | 35.1297 | 806.6991 | 0.018252 | 806.8998 | 0.00089681 | 806.8998 | 0.0027397 | 806.6991 | 0.031856 | 942.7195 | 0.025522 | 806.6991 | 1.2675 | 806.6991 | 8.3731 | 942.3317 | 0.0013044 | 806.6991 | 2.5893 | 946.74 | 0.00080952 | 942.7195 | 10.5482 | 946.74 | 0.50954 | 1022.2107 | 0.334 | 1239.8414 | 0.13238 | 1034.337 | 0.01353 | 1154.8904 | 0 | 1154.1058 | 0 | 806.699 | 0.0045107 | 806.8998 | 0.024001 | 806.6991 | 0.10095 | 806.6991 | 0.085631 | 806.6991 | 0.093531 | 802.7698 | 0.092271
| 385.9122 | 0 |  |  | 385.9122 | 0.0073954 | 385.9122 | 0.031798 | 632.535 | 0 | 806.937 | -0.024291 | 801.6778 | -0.065862 | 632.535 | 0 | 806.937 | -0.1098 | 806.937 | -0.022207 | 807.1376 | 0 | 806.937 | -0.068695 | 806.937 | -0.017329 | 806.937 | -0.1394 | 635.1191 | 0.001036 | 801.68 | -0.049377 | 807.1376 | -0.0093207 | 632.535 | 0.030404 | 801.68 | -0.010623 | 806.937 | 0.014849 | 801.68 | -0.00513 | 806.937 | 0.013292 | 635.1191 | 7.7194 | 635.1191 | 35.0416 | 806.937 | -0.017747 | 807.1376 | -0.0055523 | 807.1376 | -0.0041729 | 806.937 | 0.0067436 | 942.8877 | 0.026377 | 806.937 | 1.2073 | 806.937 | 8.3979 | 942.5007 | 0 | 806.937 | 2.5967 | 946.9106 | 0.0018253 | 942.8877 | 10.5833 | 946.9106 | 0.51468 | 1022.3147 | 0.33492 | 1239.9168 | 0.13176 | 1034.3501 | 0.013532 | 1154.9557 | 0 | 1154.171 | 0 | 806.937 | 0.0047267 | 807.1376 | 0.022864 | 806.937 | 0.077819 | 806.937 | -0.0013547 | 806.937 | 0.036858 | 803.0066 | 0.091275
| 385.9915 | 0 |  |  | 385.9915 | 0.0049546 | 385.9915 | 0.041478 | 632.6557 | 0.010479 | 807.1749 | -0.017118 | 801.9155 | 0.0086398 | 632.6557 | 0.015281 | 807.1749 | 0.014986 | 807.1749 | 0.0039893 | 807.3755 | 0 | 807.1749 | 0.040276 | 807.1749 | 0.015616 | 807.1749 | 0.058698 | 635.2391 | 0.00053856 | 801.92 | 0.0036384 | 807.3755 | 0.0011589 | 632.6557 | 0.023718 | 801.92 | -0.023398 | 807.1749 | 0.027923 | 801.92 | 0.0018654 | 807.1749 | 0.010451 | 635.2391 | 7.4847 | 635.2391 | 34.8629 | 807.1749 | 0.021406 | 807.3755 | -0.00022802 | 807.3755 | -0.001499 | 807.1749 | 0.027233 | 943.0559 | 0.033638 | 807.1749 | 1.211 | 807.1749 | 8.5178 | 942.6696 | 0.0013044 | 807.1749 | 2.7084 | 947.0813 | 0.0007557 | 943.0559 | 10.6131 | 947.0813 | 0.5192 | 1022.4187 | 0.33612 | 1239.9921 | 0.13114 | 1034.3632 | 0.013532 | 1155.0211 | 0 | 1154.2363 | 0 | 807.175 | 0.0043612 | 807.3755 | 0.023488 | 807.1749 | 0.095696 | 807.1749 | 0.025539 | 807.1749 | 0.075421 | 803.2434 | 0.091267
| 386.0708 | 0 |  |  | 386.0708 | 0.0028173 | 386.0708 | 0.030225 | 632.7763 | 0 | 807.4129 | -0.093024 | 802.1533 | 0.007101 | 632.7763 | 0 | 807.4129 | -0.11148 | 807.4129 | -0.039599 | 807.6133 | 0 | 807.4129 | -0.091882 | 807.4129 | -0.028184 | 807.4129 | -0.14276 | 635.3591 | 0.0010968 | 802.15 | 0.0098758 | 807.6134 | -0.015 | 632.7763 | 0.0040539 | 802.15 | -0.0089922 | 807.4129 | 0.0063024 | 802.15 | 0.017955 | 807.4129 | 0.0061894 | 635.3591 | 7.2892 | 635.3591 | 34.5804 | 807.4129 | -0.041595 | 807.6134 | -0.0090824 | 807.6134 | -0.0058568 | 807.4129 | -0.015615 | 943.2241 | 0.020717 | 807.4129 | 1.1052 | 807.4129 | 8.4835 | 942.8385 | 0 | 807.4129 | 2.6958 | 947.2519 | 0.0020479 | 943.2241 | 10.6437 | 947.2519 | 0.52376 | 1022.5228 | 0.33668 | 1240.0673 | 0.13053 | 1034.3763 | 0.013532 | 1155.0864 | 0 | 1154.3016 | 0 | 807.413 | 0.0044415 | 807.6133 | 0.017652 | 807.4129 | 0.069857 | 807.4129 | 0.0072934 | 807.4129 | 0.050494 | 803.4802 | 0.090005
| 386.15 | 0 |  |  | 386.15 | 0.0048817 | 386.15 | 0.046059 | 632.897 | 0.045942 | 807.6508 | -0.010591 | 802.391 | 0.0087657 | 632.897 | 0.023213 | 807.6508 | 0.019982 | 807.6508 | 0.0056988 | 807.8512 | 0 | 807.6508 | 0.036485 | 807.6508 | 0.050228 | 807.6508 | 0.052253 | 635.4791 | 0.00056119 | 802.39 | 0.056654 | 807.8512 | 0.002246 | 632.897 | 0.038554 | 802.39 | 0.0092188 | 807.6508 | 0.030379 | 802.39 | -0.015973 | 807.6508 | 0.015321 | 635.4791 | 7.0526 | 635.4791 | 34.1935 | 807.6508 | -0.0035317 | 807.8512 | 0.0014689 | 807.8512 | -0.00030451 | 807.6508 | 0.027983 | 943.3923 | 0.035133 | 807.6508 | 1.1014 | 807.6508 | 8.6347 | 943.0075 | 0.0018258 | 807.6508 | 2.7397 | 947.4225 | 0.0016624 | 943.3923 | 10.6616 | 947.4225 | 0.52778 | 1022.6268 | 0.33658 | 1240.1426 | 0.12992 | 1034.3894 | 0.013532 | 1155.1519 | 0 | 1154.3668 | 0 | 807.651 | 0.0044997 | 807.8512 | 0.025506 | 807.6508 | 0.094344 | 807.6508 | 0.016976 | 807.6508 | 0.072012 | 803.7171 | 0.090761
| 386.2293 | 0 |  |  | 386.2293 | 0.0030359 | 386.2293 | 0.032881 | 633.0177 | 0 | 807.8888 | -0.017402 | 802.6288 | -0.017238 | 633.0177 | 0 | 807.8888 | -0.17781 | 807.8888 | -0.033068 | 808.0891 | 0 | 807.8888 | -0.081356 | 807.8888 | -0.044832 | 807.8888 | -0.036277 | 635.5991 | 0.0010851 | 802.63 | -0.061854 | 808.0891 | -0.0087951 | 633.0177 | 0.017135 | 802.63 | -0.02965 | 807.8888 | 0.012941 | 802.63 | -0.012125 | 807.8888 | 0.01111 | 635.5991 | 6.8628 | 635.5991 | 33.7698 | 807.8888 | -0.043435 | 808.0891 | -0.0084528 | 808.0891 | -0.0060969 | 807.8888 | 0.0074778 | 943.5605 | 0.037803 | 807.8888 | 1.044 | 807.8888 | 8.5555 | 943.1764 | 0 | 807.8888 | 2.7209 | 947.5931 | 0.0026134 | 943.5605 | 10.6789 | 947.5931 | 0.53213 | 1022.7309 | 0.33663 | 1240.218 | 0.12931 | 1034.4026 | 0.013531 | 1155.2172 | 0 | 1154.4321 | 0 | 807.889 | 0.0038129 | 808.0891 | 0.022166 | 807.8888 | 0.088636 | 807.8888 | 0.011885 | 807.8888 | 0.049002 | 803.9539 | 0.08919
| 386.3086 | 0 |  |  | 386.3086 | 0.0058653 | 386.3086 | 0.044495 | 633.1383 | 0.012236 | 808.1267 | -0.015065 | 802.8665 | 0.016267 | 633.1383 | 0.024932 | 808.1267 | 0.023685 | 808.1267 | 0.0081985 | 808.327 | 0 | 808.1267 | 0.041761 | 808.1267 | 0.010339 | 808.1267 | 0.011989 | 635.719 | 0.00052515 | 802.87 | 0.029627 | 808.327 | -0.00015584 | 633.1383 | 0.013583 | 802.87 | 0.0021518 | 808.1267 | 0.024931 | 802.87 | 0.0085112 | 808.1267 | 0.0096899 | 635.719 | 6.6347 | 635.719 | 33.3559 | 808.1267 | 0.016442 | 808.327 | 0.0012147 | 808.327 | 0.00042039 | 808.1267 | 0.028732 | 943.7287 | 0.02077 | 808.1267 | 1.0319 | 808.1267 | 8.5799 | 943.3454 | 0.0013044 | 808.1267 | 2.8441 | 947.7638 | 0.0015647 | 943.7287 | 10.6849 | 947.7638 | 0.53716 | 1022.835 | 0.33743 | 1240.2933 | 0.1287 | 1034.4156 | 0.013529 | 1155.2826 | 0 | 1154.4974 | 0 | 808.127 | 0.0047156 | 808.327 | 0.020221 | 808.1267 | 0.099152 | 808.1267 | 0.035154 | 808.1267 | 0.089269 | 804.1907 | 0.089991
| 386.3879 | 0 |  |  | 386.3879 | 0.0062296 | 386.3879 | 0.031035 | 633.259 | 0 | 808.3647 | -0.057176 | 803.1043 | -0.032231 | 633.259 | 0 | 808.3647 | -0.084243 | 808.3647 | -0.030084 | 808.5649 | 0 | 808.3647 | -0.077042 | 808.3647 | -0.067248 | 808.3647 | -0.088173 | 635.839 | 0.001008 | 803.1 | -0.00051979 | 808.5649 | -0.015405 | 633.259 | 0.024867 | 803.1 | 0.0024236 | 808.3647 | 0.019285 | 803.1 | 0.007112 | 808.3647 | 0.011871 | 635.839 | 6.4531 | 635.839 | 33.0174 | 808.3647 | -0.034903 | 808.5649 | -0.0080207 | 808.5649 | -0.0041869 | 808.3647 | -0.0026294 | 943.8969 | 0.023547 | 808.3647 | 0.96423 | 808.3647 | 8.6783 | 943.5143 | 0 | 808.3647 | 2.7767 | 947.9344 | 0.0022822 | 943.8969 | 10.6924 | 947.9344 | 0.54199 | 1022.9391 | 0.33888 | 1240.3686 | 0.1281 | 1034.4287 | 0.013526 | 1155.3479 | 0 | 1154.5627 | 0 | 808.365 | 0.0044997 | 808.5649 | 0.021689 | 808.3647 | 0.081274 | 808.3647 | 0.0065086 | 808.3647 | 0.03558 | 804.4276 | 0.088506
| 386.4672 | 0 |  |  | 386.4672 | 0.0083669 | 386.4672 | 0.043945 | 633.3797 | 0.0094255 | 808.6027 | -0.010619 | 803.3421 | 0.010326 | 633.3797 | 0.0044723 | 808.6027 | -0.079268 | 808.6027 | 0.013664 | 808.8028 | 0 | 808.6027 | 0.052788 | 808.6027 | -0.0261 | 808.6027 | 0.026187 | 635.959 | 0.00050461 | 803.34 | -0.038983 | 808.8028 | -0.0029454 | 633.3797 | 0.0023231 | 803.34 | -0.0024689 | 808.6027 | 0.018522 | 803.34 | -0.0086277 | 808.6027 | 0.018467 | 635.959 | 6.2523 | 635.959 | 32.7284 | 808.6027 | 0.026219 | 808.8028 | 0.0047055 | 808.8028 | -0.00097119 | 808.6027 | 0.015615 | 944.0652 | 0.029847 | 808.6027 | 0.96739 | 808.6027 | 8.6833 | 943.6833 | 0.0018258 | 808.6027 | 2.8699 | 948.1051 | 0.00089569 | 944.0652 | 10.6902 | 948.1051 | 0.54528 | 1023.0433 | 0.33971 | 1240.444 | 0.1275 | 1034.4419 | 0.013523 | 1155.4133 | 0 | 1154.6281 | 0 | 808.603 | 0.0044553 | 808.8028 | 0.024295 | 808.6027 | 0.096147 | 808.6027 | 0.024638 | 808.6027 | 0.075421 | 804.6644 | 0.088971
| 386.5465 | 0 |  |  | 386.5465 | 0.001065 | 386.5465 | 0.031293 | 633.5004 | 0 | 808.8406 | -0.15594 | 803.5799 | -0.096955 | 633.5004 | 0 | 808.8406 | -0.21647 | 808.8406 | -0.038681 | 809.0407 | 0 | 808.8406 | -0.090052 | 808.8406 | -0.058116 | 808.8406 | -0.094051 | 636.079 | 0.0010549 | 803.58 | 0.0015593 | 809.0407 | -0.017647 | 633.5004 | 0.0082067 | 803.58 | -0.024213 | 808.8406 | 0.0075705 | 803.58 | -0.0089774 | 808.8406 | -0.0097914 | 636.079 | 6.0815 | 636.079 | 32.4664 | 808.8406 | -0.060735 | 809.0407 | -0.01605 | 809.0407 | -0.0063048 | 808.8406 | 0.0022621 | 944.2334 | 0.031235 | 808.8406 | 0.90339 | 808.8406 | 8.7505 | 943.8523 | 0 | 808.8406 | 2.8916 | 948.2757 | 0.0019218 | 944.2334 | 10.6938 | 948.2757 | 0.55023 | 1023.1474 | 0.34004 | 1240.5194 | 0.1269 | 1034.455 | 0.01352 | 1155.4788 | 0 | 1154.6934 | 0 | 808.841 | 0.0043584 | 809.0407 | 0.0018264 | 808.8406 | 0.069406 | 808.8406 | 0.0036103 | 808.8406 | 0.03771 | 804.9013 | 0.088507
| 386.6258 | 0 |  |  | 386.6258 | 0.0082091 | 386.6258 | 0.0365 | 633.6211 | 0 | 809.0786 | -0.048483 | 803.8176 | 0.012577 | 633.6211 | 0 | 809.0786 | 0.061045 | 809.0786 | -0.0015268 | 809.2787 | 0 | 809.0786 | 0.040823 | 809.0786 | 0.0027809 | 809.0786 | 0.021288 | 636.199 | 0.00057292 | 803.82 | -0.0046779 | 809.2787 | 0.0022932 | 633.6211 | 0.029046 | 803.82 | 0.0062289 | 809.0786 | 0.02061 | 803.82 | -0.0093273 | 809.0786 | 0.010096 | 636.199 | 5.8816 | 636.199 | 32.1773 | 809.0786 | 0.023302 | 809.2787 | -0.0062385 | 809.2787 | -0.0034229 | 809.0786 | 0.024985 | 944.4016 | 0.015751 | 809.0786 | 0.90884 | 809.0786 | 8.7165 | 944.0212 | 0.0028693 | 809.0786 | 3.0319 | 948.4463 | 0.0014973 | 944.4016 | 10.6919 | 948.4463 | 0.55609 | 1023.2516 | 0.34063 | 1240.5947 | 0.1263 | 1034.468 | 0.013516 | 1155.5442 | 0 | 1154.7587 | 0 | 809.079 | 0.0046187 | 809.2787 | 0.023781 | 809.0786 | 0.093142 | 809.0786 | 0.031098 | 809.0786 | 0.080321 | 805.1382 | 0.088324
| 386.7051 | 0 |  |  | 386.7051 | 0.0012872 | 386.7051 | 0.034005 | 633.7418 | 0 | 809.3166 | -0.083821 | 804.0554 | -0.072571 | 633.7418 | 0 | 809.3166 | -0.12608 | 809.3166 | -0.031406 | 809.5166 | 0 | 809.3166 | -0.088304 | 809.3166 | -0.061852 | 809.3166 | -0.09825 | 636.319 | 0.0010541 | 804.06 | -0.018192 | 809.5166 | -0.010543 | 633.7418 | 0.032285 | 804.06 | -0.023942 | 809.3166 | 0.0085898 | 804.06 | -0.0089774 | 809.3166 | 0.0044233 | 636.319 | 5.7326 | 636.319 | 31.9324 | 809.3166 | -0.01568 | 809.5166 | -0.0094135 | 809.5166 | -0.003697 | 809.3166 | 0.013117 | 944.5698 | 0.025789 | 809.3166 | 0.83184 | 809.3166 | 8.7898 | 944.1902 | 0 | 809.3166 | 2.9411 | 948.617 | 0.0023726 | 944.5698 | 10.6992 | 948.617 | 0.56023 | 1023.3558 | 0.34101 | 1240.6702 | 0.12571 | 1034.4812 | 0.013511 | 1155.6096 | 0 | 1154.824 | 0 | 809.317 | 0.0043086 | 809.5166 | 0.01824 | 809.3166 | 0.072411 | 809.3166 | 0.0091654 | 809.3166 | 0.055607 | 805.3751 | 0.08768
| 386.7844 | 0 |  |  | 386.7844 | 0.0057439 | 386.7844 | 0.039662 | 633.8625 | 0.023069 | 809.5546 | 0.068992 | 804.2933 | 0.02307 | 633.8625 | 0.028801 | 809.5546 | 0.087506 | 809.5546 | 0.011816 | 809.7545 | 0 | 809.5546 | 0.061404 | 809.5546 | 0.027158 | 809.5546 | 0.030549 | 636.439 | 0.00050754 | 804.29 | -0.028587 | 809.7545 | 0.01125 | 633.8625 | 0.020165 | 804.29 | 0.0026954 | 809.5546 | 0.021629 | 804.29 | -0.0089774 | 809.5546 | 0.017351 | 636.439 | 5.5581 | 636.439 | 31.5764 | 809.5546 | 0.029172 | 809.7545 | 0.0060461 | 809.7545 | 0.0032275 | 809.5546 | 0.04922 | 944.738 | 0.033798 | 809.5546 | 0.87015 | 809.5546 | 8.8142 | 944.3591 | 0.0023475 | 809.5546 | 3.0874 | 948.7876 | 0.0015332 | 944.738 | 10.7149 | 948.7876 | 0.56358 | 1023.46 | 0.34164 | 1240.7455 | 0.12512 | 1034.4943 | 0.013506 | 1155.6751 | 0 | 1154.8894 | 0 | 809.555 | 0.0040012 | 809.7545 | 0.031855 | 809.5546 | 0.098551 | 809.5546 | 0.031398 | 809.5546 | 0.07329 | 805.612 | 0.08754
| 386.8637 | 0 |  |  | 386.8637 | 0.0071768 | 386.8637 | 0.030088 | 633.9833 | 0 | 809.7926 | -0.064516 | 804.5311 | -0.011505 | 633.9833 | 0 | 809.7926 | -0.19731 | 809.7926 | -0.029752 | 809.9925 | 0 | 809.7926 | -0.085757 | 809.7926 | -0.092985 | 809.7926 | -0.058098 | 636.559 | 0.0010687 | 804.53 | 0.02339 | 809.9925 | -0.0079782 | 633.9833 | 0.018911 | 804.53 | 0.012209 | 809.7926 | 0.0047959 | 804.53 | 0.0043138 | 809.7926 | 0.010705 | 636.559 | 5.4254 | 636.559 | 31.2113 | 809.7926 | -0.042331 | 809.9925 | -0.011493 | 809.9925 | -0.0045336 | 809.7926 | -0.0065227 | 944.9062 | 0.022052 | 809.7926 | 0.80464 | 809.7926 | 8.8334 | 944.5281 | 0 | 809.7926 | 3.0218 | 948.9583 | 0.0018084 | 944.9062 | 10.7509 | 948.9583 | 0.56731 | 1023.5643 | 0.34278 | 1240.8209 | 0.12453 | 1034.5073 | 0.013501 | 1155.7405 | 0 | 1154.9547 | 0 | 809.793 | 0.0035997 | 809.9925 | 0.017873 | 809.7926 | 0.073763 | 809.7926 | 0.0039879 | 809.7926 | 0.047298 | 805.8489 | 0.087576
| 386.943 | 0 |  |  | 386.943 | 0.0061811 | 386.943 | 0.042252 | 634.104 | 0.0090743 | 810.0307 | 0.11247 | 804.7689 | 0.051269 | 634.104 | 0.013044 | 810.0307 | 0.062144 | 810.0307 | 0.015735 | 810.2305 | 0 | 810.0307 | 0.065282 | 810.0307 | 0.034231 | 810.0307 | 0.03471 | 636.679 | 0.00056789 | 804.77 | -0.033785 | 810.2304 | 0.01106 | 634.104 | 0.033121 | 804.77 | 0.0065008 | 810.0307 | 0.020422 | 804.77 | 0.01026 | 810.0307 | 0.02425 | 636.679 | 5.2389 | 636.679 | 30.7207 | 810.0307 | 0.035683 | 810.2304 | 0.010654 | 810.2304 | 0.00694 | 810.0307 | 0.020987 | 945.0745 | 0.028245 | 810.0307 | 0.79972 | 810.0307 | 8.8241 | 944.6971 | 0.0013044 | 810.0307 | 3.1507 | 949.1289 | 0.00053272 | 945.0745 | 10.7829 | 949.1289 | 0.57017 | 1023.6685 | 0.34401 | 1240.8964 | 0.12394 | 1034.5205 | 0.013495 | 1155.8059 | 0 | 1155.02 | 0 | 810.031 | 0.0038019 | 810.2305 | 0.031525 | 810.0307 | 0.0981 | 810.0307 | 0.01983 | 810.0307 | 0.07116 | 806.0858 | 0.087024
| 387.0223 | 0 |  |  | 387.0223 | 0.0050396 | 387.0223 | 0.027558 | 634.2247 | 0 | 810.2687 | -0.04526 | 805.0067 | -0.068386 | 634.2247 | 0 | 810.2687 | -0.14315 | 810.2687 | -0.022641 | 810.4684 | 0 | 810.2687 | -0.085636 | 810.2687 | -0.0085461 | 810.2687 | -0.12596 | 636.799 | 0.0011366 | 805.01 | -0.0077966 | 810.4684 | -0.0070966 | 634.2247 | 0.026643 | 805.01 | -0.033183 | 810.2687 | 0.015851 | 805.01 | -0.0023318 | 810.2687 | 0.0059864 | 636.799 | 5.1152 | 636.799 | 30.3527 | 810.2687 | -0.031814 | 810.4684 | -0.0054811 | 810.4684 | -0.0029752 | 810.2687 | -0.010214 | 945.2427 | 0.03257 | 810.2687 | 0.74796 | 810.2687 | 8.8388 | 944.8661 | 0 | 810.2687 | 3.1247 | 949.2996 | 0.0013708 | 945.2427 | 10.8196 | 949.2996 | 0.57303 | 1023.7728 | 0.34482 | 1240.9718 | 0.12336 | 1034.5336 | 0.013489 | 1155.8713 | 0 | 1155.0855 | 0 | 810.269 | 0.0034973 | 810.4684 | 0.020845 | 810.2687 | 0.065801 | 810.2687 | 0.009419 | 810.2687 | 0.031532 | 806.3227 | 0.086381
| 387.1016 | 0 |  |  | 387.1016 | 0.0073104 | 387.1016 | 0.038359 | 634.3455 | 0.022482 | 810.5067 | 0.0071903 | 805.2446 | 0.059577 | 634.3455 | 0.0081994 | 810.5067 | -0.018354 | 810.5067 | 0.015032 | 810.7064 | 0 | 810.5067 | 0.042266 | 810.5067 | 0.055625 | 810.5067 | 0.029352 | 636.919 | 0.00057376 | 805.24 | 0.018192 | 810.7064 | 0.0049862 | 634.3455 | 0.0058817 | 805.24 | 0.0086751 | 810.5067 | 0.027385 | 805.24 | 0.0050134 | 810.5067 | 0.016234 | 636.919 | 4.9558 | 636.919 | 29.9053 | 810.5067 | 0.021196 | 810.7064 | 0.0034601 | 810.7064 | 0.000908 | 810.5067 | 0.020487 | 945.4109 | 0.024882 | 810.5067 | 0.7593 | 810.5067 | 8.8033 | 945.035 | 0.0013044 | 810.5067 | 3.2517 | 949.4703 | 0.00052504 | 945.4109 | 10.8424 | 949.4703 | 0.57563 | 1023.877 | 0.34513 | 1241.0472 | 0.12278 | 1034.5468 | 0.013482 | 1155.9368 | 0 | 1155.1508 | 0 | 810.507 | 0.0038517 | 810.7064 | 0.024956 | 810.5067 | 0.083828 | 810.5067 | 0.030647 | 810.5067 | 0.06072 | 806.5596 | 0.085891
| 387.1809 | 0 |  |  | 387.1809 | 0.0067275 | 387.1809 | 0.02877 | 634.4663 | 0 | 810.7448 | -0.030262 | 805.4824 | -0.033161 | 634.4663 | 0 | 810.7448 | -0.16809 | 810.7448 | -0.025144 | 810.9444 | 0 | 810.7448 | -0.086671 | 810.7448 | -0.049813 | 810.7448 | -0.14779 | 637.039 | 0.001119 | 805.48 | -0.025469 | 810.9444 | -0.006528 | 634.4663 | 0.019434 | 805.48 | 0.0010646 | 810.7448 | 0.016396 | 805.48 | -0.0072287 | 810.7448 | 0.01527 | 637.039 | 4.8246 | 637.039 | 29.4507 | 810.7448 | -0.03467 | 810.9444 | -0.0089163 | 810.9444 | -0.0033352 | 810.7448 | 0.028982 | 945.5791 | 0.032357 | 810.7448 | 0.70574 | 810.7448 | 8.874 | 945.204 | 0 | 810.7448 | 3.2359 | 949.6409 | 0.0010541 | 945.5791 | 10.8671 | 949.6409 | 0.57874 | 1023.9814 | 0.3458 | 1241.1227 | 0.12221 | 1034.5598 | 0.013476 | 1156.0022 | 0 | 1155.2162 | 0 | 810.745 | 0.004292 | 810.9444 | 0.020919 | 810.7448 | 0.067453 | 810.7448 | 0.0039067 | 810.7448 | 0.041332 | 806.7966 | 0.085391
| 387.2602 | 0 |  |  | 387.2602 | 0.0048817 | 387.2602 | 0.044816 | 634.587 | 0 | 810.9828 | -0.033341 | 805.7202 | 0.033355 | 634.587 | 0.022783 | 810.9828 | 0.035035 | 810.9828 | 0.0078809 | 811.1824 | 0 | 810.9828 | 0.041196 | 810.9828 | 0.011622 | 810.9828 | -0.0040833 | 637.159 | 0.00054652 | 805.72 | -0.029627 | 811.1824 | -0.0047478 | 634.587 | 0.019852 | 805.72 | -0.0016535 | 810.9828 | 0.025573 | 805.72 | 0.01061 | 810.9828 | 0.015169 | 637.159 | 4.6414 | 637.159 | 28.9116 | 810.9828 | 0.016281 | 811.1824 | 8.7769e-05 | 811.1824 | 0.001064 | 810.9828 | 0.0014801 | 945.7474 | 0.026964 | 810.9828 | 0.72364 | 810.9828 | 8.8575 | 945.373 | 0.0018258 | 810.9828 | 3.3389 | 949.8116 | 0.00075028 | 945.7474 | 10.8713 | 949.8116 | 0.5826 | 1024.0857 | 0.34676 | 1241.1981 | 0.12163 | 1034.5729 | 0.013469 | 1156.0677 | 0 | 1155.2815 | 0 | 810.983 | 0.0041203 | 811.1824 | 0.024479 | 810.9828 | 0.093293 | 810.9828 | 0.022084 | 810.9828 | 0.071586 | 807.0335 | 0.08557
| 387.3396 | 0 |  |  | 387.3396 | 0.001688 | 387.3396 | 0.029023 | 634.7078 | 0 | 811.2209 | -0.037134 | 805.9581 | -0.013467 | 634.7078 | 0 | 811.2209 | -0.12951 | 811.2209 | -0.028909 | 811.4204 | 0 | 811.2209 | -0.10386 | 811.2209 | -0.077211 | 811.2209 | -0.131 | 637.279 | 0.0010696 | 805.96 | 0.006757 | 811.4204 | -0.014266 | 634.7078 | 0.011807 | 805.96 | 0.0029672 | 811.2209 | 0.005776 | 805.96 | 0.012009 | 811.2209 | 0.0069503 | 637.279 | 4.5028 | 637.279 | 28.4676 | 811.2209 | -0.023281 | 811.4204 | -0.0079538 | 811.4204 | -0.007498 | 811.2209 | 0.0049497 | 945.9156 | 0.020343 | 811.2209 | 0.65999 | 811.2209 | 8.9339 | 945.542 | 0 | 811.2209 | 3.3063 | 949.9823 | 0.0016827 | 945.9156 | 10.8763 | 949.9823 | 0.58673 | 1024.1901 | 0.34768 | 1241.2736 | 0.12106 | 1034.5861 | 0.013461 | 1156.1332 | 0 | 1155.3469 | 0 | 811.221 | 0.0035471 | 811.4204 | 0.021506 | 811.2209 | 0.079321 | 811.2209 | 0.00295 | 811.2209 | 0.04325 | 807.2705 | 0.084273
| 387.4189 | 0 |  |  | 387.4189 | 0.0058896 | 387.4189 | 0.042651 | 634.8286 | 0.007318 | 811.4589 | -0.035036 | 806.196 | 0.039358 | 634.8286 | 0.042127 | 811.4589 | -0.060566 | 811.4589 | -0.00099259 | 811.6584 | 0 | 811.4589 | 0.031379 | 811.4589 | -0.00023774 | 811.4589 | -0.0075014 | 637.399 | 0.00052389 | 806.2 | 0.029627 | 811.6584 | 0.002587 | 634.8286 | 0.016508 | 806.2 | -0.00083807 | 811.4589 | 0.024615 | 806.2 | -0.0012825 | 811.4589 | 0.0093855 | 637.399 | 4.3485 | 637.399 | 28.0934 | 811.4589 | 0.0054326 | 811.6584 | -0.0034131 | 811.6584 | -0.00057197 | 811.4589 | 0.023111 | 946.0838 | 0.027978 | 811.4589 | 0.64918 | 811.4589 | 8.8631 | 945.711 | 0.0023475 | 811.4589 | 3.4395 | 950.1529 | 0.00033127 | 946.0838 | 10.8633 | 950.1529 | 0.58904 | 1024.2944 | 0.34828 | 1241.349 | 0.12049 | 1034.5991 | 0.013454 | 1156.1987 | 0 | 1155.4124 | 0 | 811.459 | 0.0036053 | 811.6584 | 0.021029 | 811.4589 | 0.086232 | 811.4589 | 0.031398 | 811.4589 | 0.067538 | 807.5074 | 0.084819
| 387.4982 | 0 |  |  | 387.4982 | 0.0071404 | 387.4982 | 0.026133 | 634.9494 | 0 | 811.697 | -0.059318 | 806.4338 | -0.068328 | 634.9494 | 0 | 811.697 | -0.11257 | 811.697 | -0.02506 | 811.8964 | 0 | 811.697 | -0.073485 | 811.697 | -0.063512 | 811.697 | -0.095731 | 637.5191 | 0.0010302 | 806.43 | -0.070168 | 811.8964 | -0.0065849 | 634.9494 | 0.017135 | 806.43 | 0.0026954 | 811.697 | 0.0073414 | 806.43 | -0.011776 | 811.697 | 0.012632 | 637.5191 | 4.2382 | 637.5191 | 27.7432 | 811.697 | -0.0060542 | 811.8964 | -0.0048102 | 811.8964 | -0.0037243 | 811.697 | 0.015865 | 946.2521 | 0.022265 | 811.697 | 0.60433 | 811.697 | 8.9152 | 945.88 | 0 | 811.697 | 3.4189 | 950.3236 | 0.00098722 | 946.2521 | 10.8548 | 950.3236 | 0.59245 | 1024.3989 | 0.34867 | 1241.4244 | 0.11992 | 1034.6122 | 0.013446 | 1156.2642 | 0 | 1155.4777 | 0 | 811.697 | 0.0038129 | 811.8964 | 0.020845 | 811.697 | 0.0655 | 811.697 | 0.0074728 | 811.697 | 0.050707 | 807.7444 | 0.084504
| 387.5775 | 0 |  |  | 387.5775 | 0.0091927 | 387.5775 | 0.042379 | 635.0702 | 0.0059129 | 811.9351 | -0.038142 | 806.6717 | 0.064406 | 635.0702 | 0.042127 | 811.9351 | 0.025472 | 811.9351 | -0.00090981 | 812.1344 | 0 | 811.9351 | 0.040936 | 811.9351 | 0.03892 | 811.9351 | 0.056916 | 637.6391 | 0.00050754 | 806.67 | 0.027548 | 812.1344 | -0.0012793 | 635.0702 | 0.023718 | 806.67 | 0.0078598 | 811.9351 | 0.027452 | 806.67 | -0.0068788 | 811.9351 | 0.014915 | 637.6391 | 4.1093 | 637.6391 | 27.3563 | 811.9351 | 0.0075782 | 812.1344 | -0.0018315 | 812.1344 | -0.0014188 | 811.9351 | 0.023111 | 946.4203 | 0.02627 | 811.9351 | 0.61809 | 811.9351 | 8.8958 | 946.049 | 0.0013044 | 811.9351 | 3.5271 | 950.4943 | 0.00041966 | 946.4203 | 10.8314 | 950.4943 | 0.59709 | 1024.5033 | 0.34966 | 1241.5 | 0.11936 | 1034.6254 | 0.013438 | 1156.3297 | 0 | 1155.5431 | 0 | 811.935 | 0.0035111 | 812.1344 | 0.020625 | 811.9351 | 0.084279 | 811.9351 | 0.034553 | 811.9351 | 0.065407 | 807.9814 | 0.083824
| 387.6569 | 0 |  |  | 387.6569 | 0.0076019 | 387.6569 | 0.030079 | 635.191 | 0 | 812.1732 | -0.057783 | 806.9096 | -0.078508 | 635.191 | 0 | 812.1732 | -0.17495 | 812.1732 | -0.026599 | 812.3725 | 0 | 812.1732 | -0.083828 | 812.1732 | -0.026775 | 812.1732 | -0.11924 | 637.7591 | 0.0010314 | 806.91 | -0.030666 | 812.3725 | -0.0072986 | 635.191 | 0.022986 | 806.91 | -0.0016535 | 812.1732 | 0.01348 | 806.91 | -0.014223 | 812.1732 | 0.0064938 | 637.7591 | 4.0107 | 637.7591 | 26.9421 | 812.1732 | -0.013521 | 812.3725 | -0.0067655 | 812.3725 | -0.0037657 | 812.1732 | 0.0075915 | 946.5885 | 0.02627 | 812.1732 | 0.56726 | 812.1732 | 8.9165 | 946.2179 | 0 | 812.1732 | 3.5392 | 950.665 | 0.0019213 | 946.5885 | 10.8185 | 950.665 | 0.60128 | 1024.6078 | 0.35063 | 1241.5754 | 0.1188 | 1034.6384 | 0.01343 | 1156.3951 | 0 | 1155.6085 | 0 | 812.173 | 0.003608 | 812.3725 | 0.017946 | 812.1732 | 0.066402 | 812.1732 | 0.0027896 | 812.1732 | 0.041119 | 808.2184 | 0.082998
| 387.7362 | 0 |  |  | 387.7362 | 0.0084884 | 387.7362 | 0.039291 | 635.3118 | 0.0087231 | 812.4113 | -0.031452 | 807.1475 | 0.0071688 | 635.3118 | 0.032455 | 812.4113 | 0.027329 | 812.4113 | 0.0037546 | 812.6105 | 0 | 812.4113 | 0.041757 | 812.4113 | 0.024294 | 812.4113 | 0.074543 | 637.8791 | 0.00052766 | 807.15 | 0.019232 | 812.6105 | 0.0037938 | 635.3118 | 0.018911 | 807.15 | -0.00056627 | 812.4113 | 0.021984 | 807.15 | 0.020753 | 812.4113 | 0.013444 | 637.8791 | 3.8834 | 637.8791 | 26.5126 | 812.4113 | 0.0085381 | 812.6105 | 0.0017778 | 812.6105 | 0.00080137 | 812.4113 | 0.021612 | 946.7568 | 0.025149 | 812.4113 | 0.59542 | 812.4113 | 8.9161 | 946.3869 | 0.0018258 | 812.4113 | 3.6249 | 950.8357 | 0.00084745 | 946.7568 | 10.8019 | 950.8357 | 0.60482 | 1024.7123 | 0.35094 | 1241.651 | 0.11824 | 1034.6516 | 0.013422 | 1156.4607 | 0 | 1155.674 | 0 | 812.411 | 0.0037825 | 812.6105 | 0.022937 | 812.4113 | 0.086382 | 812.4113 | 0.022234 | 812.4113 | 0.069242 | 808.4554 | 0.082938
| 387.8155 | 0 |  |  | 387.8155 | 0.0067154 | 387.8155 | 0.025442 | 635.4327 | 0 | 812.6494 | 0.0021586 | 807.3854 | -0.059415 | 635.4327 | 0 | 812.6494 | -0.15282 | 812.6494 | -0.010289 | 812.8486 | 0 | 812.6494 | -0.078067 | 812.6494 | -0.0042882 | 812.6494 | -0.069203 | 637.9991 | 0.0010549 | 807.39 | -0.076405 | 812.8486 | -0.0030442 | 635.4327 | 0.026852 | 807.39 | -0.022855 | 812.6494 | 0.015256 | 807.39 | -0.0079281 | 812.6494 | 0.0090304 | 637.9991 | 3.7741 | 637.9991 | 26.0798 | 812.6494 | -0.031416 | 812.8486 | -0.0031295 | 812.8486 | -0.00043816 | 812.6494 | -0.0045894 | 946.925 | 0.025149 | 812.6494 | 0.52915 | 812.6494 | 8.8441 | 946.556 | 0 | 812.6494 | 3.6423 | 951.0063 | 0.0016416 | 946.925 | 10.8 | 951.0063 | 0.60943 | 1024.8168 | 0.35101 | 1241.7264 | 0.11768 | 1034.6647 | 0.013414 | 1156.5262 | 0 | 1155.7394 | 0 | 812.649 | 0.0036413 | 812.8486 | 0.023708 | 812.6494 | 0.064899 | 812.6494 | 0.01254 | 812.6494 | 0.037284 | 808.6924 | 0.082734
| 387.8948 | 0 |  |  | 387.8948 | 0.0060232 | 387.8948 | 0.036613 | 635.5535 | 0.010128 | 812.8875 | 0.067813 | 807.6233 | 0.021716 | 635.5535 | 0.024503 | 812.8875 | 0.070455 | 812.8875 | 0.021411 | 813.0866 | 0 | 812.8875 | 0.053921 | 812.8875 | -0.0015015 | 812.8875 | 0.055497 | 638.1192 | 0.00053101 | 807.62 | 0.034825 | 813.0866 | 0.0080183 | 635.5535 | 0.02633 | 807.62 | -0.020137 | 812.8875 | 0.028046 | 807.62 | -0.0016322 | 812.8875 | 0.015778 | 638.1192 | 3.6322 | 638.1192 | 25.5666 | 812.8875 | 0.017157 | 813.0866 | 0.010694 | 813.0866 | 0.0057264 | 812.8875 | 0.027858 | 947.0932 | 0.024615 | 812.8875 | 0.55929 | 812.8875 | 8.8499 | 946.725 | 0.0018258 | 812.8875 | 3.7414 | 951.177 | 0.0010877 | 947.0932 | 10.7888 | 951.177 | 0.6145 | 1024.9213 | 0.35176 | 1241.802 | 0.11713 | 1034.6779 | 0.013406 | 1156.5918 | 0 | 1155.8048 | 0 | 812.888 | 0.0038572 | 813.0866 | 0.030424 | 812.8875 | 0.089086 | 812.8875 | 0.029746 | 812.8875 | 0.074356 | 808.9294 | 0.082793
| 387.9742 | 0 |  |  | 387.9742 | 0.0036431 | 387.9742 | 0.024804 | 635.6744 | 0 | 813.1256 | -0.006211 | 807.8612 | -0.022391 | 635.6744 | 0 | 813.1256 | -0.14267 | 813.1256 | -0.029564 | 813.3247 | 0 | 813.1256 | -0.099253 | 813.1256 | -0.044002 | 813.1256 | -0.12428 | 638.2392 | 0.0010306 | 807.86 | -0.024429 | 813.3247 | -0.011809 | 635.6744 | 0.0070202 | 807.86 | -2.2651e-05 | 813.1256 | 0.0095489 | 807.86 | 0.0046636 | 813.1256 | 0.0098421 | 638.2392 | 3.5303 | 638.2392 | 25.1192 | 813.1256 | -0.046748 | 813.3247 | -0.0036354 | 813.3247 | -0.0058927 | 813.1256 | -0.010645 | 947.2615 | 0.025255 | 813.1256 | 0.49737 | 813.1256 | 8.8966 | 946.894 | 0 | 813.1256 | 3.704 | 951.3477 | 0.0018242 | 947.2615 | 10.7843 | 951.3477 | 0.61903 | 1025.0259 | 0.35291 | 1241.8776 | 0.11658 | 1034.6909 | 0.013397 | 1156.6572 | 0 | 1155.8702 | 0 | 813.126 | 0.003824 | 813.3247 | 0.020552 | 813.1256 | 0.063547 | 813.1256 | -0.045219 | 813.1256 | 0.051346 | 809.1664 | 0.082246
| 388.0535 | 0 |  |  | 388.0535 | 0.0083548 | 388.0535 | 0.040345 | 635.7952 | 0.0094255 | 813.3638 | 0.060577 | 808.0992 | 0.0099917 | 635.7952 | 0.029446 | 813.3638 | 0.0022031 | 813.3638 | 0.015671 | 813.5628 | 0 | 813.3638 | 0.056045 | 813.3638 | 0.039914 | 813.3638 | 0.060494 | 638.3592 | 0.00050461 | 808.1 | 0.012994 | 813.5628 | 0.0062895 | 635.7952 | 0.0088474 | 808.1 | -0.00056627 | 813.3638 | 0.033237 | 808.1 | -0.015973 | 813.3638 | 0.014205 | 638.3592 | 3.4002 | 638.3592 | 24.6763 | 813.3638 | 0.020581 | 813.5628 | 0.0056999 | 813.5628 | 0.0041645 | 813.3638 | 0.015241 | 947.4297 | 0.029313 | 813.3638 | 0.52133 | 813.3638 | 8.8859 | 947.063 | 0.0018258 | 813.3638 | 3.8263 | 951.5184 | 0.00042012 | 947.4297 | 10.7701 | 951.5184 | 0.62243 | 1025.1304 | 0.35355 | 1241.953 | 0.11604 | 1034.704 | 0.013389 | 1156.7228 | 0 | 1155.9358 | 0 | 813.364 | 0.0034059 | 813.5628 | 0.02668 | 813.3638 | 0.087884 | 813.3638 | 0.071059 | 813.3638 | 0.067325 | 809.4034 | 0.083073
| 388.1328 | 0 |  |  | 388.1328 | 0.0043474 | 388.1328 | 0.021742 | 635.9161 | 0 | 813.6019 | -0.075925 | 808.3371 | -0.10287 | 635.9161 | 0 | 813.6019 | -0.16831 | 813.6019 | -0.022504 | 813.8009 | 0 | 813.6019 | -0.080476 | 813.6019 | -0.062682 | 813.6019 | -0.07652 | 638.4793 | 0.0010088 | 808.34 | -0.025469 | 813.8009 | -0.013335 | 635.9161 | 0.0058338 | 808.34 | -0.031824 | 813.6019 | 0.015188 | 808.34 | -0.014924 | 813.6019 | 0.0048286 | 638.4793 | 3.3165 | 638.4793 | 24.3021 | 813.6019 | -0.022207 | 813.8009 | -0.011429 | 813.8009 | -0.0060698 | 813.6019 | -0.0070667 | 947.598 | 0.030969 | 813.6019 | 0.47314 | 813.6019 | 8.84 | 947.232 | 0 | 813.6019 | 3.8219 | 951.6891 | 0.001177 | 947.598 | 10.7702 | 951.6891 | 0.62639 | 1025.235 | 0.35397 | 1242.0286 | 0.11549 | 1034.7172 | 0.013381 | 1156.7883 | 0 | 1156.0012 | 0 | 813.602 | 0.0036883 | 813.8009 | 0.016918 | 813.6019 | 0.063697 | 813.6019 | 0.00021528 | 813.6019 | 0.035154 | 809.6404 | 0.082022
| 388.2122 | 0 |  |  | 388.2122 | 0.004821 | 388.2122 | 0.040262 | 636.037 | 0.0038054 | 813.84 | 0.0064893 | 808.575 | 0.027705 | 636.037 | 0.016026 | 813.84 | 0.032868 | 813.84 | 0.014726 | 814.039 | 0 | 813.84 | 0.047283 | 813.84 | -0.0027462 | 813.84 | 0.064026 | 638.5993 | 0.00051341 | 808.58 | 0.079523 | 814.039 | 0.0051215 | 636.037 | 0.0082542 | 808.58 | -0.022039 | 813.84 | 0.025075 | 808.58 | -0.017373 | 813.84 | 0.016082 | 638.5993 | 3.1964 | 638.5993 | 23.8333 | 813.84 | 0.031263 | 814.039 | 0.0048695 | 814.039 | 0.0046758 | 813.84 | 0.036977 | 947.7662 | 0.03556 | 813.84 | 0.48649 | 813.84 | 8.7635 | 947.401 | 0.0018258 | 813.84 | 3.9663 | 951.8598 | 0.00070202 | 947.7662 | 10.7697 | 951.8598 | 0.63141 | 1025.3396 | 0.35422 | 1242.1041 | 0.11495 | 1034.7302 | 0.013373 | 1156.8539 | 0 | 1156.0666 | 0 | 813.84 | 0.0041064 | 814.039 | 0.022864 | 813.84 | 0.092542 | 813.84 | 0.027642 | 813.84 | 0.068177 | 809.8775 | 0.08289
| 388.2915 | 0 |  |  | 388.2915 | 0.0057925 | 388.2915 | 0.023978 | 636.1578 | 0 | 814.0782 | -0.057623 | 808.813 | -0.012043 | 636.1578 | 0 | 814.0782 | -0.16299 | 814.0782 | -0.024638 | 814.2771 | 0 | 814.0782 | -0.096916 | 814.0782 | -0.068078 | 814.0782 | -0.10077 | 638.7193 | 0.0010792 | 808.81 | 0.027548 | 814.2771 | -0.015323 | 636.1578 | 0 | 808.81 | 0.0054135 | 814.0782 | 0.0065747 | 808.81 | -0.012125 | 814.0782 | 0.0021234 | 638.7193 | 3.1177 | 638.7193 | 23.4089 | 814.0782 | -0.023629 | 814.2771 | -0.013262 | 814.2771 | -0.0076946 | 814.0782 | 0.00070123 | 947.9345 | 0.031609 | 814.0782 | 0.42839 | 814.0782 | 8.835 | 947.57 | 0 | 814.0782 | 3.9146 | 952.0305 | 0.001426 | 947.9345 | 10.7833 | 952.0305 | 0.63509 | 1025.4442 | 0.35481 | 1242.1797 | 0.11441 | 1034.7434 | 0.013365 | 1156.9196 | 0 | 1156.1322 | 0 | 814.078 | 0.0037908 | 814.2771 | 0.013469 | 814.0782 | 0.059791 | 814.0782 | 0.0021585 | 814.0782 | 0.043889 | 810.1145 | 0.081128
| 388.3709 | 0 |  |  | 388.3709 | 0.0077476 | 388.3709 | 0.038024 | 636.2787 | 0.0059129 | 814.3164 | 0.087 | 809.0509 | 0.021757 | 636.2787 | 0.039118 | 814.3164 | 0.080945 | 814.3164 | 0.024811 | 814.5152 | 0 | 814.3164 | 0.067761 | 814.3164 | 0.013113 | 814.3164 | 0.074441 | 638.8394 | 0.00057586 | 809.05 | 0.021311 | 814.5152 | 0.012559 | 636.2787 | 0.018911 | 809.05 | 0.011393 | 814.3164 | 0.026556 | 809.05 | 0.005713 | 814.3164 | 0.019532 | 638.8394 | 3.024 | 638.8394 | 22.9448 | 814.3164 | 0.033241 | 814.5152 | 0.0091917 | 814.5152 | 0.006244 | 814.3164 | 0.0010653 | 948.1027 | 0.039832 | 814.3164 | 0.45537 | 814.3164 | 8.6898 | 947.739 | 0.0018258 | 814.3164 | 3.9947 | 952.2012 | 0.00034662 | 948.1027 | 10.793 | 952.2012 | 0.63742 | 1025.5488 | 0.35623 | 1242.2554 | 0.11387 | 1034.7565 | 0.013357 | 1156.9851 | 0 | 1156.1976 | 0 | 814.316 | 0.0034336 | 814.5152 | 0.02958 | 814.3164 | 0.08503 | 814.3164 | 0.026741 | 814.3164 | 0.064555 | 810.3516 | 0.081666
| 388.4502 | 0 |  |  | 388.4502 | 0.0060961 | 388.4502 | 0.024899 | 636.3996 | 0 | 814.5545 | -0.082697 | 809.2889 | -0.077401 | 636.3996 | 0 | 814.5545 | -0.16804 | 814.5545 | -0.031745 | 814.7533 | 0 | 814.5545 | -0.083121 | 814.5545 | -0.066003 | 814.5545 | -0.10581 | 638.9594 | 0.0011241 | 809.29 | -0.07225 | 814.7533 | -0.01356 | 636.3996 | 0.010866 | 809.29 | -0.020137 | 814.5545 | 0.0071047 | 809.29 | -0.013175 | 814.5545 | 0.0096899 | 638.9594 | 2.9595 | 638.9594 | 22.5065 | 814.5545 | -0.046012 | 814.7533 | -0.0040694 | 814.7533 | -0.0076467 | 814.5545 | 0.019738 | 948.271 | 0.032197 | 814.5545 | 0.41588 | 814.5545 | 8.7217 | 947.9081 | 0 | 814.5545 | 4.0536 | 952.3719 | 0.0011912 | 948.271 | 10.8091 | 952.3719 | 0.63993 | 1025.6536 | 0.35717 | 1242.3309 | 0.11334 | 1034.7695 | 0.013349 | 1157.0507 | 0 | 1156.2632 | 0 | 814.555 | 0.0037326 | 814.7533 | 0.016698 | 814.5545 | 0.059791 | 814.5545 | 0.0013319 | 814.5545 | 0.028762 | 810.5887 | 0.080551
| 388.5296 | 0 |  |  | 388.5296 | 0.0018944 | 388.5296 | 0.038637 | 636.5205 | 0.016451 | 814.7927 | 0.13903 | 809.5269 | 0.031966 | 636.5205 | 0.044706 | 814.7927 | 0.040783 | 814.7927 | 0.013148 | 814.9915 | 0 | 814.7927 | 0.059438 | 814.7927 | 0.045662 | 814.7927 | 0.074393 | 639.0795 | 0.00055532 | 809.53 | -0.024429 | 814.9915 | 0.014169 | 636.5205 | 0.018911 | 809.53 | 0.021179 | 814.7927 | 0.026033 | 809.53 | 0.0085112 | 814.7927 | 0.023337 | 639.0795 | 2.8684 | 639.0795 | 21.9908 | 814.7927 | 0.03116 | 814.9915 | 0.0087367 | 814.9915 | 0.0065245 | 814.7927 | 0.038976 | 948.4392 | 0.025149 | 814.7927 | 0.4442 | 814.7927 | 8.6693 | 948.0771 | 0.0013044 | 814.7927 | 4.1585 | 952.5426 | 0.00033565 | 948.4392 | 10.8163 | 952.5426 | 0.64283 | 1025.7583 | 0.35733 | 1242.4065 | 0.11281 | 1034.7827 | 0.013341 | 1157.1162 | 0 | 1156.3286 | 0 | 814.793 | 0.0038046 | 814.9915 | 0.034204 | 814.7927 | 0.0981 | 814.7927 | 0.027793 | 814.7927 | 0.081173 | 810.8257 | 0.080788
| 388.6089 | 0 |  |  | 388.6089 | 0.0084398 | 388.6089 | 0.024323 | 636.6414 | 0 | 815.0309 | -0.040276 | 809.7649 | -0.053016 | 636.6414 | 0 | 815.0309 | -0.12845 | 815.0309 | -0.020594 | 815.2296 | 0 | 815.0309 | -0.08858 | 815.0309 | -0.031997 | 815.0309 | -0.072503 | 639.1995 | 0.0011006 | 809.76 | -0.028587 | 815.2296 | -0.015115 | 636.6414 | 0 | 809.76 | -0.0054588 | 815.0309 | 0.014997 | 809.76 | -0.025417 | 815.0309 | 0.006646 | 639.1995 | 2.7965 | 639.1995 | 21.5168 | 815.0309 | -0.025673 | 815.2296 | -0.0081573 | 815.2296 | -0.0052051 | 815.0309 | -0.0011686 | 948.6075 | 0.024882 | 815.0309 | 0.36901 | 815.0309 | 8.6466 | 948.2461 | 0 | 815.0309 | 4.1229 | 952.7134 | 0.00064279 | 948.6075 | 10.8255 | 952.7134 | 0.64353 | 1025.8629 | 0.35839 | 1242.4821 | 0.11228 | 1034.7958 | 0.013333 | 1157.1819 | 0 | 1156.3942 | 0 | 815.031 | 0.0032121 | 815.2296 | 0.016111 | 815.0309 | 0.060843 | 815.0309 | 0.0047256 | 815.0309 | 0.031106 | 811.0628 | 0.079387
| 388.6883 | 0 |  |  | 388.6883 | 0.0072254 | 388.6883 | 0.037751 | 636.7624 | 0.034017 | 815.2691 | 0.01122 | 810.0028 | 0.028082 | 636.7624 | 0.013417 | 815.2691 | 0.14236 | 815.2691 | 0.014607 | 815.4678 | 0 | 815.2691 | 0.056933 | 815.2691 | 0.00052702 | 815.2691 | 0.039551 | 639.3196 | 0.00054736 | 810 | 0.027548 | 815.4678 | 0.0017836 | 636.7624 | 0.021314 | 810 | 0.0054135 | 815.2691 | 0.031551 | 810 | 0.012359 | 815.2691 | 0.014256 | 639.3196 | 2.7093 | 639.3196 | 20.9967 | 815.2691 | 0.036568 | 815.4678 | 0.0069948 | 815.4678 | 0.0028354 | 815.2691 | 0.043349 | 948.7757 | 0.033905 | 815.2691 | 0.41519 | 815.2691 | 8.5671 | 948.4151 | 0.0018258 | 815.2691 | 4.2569 | 952.8841 | 0.00043547 | 948.7757 | 10.8188 | 952.8841 | 0.64305 | 1025.9677 | 0.36036 | 1242.5577 | 0.11176 | 1034.809 | 0.013326 | 1157.2474 | 0 | 1156.4596 | 0 | 815.269 | 0.0031401 | 815.4678 | 0.024882 | 815.2691 | 0.084129 | 815.2691 | 0.046121 | 815.2691 | 0.063703 | 811.2999 | 0.080057
| 388.7676 | 0 |  |  | 388.7676 | 0.0033516 | 388.7676 | 0.024826 | 636.8833 | 0 | 815.5073 | -0.026941 | 810.2408 | -0.051931 | 636.8833 | 0 | 815.5073 | -0.2379 | 815.5073 | -0.010547 | 815.7059 | 0 | 815.5073 | -0.080393 | 815.5073 | -0.059361 | 815.5073 | -0.11924 | 639.4396 | 0.0010323 | 810.24 | -0.014034 | 815.7059 | -0.0081745 | 636.8833 | 0.0233 | 810.24 | -0.0011099 | 815.5073 | 0.0066877 | 810.24 | -0.014924 | 815.5073 | 0.0021605 | 639.4396 | 2.6442 | 639.4396 | 20.5566 | 815.5073 | -0.02942 | 815.7059 | -0.001917 | 815.7059 | -0.003209 | 815.5073 | -0.031356 | 948.944 | 0.025362 | 815.5073 | 0.38222 | 815.5073 | 8.5174 | 948.5842 | 0 | 815.5073 | 4.2992 | 953.0548 | 0.00035759 | 948.944 | 10.8238 | 953.0548 | 0.64401 | 1026.0725 | 0.36182 | 1242.6333 | 0.11124 | 1034.822 | 0.013319 | 1157.3131 | 0 | 1156.5251 | 0 | 815.507 | 0.0032813 | 815.7059 | 0.016405 | 815.5073 | 0.062796 | 815.5073 | 0.007531 | 815.5073 | 0.031958 | 811.537 | 0.079534
| 388.847 | 0 |  |  | 388.847 | 0.0044081 | 388.847 | 0.033418 | 637.0042 | 0.021309 | 815.7455 | 0.023234 | 810.4788 | 0.018261 | 637.0042 | 0.041267 | 815.7455 | 0.034087 | 815.7455 | 0.01603 | 815.9441 | 0 | 815.7455 | 0.043284 | 815.7455 | 0.013408 | 815.7455 | 0.025082 | 639.5597 | 0.00048784 | 810.48 | 0.026508 | 815.9441 | 0.0059981 | 637.0042 | 0.023718 | 810.48 | 0.015742 | 815.7455 | 0.029213 | 810.48 | 0.014107 | 815.7455 | 0.010552 | 639.5597 | 2.5527 | 639.5597 | 20.1199 | 815.7455 | 0.047852 | 815.9441 | 0.0044171 | 815.9441 | 0.00088744 | 815.7455 | 0.0035632 | 949.1122 | 0.02659 | 815.7455 | 0.40185 | 815.7455 | 8.5126 | 948.7532 | 0.0018258 | 815.7455 | 4.3821 | 953.2255 | 0.00039598 | 949.1122 | 10.8245 | 953.2255 | 0.64605 | 1026.1772 | 0.3626 | 1242.709 | 0.11071 | 1034.8352 | 0.013312 | 1157.3787 | 0 | 1156.5907 | 0 | 815.745 | 0.0034779 | 815.9441 | 0.025102 | 815.7455 | 0.07872 | 815.7455 | 0.028393 | 815.7455 | 0.073077 | 811.7741 | 0.079495
| 388.9263 | 0 |  |  | 388.9263 | 0.0041531 | 388.9263 | 0.028534 | 637.1252 | 0 | 815.9837 | -0.057754 | 810.7168 | -0.058266 | 637.1252 | 0 | 815.9837 | -0.077923 | 815.9837 | -0.025686 | 816.1822 | 0 | 815.9837 | -0.080523 | 815.9837 | -0.026492 | 815.9837 | -0.069742 | 639.6797 | 0.00099245 | 810.72 | -0.10551 | 816.1822 | -0.011463 | 637.1252 | 0.017971 | 810.72 | -0.014972 | 815.9837 | 0.0033103 | 810.72 | -0.019821 | 815.9837 | 0.0067981 | 639.6797 | 2.4844 | 639.6797 | 19.7355 | 815.9837 | -0.026689 | 816.1822 | -0.0048808 | 816.1822 | -0.0078251 | 815.9837 | -0.016865 | 949.2805 | 0.034546 | 815.9837 | 0.34367 | 815.9837 | 8.4686 | 948.9222 | 0 | 815.9837 | 4.3962 | 953.3962 | 0.00096747 | 949.2805 | 10.8349 | 953.3962 | 0.64707 | 1026.282 | 0.36312 | 1242.7847 | 0.1102 | 1034.8483 | 0.013305 | 1157.4443 | 0 | 1156.6562 | 0 | 815.984 | 0.0034613 | 816.1822 | 0.017909 | 815.9837 | 0.057688 | 815.9837 | 0.0095682 | 815.9837 | 0.024288 | 812.0113 | 0.078784
| 389.0057 | 0 |  |  | 389.0057 | 0.0075654 | 389.0057 | 0.036498 | 637.2461 | 0.010128 | 816.2219 | -0.012388 | 810.9549 | -0.0043039 | 637.2461 | 0.031595 | 816.2219 | -0.011585 | 816.2219 | 0.014292 | 816.4204 | 0 | 816.2219 | 0.035657 | 816.2219 | 0.052304 | 816.2219 | 0.033062 | 639.7998 | 0.00051048 | 810.95 | -0.04314 | 816.4204 | 0.0043635 | 637.2461 | 0.025494 | 810.95 | -0.0032843 | 816.2219 | 0.017396 | 810.95 | 0.0018654 | 816.2219 | 0.014205 | 639.7998 | 2.3946 | 639.7998 | 19.2605 | 816.2219 | 0.02659 | 816.4204 | 0.0030126 | 816.4204 | 0.0013378 | 816.2219 | 0.0075276 | 949.4487 | 0.028459 | 816.2219 | 0.36432 | 816.2219 | 8.3904 | 949.0913 | 0.0018258 | 816.2219 | 4.4918 | 953.567 | 0.00032139 | 949.4487 | 10.8337 | 953.567 | 0.64821 | 1026.3868 | 0.36352 | 1242.8602 | 0.10968 | 1034.8615 | 0.013298 | 1157.5099 | 0 | 1156.7218 | 0 | 816.222 | 0.0040068 | 816.4204 | 0.02213 | 816.2219 | 0.073462 | 816.2219 | 0.018628 | 816.2219 | 0.069029 | 812.2484 | 0.078985
| 389.0851 | 0 |  |  | 389.0851 | 0.0066304 | 389.0851 | 0.023313 | 637.3671 | 0 | 816.4601 | -0.053798 | 811.1929 | -0.031358 | 637.3671 | 0 | 816.4601 | -0.10442 | 816.4601 | -0.038281 | 816.6586 | 0 | 816.4601 | -0.074745 | 816.4601 | -0.035599 | 816.4601 | -0.044933 | 639.9198 | 0.0010771 | 811.19 | -0.051458 | 816.6586 | -0.019094 | 637.3671 | 0.0028674 | 811.19 | -0.0057306 | 816.4601 | -0.0022766 | 811.19 | 0.01026 | 816.4601 | -0.0038135 | 639.9198 | 2.3246 | 639.9198 | 18.8 | 816.4601 | -0.025859 | 816.6586 | -0.010044 | 816.6586 | -0.0084361 | 816.4601 | -0.0062695 | 949.617 | 0.027124 | 816.4601 | 0.32524 | 816.4601 | 8.3004 | 949.2603 | 0 | 816.4601 | 4.5211 | 953.7377 | 0.0015291 | 949.617 | 10.8445 | 953.7377 | 0.65071 | 1026.4917 | 0.36395 | 1242.9359 | 0.10917 | 1034.8745 | 0.013292 | 1157.5756 | 0 | 1156.7874 | 0 | 816.46 | 0.0032924 | 816.6586 | 0.015304 | 816.4601 | 0.049726 | 816.4601 | 0.012615 | 816.4601 | 0.046233 | 812.4855 | 0.078171
| 389.1644 | 0 |  |  | 389.1644 | 0.0054646 | 389.1644 | 0.034457 | 637.4881 | 0.02561 | 816.6984 | -0.07095 | 811.4309 | 0.033603 | 637.4881 | 0.01379 | 816.6984 | 0.010982 | 816.6984 | -0.0071318 | 816.8968 | 0 | 816.6984 | 0.02793 | 816.6984 | -0.017689 | 816.6984 | 0.0075739 | 640.0399 | 0.00057292 | 811.43 | 0.040022 | 816.8968 | -0.0063947 | 637.4881 | 0.021314 | 811.43 | 0.0097623 | 816.6984 | 0.011232 | 811.43 | 0.01026 | 816.6984 | 0.0081679 | 640.0399 | 2.2348 | 640.0399 | 18.3159 | 816.6984 | 0.02065 | 816.8968 | -0.0025779 | 816.8968 | -0.0025379 | 816.6984 | 0.0036507 | 949.7853 | 0.024882 | 816.6984 | 0.32793 | 816.6984 | 8.2661 | 949.4294 | 0.0018258 | 816.6984 | 4.5879 | 953.9084 | 0.0004629 | 949.7853 | 10.859 | 953.9084 | 0.65334 | 1026.5966 | 0.36456 | 1243.0116 | 0.10866 | 1034.8876 | 0.013286 | 1157.6412 | 0 | 1156.8529 | 0 | 816.698 | 0.0035471 | 816.8968 | 0.013248 | 816.6984 | 0.070157 | 816.6984 | 0.033501 | 816.6984 | 0.055607 | 812.7227 | 0.078559
| 389.2438 | 0 |  |  | 389.2438 | 0.0053432 | 389.2438 | 0.021128 | 637.6091 | 0 | 816.9366 | 0.033488 | 811.6689 | -0.068709 | 637.6091 | 0 | 816.9366 | -0.18622 | 816.9366 | -0.013839 | 817.135 | 0 | 816.9366 | -0.082196 | 816.9366 | -0.052719 | 816.9366 | -0.040539 | 640.1599 | 0.0011337 | 811.67 | 0.040022 | 817.135 | 3.3991e-05 | 637.6091 | 0.0052405 | 811.67 | -0.026659 | 816.9366 | 0.016199 | 811.67 | -0.0033811 | 816.9366 | 0.0053776 | 640.1599 | 2.1703 | 640.1599 | 17.9024 | 816.9366 | -0.029258 | 817.135 | 0.00080059 | 817.135 | 0.00091469 | 816.9366 | 0.0013217 | 949.9535 | 0.018314 | 816.9366 | 0.2997 | 816.9366 | 8.1878 | 949.5984 | 0 | 816.9366 | 4.6316 | 954.0792 | 0.0015697 | 949.9535 | 10.8877 | 954.0792 | 0.65536 | 1026.7014 | 0.36545 | 1243.0873 | 0.10815 | 1034.9008 | 0.01328 | 1157.7069 | 0 | 1156.9185 | 0 | 816.937 | 0.0034973 | 817.135 | 0.020442 | 816.9366 | 0.069106 | 816.9366 | 0.009446 | 816.9366 | 0.05305 | 812.9598 | 0.077306
| 389.3231 | 0 |  |  | 389.3231 | 0.0069826 | 389.3231 | 0.03792 | 637.7301 | 0 | 817.1749 | 0.022013 | 811.907 | 0.042421 | 637.7301 | 0.032455 | 817.1749 | 0.037891 | 817.1749 | 0.0074096 | 817.3732 | 0 | 817.1749 | 0.038977 | 817.1749 | 0.011428 | 817.1749 | 0.015834 | 640.28 | 0.0005658 | 811.91 | 0.057695 | 817.3732 | 0.010064 | 637.7301 | 0.012433 | 811.91 | 0.012209 | 817.1749 | 0.02101 | 811.91 | -0.015623 | 817.1749 | 0.017198 | 640.28 | 2.0835 | 640.28 | 17.4474 | 817.1749 | 0.03865 | 817.3732 | 0.0064148 | 817.3732 | 0.0031869 | 817.1749 | 0.0039201 | 950.1218 | 0.027978 | 817.1749 | 0.31735 | 817.1749 | 8.0832 | 949.7675 | 0.0013044 | 817.1749 | 4.7076 | 954.2499 | 4.607e-05 | 950.1218 | 10.9079 | 954.2499 | 0.65783 | 1026.8064 | 0.36609 | 1243.163 | 0.10765 | 1034.9138 | 0.013275 | 1157.7726 | 0 | 1156.984 | 0 | 817.175 | 0.003381 | 817.3732 | 0.023047 | 817.1749 | 0.088786 | 817.1749 | 0.014562 | 817.1749 | 0.074356 | 813.197 | 0.077746
| 389.4025 | 0 |  |  | 389.4025 | 0.0071526 | 389.4025 | 0.01955 | 637.8511 | 0 | 817.4131 | -0.12852 | 812.145 | -0.032652 | 637.8511 | 0 | 817.4131 | -0.12268 | 817.4131 | -0.040991 | 817.6115 | 0 | 817.4131 | -0.07675 | 817.4131 | -0.073475 | 817.4131 | -0.094051 | 640.4 | 0.001083 | 812.15 | -0.026508 | 817.6115 | -0.016446 | 637.8511 | 0.02633 | 812.15 | -0.00029446 | 817.4131 | 0.0046245 | 812.15 | 0.00046636 | 817.4131 | -0.0047348 | 640.4 | 2.0073 | 640.4 | 17.0471 | 817.4131 | -0.04049 | 817.6115 | -0.011124 | 817.6115 | -0.006937 | 817.4131 | 0.0082281 | 950.2901 | 0.020663 | 817.4131 | 0.26885 | 817.4131 | 7.9753 | 949.9365 | 0 | 817.4131 | 4.7405 | 954.4207 | 0.00090714 | 950.2901 | 10.93 | 954.4207 | 0.66085 | 1026.9113 | 0.36606 | 1243.2387 | 0.10715 | 1034.927 | 0.013269 | 1157.8383 | 0 | 1157.0496 | 0 | 817.413 | 0.0031456 | 817.6115 | 0.0052113 | 817.4131 | 0.050627 | 817.4131 | 0.012915 | 817.4131 | 0.030893 | 813.4341 | 0.076685
| 389.4819 | 0 |  |  | 389.4819 | 0.0065575 | 389.4819 | 0.029963 | 637.9721 | 0.021309 | 817.6514 | 0.035224 | 812.3831 | 0.029512 | 637.9721 | 0.014908 | 817.6514 | 0.061735 | 817.6514 | 0.0091678 | 817.8497 | 0 | 817.6514 | 0.057995 | 817.6514 | 0.053964 | 817.6514 | 0.025689 | 640.5201 | 0.00052389 | 812.38 | 0.025469 | 817.8497 | 0.010439 | 637.9721 | 0.015359 | 812.38 | 0.008947 | 817.6514 | 0.033185 | 812.38 | 0.011659 | 817.6514 | 0.016894 | 640.5201 | 1.8924 | 640.5201 | 16.5975 | 817.6514 | 0.03865 | 817.8497 | 0.0039209 | 817.8497 | 0.0013332 | 817.6514 | 0.015241 | 950.4583 | 0.027498 | 817.6514 | 0.30753 | 817.6514 | 7.9274 | 950.1056 | 0.00078262 | 817.6514 | 4.9127 | 954.5914 | 0.00072506 | 950.4583 | 10.9292 | 954.5914 | 0.6651 | 1027.0162 | 0.36641 | 1243.3143 | 0.10665 | 1034.9401 | 0.013265 | 1157.9039 | 0 | 1157.1152 | 0 | 817.651 | 0.0029878 | 817.8497 | 0.025506 | 817.6514 | 0.081425 | 817.6514 | 0.035755 | 817.6514 | 0.079682 | 813.6713 | 0.077592
| 389.5613 | 0 |  |  | 389.5613 | 0.009812 | 389.5613 | 0.022758 | 638.0931 | 0 | 817.8897 | -0.060778 | 812.6212 | -0.082964 | 638.0931 | 0 | 817.8897 | -0.11951 | 817.8897 | -0.023982 | 818.0879 | 0 | 817.8897 | -0.085354 | 817.8897 | -0.023098 | 817.8897 | -0.035351 | 640.6402 | 0.001052 | 812.62 | 0.027548 | 818.0879 | -0.0095994 | 638.0931 | 0.015359 | 812.62 | -0.026388 | 817.8897 | 0.016626 | 812.62 | 0.00081613 | 817.8897 | 0.0069503 | 640.6402 | 1.8166 | 640.6402 | 16.184 | 817.8897 | -0.031499 | 818.0879 | -0.0092473 | 818.0879 | -0.006161 | 817.8897 | 0.022486 | 950.6266 | 0.030061 | 817.8897 | 0.27433 | 817.8897 | 7.8348 | 950.2746 | 0 | 817.8897 | 4.8831 | 954.7621 | 0.00077991 | 950.6266 | 10.9279 | 954.7621 | 0.66842 | 1027.1211 | 0.3679 | 1243.39 | 0.10616 | 1034.9532 | 0.01326 | 1157.9696 | 0 | 1157.1808 | 0 | 817.89 | 0.0030016 | 818.0879 | 0.016074 | 817.8897 | 0.04597 | 817.8897 | 0.010692 | 817.8897 | 0.026845 | 813.9085 | 0.075869
| 389.6406 | 0 |  |  | 389.6406 | 0.0052339 | 389.6406 | 0.035169 | 638.2141 | 0 | 818.128 | 0.028436 | 812.8592 | 0.055379 | 638.2141 | 0.018262 | 818.128 | 0.0032372 | 818.128 | 0.011145 | 818.3262 | 0 | 818.128 | 0.059888 | 818.128 | 0.064342 | 818.128 | 0.083553 | 640.7603 | 0.00053478 | 812.86 | -0.046258 | 818.3262 | 0.00043401 | 638.2141 | 0.023927 | 812.86 | -0.0081769 | 818.128 | 0.019063 | 812.86 | -0.008278 | 818.128 | 0.015727 | 640.7603 | 1.7125 | 640.7603 | 15.7713 | 818.128 | 0.042331 | 818.3262 | 0.002006 | 818.3262 | -0.00025805 | 818.128 | 0.013867 | 950.7949 | 0.028192 | 818.128 | 0.29338 | 818.128 | 7.7289 | 950.4437 | 0.0018258 | 818.128 | 4.962 | 954.9329 | 0.00051006 | 950.7949 | 10.9105 | 954.9329 | 0.6725 | 1027.2261 | 0.36941 | 1243.4658 | 0.10566 | 1034.9663 | 0.013255 | 1158.0353 | 0 | 1157.2465 | 0 | 818.128 | 0.003273 | 818.3262 | 0.020442 | 818.128 | 0.075566 | 818.128 | 0.011979 | 818.128 | 0.054329 | 814.1457 | 0.076145
| 389.72 | 0 |  |  | 389.72 | 0.0077112 | 389.72 | 0.022468 | 638.3352 | 0 | 818.3663 | -0.055239 | 813.0973 | -0.064727 | 638.3352 | 0 | 818.3663 | -0.2219 | 818.3663 | -0.02061 | 818.5644 | 0 | 818.3663 | -0.068874 | 818.3663 | -0.00379 | 818.3663 | -0.085654 | 640.8803 | 0.0010453 | 813.1 | 0.033785 | 818.5645 | -0.010682 | 638.3352 | 0 | 813.1 | -0.016331 | 818.3663 | 0.010843 | 813.1 | -0.024367 | 818.3663 | 0.0050178 | 640.8803 | 1.6731 | 640.8803 | 15.3975 | 818.3663 | -0.029182 | 818.5645 | -0.0043238 | 818.5645 | -0.005566 | 818.3663 | 0.00861 | 950.9631 | 0.029207 | 818.3663 | 0.24664 | 818.3663 | 7.7329 | 950.6128 | 0 | 818.3663 | 4.9983 | 955.1036 | 0.0009236 | 950.9631 | 10.8967 | 955.1036 | 0.67619 | 1027.3312 | 0.37033 | 1243.5415 | 0.10517 | 1034.9795 | 0.013251 | 1158.101 | 0 | 1157.312 | 0 | 818.366 | 0.0032674 | 818.5644 | 0.016515 | 818.3663 | 0.059341 | 818.3663 | -0.0026597 | 818.3663 | 0.026845 | 814.3829 | 0.075004
| 389.7994 | 0 |  |  | 389.7994 | 0.008962 | 389.7994 | 0.034148 | 638.4562 | 0.027761 | 818.6046 | -0.0054833 | 813.3354 | 0.005474 | 638.4562 | 0.034604 | 818.6046 | 0.014178 | 818.6046 | 0.0051314 | 818.8027 | 0 | 818.6046 | 0.053692 | 818.6046 | -0.027151 | 818.6046 | 0.040137 | 641.0004 | 0.00051802 | 813.34 | -0.026508 | 818.8027 | 0.00079324 | 638.4562 | 0.030195 | 813.34 | 0.0010646 | 818.6046 | 0.023642 | 813.34 | 0.012708 | 818.6046 | 0.0104 | 641.0004 | 1.5956 | 641.0004 | 15.0156 | 818.6046 | 0.03087 | 818.8027 | 0.0031869 | 818.8027 | 0.0013398 | 818.6046 | 0.00064204 | 951.1314 | 0.024241 | 818.6046 | 0.26984 | 818.6046 | 7.6532 | 950.7818 | 0.0018258 | 818.6046 | 5.1214 | 955.2744 | 0.00099929 | 951.1314 | 10.8671 | 955.2744 | 0.6797 | 1027.4362 | 0.37123 | 1243.6173 | 0.10468 | 1034.9926 | 0.013248 | 1158.1666 | 0 | 1157.3777 | 0 | 818.605 | 0.0034834 | 818.8027 | 0.022203 | 818.6046 | 0.074664 | 818.6046 | 0.024487 | 818.6046 | 0.069455 | 814.6201 | 0.075572
| 389.8788 | 0 |  |  | 389.8788 | 0.004396 | 389.8788 | 0.019922 | 638.5773 | 0 | 818.8429 | -0.084955 | 813.5735 | -0.056306 | 638.5773 | 0 | 818.8429 | -0.24243 | 818.8429 | -0.033965 | 819.041 | 0 | 818.8429 | -0.085785 | 818.8429 | -0.052304 | 818.8429 | -0.16123 | 641.1205 | 0.0010528 | 813.57 | -0.068091 | 819.041 | -0.0070653 | 638.5773 | 0.016508 | 813.57 | -0.014972 | 818.8429 | 0.0077675 | 813.57 | 0.0015157 | 818.8429 | 0.0026934 | 641.1205 | 1.5764 | 641.1205 | 14.6502 | 818.8429 | -0.040122 | 819.041 | -0.0093862 | 819.041 | -0.0057244 | 818.8429 | -0.0046616 | 951.2997 | 0.031716 | 818.8429 | 0.23011 | 818.8429 | 7.5022 | 950.9509 | 0 | 818.8429 | 5.1272 | 955.4452 | 0.00021609 | 951.2997 | 10.8409 | 955.4452 | 0.68246 | 1027.5413 | 0.37206 | 1243.693 | 0.1042 | 1035.0057 | 0.013244 | 1158.2324 | 0 | 1157.4432 | 0 | 818.843 | 0.0037631 | 819.041 | 0.013982 | 818.8429 | 0.053332 | 818.8429 | 0.0035069 | 818.8429 | 0.032171 | 814.8573 | 0.074335
| 389.9582 | 0 |  |  | 389.9582 | 0.0082941 | 389.9582 | 0.035638 | 638.6983 | 0.038318 | 819.0812 | 0.025629 | 813.8116 | 0.047932 | 638.6983 | 0.01938 | 819.0812 | 0.053191 | 819.0812 | 0.0082591 | 819.2793 | 0 | 819.0812 | 0.066284 | 819.0812 | -0.001258 | 819.0812 | -0.0099311 | 641.2405 | 0.00064417 | 813.81 | 0.012994 | 819.2793 | 0.0052249 | 638.6983 | 0.019852 | 813.81 | 0.010306 | 819.0812 | 0.010086 | 813.81 | 0.0032645 | 819.0812 | 0.010907 | 641.2405 | 1.5582 | 641.2405 | 14.1919 | 819.0812 | -0.00083794 | 819.2793 | 0.00060219 | 819.2793 | 0.00076088 | 819.0812 | 0.019738 | 951.4679 | 0.029313 | 819.0812 | 0.24776 | 819.0812 | 7.3936 | 951.12 | 0.0018258 | 819.0812 | 5.2469 | 955.6159 | 0.001936 | 951.4679 | 10.8135 | 955.6159 | 0.68436 | 1027.6462 | 0.37291 | 1243.7688 | 0.10371 | 1035.0188 | 0.013241 | 1158.2981 | 0 | 1157.5089 | 0 | 819.081 | 0.0040068 | 819.2793 | 0.020331 | 819.0812 | 0.07211 | 819.0812 | 0.020882 | 819.0812 | 0.067325 | 815.0945 | 0.075327
| 390.0376 | 0 |  |  | 390.0376 | 0.0070311 | 390.0376 | 0.039238 | 638.8194 | 0 | 819.3195 | 0.0056256 | 814.0497 | 0.03184 | 638.8194 | 0 | 819.3195 | 0.042745 | 819.3195 | 0.005305 | 819.5176 | 0 | 819.3195 | 0.059127 | 819.3195 | 0.056455 | 819.3195 | 0.033481 | 641.3606 | 0.00076404 | 814.05 | 0.011954 | 819.5176 | 0.0044569 | 638.8194 | 0.018911 | 814.05 | 0.0073161 | 819.3195 | 0.023733 | 814.05 | -0.0030314 | 819.3195 | 0.018974 | 641.3606 | 1.5562 | 641.3606 | 13.7016 | 819.3195 | 0.04049 | 819.5176 | 0.0049642 | 819.5176 | -0.0018591 | 819.3195 | 0.03273 | 951.6362 | 0.033585 | 819.3195 | 0.2598 | 819.3195 | 7.1855 | 951.289 | 0.00069566 | 819.3195 | 5.389 | 955.7867 | 0.00082049 | 951.6362 | 10.7963 | 955.7867 | 0.68662 | 1027.7513 | 0.37359 | 1243.8446 | 0.10323 | 1035.032 | 0.013238 | 1158.3639 | 0 | 1157.5746 | 0 | 819.319 | 0.0032591 | 819.5176 | 0.020001 | 819.3195 | 0.080974 | 819.3195 | 0.036806 | 819.3195 | 0.063064 | 815.3318 | 0.074375
| 390.1169 | 0 |  |  | 390.1169 | 0.002878 | 390.1169 | 0.019521 | 638.9405 | 0.020723 | 819.5578 | -0.037863 | 814.2878 | -0.087653 | 638.9405 | 0.025362 | 819.5578 | -0.1491 | 819.5578 | -0.022719 | 819.7559 | 0 | 819.5578 | -0.078523 | 819.5578 | -0.042341 | 819.5578 | -0.048102 | 641.4807 | 0.00036127 | 814.29 | -0.011954 | 819.7559 | -0.01105 | 638.9405 | 0.0020264 | 814.29 | -0.018233 | 819.5578 | -0.0013156 | 814.29 | -0.010726 | 819.5578 | 0.0071025 | 641.4807 | 1.4866 | 641.4807 | 13.2492 | 819.5578 | -0.029584 | 819.7559 | -0.0079921 | 819.7559 | -0.0066798 | 819.5578 | -0.0095481 | 951.8045 | 0.023387 | 819.5578 | 0.197 | 819.5578 | 7.1154 | 951.4581 | 0 | 819.5578 | 5.3997 | 955.9574 | 0.0016596 | 951.8045 | 10.7845 | 955.9574 | 0.68958 | 1027.8566 | 0.37398 | 1243.9203 | 0.10276 | 1035.045 | 0.013235 | 1158.4296 | 0 | 1157.6401 | 0 | 819.558 | 0.0037243 | 819.7559 | 0.013359 | 819.5578 | 0.044768 | 819.5578 | -0.053332 | 819.5578 | 0.036858 | 815.569 | 0.073163
| 390.1963 | 0 |  |  | 390.1963 | 0.0077597 | 390.1963 | 0.035683 | 639.0616 | 0 | 819.7962 | 0.026632 | 814.526 | 0.027682 | 639.0616 | 0 | 819.7962 | 0.11565 | 819.7962 | 0.01385 | 819.9942 | 0 | 819.7962 | 0.053978 | 819.7962 | 0.02591 | 819.7962 | 0.052541 | 641.6008 | 0.00035918 | 814.53 | 0.078486 | 819.9942 | 0.0019655 | 639.0616 | 0.01118 | 814.53 | 0.011937 | 819.7962 | 0.017483 | 814.53 | 0.0039641 | 819.7962 | 0.015575 | 641.6008 | 1.3662 | 641.6008 | 12.8652 | 819.7962 | 0.025743 | 819.9942 | 0.0040229 | 819.9942 | 0.0034293 | 819.7962 | 0.037977 | 951.9728 | 0.030595 | 819.7962 | 0.24487 | 819.7962 | 6.8871 | 951.6272 | 0.00069566 | 819.7962 | 5.5324 | 956.1282 | 0.00011627 | 951.9728 | 10.7726 | 956.1282 | 0.69116 | 1027.9617 | 0.37494 | 1243.9961 | 0.10228 | 1035.0582 | 0.013233 | 1158.4954 | 0 | 1157.7058 | 0 | 819.796 | 0.0029739 | 819.9942 | 0.02213 | 819.7962 | 0.081875 | 819.7962 | 0.067453 | 819.7962 | 0.07329 | 815.8063 | 0.073338
| 390.2757 | 0 |  |  | 390.2757 | 0.0070676 | 390.2757 | 0.02009 | 639.1826 | 0.0045078 | 820.0345 | -0.089639 | 814.7641 | -0.057904 | 639.1826 | 0.021923 | 820.0345 | -0.12412 | 820.0345 | -0.019883 | 820.2325 | 0 | 820.0345 | -0.083648 | 820.0345 | -0.069324 | 820.0345 | -0.09825 | 641.7209 | 0.00033948 | 814.76 | -0.089919 | 820.2325 | -0.0083347 | 639.1826 | 0.017762 | 814.76 | -0.010079 | 820.0345 | 0.0084064 | 814.76 | -0.010726 | 820.0345 | -2.1874e-05 | 641.7209 | 1.2861 | 641.7209 | 12.5503 | 820.0345 | -0.033512 | 820.2325 | -0.0093834 | 820.2325 | -0.005585 | 820.0345 | -0.0085761 | 952.1411 | 0.021197 | 820.0345 | 0.19838 | 820.0345 | 6.8098 | 951.7963 | 0.00026087 | 820.0345 | 5.554 | 956.299 | 0.00050999 | 952.1411 | 10.7624 | 956.299 | 0.69251 | 1028.0668 | 0.37585 | 1244.0719 | 0.10181 | 1035.0713 | 0.013231 | 1158.561 | 0 | 1157.7715 | 0 | 820.035 | 0.0036606 | 820.2325 | 0.012294 | 820.0345 | 0.048975 | 820.0345 | 9.1458e-05 | 820.0345 | 0.036858 | 816.0435 | 0.072872
| 390.3551 | 0 |  |  | 390.3551 | 0.0076626 | 390.3551 | 0.035817 | 639.3038 | 0 | 820.2729 | -0.01415 | 815.0022 | 0.029634 | 639.3038 | 0 | 820.2729 | 0.031067 | 820.2729 | -0.0012878 | 820.4708 | 0 | 820.2729 | 0.050517 | 820.2729 | 0.027933 | 820.2729 | 0.039385 | 641.841 | 0.00032565 | 815 | -0.0046779 | 820.4708 | 0.00079903 | 639.3038 | 0.012956 | 815 | 0.0024236 | 820.2729 | 0.024008 | 815 | -0.0026815 | 820.2729 | 0.0096899 | 641.841 | 1.1953 | 641.841 | 12.1867 | 820.2729 | 0.0027048 | 820.4708 | 0.00085564 | 820.4708 | -7.2667e-05 | 820.2729 | 0.010075 | 952.3093 | 0.023654 | 820.2729 | 0.22592 | 820.2729 | 6.667 | 951.9653 | 0.00017392 | 820.2729 | 5.6316 | 956.4698 | 0.00098181 | 952.3093 | 10.7393 | 956.4698 | 0.69518 | 1028.172 | 0.37617 | 1244.1477 | 0.10134 | 1035.0845 | 0.013229 | 1158.6268 | 0 | 1157.8372 | 0 | 820.273 | 0.0031318 | 820.4708 | 0.017285 | 820.2729 | 0.074063 | 820.2729 | 0.028243 | 820.2729 | 0.065834 | 816.2808 | 0.073421
| 390.4345 | 0 |  |  | 390.4345 | 0.007104 | 390.4345 | 0.027119 | 639.4249 | 0 | 820.5112 | -0.096244 | 815.2404 | 0.013749 | 639.4249 | 0.03138 | 820.5112 | -0.19168 | 820.5112 | -0.035233 | 820.7092 | 0 | 820.5112 | -0.093575 | 820.5112 | 0.008635 | 820.5112 | -0.094051 | 641.9611 | 0.00032104 | 815.24 | 0.044181 | 820.7092 | -0.016023 | 639.4249 | 0.018075 | 815.24 | 0.024712 | 820.5112 | 0.003378 | 815.24 | 0.030198 | 820.5112 | 0.00026673 | 641.9611 | 1.1735 | 641.9611 | 11.8806 | 820.5112 | -0.041226 | 820.7092 | -0.01315 | 820.7092 | -0.00831 | 820.5112 | -0.0078478 | 952.4776 | 0.025522 | 820.5112 | 0.18847 | 820.5112 | 6.5493 | 952.1344 | 0.00026087 | 820.5112 | 5.6848 | 956.6405 | 0.0003981 | 952.4776 | 10.7176 | 956.6405 | 0.69632 | 1028.2772 | 0.37662 | 1244.2235 | 0.10087 | 1035.0975 | 0.013228 | 1158.6926 | 0 | 1157.9028 | 0 | 820.511 | 0.0034391 | 820.7092 | 0.013175 | 820.5112 | 0.042665 | 820.5112 | 0.0017816 | 820.5112 | 0.029401 | 816.5181 | 0.072069
| 390.5139 | 0 |  |  | 390.5139 | 0.0065818 | 390.5139 | 0.034755 | 639.546 | 0 | 820.7496 | 0.073433 | 815.4785 | 0.0073358 | 639.546 | 0 | 820.7496 | 0.053702 | 820.7496 | 0.022206 | 820.9475 | 0 | 820.7496 | 0.045653 | 820.7496 | -0.024305 | 820.7496 | 0.072514 | 642.0811 | 0.00031685 | 815.48 | -0.0077966 | 820.9475 | 0.008645 | 639.546 | 0 | 815.48 | -0.01606 | 820.7496 | 0.023155 | 815.48 | -0.010377 | 820.7496 | 0.01659 | 642.0811 | 1.0316 | 642.0811 | 11.553 | 820.7496 | 0.042331 | 820.9475 | 0.0089525 | 820.9475 | 0.0042417 | 820.7496 | 0.030232 | 952.6459 | 0.031182 | 820.7496 | 0.21152 | 820.7496 | 6.4143 | 952.3035 | 0.00069566 | 820.7496 | 5.813 | 956.8113 | 0.0013131 | 952.6459 | 10.686 | 956.8113 | 0.69562 | 1028.3824 | 0.37742 | 1244.2993 | 0.1004 | 1035.1107 | 0.013226 | 1158.7584 | 0 | 1157.9685 | 0 | 820.75 | 0.0027081 | 820.9475 | 0.024919 | 820.7496 | 0.073162 | 820.7496 | 0.023736 | 820.7496 | 0.066473 | 816.7554 | 0.072391
| 390.5933 | 0 |  |  | 390.5933 | 0.0070554 | 390.5933 | 0.023739 | 639.6671 | 0.00099528 | 820.988 | -0.1055 | 815.7167 | -0.064674 | 639.6671 | 0.038688 | 820.988 | -0.22601 | 820.988 | -0.029444 | 821.1859 | 0 | 820.988 | -0.085469 | 820.988 | -0.027322 | 820.988 | -0.094051 | 642.2012 | 0.00030427 | 815.72 | -0.040022 | 821.1859 | -0.016502 | 639.6671 | 0.023404 | 815.72 | 0.0094906 | 820.988 | 0.0001973 | 815.72 | -0.0012825 | 820.988 | -0.0012147 | 642.2012 | 0.96362 | 642.2012 | 11.216 | 820.988 | -0.040858 | 821.1859 | -0.017559 | 821.1859 | -0.0087979 | 820.988 | -0.0019914 | 952.8142 | 0.029207 | 820.988 | 0.16835 | 820.988 | 6.3397 | 952.4726 | 0.00078262 | 820.988 | 5.8801 | 956.9821 | 0.00025331 | 952.8142 | 10.6646 | 956.9821 | 0.69654 | 1028.4877 | 0.37887 | 1244.3752 | 0.099938 | 1035.1238 | 0.013225 | 1158.8242 | 0 | 1158.0342 | 0 | 820.988 | 0.0033311 | 821.1859 | 0.011193 | 820.988 | 0.047172 | 820.988 | 0.0064747 | 820.988 | 0.020047 | 816.9926 | 0.071425
| 390.6727 | 0 |  |  | 390.6727 | 0.0050517 | 390.6727 | 0.037232 | 639.7882 | 0 | 821.2264 | 0.014854 | 815.9549 | 0.054303 | 639.7882 | 0 | 821.2264 | 0.088424 | 821.2264 | -0.0031368 | 821.4242 | 0 | 821.2264 | 0.050828 | 821.2264 | 0.0076072 | 821.2264 | 0.091532 | 642.3213 | 0.00030176 | 815.95 | 0.018192 | 821.4242 | -0.00073812 | 639.7882 | 0.0067236 | 815.95 | -0.011167 | 821.2264 | 0.024761 | 815.95 | -0.00023318 | 821.2264 | 0.01319 | 642.3213 | 0.8162 | 642.3213 | 10.8483 | 821.2264 | 0.014916 | 821.4242 | 0.001041 | 821.4242 | 0.0014976 | 821.2264 | 0.018114 | 952.9825 | 0.033425 | 821.2264 | 0.20015 | 821.2264 | 6.1313 | 952.6417 | 0.00017392 | 821.2264 | 5.9566 | 957.1529 | 0.00017221 | 952.9825 | 10.6395 | 957.1529 | 0.69804 | 1028.5931 | 0.37999 | 1244.451 | 0.099477 | 1035.137 | 0.013224 | 1158.89 | 0 | 1158.1 | 0 | 821.226 | 0.0027247 | 821.4242 | 0.019561 | 821.2264 | 0.068505 | 821.2264 | 0.024638 | 821.2264 | 0.056246 | 817.2299 | 0.071815
| 390.7521 | 0 |  |  | 390.7521 | 0.0048696 | 390.7521 | 0.02128 | 639.9094 | 0.037536 | 821.4647 | -0.10076 | 816.1931 | -0.051229 | 639.9094 | 0.019753 | 821.4647 | -0.19893 | 821.4647 | -0.036065 | 821.6626 | 0 | 821.4647 | -0.078746 | 821.4647 | -0.032353 | 821.4647 | -0.089852 | 642.4414 | 0.00032188 | 816.19 | -0.036903 | 821.6626 | -0.014153 | 639.9094 | 0.030822 | 816.19 | -0.016875 | 821.4647 | 0.0047171 | 816.19 | 0.0050134 | 821.4647 | 0.0075591 | 642.4414 | 0.8162 | 642.4414 | 10.5488 | 821.4647 | -0.035494 | 821.6626 | -0.015168 | 821.6626 | -0.0072108 | 821.4647 | -0.0057531 | 953.1508 | 0.019809 | 821.4647 | 0.15512 | 821.4647 | 6.0488 | 952.8108 | 0.00078262 | 821.4647 | 5.9516 | 957.3237 | 0.00067241 | 953.1508 | 10.625 | 957.3237 | 0.69806 | 1028.6982 | 0.38024 | 1244.5269 | 0.099016 | 1035.15 | 0.013224 | 1158.9558 | 0 | 1158.1656 | 0 | 821.465 | 0.0024007 | 821.6626 | 0.0096152 | 821.4647 | 0.047923 | 821.4647 | -0.0017183 | 821.4647 | 0.019688 | 817.4672 | 0.071017
| 390.8315 | 0 |  |  | 390.8315 | 0.01286 | 390.8315 | 0.039367 | 640.0305 | 0.002111 | 821.7031 | -0.0095892 | 816.4312 | 0.017616 | 640.0305 | 0 | 821.7031 | 0.065634 | 821.7032 | 0.0058954 | 821.901 | 0 | 821.7031 | 0.068358 | 821.7032 | 0.036202 | 821.7032 | 0.037835 | 642.5615 | 0.00030427 | 816.43 | 0.026508 | 821.901 | 0.003467 | 640.0305 | 0.0099864 | 816.43 | -0.0095359 | 821.7031 | 0.018069 | 816.43 | 0.0081613 | 821.7032 | 0.011415 | 642.5615 | 0.81262 | 642.5615 | 10.2612 | 821.7032 | 0.019311 | 821.901 | -0.00015597 | 821.901 | 0.0039648 | 821.7032 | 0.014241 | 953.3191 | 0.025896 | 821.7031 | 0.18619 | 821.7031 | 5.8506 | 952.9799 | 0 | 821.7031 | 6.1015 | 957.4945 | 0.00046509 | 953.3191 | 10.6118 | 957.4945 | 0.69912 | 1028.8036 | 0.38082 | 1244.6028 | 0.098561 | 1035.1632 | 0.013223 | 1159.0216 | 0 | 1158.2313 | 0 | 821.703 | 0.0027413 | 821.901 | 0.019818 | 821.7032 | 0.063848 | 821.7032 | 0.028393 | 821.7032 | 0.069029 | 817.7046 | 0.071541
| 390.911 | 0 |  |  | 390.911 | 0.0063389 | 390.9109 | 0.020026 | 640.1517 | 0.010831 | 821.9416 | -0.075717 | 816.6694 | -0.040531 | 640.1517 | 0.016026 | 821.9416 | -0.17027 | 821.9416 | -0.023988 | 822.1394 | 0 | 821.9416 | -0.092393 | 821.9416 | -0.030574 | 821.9416 | -0.089013 | 642.6816 | 0.00030847 | 816.67 | 0.006757 | 822.1394 | -0.013655 | 640.1517 | 0.0029162 | 816.67 | 0.0026954 | 821.9416 | 0.0079413 | 816.67 | 0.017955 | 821.9416 | 0.0062908 | 642.6816 | 0.84646 | 642.6816 | 10.0057 | 821.9416 | -0.031851 | 822.1394 | -0.0081878 | 822.1394 | -0.0046109 | 821.9416 | -0.0087172 | 953.4873 | 0.013402 | 821.9416 | 0.14135 | 821.9416 | 5.6881 | 953.149 | 0.00026087 | 821.9416 | 6.146 | 957.6653 | 0.00055941 | 953.4873 | 10.6113 | 957.6653 | 0.70106 | 1028.9089 | 0.38183 | 1244.6786 | 0.098105 | 1035.1763 | 0.013223 | 1159.0874 | 0 | 1158.2971 | 0 | 821.942 | 0.0031373 | 822.1394 | 0.0094685 | 821.9416 | 0.048224 | 821.9416 | -0.0069277 | 821.9416 | 0.024075 | 817.9419 | 0.070193
| 390.9904 | 0 |  |  | 390.9904 | 0.0056589 | 390.9904 | 0.037967 | 640.2729 | 0 | 822.18 | 0.066197 | 816.9076 | 0.078797 | 640.2729 | 0 | 822.18 | 0.13012 | 822.18 | 0.01718 | 822.3777 | 0 | 822.18 | 0.051989 | 822.18 | 0.028816 | 822.18 | 0.023685 | 642.8017 | 0.00031056 | 816.91 | -0.016113 | 822.3777 | 0.0056702 | 640.2729 | 0 | 816.91 | 0.0035108 | 822.18 | 0.023573 | 816.91 | 0.0011659 | 822.18 | 0.013241 | 642.8017 | 0.85427 | 642.8017 | 9.6934 | 822.18 | 0.032201 | 822.3777 | 0.0044888 | 822.3777 | 0.0033248 | 822.18 | 0.020363 | 953.6557 | 0.026857 | 822.18 | 0.18375 | 822.18 | 5.5442 | 953.3181 | 0.0012174 | 822.18 | 6.2615 | 957.836 | 0.00038832 | 953.6557 | 10.5981 | 957.836 | 0.70352 | 1029.0143 | 0.38291 | 1244.7545 | 0.097654 | 1035.1895 | 0.013223 | 1159.1532 | 0 | 1158.3628 | 0 | 822.18 | 0.0025724 | 822.3777 | 0.023561 | 822.18 | 0.068355 | 822.18 | 0.031398 | 822.18 | 0.065407 | 818.1792 | 0.070508
| 391.0698 | 0 |  |  | 391.0698 | 0.0053067 | 391.0698 | 0.02321 | 640.3941 | 0.018558 | 822.4184 | -0.095507 | 817.1458 | -0.036466 | 640.3941 | 0.022783 | 822.4184 | -0.11142 | 822.4184 | -0.034328 | 822.6161 | 0 | 822.4184 | -0.074752 | 822.4184 | -0.061436 | 822.4184 | -0.043185 | 642.9218 | 0.00036295 | 817.15 | -0.066009 | 822.6161 | -0.011977 | 640.3941 | 0.020688 | 817.15 | -0.0098077 | 822.4184 | 0.010993 | 817.15 | -0.02087 | 822.4184 | 1.0457e-05 | 642.9218 | 0.81262 | 642.9218 | 9.4098 | 822.4184 | -0.016319 | 822.6161 | -0.010529 | 822.6161 | -0.0040751 | 822.4184 | 0.011389 | 953.8239 | 0.02974 | 822.4184 | 0.14771 | 822.4184 | 5.4954 | 953.4872 | 0.00078262 | 822.4184 | 6.3028 | 958.0068 | 0.00098062 | 953.8239 | 10.5867 | 958.0068 | 0.70534 | 1029.1196 | 0.38371 | 1244.8304 | 0.097203 | 1035.2025 | 0.013223 | 1159.219 | 0 | 1158.4286 | 0 | 822.418 | 0.003345 | 822.6161 | 0.0062756 | 822.4184 | 0.055134 | 822.4184 | -0.0028993 | 822.4184 | 0.031106 | 818.4166 | 0.06982
| 391.1492 | 0 |  |  | 391.1492 | 0.010043 | 391.1492 | 0.028829 | 640.5153 | 0 | 822.6568 | 0.050403 | 817.3841 | 0.026194 | 640.5153 | 0 | 822.6568 | -0.031892 | 822.6568 | -0.0014888 | 822.8546 | 0 | 822.6568 | 0.049571 | 822.6568 | 0.036867 | 822.6568 | 0.010309 | 643.0419 | 0.00036127 | 817.38 | 0.017152 | 822.8546 | 0.0057561 | 640.5153 | 0.036673 | 817.38 | 0.010306 | 822.6568 | 0.027907 | 817.38 | -0.023318 | 822.6568 | 0.018314 | 643.0419 | 0.81848 | 643.0419 | 9.1212 | 822.6568 | 0.026049 | 822.8546 | 0.0066966 | 822.8546 | 0.0027875 | 822.6568 | 0.034979 | 953.9922 | 0.027765 | 822.6568 | 0.17405 | 822.6568 | 5.3167 | 953.6563 | 0 | 822.6568 | 6.379 | 958.1776 | 0.00010309 | 953.9922 | 10.5636 | 958.1776 | 0.70675 | 1029.2251 | 0.3839 | 1244.9062 | 0.096753 | 1035.2157 | 0.013223 | 1159.2848 | 0 | 1158.4943 | 0 | 822.657 | 0.0027275 | 822.8546 | 0.021432 | 822.6568 | 0.075115 | 822.6568 | 0.034703 | 822.6568 | 0.066047 | 818.6539 | 0.069924
| 391.2286 | 0 |  |  | 391.2286 | 0.0089741 | 391.2286 | 0.020318 | 640.6364 | 0.0016977 | 822.8953 | -0.084101 | 817.6223 | -0.054529 | 640.6364 | 0.028801 | 822.8953 | -0.14029 | 822.8953 | -0.037419 | 823.093 | 0 | 822.8953 | -0.088924 | 822.8953 | -0.071814 | 822.8953 | -0.1226 | 643.1621 | 0.00037091 | 817.62 | -0.006757 | 823.093 | -0.016683 | 640.6364 | 0.018911 | 817.62 | -0.0016535 | 822.8953 | 0.005132 | 817.62 | 0.012359 | 822.8953 | -0.0031358 | 643.1621 | 0.77226 | 643.1621 | 8.9035 | 822.8953 | -0.0052643 | 823.093 | -0.0070785 | 823.093 | -0.0076412 | 822.8953 | 0.00043512 | 954.1605 | 0.027391 | 822.8953 | 0.13883 | 822.8953 | 5.2035 | 953.8254 | 0.00026087 | 822.8953 | 6.4957 | 958.3484 | 0.00068336 | 954.1605 | 10.5491 | 958.3484 | 0.70714 | 1029.3304 | 0.38451 | 1244.9822 | 0.096307 | 1035.2288 | 0.013224 | 1159.3507 | 0 | 1158.5601 | 0 | 822.895 | 0.0028936 | 823.093 | 0.00745 | 822.8953 | 0.048374 | 822.8953 | -0.00072984 | 822.8953 | 0.026419 | 818.8913 | 0.068866
| 391.308 | 0 |  |  | 391.308 | 0.0077476 | 391.308 | 0.032644 | 640.7577 | 0 | 823.1337 | -0.0012746 | 817.8605 | 0.020117 | 640.7577 | 0 | 823.1337 | 0.06793 | 823.1337 | 0.0056858 | 823.3314 | 0 | 823.1337 | 0.055648 | 823.1337 | -0.0083057 | 823.1337 | 0.040016 | 643.2822 | 0.00030427 | 817.86 | 0.006757 | 823.3314 | 0.0075732 | 640.7577 | 0.012329 | 817.86 | 0.00079277 | 823.1337 | 0.024851 | 817.86 | -0.012125 | 823.1337 | 0.0076606 | 643.2822 | 0.79797 | 643.2822 | 8.6637 | 823.1337 | 0.033664 | 823.3314 | 0.0035782 | 823.3314 | 0.0023579 | 823.1337 | 0.0072678 | 954.3288 | 0.02675 | 823.1337 | 0.17399 | 823.1337 | 5.0704 | 953.9945 | 0.00017392 | 823.1337 | 6.602 | 958.5193 | 0.00016234 | 954.3288 | 10.5209 | 958.5193 | 0.70853 | 1029.4359 | 0.38585 | 1245.0581 | 0.095867 | 1035.2419 | 0.013224 | 1159.4165 | 0 | 1158.6258 | 0 | 823.134 | 0.0029158 | 823.3314 | 0.01545 | 823.1337 | 0.062646 | 823.1337 | 0.021783 | 823.1337 | 0.065194 | 819.1286 | 0.069576
| 391.3875 | 0 |  |  | 391.3875 | 0.004991 | 391.3874 | 0.021642 | 640.8789 | 0.00029265 | 823.3722 | -0.082346 | 818.0987 | -0.054725 | 640.8789 | 0.0022362 | 823.3722 | -0.10015 | 823.3722 | -0.026736 | 823.5698 | 0 | 823.3722 | -0.090171 | 823.3722 | -0.046077 | 823.3722 | -0.10245 | 643.4023 | 0.00034828 | 818.1 | -0.068091 | 823.5698 | -0.013383 | 640.8789 | 0.023927 | 818.1 | 0.0021518 | 823.3722 | 0.0026121 | 818.1 | -0.025417 | 823.3722 | -2.1761e-05 | 643.4023 | 0.7778 | 643.4023 | 8.4216 | 823.3722 | -0.041226 | 823.5698 | -0.01348 | 823.5698 | -0.0075071 | 823.3722 | 0.00021481 | 954.4971 | 0.023547 | 823.3722 | 0.13486 | 823.3722 | 4.9318 | 954.1637 | 0.00078262 | 823.3722 | 6.5791 | 958.6901 | 0.00068008 | 954.4971 | 10.4943 | 958.6901 | 0.70907 | 1029.5414 | 0.38688 | 1245.134 | 0.095421 | 1035.255 | 0.013225 | 1159.4824 | 0 | 1158.6915 | 0 | 823.372 | 0.0026915 | 823.5698 | 0.0079638 | 823.3722 | 0.043266 | 823.3722 | 0.0086548 | 823.3722 | 0.024075 | 819.366 | 0.069089
| 391.4669 | 0 |  |  | 391.4669 | 0.0051853 | 391.4669 | 0.035561 | 641.0001 | 0 | 823.6106 | -0.0067074 | 818.337 | 0.048011 | 641.0001 | 0 | 823.6106 | -0.016236 | 823.6106 | -0.0023421 | 823.8083 | 0 | 823.6106 | 0.053583 | 823.6106 | -0.022173 | 823.6106 | 0.041546 | 643.5224 | 0.00032104 | 818.34 | 0.059772 | 823.8083 | -0.00083906 | 641.0001 | 0.014105 | 818.34 | 0.0021518 | 823.6106 | 0.013775 | 818.34 | 0.014458 | 823.6106 | 0.0085738 | 643.5224 | 0.76706 | 643.5224 | 8.1348 | 823.6106 | 0.036207 | 823.8083 | 0.0012248 | 823.8083 | 0.00051578 | 823.6106 | 0.003965 | 954.6654 | 0.038764 | 823.6106 | 0.16092 | 823.6106 | 4.8524 | 954.3328 | 0 | 823.6106 | 6.7715 | 958.8609 | 0.0011627 | 954.6654 | 10.4621 | 958.8609 | 0.70788 | 1029.6469 | 0.38755 | 1245.21 | 0.094981 | 1035.2682 | 0.013225 | 1159.5482 | 0 | 1158.7573 | 0 | 823.611 | 0.0029739 | 823.8083 | 0.013799 | 823.6106 | 0.074814 | 823.6106 | 0.020431 | 823.6106 | 0.060081 | 819.6034 | 0.069158
| 391.5463 | 0 |  |  | 391.5463 | 0.0074804 | 391.5463 | 0.01801 | 641.1213 | 0.032648 | 823.8491 | -0.094049 | 818.5752 | -0.050891 | 641.1213 | 0.020126 | 823.8491 | -0.17814 | 823.8491 | -0.023062 | 824.0467 | 0 | 823.8491 | -0.097298 | 823.8491 | -0.0088025 | 823.8491 | -0.11588 | 643.6425 | 0.00033948 | 818.58 | -0.02235 | 824.0467 | -0.017329 | 641.1213 | 0.016508 | 818.58 | -0.0095359 | 823.8491 | 0.0086184 | 818.58 | -0.0023318 | 823.8491 | 0.0036361 | 643.6425 | 0.73712 | 643.6425 | 7.9051 | 823.8491 | -0.060735 | 824.0467 | -0.012287 | 824.0467 | -0.0049073 | 823.8491 | -0.0098741 | 954.8337 | 0.019435 | 823.8491 | 0.11683 | 823.8491 | 4.6703 | 954.5019 | 0.00026087 | 823.8491 | 6.841 | 959.0317 | 0.00045631 | 954.8337 | 10.4386 | 959.0317 | 0.70814 | 1029.7524 | 0.38817 | 1245.2859 | 0.094545 | 1035.2812 | 0.013226 | 1159.6141 | 0 | 1158.8231 | 0 | 823.849 | 0.0029352 | 824.0467 | 0.01079 | 823.8491 | 0.046571 | 823.8491 | 0.019079 | 823.8491 | 0.023223 | 819.8408 | 0.068518
| 391.6257 | 0 |  |  | 391.6257 | 0.0052946 | 391.6257 | 0.034508 | 641.2426 | 0 | 824.0876 | 0.078759 | 818.8135 | 0.03318 | 641.2426 | 0 | 824.0876 | -0.034088 | 824.0876 | 0.014733 | 824.2852 | 0 | 824.0876 | 0.067963 | 824.0876 | 0.034039 | 824.0876 | 0.05773 | 643.7626 | 0.00032858 | 818.81 | 0.034825 | 824.2852 | 0.013136 | 641.2426 | 0.019225 | 818.81 | 0.0024236 | 824.0876 | 0.024806 | 818.81 | -0.0093273 | 824.0876 | 0.013748 | 643.7626 | 0.69188 | 643.7626 | 7.7107 | 824.0876 | 0.025178 | 824.2852 | 0.014201 | 824.2852 | 0.0074997 | 824.0876 | 0.018988 | 955.002 | 0.031342 | 824.0876 | 0.16345 | 824.0876 | 4.467 | 954.671 | 0.00017392 | 824.0876 | 6.9683 | 959.2025 | 0.0011353 | 955.002 | 10.4109 | 959.2025 | 0.70969 | 1029.8579 | 0.38875 | 1245.3619 | 0.09411 | 1035.2944 | 0.013226 | 1159.68 | 0 | 1158.8889 | 0 | 824.088 | 0.0021017 | 824.2852 | 0.023965 | 824.0876 | 0.067603 | 824.0876 | 0.027041 | 824.0876 | 0.066899 | 820.0782 | 0.068764
| 391.7052 | 0 |  |  | 391.7052 | 0.0039831 | 391.7052 | 0.020133 | 641.3638 | 0 | 824.326 | -0.015316 | 819.0518 | -0.0054439 | 641.3638 | 0.022353 | 824.326 | -0.081917 | 824.326 | -0.026435 | 824.5237 | 0 | 824.326 | -0.087538 | 824.326 | -0.12121 | 824.326 | -0.075724 | 643.8827 | 0.00036505 | 819.05 | -0.099278 | 824.5237 | -0.0031767 | 641.3638 | 0.013269 | 819.05 | 0.0081316 | 824.326 | 0.013497 | 819.05 | -0.023668 | 824.326 | 0.010705 | 643.8827 | 0.65673 | 643.8827 | 7.5502 | 824.326 | -0.026345 | 824.5237 | -0.0082774 | 824.5237 | -0.0014268 | 824.326 | -0.024485 | 955.1703 | 0.024027 | 824.326 | 0.11976 | 824.326 | 4.3561 | 954.8401 | 0.00078262 | 824.326 | 6.9633 | 959.3733 | 0.00043218 | 955.1703 | 10.3843 | 959.3733 | 0.70978 | 1029.9635 | 0.38993 | 1245.4379 | 0.093675 | 1035.3075 | 0.013227 | 1159.7459 | 0 | 1158.9547 | 0 | 824.326 | 0.0030985 | 824.5237 | 0.016735 | 824.326 | 0.04552 | 824.326 | 0.0011566 | 824.326 | 0.044102 | 820.3156 | 0.067577
| 391.7846 | 0 |  |  | 391.7846 | 0.009047 | 391.7846 | 0.034962 | 641.4851 | 0 | 824.5645 | 0.038634 | 819.29 | 0.068348 | 641.4851 | 0 | 824.5645 | 0.1598 | 824.5645 | 0.011823 | 824.7621 | 0 | 824.5645 | 0.052316 | 824.5645 | 0.0078356 | 824.5645 | 0.037341 | 644.0029 | 0.00038139 | 819.29 | 0.020271 | 824.7621 | 0.0080354 | 641.4851 | 0.019225 | 819.29 | 0.011393 | 824.5645 | 0.024061 | 819.29 | 0.015856 | 824.5645 | 0.011821 | 644.0029 | 0.577 | 644.0029 | 7.3868 | 824.5645 | 0.038282 | 824.7621 | 0.0027391 | 824.7621 | 0.002142 | 824.5645 | 0.0070271 | 955.3386 | 0.031075 | 824.5645 | 0.14307 | 824.5645 | 4.2097 | 955.0093 | 0 | 824.5645 | 7.0832 | 959.5441 | 0.00041134 | 955.3386 | 10.3449 | 959.5441 | 0.70813 | 1030.0691 | 0.39173 | 1245.5138 | 0.093244 | 1035.3207 | 0.013228 | 1159.8118 | 0 | 1159.0205 | 0 | 824.565 | 0.0025087 | 824.7621 | 0.019377 | 824.5645 | 0.055885 | 824.5645 | 0.019981 | 824.5645 | 0.058377 | 820.553 | 0.0688
| 391.864 | 0 |  |  | 391.864 | 0.0032666 | 391.864 | 0.018278 | 641.6064 | 0.022678 | 824.803 | -0.052613 | 819.5283 | -0.059444 | 641.6064 | 0.014535 | 824.803 | -0.13965 | 824.803 | -0.025459 | 825.0006 | 0 | 824.803 | -0.081161 | 824.803 | -0.036757 | 824.803 | -0.11924 | 644.123 | 0.00039396 | 819.53 | -0.046258 | 825.0006 | -0.010554 | 641.6064 | 0.010033 | 819.53 | -0.017691 | 824.803 | 0.010968 | 819.53 | 0.002565 | 824.803 | -0.0032595 | 644.123 | 0.52461 | 644.123 | 7.2234 | 824.803 | -0.03244 | 825.0006 | -0.007049 | 825.0006 | -0.0041976 | 824.803 | -0.0089621 | 955.5069 | 0.023387 | 824.803 | 0.1047 | 824.803 | 4.1435 | 955.1784 | 0.00026087 | 824.803 | 7.1276 | 959.715 | 0.0014249 | 955.5069 | 10.3121 | 959.715 | 0.70849 | 1030.1747 | 0.39313 | 1245.5898 | 0.092814 | 1035.3337 | 0.013228 | 1159.8777 | 0 | 1159.0863 | 0 | 824.803 | 0.0029324 | 825.0006 | 0.011267 | 824.803 | 0.043567 | 824.803 | -0.004256 | 824.803 | 0.020226 | 820.7904 | 0.067514
| 391.9435 | 0 |  |  | 391.9435 | 0.0088162 | 391.9435 | 0.031373 | 641.7276 | 0 | 825.0415 | 0.0093676 | 819.7666 | 0.072631 | 641.7276 | 0 | 825.0415 | 0.074215 | 825.0415 | 0.0095985 | 825.2391 | 0 | 825.0415 | 0.053682 | 825.0415 | -0.0037647 | 825.0415 | 0.062753 | 644.2431 | 0.00035247 | 819.77 | -0.014034 | 825.2391 | 0.0030199 | 641.7276 | 0.0049438 | 819.77 | 0.0043263 | 825.0415 | 0.02084 | 819.77 | 0.0099102 | 825.0415 | 0.012024 | 644.2431 | 0.45594 | 644.2431 | 7.021 | 825.0415 | 0.0032255 | 825.2391 | 0.0041031 | 825.2391 | -0.00038633 | 825.0415 | 0.0049149 | 955.6753 | 0.025416 | 825.0415 | 0.13935 | 825.0415 | 3.9567 | 955.3475 | 0.00017392 | 825.0415 | 7.3138 | 959.8858 | 0.00065047 | 955.6753 | 10.2786 | 959.8858 | 0.7092 | 1030.2803 | 0.3935 | 1245.6658 | 0.092389 | 1035.3469 | 0.013229 | 1159.9436 | 0 | 1159.1521 | 0 | 825.042 | 0.0024866 | 825.2391 | 0.01846 | 825.0415 | 0.072561 | 825.0415 | 0.01938 | 825.0415 | 0.046233 | 821.0278 | 0.067553
| 392.0229 | 0 |  |  | 392.0229 | 0.0041045 | 392.0229 | 0.019923 | 641.8489 | 0.015748 | 825.2801 | -0.087145 | 820.0049 | -0.021193 | 641.8489 | 0.026867 | 825.2801 | -0.20261 | 825.28 | -0.037495 | 825.4776 | 0 | 825.2801 | -0.094591 | 825.28 | -0.063097 | 825.28 | -0.12176 | 644.3632 | 0.00035499 | 820 | -0.094078 | 825.4776 | -0.014822 | 641.8489 | 0.028419 | 820 | -0.010079 | 825.2801 | 0.0020142 | 820 | -0.011076 | 825.28 | -0.0012068 | 644.3632 | 0.44455 | 644.3632 | 6.8313 | 825.28 | -0.02266 | 825.4776 | -0.009853 | 825.4776 | -0.0079364 | 825.28 | -0.014616 | 955.8436 | 0.019222 | 825.2801 | 0.098855 | 825.2801 | 3.834 | 955.5167 | 0.00078262 | 825.2801 | 7.2996 | 960.0566 | 0.0010574 | 955.8436 | 10.2587 | 960.0566 | 0.70926 | 1030.3859 | 0.39382 | 1245.7418 | 0.091964 | 1035.36 | 0.013229 | 1160.0095 | 0 | 1159.218 | 0 | 825.28 | 0.0028355 | 825.4776 | 0.0072298 | 825.28 | 0.050327 | 825.28 | 0.0011139 | 825.28 | 0.01826 | 821.2653 | 0.066574
| 392.1023 | 0 |  |  | 392.1023 | 0.0056468 | 392.1023 | 0.033193 | 641.9702 | 0 | 825.5186 | -0.027586 | 820.2432 | 0.038736 | 641.9702 | 0 | 825.5186 | 0.08387 | 825.5186 | 0.0022467 | 825.7161 | 0 | 825.5186 | 0.062872 | 825.5186 | 0.0131 | 825.5186 | -0.041899 | 644.4834 | 0.00035038 | 820.24 | -0.029627 | 825.7161 | 0.0054102 | 641.9702 | 0.018284 | 820.24 | -0.012525 | 825.5186 | 0.018763 | 820.24 | -0.0061794 | 825.5186 | 0.011313 | 644.4834 | 0.38955 | 644.4834 | 6.602 | 825.5186 | 0.015383 | 825.7161 | -0.00098929 | 825.7161 | -0.00078256 | 825.5186 | 0.0056063 | 956.0119 | 0.033585 | 825.5186 | 0.12626 | 825.5186 | 3.716 | 955.6858 | 0 | 825.5186 | 7.5156 | 960.2274 | 0.00068667 | 956.0119 | 10.2448 | 960.2274 | 0.70873 | 1030.4915 | 0.39503 | 1245.8179 | 0.091539 | 1035.3732 | 0.013229 | 1160.0754 | 0 | 1159.2838 | 0 | 825.519 | 0.0028604 | 825.7161 | 0.01501 | 825.5186 | 0.064599 | 825.5186 | 0.02629 | 825.5186 | 0.057738 | 821.5027 | 0.066932
| 392.1818 | 0 |  |  | 392.1818 | 0.0069218 | 392.1818 | 0.018336 | 642.0915 | 0.011533 | 825.7571 | -0.040836 | 820.4815 | -0.015147 | 642.0915 | 0.031595 | 825.7571 | -0.080465 | 825.7571 | -0.023949 | 825.9547 | 0 | 825.7571 | -0.086988 | 825.7571 | -0.036981 | 825.7571 | -0.076178 | 644.6035 | 0.00040612 | 820.48 | -0.012994 | 825.9547 | -0.0070507 | 642.0915 | 0.027792 | 820.48 | -0.0068178 | 825.7571 | 0.0042112 | 820.48 | -0.009677 | 825.7571 | 0.0036285 | 644.6035 | 0.37848 | 644.6035 | 6.4506 | 825.7571 | -0.029505 | 825.9547 | -0.011166 | 825.9547 | -0.0038275 | 825.7571 | -0.020113 | 956.1802 | 0.023921 | 825.7571 | 0.08509 | 825.7571 | 3.626 | 955.855 | 0.00026087 | 825.7571 | 7.5437 | 960.3983 | 0.0003554 | 956.1802 | 10.2403 | 960.3983 | 0.7098 | 1030.5972 | 0.39561 | 1245.8938 | 0.091114 | 1035.3864 | 0.013229 | 1160.1414 | 0 | 1159.3496 | 0 | 825.757 | 0.0025752 | 825.9547 | 0.013359 | 825.7571 | 0.045219 | 825.7571 | 0.0023419 | 825.7571 | 0.014896 | 821.7402 | 0.066272
| 392.2612 | 0 |  |  | 392.2612 | 0.0063025 | 392.2612 | 0.030759 | 642.2128 | 0 | 825.9956 | 0.012126 | 820.7198 | 0.011454 | 642.2128 | 0 | 825.9956 | 0.092684 | 825.9956 | -0.0032916 | 826.1932 | 0 | 825.9956 | 0.065921 | 825.9956 | 0.047738 | 825.9956 | 0.058951 | 644.7236 | 0.00038433 | 820.72 | -0.030666 | 826.1932 | 0.0063834 | 642.2128 | 0.026852 | 820.72 | 0.00052096 | 825.9956 | 0.015715 | 820.72 | 0.012009 | 825.9956 | 0.011313 | 644.7236 | 0.32706 | 644.7236 | 6.2435 | 825.9956 | 0.021066 | 826.1932 | 0.0026292 | 826.1932 | 0.002517 | 825.9956 | 0.019738 | 956.3485 | 0.029847 | 825.9956 | 0.13203 | 825.9956 | 3.5209 | 956.0241 | 0.00017392 | 825.9956 | 7.7244 | 960.5691 | 0.00071711 | 956.3485 | 10.2383 | 960.5691 | 0.71077 | 1030.7029 | 0.39574 | 1245.9698 | 0.090694 | 1035.3994 | 0.013229 | 1160.2073 | 0 | 1159.4155 | 0 | 825.996 | 0.002146 | 826.1932 | 0.017836 | 825.9956 | 0.061444 | 825.9956 | 0.029595 | 825.9956 | 0.061572 | 821.9776 | 0.066421
| 392.3407 | 0 |  |  | 392.3407 | 0.0035216 | 392.3407 | 0.012696 | 642.3341 | 0.007318 | 826.2342 | -0.080264 | 820.9581 | -0.0085336 | 642.3341 | 0.029446 | 826.2342 | -0.23671 | 826.2342 | -0.038919 | 826.4317 | 0 | 826.2342 | -0.10212 | 826.2342 | -0.01886 | 826.2342 | -0.065781 | 644.8438 | 0.00042037 | 820.96 | -0.0036384 | 826.4317 | -0.012277 | 642.3341 | 0.022464 | 820.96 | 0.01085 | 826.2342 | -0.0089562 | 820.96 | 0.0022152 | 826.2342 | 0.0077621 | 644.8438 | 0.32023 | 644.8438 | 6.0968 | 826.2342 | -0.023911 | 826.4317 | -0.0089982 | 826.4317 | -0.0055121 | 826.2342 | -0.01599 | 956.5168 | 0.025522 | 826.2342 | 0.079772 | 826.2342 | 3.4297 | 956.1933 | 0 | 826.2342 | 7.7143 | 960.74 | 4.8527e-05 | 956.5168 | 10.2323 | 960.74 | 0.71083 | 1030.8086 | 0.3976 | 1246.0459 | 0.090279 | 1035.4126 | 0.013229 | 1160.2733 | 0 | 1159.4813 | 0 | 826.234 | 0.0024007 | 826.4317 | 0.013762 | 826.2342 | 0.049876 | 826.2342 | -0.052881 | 826.2342 | 0.031319 | 822.2151 | 0.065487
| 392.4201 | 0 |  |  | 392.4201 | 0.0049789 | 392.4201 | 0.031722 | 642.4555 | 0 | 826.4727 | -0.014561 | 821.1965 | 0.037177 | 642.4555 | 0 | 826.4727 | -0.0082455 | 826.4727 | 0.0025888 | 826.6703 | 0 | 826.4727 | 0.05107 | 826.4727 | 0.045662 | 826.4727 | 0.010706 | 644.9639 | 0.00038349 | 821.2 | -0.014034 | 826.6703 | -0.0027833 | 642.4555 | 0.018598 | 821.2 | 0.015742 | 826.4727 | 0.024703 | 821.2 | -0.0058295 | 826.4727 | 0.012227 | 644.9639 | 0.27402 | 644.9639 | 5.9035 | 826.4727 | 0.040122 | 826.6703 | 0.0015384 | 826.6703 | -0.0014532 | 826.4727 | 0.031231 | 956.6851 | 0.028139 | 826.4727 | 0.11861 | 826.4727 | 3.3027 | 956.3624 | 0 | 826.4727 | 7.9142 | 960.9108 | 0.00044289 | 956.6851 | 10.2029 | 960.9108 | 0.71004 | 1030.9143 | 0.3995 | 1246.1219 | 0.089859 | 1035.4257 | 0.013229 | 1160.3392 | 0 | 1159.5472 | 0 | 826.473 | 0.0027219 | 826.6703 | 0.010863 | 826.4727 | 0.060392 | 826.4727 | 0.054984 | 826.4727 | 0.056672 | 822.4526 | 0.065548
| 392.4996 | 0 |  |  | 392.4996 | 0.0056346 | 392.4996 | 0.021935 | 642.5768 | 0.012236 | 826.7113 | -0.12874 | 821.4348 | -0.038653 | 642.5768 | 0.026437 | 826.7113 | -0.1506 | 826.7113 | -0.032402 | 826.9088 | 0 | 826.7113 | -0.088896 | 826.7113 | -0.032375 | 826.7113 | -0.14192 | 645.084 | 0.00039229 | 821.43 | -0.083682 | 826.9088 | -0.01402 | 642.5768 | 0.010657 | 821.43 | -0.0011099 | 826.7113 | 0.0038261 | 821.43 | 0.022503 | 826.7113 | -0.0002773 | 645.084 | 0.26718 | 645.084 | 5.7499 | 826.7113 | -0.017937 | 826.9088 | -0.01371 | 826.9088 | -0.0083535 | 826.7113 | -0.014616 | 956.8534 | 0.025362 | 826.7113 | 0.080462 | 826.7113 | 3.2367 | 956.5316 | 0.00078262 | 826.7113 | 7.9362 | 961.0816 | 0.0012529 | 956.8534 | 10.1599 | 961.0816 | 0.7101 | 1031.0201 | 0.39977 | 1246.198 | 0.089444 | 1035.4388 | 0.013228 | 1160.4052 | 0 | 1159.613 | 0 | 826.711 | 0.0022817 | 826.9088 | 0.0051012 | 826.7113 | 0.038609 | 826.7113 | -0.00097261 | 826.7113 | 0.035154 | 822.6901 | 0.065155
| 392.579 | 0 |  |  | 392.579 | 0.0067397 | 392.579 | 0.02837 | 642.6982 | 0 | 826.9499 | 0.044859 | 821.6731 | 0.056966 | 642.6982 | 0 | 826.9499 | -0.011009 | 826.9499 | 0.025461 | 827.1474 | 0 | 826.9499 | 0.058529 | 826.9499 | 0.028357 | 826.9499 | 0.10161 | 645.2042 | 0.00031308 | 821.67 | -0.006757 | 827.1474 | 0.0024054 | 642.6982 | 0.0028674 | 821.67 | 0.0070443 | 826.9499 | 0.014016 | 821.67 | 0.020753 | 826.9499 | 0.0070518 | 645.2042 | 0.21772 | 645.2042 | 5.5636 | 826.9499 | 0.01166 | 827.1474 | 0.0026806 | 827.1474 | 0.001022 | 826.9499 | 0.031856 | 957.0217 | 0.022425 | 826.9499 | 0.1273 | 826.9499 | 3.0275 | 956.7007 | 0.00069566 | 826.9499 | 8.0733 | 961.2525 | 0.00028546 | 957.0217 | 10.1008 | 961.2525 | 0.71082 | 1031.1259 | 0.39984 | 1246.274 | 0.089034 | 1035.4519 | 0.013227 | 1160.4712 | 0 | 1159.679 | 0 | 826.95 | 0.0023786 | 827.1474 | 0.018276 | 826.9499 | 0.057838 | 826.9499 | 0.032149 | 826.9499 | 0.052198 | 822.9276 | 0.065545
| 392.6585 | 0 |  |  | 392.6585 | 0.0046874 | 392.6585 | 0.019169 | 642.8195 | 0 | 827.1884 | -0.019374 | 821.9115 | -0.056037 | 642.8195 | 0.019008 | 827.1884 | -0.15633 | 827.1884 | -0.018824 | 827.3859 | 0 | 827.1884 | -0.076972 | 827.1884 | -0.045662 | 827.1884 | -0.11924 | 645.3243 | 0.00026446 | 821.91 | -0.046258 | 827.386 | -0.012327 | 642.8195 | 0.01421 | 821.91 | -0.0049152 | 827.1884 | 0.0029156 | 821.91 | 0.017606 | 827.1884 | 0.0073562 | 645.3243 | 0.21804 | 645.3243 | 5.4373 | 827.1884 | -0.016329 | 827.386 | -0.005957 | 827.386 | -0.0070258 | 827.1884 | 0.0024126 | 957.1901 | 0.039138 | 827.1884 | 0.0851 | 827.1884 | 2.9723 | 956.8699 | 0 | 827.1884 | 8.1403 | 961.4234 | 0.0010969 | 957.1901 | 10.0481 | 961.4234 | 0.71131 | 1031.2317 | 0.40051 | 1246.3502 | 0.088619 | 1035.4651 | 0.013226 | 1160.5371 | 0 | 1159.7449 | 0 | 827.188 | 0.0026472 | 827.3859 | 0.011854 | 827.1884 | 0.038609 | 827.1884 | 0.0025747 | 827.1884 | 0.03558 | 823.1651 | 0.064076
| 392.7379 | 0 |  |  | 392.7379 | 0.0050517 | 392.7379 | 0.031886 | 642.9409 | 0 | 827.427 | 0.043186 | 822.1499 | -0.0045367 | 642.9409 | 0 | 827.427 | 0.0099102 | 827.427 | 0.0057591 | 827.6245 | 0 | 827.427 | 0.041944 | 827.427 | -0.0044864 | 827.427 | 0.023529 | 645.4445 | 0.00024099 | 822.15 | 0.018192 | 827.6245 | 0.0034709 | 642.9409 | 0.014732 | 822.15 | -0.017691 | 827.427 | 0.013351 | 822.15 | -0.0054798 | 827.427 | 0.016133 | 645.4445 | 0.17346 | 645.4445 | 5.2767 | 827.427 | 0.01123 | 827.6245 | 0.0087514 | 827.6245 | 0.0018053 | 827.427 | 0.006794 | 957.3584 | 0.027978 | 827.427 | 0.11013 | 827.427 | 2.898 | 957.039 | 0.00069566 | 827.427 | 8.2859 | 961.5942 | 0.00029507 | 957.3584 | 9.9935 | 961.5942 | 0.70971 | 1031.3375 | 0.40159 | 1246.4263 | 0.08821 | 1035.4783 | 0.013224 | 1160.6031 | 0 | 1159.8108 | 0 | 827.427 | 0.00229 | 827.6245 | 0.01846 | 827.427 | 0.053482 | 827.427 | 0.028243 | 827.427 | 0.054755 | 823.4026 | 0.064369
| 392.8174 | 0 |  |  | 392.8174 | 0.007784 | 392.8174 | 0.016055 | 643.0622 | 0.014695 | 827.6656 | -0.067167 | 822.3882 | -0.057608 | 643.0622 | 0.04879 | 827.6656 | -0.044625 | 827.6656 | -0.035652 | 827.8631 | 0 | 827.6656 | -0.083981 | 827.6656 | -0.058116 | 827.6656 | -0.048847 | 645.5646 | 0.00028793 | 822.39 | -0.071209 | 827.8631 | -0.013809 | 643.0622 | 0.014732 | 822.39 | -0.010351 | 827.6656 | -0.00081883 | 822.39 | -0.021219 | 827.6656 | 0.0055298 | 645.5646 | 0.17476 | 645.5646 | 5.1697 | 827.6656 | -0.021504 | 827.8631 | -0.012267 | 827.8631 | -0.0073669 | 827.6656 | 0.023611 | 957.5267 | 0.02077 | 827.6656 | 0.067808 | 827.6656 | 2.7801 | 957.2082 | 0.00026087 | 827.6656 | 8.3442 | 961.7651 | 0.00075028 | 957.5267 | 9.9475 | 961.7651 | 0.70818 | 1031.4434 | 0.40226 | 1246.5023 | 0.0878 | 1035.4913 | 0.013222 | 1160.6691 | 0 | 1159.8767 | 0 | 827.666 | 0.0027579 | 827.8631 | 0.0093217 | 827.6656 | 0.05258 | 827.6656 | -0.00096487 | 827.6656 | 0.02514 | 823.6401 | 0.0635
| 392.8968 | 0 |  |  | 392.8968 | 0.0029387 | 392.8968 | 0.030733 | 643.1836 | 0 | 827.9042 | -0.12046 | 822.6266 | 0.037435 | 643.1836 | 0 | 827.9042 | 0.016945 | 827.9042 | 0.0075295 | 828.1017 | 0 | 827.9042 | 0.057205 | 827.9042 | 0.01902 | 827.9042 | 0.059536 | 645.6848 | 0.00031517 | 822.63 | 0.04314 | 828.1017 | 0.0049846 | 643.1836 | 0.015881 | 822.63 | 0.0092188 | 827.9042 | 0.012266 | 822.63 | -0.013525 | 827.9042 | -0.0024381 | 645.6848 | 0.12725 | 645.6848 | 4.991 | 827.9042 | -0.0030053 | 828.1017 | -0.0043847 | 828.1017 | -0.00084742 | 827.9042 | 0.0040734 | 957.695 | 0.028726 | 827.9042 | 0.10412 | 827.9042 | 2.6936 | 957.3773 | 0.00017392 | 827.9042 | 8.4948 | 961.9359 | 0.00079526 | 957.695 | 9.8989 | 961.9359 | 0.70733 | 1031.5493 | 0.40252 | 1246.5785 | 0.087395 | 1035.5045 | 0.01322 | 1160.7351 | 0 | 1159.9425 | 0 | 827.904 | 0.0021045 | 828.1017 | 0.0019022 | 827.9042 | 0.05198 | 827.9042 | 0.013858 | 827.9042 | 0.05369 | 823.8776 | 0.063825
| 392.9763 | 0 |  |  | 392.9763 | 0.0089255 | 392.9763 | 0.019175 | 643.305 | 0.02346 | 828.1428 | -0.016842 | 822.865 | -0.019804 | 643.305 | 0.020871 | 828.1428 | -0.076646 | 828.1428 | -0.025563 | 828.3403 | 0 | 828.1428 | -0.084061 | 828.1428 | -0.058531 | 828.1428 | -0.062836 | 645.8049 | 0.00037385 | 822.86 | 0.0025989 | 828.3403 | -0.0096526 | 643.305 | 0.0085507 | 822.86 | -0.0013816 | 828.1428 | 0.0069996 | 822.86 | 0.016206 | 828.1428 | 0.005682 | 645.8049 | 0.12106 | 645.8049 | 4.8731 | 828.1428 | -0.012308 | 828.3403 | -0.010029 | 828.3403 | -0.0029079 | 828.1428 | -0.01599 | 957.8634 | 0.025522 | 828.1428 | 0.073687 | 828.1428 | 2.5969 | 957.5465 | 0 | 828.1428 | 8.535 | 962.1068 | 0.00016454 | 957.8634 | 9.8569 | 962.1068 | 0.70527 | 1031.6552 | 0.40341 | 1246.6545 | 0.086991 | 1035.5176 | 0.013218 | 1160.8012 | 0 | 1160.0084 | 0 | 828.143 | 0.0028272 | 828.3403 | 0.012368 | 828.1428 | 0.037257 | 828.1428 | -0.0066137 | 828.1428 | 0.048576 | 824.1152 | 0.063059
| 393.0558 | 0 |  |  | 393.0558 | 0.0053067 | 393.0558 | 0.031449 | 643.4264 | 0 | 828.3814 | -0.00091267 | 823.1034 | 0.010161 | 643.4264 | 0 | 828.3814 | 0.019911 | 828.3814 | 0.0075331 | 828.5789 | 0 | 828.3814 | 0.040869 | 828.3814 | 0.0082435 | 828.3814 | 0.019631 | 645.9251 | 0.00037007 | 823.1 | -0.0057175 | 828.5789 | -0.0004761 | 643.4264 | 0.014105 | 823.1 | 0.00024916 | 828.3814 | 0.014422 | 823.1 | -0.00093273 | 828.3814 | 0.010654 | 645.9251 | 0.081359 | 645.9251 | 4.7042 | 828.3814 | 0.012736 | 828.5789 | 0.0012812 | 828.5789 | -0.00031436 | 828.3814 | 0.0049079 | 958.0317 | 0.030862 | 828.3814 | 0.10829 | 828.3814 | 2.5172 | 957.7157 | 0 | 828.3814 | 8.6688 | 962.2776 | 0.0023309 | 958.0317 | 9.8023 | 962.2776 | 0.70196 | 1031.7611 | 0.40477 | 1246.7307 | 0.086586 | 1035.5308 | 0.013215 | 1160.8672 | 0 | 1160.0745 | 0 | 828.381 | 0.0028549 | 828.5789 | 0.013028 | 828.3814 | 0.048224 | 828.3814 | 0.027342 | 828.3814 | 0.068816 | 824.3527 | 0.063704
| 393.1352 | 0 |  |  | 393.1352 | 0.0055132 | 393.1352 | 0.01742 | 643.5478 | 0.0038054 | 828.62 | -0.060401 | 823.3418 | -0.067489 | 643.5478 | 0.020498 | 828.62 | -0.0786 | 828.62 | -0.02434 | 828.8175 | 0 | 828.62 | -0.088345 | 828.62 | -0.027422 | 828.62 | -0.09741 | 646.0452 | 0.00038055 | 823.34 | -0.057695 | 828.8175 | -0.0088057 | 643.5478 | 0.013896 | 823.34 | -0.0087205 | 828.62 | 0.0052876 | 823.34 | -0.0023318 | 828.62 | 0.00010592 | 646.0452 | 0.080383 | 646.0452 | 4.5899 | 828.62 | -0.017777 | 828.8175 | -0.0048217 | 828.8175 | -0.0032979 | 828.62 | -0.01574 | 958.2 | 0.023173 | 828.62 | 0.060581 | 828.62 | 2.4139 | 957.8849 | 0 | 828.62 | 8.7306 | 962.4485 | 0.0012001 | 958.2 | 9.7588 | 962.4485 | 0.70054 | 1031.8671 | 0.40603 | 1246.8068 | 0.086182 | 1035.5438 | 0.013211 | 1160.9331 | 0 | 1160.1404 | 0 | 828.62 | 0.0026499 | 828.8175 | 0.011047 | 828.62 | 0.050778 | 828.62 | 0.0054395 | 828.62 | 0.015835 | 824.5903 | 0.062948
| 393.2147 | 0 |  |  | 393.2147 | 0.0074926 | 393.2147 | 0.028117 | 643.6692 | 0 | 828.8587 | 0.0013282 | 823.5802 | -0.0025206 | 643.6692 | 0 | 828.8587 | 0.016775 | 828.8587 | 0.0061761 | 829.0562 | 0 | 828.8587 | 0.053143 | 828.8587 | 0.040679 | 828.8587 | 0.053554 | 646.1654 | 0.00034535 | 823.58 | -0.030666 | 829.0562 | 0.00079434 | 643.6692 | 0.0022741 | 823.58 | 0.00024916 | 828.8587 | 0.02285 | 823.58 | -0.0047802 | 828.8587 | 0.010552 | 646.1654 | 0.046538 | 646.1654 | 4.4476 | 828.8587 | 0.0084592 | 829.0562 | 0.00040721 | 829.0562 | 0.001267 | 828.8587 | 0.013867 | 958.3683 | 0.027338 | 828.8587 | 0.090242 | 828.8587 | 2.3387 | 958.054 | 0 | 828.8587 | 8.8742 | 962.6194 | 0.0025361 | 958.3683 | 9.7101 | 962.6194 | 0.70032 | 1031.973 | 0.40687 | 1246.8829 | 0.085782 | 1035.557 | 0.013207 | 1160.9992 | 0 | 1160.2063 | 0 | 828.859 | 0.0018746 | 829.0562 | 0.012221 | 828.8587 | 0.05859 | 828.8587 | 0.010782 | 828.8587 | 0.047085 | 824.8278 | 0.063666
| 393.2942 | 0 |  |  | 393.2942 | 0.0059261 | 393.2942 | 0.01562 | 643.7907 | 0.02346 | 829.0973 | 0.014185 | 823.8186 | -0.058526 | 643.7907 | 0.0040996 | 829.0973 | -0.14911 | 829.0973 | -0.018434 | 829.2948 | 0 | 829.0973 | -0.084321 | 829.0973 | -0.044417 | 829.0973 | -0.07306 | 646.2855 | 0.00031056 | 823.82 | 0.020271 | 829.2948 | -0.0078026 | 643.7907 | 0 | 823.82 | 0.0010646 | 829.0973 | 0.0071452 | 823.82 | -0.00023318 | 829.0973 | 0.0020713 | 646.2855 | 0.056626 | 646.2855 | 4.3606 | 829.0973 | -0.018401 | 829.2948 | -0.0017724 | 829.2948 | -0.0043734 | 829.0973 | 0.029732 | 958.5367 | 0.028833 | 829.0973 | 0.073655 | 829.0973 | 2.2525 | 958.2232 | 0.00026087 | 829.0973 | 8.9967 | 962.7902 | 0.0017091 | 958.5367 | 9.6678 | 962.7902 | 0.69939 | 1032.079 | 0.40738 | 1246.9591 | 0.085383 | 1035.5702 | 0.013203 | 1161.0652 | 0 | 1160.2722 | 0 | 829.097 | 0.0022484 | 829.2948 | 0.014093 | 829.0973 | 0.040111 | 829.0973 | 0.00090091 | 829.0973 | 0.024714 | 825.0654 | 0.062413
| 393.3736 | 0 |  |  | 393.3736 | 0.0040438 | 393.3737 | 0.027316 | 643.9121 | 0 | 829.3359 | -0.01604 | 824.057 | 0.056977 | 643.9121 | 0 | 829.3359 | 0.1186 | 829.3359 | 0.0019888 | 829.5335 | 0 | 829.3359 | 0.040746 | 829.3359 | 0.0012651 | 829.3359 | 0.014224 | 646.4057 | 0.00027913 | 824.06 | 0.050418 | 829.5335 | -0.00019452 | 643.9121 | 0 | 824.06 | 0.0032391 | 829.3359 | 0.01992 | 824.06 | -0.0072287 | 829.3359 | 0.014307 | 646.4057 | 0.030023 | 646.4057 | 4.2328 | 829.3359 | 0.0096193 | 829.5335 | 0.001634 | 829.5335 | -0.0032412 | 829.3359 | 0.010028 | 958.705 | 0.033425 | 829.3359 | 0.075634 | 829.3359 | 2.1495 | 958.3924 | 0 | 829.3359 | 9.0687 | 962.9611 | 0.0023146 | 958.705 | 9.6181 | 962.9611 | 0.69773 | 1032.1851 | 0.40837 | 1247.0353 | 0.084988 | 1035.5833 | 0.013198 | 1161.1312 | 0 | 1160.3381 | 0 | 829.336 | 0.0020463 | 829.5335 | 0.012771 | 829.3359 | 0.053031 | 829.3359 | 0.018779 | 829.3359 | 0.041759 | 825.303 | 0.061937
| 393.4531 | 0 |  |  | 393.4531 | 0.0061325 | 393.4531 | 0.016328 | 644.0335 | 0.00029265 | 829.5746 | -0.10773 | 824.2954 | -0.0063008 | 644.0335 | 0.021244 | 829.5746 | -0.1207 | 829.5746 | -0.036472 | 829.7721 | 0 | 829.5746 | -0.094238 | 829.5746 | -0.081777 | 829.5746 | -0.099089 | 646.5259 | 0.00028206 | 824.3 | -0.027548 | 829.7721 | -0.0087015 | 644.0335 | 0.019225 | 824.3 | 0.0013364 | 829.5746 | 0.0073751 | 824.3 | 0.020054 | 829.5746 | 0.0013685 | 646.5259 | 0.032869 | 646.5259 | 4.1204 | 829.5746 | -0.014804 | 829.7721 | -0.011714 | 829.7721 | -0.0034284 | 829.5746 | -0.0041612 | 958.8733 | 0.019916 | 829.5746 | 0.04895 | 829.5746 | 2.0389 | 958.5616 | 0.00078262 | 829.5746 | 9.1662 | 963.132 | 0.00036426 | 958.8733 | 9.5801 | 963.132 | 0.69682 | 1032.291 | 0.41 | 1247.1115 | 0.084589 | 1035.5964 | 0.013193 | 1161.1973 | 0 | 1160.4042 | 0 | 829.575 | 0.0025087 | 829.7721 | 0.0072298 | 829.5746 | 0.031398 | 829.5746 | 0.0018248 | 829.5746 | 0.021731 | 825.5406 | 0.061787
| 393.5326 | 0 |  |  | 393.5326 | 0.0059261 | 393.5326 | 0.028519 | 644.155 | 0 | 829.8132 | -0.016226 | 824.5338 | 0.03962 | 644.155 | 0 | 829.8132 | 0.088703 | 829.8132 | -0.0061 | 830.0108 | 0 | 829.8132 | 0.067225 | 829.8132 | -0.00022885 | 829.8132 | 0.014667 | 646.646 | 0.0002917 | 824.53 | 0.042101 | 830.0108 | 0.00025819 | 644.155 | 0.0010877 | 824.53 | 0.012753 | 829.8132 | 0.017135 | 824.53 | -0.0012825 | 829.8132 | 0.0091826 | 646.646 | 0.0074679 | 646.646 | 3.9558 | 829.8132 | 0.017298 | 830.0108 | 0.00070994 | 830.0108 | -0.00061571 | 829.8132 | 0.028483 | 959.0417 | 0.02958 | 829.8132 | 0.10117 | 829.8132 | 1.9809 | 958.7307 | 0.00017392 | 829.8132 | 9.3433 | 963.3029 | 0.00076894 | 959.0417 | 9.5402 | 963.3029 | 0.69646 | 1032.3971 | 0.41131 | 1247.1876 | 0.084194 | 1035.6095 | 0.013187 | 1161.2634 | 0 | 1160.4701 | 0 | 829.813 | 0.0022512 | 830.0108 | 0.013615 | 829.8132 | 0.059341 | 829.8132 | 0.025389 | 829.8132 | 0.050494 | 825.7781 | 0.061961
| 393.6121 | 0 |  |  | 393.6121 | 0.0051974 | 393.6121 | 0.018875 | 644.2764 | 0.0087231 | 830.0519 | -0.04372 | 824.7723 | -0.051932 | 644.2764 | 0.017144 | 830.0519 | -0.12569 | 830.0519 | -0.031632 | 830.2494 | 0 | 830.0519 | -0.071932 | 830.0519 | -0.024009 | 830.0519 | -0.11169 | 646.7662 | 0.00034367 | 824.77 | -0.02339 | 830.2494 | -0.015844 | 644.2764 | 0.010033 | 824.77 | -0.01171 | 830.0519 | 0.00092855 | 824.77 | -0.0065291 | 830.0519 | 0.0012385 | 646.7662 | 0.007349 | 646.7662 | 3.8354 | 830.0519 | -0.050429 | 830.2494 | -0.011118 | 830.2494 | -0.0058912 | 830.0519 | -0.012992 | 959.21 | 0.018688 | 830.0519 | 0.047943 | 830.0519 | 1.9357 | 958.8999 | 0.00078262 | 830.0519 | 9.4037 | 963.4737 | 0.00029617 | 959.21 | 9.5118 | 963.4737 | 0.69612 | 1032.5032 | 0.4119 | 1247.2638 | 0.0838 | 1035.6227 | 0.013181 | 1161.3295 | 0 | 1160.5361 | 0 | 830.052 | 0.0023315 | 830.2494 | 0.0085143 | 830.0519 | 0.03275 | 830.0519 | 0.00585 | 830.0519 | 0.017758 | 826.0157 | 0.061132
| 393.6916 | 0 |  |  | 393.6916 | 0.0042624 | 393.6916 | 0.025528 | 644.3979 | 0 | 830.2906 | -0.037433 | 825.0107 | 0.038794 | 644.3979 | 0 | 830.2906 | 0.1253 | 830.2906 | 0.0035118 | 830.4881 | 0 | 830.2906 | 0.057798 | 830.2906 | 0.017606 | 830.2906 | 0.069079 | 646.8863 | 0.00036085 | 825.01 | 0.015073 | 830.4881 | 0.006091 | 644.3979 | 0.027165 | 825.01 | -0.014972 | 830.2906 | 0.023223 | 825.01 | -0.0026815 | 830.2906 | 0.00502 | 646.8863 | 0.00044552 | 646.8863 | 3.7072 | 830.2906 | 0.023227 | 830.4881 | 0.00044493 | 830.4881 | 0.0037754 | 830.2906 | 0.0098721 | 959.3783 | 0.028459 | 830.2906 | 0.10107 | 830.2906 | 1.911 | 959.0691 | 0.00069566 | 830.2906 | 9.5429 | 963.6446 | 0.0011419 | 959.3783 | 9.469 | 963.6446 | 0.69464 | 1032.6093 | 0.41286 | 1247.34 | 0.083411 | 1035.6359 | 0.013174 | 1161.3955 | 0 | 1160.602 | 0 | 830.291 | 0.0019854 | 830.4881 | 0.010092 | 830.2906 | 0.057838 | 830.2906 | 0.018028 | 830.2906 | 0.056033 | 826.2534 | 0.061474
| 393.771 | 0 |  |  | 393.771 | 0.0033395 | 393.771 | 0.014151 | 644.5194 | 0.026979 | 830.5293 | -0.080033 | 825.2492 | -0.079238 | 644.5194 | 0.01938 | 830.5293 | -0.12358 | 830.5293 | -0.029152 | 830.7268 | 0 | 830.5293 | -0.086967 | 830.5293 | -0.051889 | 830.5293 | -0.095731 | 647.0065 | 0.00036505 | 825.25 | -0.027548 | 830.7268 | -0.016617 | 644.5194 | 0.01421 | 825.25 | -0.0043715 | 830.5293 | 0.0095744 | 825.25 | -0.010726 | 830.5293 | 0.00076645 | 647.0065 | 0.00045886 | 647.0065 | 3.6224 | 830.5293 | -0.042699 | 830.7268 | -0.0088365 | 830.7268 | -0.0051285 | 830.5293 | 0.022486 | 959.5466 | 0.02675 | 830.5293 | 0.054414 | 830.5293 | 1.7839 | 959.2383 | 0.00026087 | 830.5293 | 9.6757 | 963.8155 | 0.00031262 | 959.5466 | 9.4317 | 963.8155 | 0.69365 | 1032.7155 | 0.41435 | 1247.4163 | 0.083022 | 1035.6489 | 0.013167 | 1161.4615 | 0 | 1160.6681 | 0 | 830.529 | 0.0023454 | 830.7268 | 0.0089547 | 830.5293 | 0.024938 | 830.5293 | -0.0007543 | 830.5293 | 0.023649 | 826.491 | 0.061165
| 393.8505 | 0 |  |  | 393.8505 | 0.0051246 | 393.8505 | 0.030235 | 644.6409 | 0 | 830.7679 | -0.078926 | 825.4876 | 0.025122 | 644.6409 | 0 | 830.7679 | 0.042811 | 830.768 | 0.0087538 | 830.9655 | 0 | 830.7679 | 0.044527 | 830.768 | 0.015112 | 830.768 | 0.023563 | 647.1267 | 0.00033571 | 825.49 | 0.00051979 | 830.9655 | -0.0034588 | 644.6409 | 0.011493 | 825.49 | 0.0059571 | 830.7679 | 0.018627 | 825.49 | 0.0011659 | 830.768 | 0.0018045 | 647.1267 | 1.3339e-05 | 647.1267 | 3.5008 | 830.768 | 0.0072577 | 830.9655 | -0.0023818 | 830.9655 | 0.0010557 | 830.768 | 0.0093003 | 959.715 | 0.038123 | 830.7679 | 0.082016 | 830.7679 | 1.7836 | 959.4075 | 0.00017392 | 830.7679 | 9.7775 | 963.9864 | 0.0010585 | 959.715 | 9.3803 | 963.9864 | 0.69362 | 1032.8215 | 0.4151 | 1247.4924 | 0.082632 | 1035.6621 | 0.013159 | 1161.5277 | 0 | 1160.734 | 0 | 830.768 | 0.0019688 | 830.9655 | 0.0060921 | 830.768 | 0.048224 | 830.768 | 0.028393 | 830.768 | 0.051133 | 826.7286 | 0.061257
| 393.93 | 0 |  |  | 393.93 | 0.0092898 | 393.93 | 0.019878 | 644.7624 | 0.010831 | 831.0066 | 0.064576 | 825.7261 | -0.053 | 644.7624 | 0.026437 | 831.0066 | -0.13624 | 831.0066 | -0.010215 | 831.2042 | 0 | 831.0066 | -0.07223 | 831.0066 | -0.048983 | 831.0066 | -0.14528 | 647.2469 | 0.000329 | 825.73 | 0.0015593 | 831.2042 | -0.0045912 | 644.7624 | 0.033121 | 825.73 | -0.024213 | 831.0066 | 0.008887 | 825.73 | -0.011776 | 831.0066 | 0.010552 | 647.2469 | 1.7531e-05 | 647.2469 | 3.4007 | 831.0066 | -0.013559 | 831.2042 | 0.0020941 | 831.2042 | -0.00076758 | 831.0066 | 0.015241 | 959.8833 | 0.033158 | 831.0066 | 0.065216 | 831.0066 | 1.7075 | 959.5767 | 0.00026087 | 831.0066 | 9.9137 | 964.1573 | 0.0005671 | 959.8833 | 9.3501 | 964.1573 | 0.69251 | 1032.9277 | 0.41542 | 1247.5686 | 0.082243 | 1035.6752 | 0.013151 | 1161.5938 | 0 | 1160.8001 | 0 | 831.007 | 0.0024893 | 831.2042 | 0.021065 | 831.0066 | 0.03891 | 831.0066 | 0.0047952 | 831.0066 | 0.027058 | 826.9662 | 0.060469
| 394.0095 | 0 |  |  | 394.0095 | 0.0054282 | 394.0095 | 0.023064 | 644.8839 | 0 | 831.2453 | 0.032773 | 825.9646 | 0.00039628 | 644.8839 | 0 | 831.2453 | 0.092435 | 831.2453 | 0.01196 | 831.4429 | 0 | 831.2453 | 0.042634 | 831.2453 | 0.03988 | 831.2453 | 0.06284 | 647.367 | 0.00031685 | 825.96 | -0.0098758 | 831.4429 | -0.00089776 | 644.8839 | 0.0096899 | 825.96 | -0.0076332 | 831.2453 | 0.018471 | 825.96 | 0.0078116 | 831.2453 | 0.014966 | 647.367 | 4.1923e-06 | 647.367 | 3.2584 | 831.2453 | 0.028383 | 831.4429 | 0.0050839 | 831.4429 | 0.0012898 | 831.2453 | 0.0058966 | 960.0517 | 0.036895 | 831.2453 | 0.091148 | 831.2453 | 1.6421 | 959.7459 | 0.00017392 | 831.2453 | 10.1037 | 964.3282 | 8.9329e-05 | 960.0517 | 9.3162 | 964.3282 | 0.68931 | 1033.0339 | 0.41656 | 1247.6449 | 0.081854 | 1035.6884 | 0.013142 | 1161.6599 | 0 | 1160.8661 | 0 | 831.245 | 0.0023897 | 831.4429 | 0.017726 | 831.2453 | 0.05889 | 831.2453 | 0.022685 | 831.2453 | 0.054329 | 827.2039 | 0.060329
| 394.089 | 0 |  |  | 394.089 | 0.0063147 | 394.089 | 0.013363 | 645.0054 | 0.015397 | 831.4841 | -0.076278 | 826.2031 | -0.053936 | 645.0054 | 0.023428 | 831.4841 | -0.17974 | 831.4841 | -0.035196 | 831.6816 | 0 | 831.4841 | -0.098101 | 831.4841 | -0.059776 | 831.4841 | -0.13268 | 647.4872 | 0.00036672 | 826.2 | -0.036903 | 831.6816 | -0.0082668 | 645.0054 | 0.0088474 | 826.2 | -0.0046433 | 831.4841 | -0.002334 | 826.2 | -0.0093273 | 831.4841 | 0.0031896 | 647.4872 | 1.4101e-05 | 647.4872 | 3.166 | 831.4841 | -0.044907 | 831.6816 | -0.0089847 | 831.6816 | -0.0038024 | 831.4841 | -0.017364 | 960.22 | 0.031182 | 831.4841 | 0.046102 | 831.4841 | 1.5899 | 959.9151 | 0.00026087 | 831.4841 | 10.0625 | 964.4991 | 0.0016217 | 960.22 | 9.2862 | 964.4991 | 0.68771 | 1033.1401 | 0.41813 | 1247.7211 | 0.08147 | 1035.7015 | 0.013132 | 1161.726 | 0 | 1160.9321 | 0 | 831.484 | 0.0024312 | 831.6816 | 0.0064591 | 831.4841 | 0.025539 | 831.4841 | -0.003847 | 831.4841 | 0.017008 | 827.4415 | 0.059988
| 394.1685 | 0 |  |  | 394.1685 | 0.00098766 | 394.1685 | 0.025132 | 645.1269 | 0 | 831.7228 | 0.053872 | 826.4416 | 0.042872 | 645.1269 | 0 | 831.7228 | 0.013832 | 831.7228 | 0.0072199 | 831.9203 | 0 | 831.7228 | 0.04341 | 831.7228 | 0.0069397 | 831.7228 | 0.050255 | 647.6074 | 0.00036798 | 826.44 | -0.02235 | 831.9204 | 0.0036172 | 645.1269 | 0.019434 | 826.44 | 0.0067725 | 831.7228 | 0.022903 | 826.44 | 0.01026 | 831.7228 | 0.0084216 | 647.6074 | 9.9089e-06 | 647.6074 | 3.0375 | 831.7228 | 0.019877 | 831.9204 | 0.0058829 | 831.9204 | 0.0021964 | 831.7228 | 0.01624 | 960.3883 | 0.031716 | 831.7228 | 0.069006 | 831.7228 | 1.5328 | 960.0843 | 0.00017392 | 831.7228 | 10.2326 | 964.67 | 0.00029555 | 960.3883 | 9.2244 | 964.67 | 0.68766 | 1033.2463 | 0.4195 | 1247.7974 | 0.081086 | 1035.7146 | 0.013122 | 1161.7921 | 0 | 1160.9982 | 0 | 831.723 | 0.0025281 | 831.9203 | 0.01479 | 831.7228 | 0.053181 | 831.7228 | 0.023736 | 831.7228 | 0.050707 | 827.6792 | 0.060139
| 394.248 | 0 |  |  | 394.248 | 0.0066547 | 394.248 | 0.016686 | 645.2484 | 0.029129 | 831.9615 | -0.029513 | 826.68 | -0.05478 | 645.2484 | 0.0081994 | 831.9615 | -0.14811 | 831.9615 | -0.015867 | 832.1591 | 0 | 831.9615 | -0.08813 | 831.9615 | -0.089664 | 831.9615 | -0.087333 | 647.7276 | 0.00036966 | 826.68 | -0.020271 | 832.1591 | -0.0064763 | 645.2484 | 0.017135 | 826.68 | 0.0013364 | 831.9615 | 0.00092761 | 826.68 | 0.012359 | 831.9615 | -0.00033597 | 647.7276 | 9.9089e-06 | 647.7276 | 2.9567 | 831.9615 | -0.013753 | 832.1591 | -0.0072652 | 832.1591 | -0.0026345 | 831.9615 | 0.0051452 | 960.5567 | 0.032837 | 831.9615 | 0.030805 | 831.9615 | 1.4519 | 960.2535 | 0 | 831.9615 | 10.2935 | 964.8409 | 0.00083633 | 960.5567 | 9.1594 | 964.8409 | 0.68651 | 1033.3525 | 0.42102 | 1247.8737 | 0.080707 | 1035.7278 | 0.013112 | 1161.8583 | 0 | 1161.0642 | 0 | 831.961 | 0.002434 | 832.1591 | 0.012441 | 831.9615 | 0.036506 | 831.9615 | -0.00023199 | 831.9615 | 0.021731 | 827.9168 | 0.059086
| 394.3275 | 0 |  |  | 394.3275 | 0.007784 | 394.3275 | 0.029518 | 645.37 | 0 | 832.2002 | 0.0063897 | 826.9186 | 0.0080663 | 645.37 | 0 | 832.2002 | -0.090826 | 832.2002 | 0.0053849 | 832.3978 | 0 | 832.2002 | 0.039969 | 832.2002 | -0.021735 | 832.2002 | 0.056562 | 647.8478 | 0.00036295 | 826.92 | -0.0015593 | 832.3978 | 0.0028627 | 645.37 | 0.0058338 | 826.92 | -0.0087205 | 832.2002 | 0.016812 | 826.92 | -0.0037309 | 832.2002 | 0.010248 | 647.8478 | 0 | 647.8478 | 2.8355 | 832.2002 | 0.045644 | 832.3978 | 0.0041143 | 832.3978 | 0.0031519 | 832.2002 | 0.006423 | 960.725 | 0.029634 | 832.2002 | 0.075392 | 832.2002 | 1.4403 | 960.4227 | 0.00069566 | 832.2002 | 10.4662 | 965.0118 | 0.00051287 | 960.725 | 9.0912 | 965.0118 | 0.68517 | 1033.4589 | 0.42237 | 1247.9499 | 0.080322 | 1035.741 | 0.0131 | 1161.9244 | 0 | 1161.1302 | 0 | 832.2 | 0.0022401 | 832.3978 | 0.016551 | 832.2002 | 0.054233 | 832.2002 | 0.022685 | 832.2002 | 0.050494 | 828.1545 | 0.059119
| 394.407 | 0 |  |  | 394.407 | 0.0043717 | 394.407 | 0.015632 | 645.4915 | 0.014343 | 832.439 | -0.09452 | 827.1571 | -0.10654 | 645.4915 | 0.021708 | 832.439 | -0.22084 | 832.439 | -0.022883 | 832.6366 | 0 | 832.439 | -0.081753 | 832.439 | -0.059776 | 832.439 | -0.084814 | 647.9679 | 0.00034535 | 827.16 | -0.010915 | 832.6366 | -0.011337 | 645.4915 | 0.0076611 | 827.16 | -0.0043715 | 832.439 | 0.0029753 | 827.16 | -0.018072 | 832.439 | -0.001216 | 647.9679 | 0 | 647.9679 | 2.7561 | 832.439 | -0.021621 | 832.6366 | -0.01335 | 832.6366 | -0.0080792 | 832.439 | 0.009004 | 960.8934 | 0.02974 | 832.439 | 0.042448 | 832.439 | 1.3785 | 960.5919 | 0.00078262 | 832.439 | 10.5424 | 965.1827 | 0.00066473 | 960.8934 | 9.039 | 965.1827 | 0.68482 | 1033.5652 | 0.42266 | 1248.0261 | 0.079943 | 1035.754 | 0.013089 | 1161.9905 | 0 | 1161.1963 | 0 | 832.439 | 0.0024367 | 832.6366 | 0.0042938 | 832.439 | 0.022534 | 832.439 | -0.002035 | 832.439 | 0.016689 | 828.3922 | 0.05882
| 394.4865 | 0 |  |  | 394.4865 | 0.0058411 | 394.4865 | 0.024588 | 645.6131 | 0 | 832.6777 | -0.0023859 | 827.3956 | 0.035199 | 645.6131 | 0 | 832.6777 | 0.053122 | 832.6777 | 0.0023216 | 832.8754 | 0 | 832.6777 | 0.03929 | 832.6777 | -0.0088754 | 832.6777 | 0.035722 | 648.0881 | 0.00032188 | 827.4 | 0.06705 | 832.8753 | 0.00091716 | 645.6131 | 0.022464 | 827.4 | 0.012209 | 832.6777 | 0.022054 | 827.4 | 0.0015157 | 832.6777 | 0.016133 | 648.0881 | 7.6223e-07 | 648.0881 | 2.6458 | 832.6777 | 0.018851 | 832.8753 | 0.0009024 | 832.8753 | 0.0013327 | 832.6777 | -0.00076876 | 961.0617 | 0.04122 | 832.6777 | 0.079937 | 832.6777 | 1.3454 | 960.7612 | 0 | 832.6777 | 10.7043 | 965.3536 | 0.0018483 | 961.0617 | 8.9828 | 965.3536 | 0.68444 | 1033.6714 | 0.4231 | 1248.1024 | 0.079564 | 1035.7672 | 0.013076 | 1162.0566 | 0 | 1161.2623 | 0 | 832.678 | 0.0021792 | 832.8754 | 0.014166 | 832.6777 | 0.054083 | 832.6777 | 0.017427 | 832.6777 | 0.043889 | 828.6299 | 0.058726
| 394.566 | 0 |  |  | 394.566 | 0.0028537 | 394.566 | 0.018759 | 645.7346 | 0.0087231 | 832.9165 | -0.069696 | 827.6341 | -0.019953 | 645.7346 | 0.042557 | 832.9165 | -0.13462 | 832.9165 | -0.033786 | 833.1141 | 0 | 832.9165 | -0.09975 | 832.9165 | -0.045247 | 832.9165 | -0.1184 | 648.2083 | 0.00031811 | 827.63 | 0.04834 | 833.1141 | -0.012176 | 645.7346 | 0.031972 | 827.63 | -0.011438 | 832.9165 | 0.0046112 | 827.63 | 0.0043138 | 832.9165 | 0.00079663 | 648.2083 | 4.5733e-06 | 648.2083 | 2.5654 | 832.9165 | -0.023613 | 833.1141 | -0.0071412 | 833.1141 | -0.0041382 | 832.9165 | -0.01649 | 961.2301 | 0.020023 | 832.9165 | 0.033971 | 832.9165 | 1.2765 | 960.9304 | 0.00026087 | 832.9165 | 10.7833 | 965.5245 | 0.0001415 | 961.2301 | 8.9293 | 965.5245 | 0.68352 | 1033.7777 | 0.42421 | 1248.1787 | 0.079185 | 1035.7804 | 0.013063 | 1162.1228 | 0 | 1161.3284 | 0 | 832.916 | 0.0023952 | 833.1141 | 0.0089914 | 832.9165 | 0.028393 | 832.9165 | -0.052881 | 832.9165 | 0.014098 | 828.8676 | 0.058476
| 394.6455 | 0 |  |  | 394.6455 | 0.0056103 | 394.6455 | 0.026369 | 645.8562 | 0 | 833.1552 | 0.045747 | 827.8726 | 0.043732 | 645.8562 | 0 | 833.1552 | 0.03944 | 833.1552 | 0.010282 | 833.3529 | 0 | 833.1552 | 0.055017 | 833.1552 | -0.010627 | 833.1552 | 0.05394 | 648.3285 | 0.00031811 | 827.87 | -0.031706 | 833.3529 | 0.010662 | 645.8562 | 0.020061 | 827.87 | -0.017147 | 833.1552 | 0.025844 | 827.87 | -0.015623 | 833.1552 | 0.01248 | 648.3285 | 4.5733e-06 | 648.3285 | 2.4544 | 833.1552 | 0.022944 | 833.3529 | 0.0050841 | 833.3529 | 0.0025023 | 833.1552 | 0.03323 | 961.3984 | 0.034172 | 833.1552 | 0.065807 | 833.1552 | 1.25 | 961.0996 | 0.00017392 | 833.1552 | 10.9715 | 965.6954 | 0.0013262 | 961.3984 | 8.8665 | 965.6954 | 0.68136 | 1033.884 | 0.42509 | 1248.2551 | 0.078812 | 1035.7935 | 0.01305 | 1162.189 | 0 | 1161.3945 | 0 | 833.155 | 0.0026306 | 833.3529 | 0.020111 | 833.1552 | 0.058289 | 833.1552 | 0.066402 | 833.1552 | 0.066686 | 829.1053 | 0.058157
| 394.725 | 0 |  |  | 394.725 | 0.0082819 | 394.725 | 0.010625 | 645.9778 | 0 | 833.394 | -0.041073 | 828.1112 | -0.059913 | 645.9778 | 0.042127 | 833.394 | -0.15051 | 833.394 | -0.027052 | 833.5917 | 0 | 833.394 | -0.081971 | 833.394 | -0.025196 | 833.394 | -0.085654 | 648.4487 | 0.00033864 | 828.11 | -0.075368 | 833.5917 | -0.0089399 | 645.9778 | 0.0046954 | 828.11 | -0.021767 | 833.394 | 0.00061367 | 828.11 | 0.0029147 | 833.394 | 0.0024313 | 648.4487 | 4.1923e-06 | 648.4487 | 2.3827 | 833.394 | -0.039386 | 833.5917 | -0.0098948 | 833.5917 | -0.0044338 | 833.394 | -0.014116 | 961.5668 | 0.022746 | 833.394 | 0.042973 | 833.394 | 1.1719 | 961.2688 | 0.00026087 | 833.394 | 11.0899 | 965.8664 | 0.00077222 | 961.5668 | 8.8033 | 965.8664 | 0.68024 | 1033.9904 | 0.42589 | 1248.3314 | 0.078433 | 1035.8066 | 0.013035 | 1162.2551 | 0 | 1161.4606 | 0 | 833.394 | 0.0022844 | 833.5917 | 0.008551 | 833.394 | 0.028694 | 833.394 | -0.0022384 | 833.394 | 0.016554 | 829.343 | 0.057612
| 394.8045 | 0 |  |  | 394.8045 | 0.0062661 | 394.8045 | 0.026225 | 646.0994 | 0 | 833.6328 | 0.025185 | 828.3497 | 0.054709 | 646.0994 | 0.0014942 | 833.6328 | -0.0089309 | 833.6328 | 0.014761 | 833.8305 | 0 | 833.6328 | 0.061915 | 833.6328 | 0.024259 | 833.6328 | -0.025842 | 648.5689 | 0.00032607 | 828.35 | 0.030666 | 833.8305 | 0.0041775 | 646.0994 | 0.012329 | 828.35 | -0.0054588 | 833.6328 | 0.020145 | 828.35 | 0.017256 | 833.6328 | 0.011973 | 648.5689 | 0 | 648.5689 | 2.2706 | 833.6328 | 0.02359 | 833.8305 | 6.7642e-05 | 833.8305 | -0.00089102 | 833.6328 | -0.0028301 | 961.7351 | 0.032784 | 833.6328 | 0.07129 | 833.6328 | 1.1656 | 961.438 | 0.00017392 | 833.6328 | 11.2376 | 966.0373 | 0.0011759 | 961.7351 | 8.723 | 966.0373 | 0.68069 | 1034.0968 | 0.42675 | 1248.4077 | 0.078059 | 1035.8197 | 0.013021 | 1162.3214 | 0 | 1161.5266 | 0 | 833.633 | 0.0018829 | 833.8305 | 0.0149 | 833.6328 | 0.049576 | 833.6328 | 0.020581 | 833.6328 | 0.050707 | 829.5807 | 0.057811
| 394.884 | 0 |  |  | 394.884 | 0.0026352 | 394.884 | 0.018643 | 646.221 | 0.012236 | 833.8716 | -0.15641 | 828.5883 | -0.026364 | 646.221 | 0.032885 | 833.8716 | -0.12322 | 833.8716 | -0.038113 | 834.0693 | 0 | 833.8716 | -0.075928 | 833.8716 | -0.052304 | 833.8716 | -0.076953 | 648.6891 | 0.00035708 | 828.59 | -0.069127 | 834.0693 | -0.016324 | 646.221 | 0.0061784 | 828.59 | 0.0032391 | 833.8716 | 0.0055573 | 828.59 | -0.0019821 | 833.8716 | -0.005124 | 648.6891 | 4.5733e-06 | 648.6891 | 2.22 | 833.8716 | -0.028896 | 834.0693 | -0.010972 | 834.0693 | -0.0082374 | 833.8716 | -0.0062085 | 961.9035 | 0.031823 | 833.8716 | 0.024269 | 833.8716 | 1.1225 | 961.6073 | 0.00026087 | 833.8716 | 11.2967 | 966.2082 | 0.00015686 | 961.9035 | 8.6446 | 966.2082 | 0.68045 | 1034.2032 | 0.42816 | 1248.484 | 0.07769 | 1035.8329 | 0.013006 | 1162.3876 | 0 | 1161.5928 | 0 | 833.872 | 0.0020518 | 834.0693 | -0.0035879 | 833.8716 | 0.023736 | 833.8716 | -0.0026356 | 833.8716 | 0.027484 | 829.8184 | 0.057618
| 394.9635 | 0 |  |  | 394.9635 | 0.0054403 | 394.9635 | 0.027495 | 646.3426 | 0 | 834.1103 | 0.004843 | 828.8268 | 0.043468 | 646.3426 | 0 | 834.1103 | 0.056192 | 834.1104 | -0.006248 | 834.3081 | 0 | 834.1103 | 0.050182 | 834.1104 | 0.018539 | 834.1104 | -0.007299 | 648.8093 | 0.00035792 | 828.83 | 0.050418 | 834.3081 | 0.0029101 | 646.3426 | 0.0090966 | 828.83 | -0.00029446 | 834.1103 | 0.011335 | 828.83 | 0.0011659 | 834.1104 | 0.0077621 | 648.8093 | 4.5733e-06 | 648.8093 | 2.129 | 834.1104 | 0.001888 | 834.3081 | 2.635e-05 | 834.3081 | -0.00095637 | 834.1104 | 0.021112 | 962.0718 | 0.03209 | 834.1103 | 0.05928 | 834.1103 | 1.0836 | 961.7765 | 0 | 834.1103 | 11.4428 | 966.3791 | 0.001336 | 962.0718 | 8.5653 | 966.3791 | 0.67758 | 1034.3097 | 0.42938 | 1248.5604 | 0.077316 | 1035.8461 | 0.01299 | 1162.4537 | 0 | 1161.6588 | 0 | 834.11 | 0.0024229 | 834.3081 | 0.011817 | 834.1104 | 0.048674 | 834.1104 | 0.020882 | 834.1104 | 0.049641 | 830.0562 | 0.057303
| 395.043 | 0 |  |  | 395.043 | 0.0090105 | 395.043 | 0.017277 | 646.4642 | 0 | 834.3491 | -0.093774 | 829.0654 | -0.054574 | 646.4642 | 0.042772 | 834.3491 | -0.1294 | 834.3492 | -0.037056 | 834.5469 | 0 | 834.3491 | -0.089359 | 834.3492 | -0.021948 | 834.3492 | -0.078991 | 648.9295 | 0.00036379 | 829.07 | -0.027548 | 834.5469 | -0.018424 | 646.4642 | 0.026016 | 829.07 | -0.0021971 | 834.3491 | -0.0036924 | 829.07 | 0.0043138 | 834.3492 | -0.0033182 | 648.9295 | 6.0978e-06 | 648.9295 | 2.0689 | 834.3492 | -0.010946 | 834.5469 | -0.0098404 | 834.5469 | -0.0097205 | 834.3492 | -0.034979 | 962.2402 | 0.014096 | 834.3491 | 0.012447 | 834.3491 | 1.0059 | 961.9457 | 0 | 834.3491 | 11.4992 | 966.5501 | 0.0001426 | 962.2402 | 8.4999 | 966.5501 | 0.67537 | 1034.4161 | 0.42981 | 1248.6367 | 0.076947 | 1035.8591 | 0.012973 | 1162.5199 | 0 | 1161.725 | 0 | 834.349 | 0.0023564 | 834.5469 | 0.0028458 | 834.3492 | 0.02599 | 834.3492 | -0.0032358 | 834.3492 | 0.014431 | 830.2939 | 0.056522
| 395.1225 | 0 |  |  | 395.1225 | 0.0065211 | 395.1226 | 0.027881 | 646.5858 | 0 | 834.588 | 0.034989 | 829.304 | 0.059076 | 646.5858 | 0 | 834.588 | -0.023246 | 834.588 | 0.0073469 | 834.7857 | 0 | 834.588 | 0.03638 | 834.588 | 0.05521 | 834.588 | 0.078953 | 649.0497 | 0.00038223 | 829.3 | -0.071209 | 834.7857 | 0.0046948 | 646.5858 | 0.017135 | 829.3 | -0.0076332 | 834.588 | 0.01871 | 829.3 | 0.0011659 | 834.588 | 0.012988 | 649.0497 | 4.5733e-06 | 649.0497 | 1.9306 | 834.588 | 0.023178 | 834.7857 | 0.0026551 | 834.7857 | 0.00071339 | 834.588 | 0.025984 | 962.4085 | 0.033692 | 834.588 | 0.065636 | 834.588 | 1.0116 | 962.115 | 0 | 834.588 | 11.6962 | 966.721 | 0.0010695 | 962.4085 | 8.4267 | 966.721 | 0.67307 | 1034.5227 | 0.4311 | 1248.7131 | 0.076579 | 1035.8723 | 0.012957 | 1162.5862 | 0 | 1161.7911 | 0 | 834.588 | 0.002146 | 834.7857 | 0.017836 | 834.588 | 0.055885 | 834.588 | 0.034553 | 834.588 | 0.055181 | 830.5317 | 0.056596
| 395.2021 | 0 |  |  | 395.2021 | 0.011148 | 395.2021 | 0.013329 | 646.7075 | 0.023069 | 834.8268 | -0.0017984 | 829.5426 | -0.045979 | 646.7075 | 0.01938 | 834.8268 | -0.21179 | 834.8268 | -0.028325 | 835.0246 | 0 | 834.8268 | -0.085256 | 834.8268 | -0.07389 | 834.8268 | -0.11588 | 649.1699 | 0.00040612 | 829.54 | -0.014034 | 835.0246 | -0.0090014 | 646.7075 | 0.0067713 | 829.54 | 0.0065008 | 834.8268 | 0.0092768 | 829.54 | 0.00011659 | 834.8268 | 0.003245 | 649.1699 | 1.2196e-05 | 649.1699 | 1.8458 | 834.8268 | -0.012566 | 835.0246 | -0.009178 | 835.0246 | -0.0057627 | 834.8268 | 0.0014667 | 962.5769 | 0.022532 | 834.8268 | 0.032087 | 834.8268 | 0.93667 | 962.2842 | 0.00078262 | 834.8268 | 11.7565 | 966.8919 | 0.00020293 | 962.5769 | 8.3524 | 966.8919 | 0.66959 | 1034.6291 | 0.43325 | 1248.7895 | 0.07621 | 1035.8855 | 0.012939 | 1162.6523 | 0 | 1161.8572 | 0 | 834.827 | 0.002326 | 835.0246 | 0.010569 | 834.8268 | 0.031398 | 834.8268 | 0.0034914 | 834.8268 | 0.013034 | 830.7694 | 0.056125
| 395.2816 | 0 |  |  | 395.2816 | 0.0052825 | 395.2816 | 0.02975 | 646.8291 | 0 | 835.0656 | -0.013371 | 829.7811 | 0.083824 | 646.8291 | 0 | 835.0656 | 0.025671 | 835.0656 | 0.0075655 | 835.2634 | 0 | 835.0656 | 0.043205 | 835.0656 | 0.015565 | 835.0656 | 0.035433 | 649.2901 | 0.00035415 | 829.78 | 0.018192 | 835.2634 | 3.146e-05 | 646.8291 | 0.026016 | 829.78 | 0.0013364 | 835.0656 | 0.010691 | 829.78 | 0.019704 | 835.0656 | 0.017706 | 649.2901 | 1.1433e-05 | 649.2901 | 1.722 | 835.0656 | 0.039386 | 835.2634 | 0.00094481 | 835.2634 | 0.0033542 | 835.0656 | 0.013991 | 962.7453 | 0.028085 | 835.0656 | 0.05957 | 835.0656 | 0.94078 | 962.4534 | 0 | 835.0656 | 11.9139 | 967.0628 | 0.0014391 | 962.7453 | 8.2523 | 967.0628 | 0.66536 | 1034.7357 | 0.43478 | 1248.8658 | 0.075841 | 1035.8986 | 0.012922 | 1162.7186 | 0 | 1161.9233 | 0 | 835.066 | 0.0018885 | 835.2634 | 0.013762 | 835.0656 | 0.049726 | 835.0656 | 0.021633 | 835.0656 | 0.042185 | 831.0072 | 0.056181
| 395.3611 | 0 |  |  | 395.3611 | 0.0072497 | 395.3611 | 0.013745 | 646.9508 | 0.022482 | 835.3044 | -0.063673 | 830.0197 | -0.056612 | 646.9508 | 0.017144 | 835.3044 | -0.076089 | 835.3044 | -0.028237 | 835.5023 | 0 | 835.3044 | -0.098593 | 835.3044 | -0.050228 | 835.3044 | -0.078352 | 649.4103 | 0.00029883 | 830.02 | -0.089919 | 835.5023 | -0.011388 | 646.9508 | 0.016299 | 830.02 | -0.0043715 | 835.3044 | 0.0010321 | 830.02 | -0.017023 | 835.3044 | -8.3993e-05 | 649.4103 | 1.1433e-05 | 649.4103 | 1.6907 | 835.3044 | -0.015311 | 835.5023 | -0.005616 | 835.5023 | -0.0024858 | 835.3044 | 0.0026726 | 962.9136 | 0.025522 | 835.3044 | 0.043608 | 835.3044 | 0.91883 | 962.6227 | 0 | 835.3044 | 12.0599 | 967.2338 | 0.00029068 | 962.9136 | 8.1534 | 967.2338 | 0.66402 | 1034.8423 | 0.43576 | 1248.9423 | 0.075477 | 1035.9117 | 0.012903 | 1162.7848 | 0 | 1161.9895 | 0 | 835.304 | 0.0018414 | 835.5023 | 0.0063857 | 835.3044 | 0.029295 | 835.3044 | -0.0014729 | 835.3044 | 0.013007 | 831.245 | 0.055518
| 395.4406 | 0 |  |  | 395.4406 | 0.0088527 | 395.4406 | 0.030151 | 647.0724 | 0 | 835.5433 | 0.0045624 | 830.2583 | 0.044447 | 647.0724 | 0 | 835.5433 | 0.18089 | 835.5433 | 0.0099275 | 835.7411 | 0 | 835.5433 | 0.040703 | 835.5433 | 0.031069 | 835.5433 | 0.0075109 | 649.5305 | 0.00024476 | 830.26 | 0.015073 | 835.7411 | -6.6425e-05 | 647.0724 | 0.0082067 | 830.26 | -0.011167 | 835.5433 | 0.013668 | 830.26 | -0.0037309 | 835.5433 | 0.010958 | 649.5305 | 4.5733e-06 | 649.5305 | 1.6289 | 835.5433 | 0.044907 | 835.7411 | 0.0033835 | 835.7411 | 0.0019273 | 835.5433 | 0.0079696 | 963.082 | 0.031342 | 835.5433 | 0.054714 | 835.5433 | 0.87747 | 962.7919 | 0 | 835.5433 | 12.2096 | 967.4047 | 0.0014446 | 963.082 | 8.0481 | 967.4047 | 0.66369 | 1034.9489 | 0.43677 | 1249.0187 | 0.075114 | 1035.9249 | 0.012885 | 1162.8511 | 0 | 1162.0557 | 0 | 835.543 | 0.0020075 | 835.7411 | 0.014937 | 835.5433 | 0.054233 | 835.5433 | 0.012335 | 835.5433 | 0.050281 | 831.4828 | 0.055855
| 395.5202 | 0 |  |  | 395.5202 | 0.008124 | 395.5202 | 0.011478 | 647.1941 | 0.011884 | 835.7821 | 0.013159 | 830.4969 | -0.06658 | 647.1941 | 0.04922 | 835.7821 | -0.16883 | 835.7821 | -0.015738 | 835.98 | 0 | 835.7821 | -0.076169 | 835.7821 | -0.019216 | 835.7821 | -0.088173 | 649.6507 | 0.00029883 | 830.5 | -0.042101 | 835.98 | -0.0045256 | 647.1941 | 0.01033 | 830.5 | -0.0035561 | 835.7821 | -0.0011198 | 830.5 | -0.015623 | 835.7821 | 0.0055806 | 649.6507 | 6.86e-06 | 649.6507 | 1.6401 | 835.7821 | -0.01423 | 835.98 | -0.0039963 | 835.98 | -0.0040365 | 835.7821 | 0.005772 | 963.2503 | 0.024241 | 835.7821 | 0.030141 | 835.7821 | 0.83785 | 962.9611 | 0.00026087 | 835.7821 | 12.2966 | 967.5757 | 0.00037624 | 963.2503 | 7.9663 | 967.5757 | 0.66327 | 1035.0554 | 0.43746 | 1249.0951 | 0.07475 | 1035.938 | 0.012866 | 1162.9174 | 0 | 1162.1218 | 0 | 835.782 | 0.0017472 | 835.98 | 0.014313 | 835.7821 | 0.029595 | 835.7821 | 0.0079291 | 835.7821 | 0.033236 | 831.7206 | 0.055307
| 395.5997 | 0 |  |  | 395.5997 | 0.0061689 | 395.5997 | 0.02618 | 647.3158 | 0 | 836.021 | 0.047161 | 830.7356 | 0.033208 | 647.3158 | 0 | 836.021 | 0.075104 | 836.0209 | 0.018378 | 836.2189 | 0 | 836.021 | 0.05228 | 836.0209 | 0.053134 | 836.0209 | 0.038885 | 649.7709 | 0.00032481 | 830.74 | -0.026508 | 836.2189 | 0.0030675 | 647.3158 | 0.018911 | 830.74 | -0.006546 | 836.021 | 0.019398 | 830.74 | -0.00023318 | 836.0209 | 0.0084723 | 649.7709 | 1.0671e-05 | 649.7709 | 1.6369 | 836.0209 | 0.043435 | 836.2189 | 0.0070642 | 836.2189 | 0.0025125 | 836.0209 | 0.021237 | 963.4187 | 0.028459 | 836.021 | 0.060164 | 836.021 | 0.8358 | 963.1304 | 0 | 836.021 | 12.4381 | 967.7466 | 0.001483 | 963.4187 | 7.8869 | 967.7466 | 0.66114 | 1035.1621 | 0.43788 | 1249.1715 | 0.074386 | 1035.9512 | 0.012846 | 1162.9835 | 0 | 1162.188 | 0 | 836.021 | 0.0018109 | 836.2189 | 0.016955 | 836.0209 | 0.047473 | 836.0209 | 0.022835 | 836.0209 | 0.057098 | 831.9584 | 0.055605
| 395.6792 | 0 |  |  | 395.6792 | 0.0082819 | 395.6792 | 0.016182 | 647.4375 | 0.010831 | 836.2598 | -0.035395 | 830.9742 | -0.050976 | 647.4375 | 0.026437 | 836.2598 | -0.13474 | 836.2598 | -0.017992 | 836.4578 | 0 | 836.2598 | -0.084563 | 836.2598 | -0.042341 | 836.2598 | -0.045904 | 649.8911 | 0.00034954 | 830.97 | 0.021311 | 836.4577 | -0.0067057 | 647.4375 | 0.036151 | 830.97 | 0.015742 | 836.2598 | 0.00082082 | 830.97 | -0.0065291 | 836.2598 | 0.0035877 | 649.8911 | 1.9437e-05 | 649.8911 | 1.6485 | 836.2598 | -0.024853 | 836.4577 | -0.0063663 | 836.4577 | -0.0038642 | 836.2598 | -0.012492 | 963.587 | 0.03839 | 836.2598 | 0.012306 | 836.2598 | 0.77242 | 963.2997 | 0.00026087 | 836.2598 | 12.5501 | 967.9176 | 9.9819e-05 | 963.587 | 7.8282 | 967.9176 | 0.66019 | 1035.2687 | 0.43873 | 1249.2479 | 0.074028 | 1035.9644 | 0.012826 | 1163.0498 | 0 | 1162.2541 | 0 | 836.26 | 0.002038 | 836.4578 | 0.0089547 | 836.2598 | 0.030497 | 836.2598 | 0.00052717 | 836.2598 | 0.01223 | 832.1962 | 0.054827
| 395.7588 | 0 |  |  | 395.7588 | 0.0077719 | 395.7588 | 0.024104 | 647.5592 | 0 | 836.4987 | -0.056671 | 831.2128 | 0.10038 | 647.5592 | 0 | 836.4987 | 0.019116 | 836.4987 | 0.0089233 | 836.6966 | 0 | 836.4987 | 0.053443 | 836.4987 | 0.012347 | 836.4987 | 0.04805 | 650.0113 | 0.00036085 | 831.21 | 0.0015593 | 836.6966 | 0.0019199 | 647.5592 | 0.022986 | 831.21 | 0.00024916 | 836.4987 | 0.01409 | 831.21 | 0.0067623 | 836.4987 | 0.0017646 | 650.0113 | 2.1342e-05 | 650.0113 | 1.638 | 836.4987 | 0.012522 | 836.6966 | 0.0016054 | 836.6966 | 0.001565 | 836.4987 | -0.00088938 | 963.7554 | 0.026644 | 836.4987 | 0.045471 | 836.4987 | 0.7602 | 963.4689 | 0.00017392 | 836.4987 | 12.6655 | 968.0885 | 0.0015675 | 963.7554 | 7.7578 | 968.0885 | 0.65824 | 1035.3754 | 0.44013 | 1249.3243 | 0.073669 | 1035.9774 | 0.012806 | 1163.1161 | 0 | 1162.3203 | 0 | 836.499 | 0.0019965 | 836.6966 | 0.012404 | 836.4987 | 0.047773 | 836.4987 | 0.016075 | 836.4987 | 0.03835 | 832.434 | 0.054941
| 395.8383 | 0 |  |  | 395.8383 | 0.0081119 | 395.8383 | 0.014908 | 647.6809 | 0 | 836.7375 | -0.058534 | 831.4515 | -0.046305 | 647.6809 | 0.012299 | 836.7375 | -0.1628 | 836.7376 | -0.032892 | 836.9355 | 0 | 836.7375 | -0.082634 | 836.7376 | -0.045247 | 836.7376 | -0.051341 | 650.1316 | 0.00035834 | 831.45 | -0.02339 | 836.9355 | -0.011442 | 647.6809 | 0.024867 | 831.45 | 0.0056853 | 836.7375 | 0.001028 | 831.45 | -0.0030314 | 836.7376 | -0.0053269 | 650.1316 | 2.0199e-05 | 650.1316 | 1.5284 | 836.7376 | -0.054846 | 836.9355 | -0.013305 | 836.9355 | -0.007273 | 836.7376 | -0.018739 | 963.9238 | 0.024241 | 836.7375 | 0.019256 | 836.7375 | 0.71969 | 963.6382 | 0.00078262 | 836.7375 | 12.7648 | 968.2595 | 0.00051555 | 963.9238 | 7.6868 | 968.2595 | 0.65573 | 1035.4821 | 0.44098 | 1249.4009 | 0.073311 | 1035.9906 | 0.012786 | 1163.1824 | 0 | 1162.3865 | 0 | 836.738 | 0.0022927 | 836.9355 | 0.0054682 | 836.7376 | 0.0326 | 836.7376 | 0.0022081 | 836.7376 | 0.0030763 | 832.6718 | 0.054404
| 395.9178 | 0 |  |  | 395.9178 | 0.0045538 | 395.9178 | 0.03016 | 647.8026 | 0 | 836.9764 | 0.054904 | 831.6901 | 0.059356 | 647.8026 | 0 | 836.9764 | 0.062824 | 836.9764 | 0.0072522 | 837.1744 | 0 | 836.9764 | 0.072867 | 836.9764 | 0.024917 | 836.9764 | 0.062753 | 650.2518 | 0.00037468 | 831.69 | 0.034825 | 837.1745 | 0.008756 | 647.8026 | 0.0058338 | 831.69 | -0.0035561 | 836.9764 | 0.010473 | 831.69 | -0.010726 | 836.9764 | 0.013444 | 650.2518 | 1.1433e-05 | 650.2518 | 1.3912 | 836.9764 | 0.03149 | 837.1745 | 0.0071058 | 837.1745 | 0.0035565 | 836.9764 | 0.01599 | 964.0921 | 0.034813 | 836.9764 | 0.067279 | 836.9764 | 0.72489 | 963.8074 | 0 | 836.9764 | 12.949 | 968.4304 | 0.0018933 | 964.0921 | 7.5981 | 968.4304 | 0.65177 | 1035.5887 | 0.44071 | 1249.4773 | 0.072952 | 1036.0038 | 0.012765 | 1163.2487 | 0 | 1162.4526 | 0 | 836.976 | 0.0022927 | 837.1744 | 0.019047 | 836.9764 | 0.055285 | 836.9764 | 0.02584 | 836.9764 | 0.053476 | 832.9097 | 0.055381
| 395.9974 | 0 |  |  | 395.9974 | 0.0032302 | 395.9974 | 0.011924 | 647.9243 | 0.0080204 | 837.2153 | -0.033471 | 831.9288 | -0.049688 | 647.9243 | 0.03396 | 837.2153 | -0.17904 | 837.2153 | -0.018118 | 837.4134 | 0 | 837.2153 | -0.070094 | 837.2153 | -0.077211 | 837.2153 | -0.081778 | 650.372 | 0.0003114 | 831.93 | 0.0036384 | 837.4134 | -0.0059774 | 647.9243 | 0.01212 | 831.93 | -0.005187 | 837.2153 | 0.0076359 | 831.93 | -0.020171 | 837.2153 | 0.00035417 | 650.372 | 2.2105e-05 | 650.372 | 1.2936 | 837.2153 | -0.024456 | 837.4134 | -0.0078715 | 837.4134 | -0.0040928 | 837.2153 | 0.01649 | 964.2605 | 0.028352 | 837.2153 | 0.019245 | 837.2153 | 0.67837 | 963.9767 | 0.00026087 | 837.2153 | 13.1166 | 968.6014 | 0.00026874 | 964.2605 | 7.5211 | 968.6014 | 0.64947 | 1035.6954 | 0.44118 | 1249.5537 | 0.072594 | 1036.0168 | 0.012744 | 1163.3149 | 0 | 1162.5189 | 0 | 837.215 | 0.0019522 | 837.4134 | 0.0052113 | 837.2153 | 0.024487 | 837.2153 | -0.0021523 | 837.2153 | 0.011026 | 833.1475 | 0.053836
| 396.0769 | 0 |  |  | 396.0769 | 0.0056346 | 396.0769 | 0.025514 | 648.0461 | 0 | 837.4542 | 0.002602 | 832.1674 | 0.034436 | 648.0461 | 0 | 837.4542 | 0.070896 | 837.4542 | 0.011516 | 837.6523 | 0 | 837.4542 | 0.05691 | 837.4542 | 0.059361 | 837.4542 | 0.0473 | 650.4922 | 0.00027536 | 832.17 | -0.053536 | 837.6523 | 0.0025913 | 648.0461 | 0.018284 | 832.17 | -0.012254 | 837.4542 | 0.019219 | 832.17 | 0.019353 | 837.4542 | 0.0088782 | 650.4922 | 2.058e-05 | 650.4922 | 1.199 | 837.4542 | 0.015439 | 837.6523 | 0.0019352 | 837.6523 | 0.0022662 | 837.4542 | 0.0060719 | 964.4289 | 0.032464 | 837.4542 | 0.054327 | 837.4542 | 0.66004 | 964.1459 | 0 | 837.4542 | 13.1889 | 968.7723 | 0.0010629 | 964.4289 | 7.4371 | 968.7723 | 0.64752 | 1035.8022 | 0.44284 | 1249.6302 | 0.072241 | 1036.03 | 0.012723 | 1163.3812 | 0 | 1162.5851 | 0 | 837.454 | 0.0019909 | 837.6523 | 0.016001 | 837.4542 | 0.05213 | 837.4542 | 0.027492 | 837.4542 | 0.04048 | 833.3853 | 0.054355
| 396.1565 | 0 |  |  | 396.1565 | 0.0062539 | 396.1564 | 0.015116 | 648.1678 | 0.040077 | 837.6931 | -0.10113 | 832.4061 | -0.051058 | 648.1678 | 0.014908 | 837.6931 | -0.16591 | 837.6931 | -0.044299 | 837.8912 | 0 | 837.6931 | -0.083464 | 837.6931 | -0.046492 | 837.6931 | -0.14192 | 650.6125 | 0.00026823 | 832.41 | -0.036903 | 837.8912 | -0.015227 | 648.1678 | 0.015986 | 832.41 | -0.0073615 | 837.6931 | 0.0010296 | 832.41 | -0.0065291 | 837.6931 | -0.0031259 | 650.6125 | 4.3447e-05 | 650.6125 | 1.2197 | 837.6931 | -0.02501 | 837.8912 | -0.010875 | 837.8912 | -0.0071113 | 837.6931 | -0.016365 | 964.5973 | 0.028993 | 837.6931 | 0.010573 | 837.6931 | 0.6416 | 964.3152 | 0.00078262 | 837.6931 | 13.3402 | 968.9433 | 0.00037624 | 964.5973 | 7.3586 | 968.9433 | 0.64457 | 1035.9092 | 0.44419 | 1249.7067 | 0.071887 | 1036.0432 | 0.012702 | 1163.4476 | 0 | 1162.6514 | 0 | 837.693 | 0.0019051 | 837.8912 | 0.002104 | 837.6931 | 0.022835 | 837.6931 | -0.0021117 | 837.6931 | 0.014213 | 833.6232 | 0.053076
| 396.236 | 0 |  |  | 396.236 | 0.010771 | 396.236 | 0.031743 | 648.2895 | 0 | 837.932 | 0.022076 | 832.6448 | 0.086259 | 648.2895 | 0 | 837.932 | 0.034108 | 837.932 | 0.006879 | 838.1302 | 0 | 837.932 | 0.05648 | 837.932 | 0.037281 | 837.932 | -0.030405 | 650.7327 | 0.00027829 | 832.64 | 0.02235 | 838.1302 | 0.0036949 | 648.2895 | 0.02121 | 832.64 | 0.00024916 | 837.932 | 0.0078569 | 832.64 | -0.0065291 | 837.932 | 0.011364 | 650.7327 | 4.3447e-05 | 650.7327 | 1.1007 | 837.932 | 0.027053 | 838.1302 | 0.0043838 | 838.1302 | -0.0023837 | 837.932 | 0.021737 | 964.7656 | 0.037055 | 837.932 | 0.049594 | 837.932 | 0.63134 | 964.4845 | 0 | 837.932 | 13.4576 | 969.1142 | 0.00095431 | 964.7656 | 7.2666 | 969.1142 | 0.64023 | 1036.0159 | 0.44503 | 1249.7832 | 0.071534 | 1036.0564 | 0.01268 | 1163.5139 | 0 | 1162.7175 | 0 | 837.932 | 0.0020408 | 838.1302 | 0.012478 | 837.932 | 0.057238 | 837.932 | 0.01486 | 837.932 | 0.052624 | 833.8611 | 0.053586
| 396.3155 | 0 |  |  | 396.3155 | 0.0068733 | 396.3155 | 0.011188 | 648.4113 | 0.017856 | 838.1709 | -0.0036654 | 832.8834 | -0.052649 | 648.4113 | 0.028371 | 838.1709 | -0.11042 | 838.1709 | -0.022257 | 838.3691 | 0 | 838.1709 | -0.074052 | 838.1709 | -0.027393 | 838.1709 | -0.080994 | 650.8529 | 0.00033948 | 832.88 | -0.0036384 | 838.3691 | -0.006864 | 648.4113 | 0.029882 | 832.88 | -0.019864 | 838.1709 | 0.0091724 | 832.88 | -0.0072287 | 838.1709 | 0.0010128 | 650.8529 | 5.4118e-05 | 650.8529 | 1.0268 | 838.1709 | -0.04638 | 838.3691 | -0.003849 | 838.3691 | -0.0039798 | 838.1709 | 0.0029159 | 964.934 | 0.02328 | 838.1709 | 0.013548 | 838.1709 | 0.57901 | 964.6537 | 0.00026087 | 838.1709 | 13.6421 | 969.2852 | 0.00024242 | 964.934 | 7.1885 | 969.2852 | 0.63742 | 1036.1227 | 0.44593 | 1249.8597 | 0.071185 | 1036.0695 | 0.012659 | 1163.5802 | 0 | 1162.7838 | 0 | 838.171 | 0.0018608 | 838.3691 | 0.010166 | 838.1709 | 0.027793 | 838.1709 | -0.0072007 | 838.1709 | 0.019487 | 834.0989 | 0.053304
| 396.3951 | 0 |  |  | 396.3951 | 0.010079 | 396.3951 | 0.031393 | 648.5331 | 0 | 838.4099 | 0.039011 | 833.1221 | 0.077704 | 648.5331 | 0 | 838.4099 | 0.083796 | 838.4099 | -0.0023645 | 838.6081 | 0 | 838.4099 | 0.044198 | 838.4099 | -0.0026964 | 838.4099 | 0.028772 | 650.9731 | 0.00033864 | 833.12 | 0.0046779 | 838.6081 | 0.0013917 | 648.5331 | 0.016195 | 833.12 | 0.012209 | 838.4099 | 0.0095887 | 833.12 | 0.0092106 | 838.4099 | 0.0090811 | 650.9731 | 4.1541e-05 | 650.9731 | 0.85246 | 838.4099 | 0.021209 | 838.6081 | 0.0042683 | 838.6081 | 0.001255 | 838.4099 | 0.0027267 | 965.1024 | 0.022799 | 838.4099 | 0.055639 | 838.4099 | 0.59106 | 964.823 | 0.00017392 | 838.4099 | 13.7457 | 969.4562 | 0.00067131 | 965.1024 | 7.109 | 969.4562 | 0.63515 | 1036.2295 | 0.44724 | 1249.9363 | 0.070837 | 1036.0826 | 0.012637 | 1163.6465 | 0 | 1162.85 | 0 | 838.41 | 0.0019023 | 838.6081 | 0.013689 | 838.4099 | 0.052881 | 838.4099 | 0.016826 | 838.4099 | 0.049855 | 834.3368 | 0.05333
| 396.4746 | 0 |  |  | 396.4746 | 0.0015787 | 396.4746 | 0.012743 | 648.6549 | 0 | 838.6488 | -0.093069 | 833.3608 | -0.061853 | 648.6549 | 0.014163 | 838.6488 | -0.1575 | 838.6488 | -0.023365 | 838.847 | 0 | 838.6488 | -0.086131 | 838.6488 | -0.012813 | 838.6488 | -0.10917 | 651.0934 | 0.00036295 | 833.36 | 0.015073 | 838.847 | -0.018934 | 648.6549 | 0.026643 | 833.36 | 0.0018799 | 838.6488 | -0.0059514 | 833.36 | -0.0023318 | 838.6488 | -0.0049823 | 651.0934 | 5.0688e-05 | 651.0934 | 0.80624 | 838.6488 | -0.032643 | 838.847 | -0.01391 | 838.847 | -0.0054055 | 838.6488 | 0.00014557 | 965.2707 | 0.030969 | 838.6488 | 0.013537 | 838.6488 | 0.55904 | 964.9923 | 0.00026087 | 838.6488 | 13.7956 | 969.6272 | 2.0841e-05 | 965.2707 | 7.0481 | 969.6272 | 0.63243 | 1036.3363 | 0.44866 | 1250.0127 | 0.070489 | 1036.0958 | 0.012615 | 1163.7129 | 0 | 1162.9163 | 0 | 838.649 | 0.0020214 | 838.847 | 0.0036044 | 838.6488 | 0.024487 | 838.6488 | 0.00020677 | 838.6488 | 0.0094915 | 834.5747 | 0.052245
| 396.5542 | 0 |  |  | 396.5542 | 0.0087069 | 396.5542 | 0.030371 | 648.7766 | 0 | 838.8877 | 0.049539 | 833.5995 | 0.015489 | 648.7766 | 0 | 838.8877 | -0.050138 | 838.8877 | 0.01486 | 839.086 | 0 | 838.8877 | 0.049598 | 838.8877 | 0.019282 | 838.8877 | 0.021087 | 651.2136 | 0.00034158 | 833.6 | -0.00051979 | 839.086 | 0.0060182 | 648.7766 | 0.015359 | 833.6 | -0.022311 | 838.8877 | 0.020732 | 833.6 | 0.0022152 | 838.8877 | 0.012734 | 651.2136 | 4.5352e-05 | 651.2136 | 0.81606 | 838.8877 | 0.053373 | 839.086 | 0.0073233 | 839.086 | 0.0030132 | 838.8877 | 0.01599 | 965.4391 | 0.048909 | 838.8877 | 0.041172 | 838.8877 | 0.53089 | 965.1616 | 0.00017392 | 838.8877 | 14.0262 | 969.7981 | 0.0009576 | 965.4391 | 6.9806 | 969.7981 | 0.62908 | 1036.4432 | 0.44964 | 1250.0892 | 0.070141 | 1036.1089 | 0.012594 | 1163.7792 | 0 | 1162.9825 | 0 | 838.888 | 0.0020685 | 839.086 | 0.016588 | 838.8877 | 0.049726 | 838.8877 | 0.018478 | 838.8877 | 0.061146 | 834.8126 | 0.052744
| 396.6337 | 0 |  |  | 396.6337 | 0.0081362 | 396.6337 | 0.0087866 | 648.8984 | 0.03128 | 839.1267 | -0.076886 | 833.8382 | -0.0491 | 648.8984 | 0.035464 | 839.1267 | -0.2036 | 839.1267 | -0.023396 | 839.325 | 0 | 839.1267 | -0.099513 | 839.1267 | -0.061852 | 839.1267 | -0.079332 | 651.3338 | 0.00035038 | 833.84 | -0.0077966 | 839.325 | -0.010778 | 648.8984 | 0.029046 | 833.84 | -0.00083807 | 839.1267 | 0.0048756 | 833.84 | -0.014223 | 839.1267 | 0.0026189 | 651.3338 | 4.8782e-05 | 651.3338 | 0.85974 | 839.1267 | -0.0113 | 839.325 | -0.0095261 | 839.325 | -0.0078957 | 839.1267 | -0.025235 | 965.6075 | 0.018421 | 839.1267 | 0.025514 | 839.1267 | 0.55011 | 965.3308 | 0.00026087 | 839.1267 | 14.1297 | 969.9691 | 0.00069215 | 965.6075 | 6.914 | 969.9691 | 0.62796 | 1036.5502 | 0.45012 | 1250.1658 | 0.069792 | 1036.1221 | 0.012572 | 1163.8456 | 0 | 1163.0488 | 0 | 839.127 | 0.0018829 | 839.325 | -0.001341 | 839.1267 | 0.028544 | 839.1267 | -0.0050904 | 839.1267 | 0.01132 | 835.0505 | 0.052556
| 396.7133 | 0 |  |  | 396.7133 | 0.011767 | 396.7133 | 0.02616 | 649.0202 | 0 | 839.3656 | 0.0055067 | 834.0769 | 0.062436 | 649.0202 | 0 | 839.3656 | 0.062264 | 839.3656 | 0.011428 | 839.564 | 0 | 839.3656 | 0.042177 | 839.3656 | 0.024737 | 839.3656 | 0.06291 | 651.4541 | 0.0003466 | 834.08 | 0.012994 | 839.564 | 0.005687 | 649.0202 | 0.0049438 | 834.08 | -0.005187 | 839.3656 | 0.017919 | 834.08 | 0.024951 | 839.3656 | 0.0074069 | 651.4541 | 4.1923e-05 | 651.4541 | 0.89468 | 839.3656 | 0.014132 | 839.564 | 0.0049879 | 839.564 | 0.0048388 | 839.3656 | 0.021362 | 965.7759 | 0.032357 | 839.3656 | 0.044475 | 839.3656 | 0.53078 | 965.5001 | 0 | 839.3656 | 14.3193 | 970.1401 | 0.00050787 | 965.7759 | 6.8318 | 970.1401 | 0.62627 | 1036.6571 | 0.45092 | 1250.2424 | 0.069449 | 1036.1353 | 0.01255 | 1163.912 | 0 | 1163.1151 | 0 | 839.366 | 0.0017694 | 839.564 | 0.011817 | 839.3656 | 0.047473 | 839.3656 | 0.021182 | 839.3656 | 0.048363 | 835.2884 | 0.052343
| 396.7928 | 0 |  |  | 396.7928 | 0.0079783 | 396.7929 | 0.012799 | 649.1421 | 0.015046 | 839.6046 | -0.075691 | 834.3157 | -0.021228 | 649.1421 | 0.014163 | 839.6046 | -0.187 | 839.6046 | -0.03469 | 839.803 | 0 | 839.6046 | -0.088838 | 839.6046 | -0.03831 | 839.6046 | -0.11085 | 651.5743 | 0.00035834 | 834.32 | -0.010915 | 839.803 | -0.014332 | 649.1421 | 0.0076611 | 834.32 | 0.012753 | 839.6046 | -0.0084887 | 834.32 | -0.01912 | 839.6046 | -0.0047393 | 651.5743 | 5.831e-05 | 651.5743 | 0.87212 | 839.6046 | -0.03438 | 839.803 | -0.013425 | 839.803 | -0.0078136 | 839.6046 | -0.026484 | 965.9443 | 0.030969 | 839.6046 | 0.015187 | 839.6046 | 0.50429 | 965.6694 | 0.00026087 | 839.6046 | 14.3893 | 970.3111 | 0.00052981 | 965.9443 | 6.7436 | 970.3111 | 0.62278 | 1036.764 | 0.45251 | 1250.319 | 0.069106 | 1036.1483 | 0.012529 | 1163.9783 | 0 | 1163.1814 | 0 | 839.605 | 0.0016863 | 839.803 | 0.0037066 | 839.6046 | 0.020431 | 839.6046 | -0.048825 | 839.6046 | 0.019965 | 835.5264 | 0.051675
| 396.8724 | 0 |  |  | 396.8724 | 0.0015787 | 396.8724 | 0.026713 | 649.2639 | 0 | 839.8436 | -0.01296 | 834.5544 | 0.050496 | 649.2639 | 0 | 839.8436 | 0.027237 | 839.8436 | 0.0035825 | 840.042 | 0 | 839.8436 | 0.028315 | 839.8436 | 0.025489 | 839.8436 | 0.032674 | 651.6946 | 0.00034912 | 834.55 | -0.051458 | 840.042 | -0.0019898 | 649.2639 | 0.0096899 | 834.55 | 0.0024236 | 839.8436 | 0.015556 | 834.55 | -0.0026815 | 839.8436 | 0.0081679 | 651.6946 | 6.2121e-05 | 651.6946 | 0.87612 | 839.8436 | 0.02682 | 840.042 | -0.0010176 | 840.042 | -0.00095995 | 839.8436 | -0.021737 | 966.1126 | 0.027872 | 839.8436 | 0.034866 | 839.8436 | 0.49529 | 965.8387 | 0 | 839.8436 | 14.5043 | 970.482 | 0.00032688 | 966.1126 | 6.6313 | 970.482 | 0.61793 | 1036.871 | 0.45387 | 1250.3955 | 0.068763 | 1036.1615 | 0.012508 | 1164.0447 | 0 | 1163.2477 | 0 | 839.844 | 0.0019549 | 840.042 | 0.012661 | 839.8436 | 0.033351 | 839.8436 | 0.055885 | 839.8436 | 0.041545 | 835.7643 | 0.051672
| 396.952 | 0 |  |  | 396.952 | 0.003303 | 396.952 | 0.01372 | 649.3857 | 0 | 840.0825 | -0.066483 | 834.7931 | -0.056248 | 649.3857 | 0.028801 | 840.0825 | -0.11329 | 840.0825 | -0.027334 | 840.281 | 0 | 840.0825 | -0.099055 | 840.0825 | -0.041511 | 840.0825 | -0.071729 | 651.8148 | 0.00036505 | 834.79 | -0.033785 | 840.281 | -0.009881 | 649.3857 | 0.0023231 | 834.79 | -0.0030125 | 840.0825 | 0.0021953 | 834.79 | 0.0011659 | 840.0825 | 0.0025318 | 651.8148 | 8.3464e-05 | 651.8148 | 0.81716 | 840.0825 | -0.039386 | 840.281 | -0.010675 | 840.281 | -0.0045907 | 840.0825 | -0.010915 | 966.281 | 0.021945 | 840.0825 | -0.0062408 | 840.0825 | 0.43139 | 966.008 | 0.00026087 | 840.0825 | 14.6778 | 970.653 | 0.0006022 | 966.281 | 6.5154 | 970.653 | 0.61469 | 1036.9781 | 0.45465 | 1250.4721 | 0.068425 | 1036.1747 | 0.012487 | 1164.1111 | 0 | 1163.314 | 0 | 840.083 | 0.0017583 | 840.281 | 0.0068261 | 840.0825 | 0.028994 | 840.0825 | -0.00083634 | 840.0825 | 0.0080596 | 836.0022 | 0.051384
| 397.0315 | 0 |  |  | 397.0315 | 0.0052946 | 397.0315 | 0.027888 | 649.5076 | 0 | 840.3215 | 0.018989 | 835.0319 | 0.035222 | 649.5076 | 0 | 840.3215 | -0.062377 | 840.3215 | 0.012703 | 840.52 | 0 | 840.3215 | 0.047972 | 840.3215 | 0.041511 | 840.3215 | 0.032421 | 651.9351 | 0.00036505 | 835.03 | -0.0025989 | 840.52 | 0.00034364 | 649.5076 | 0.0052405 | 835.03 | -0.029378 | 840.3215 | 0.019655 | 835.03 | 0.0036143 | 840.3215 | 0.010299 | 651.9351 | 8.6894e-05 | 651.9351 | 0.83754 | 840.3215 | 0.021106 | 840.52 | 0.00086709 | 840.52 | 0.0015517 | 840.3215 | 0.007129 | 966.4494 | 0.030808 | 840.3215 | 0.04827 | 840.3215 | 0.469 | 966.1773 | 0.00017392 | 840.3215 | 14.8191 | 970.824 | 0.001132 | 966.4494 | 6.3908 | 970.824 | 0.61173 | 1037.085 | 0.45541 | 1250.5487 | 0.068082 | 1036.1879 | 0.012466 | 1164.1775 | 0 | 1163.3802 | 0 | 840.322 | 0.0020435 | 840.52 | 0.012441 | 840.3215 | 0.044017 | 840.3215 | 0.020281 | 840.3215 | 0.026845 | 836.2402 | 0.051298
| 397.1111 | 0 |  |  | 397.1111 | 0.006509 | 397.1111 | 0.011159 | 649.6294 | 0.017856 | 840.5605 | -0.12211 | 835.2706 | -0.088698 | 649.6294 | 0.029876 | 840.5605 | -0.1924 | 840.5605 | -0.032764 | 840.7591 | 0 | 840.5605 | -0.10512 | 840.5605 | -0.071814 | 840.5605 | -0.11001 | 652.0553 | 0.0004145 | 835.27 | -0.015073 | 840.7591 | -0.014484 | 649.6294 | 0.0076611 | 835.27 | 0.0010646 | 840.5605 | 0.007894 | 835.27 | -0.0068788 | 840.5605 | -0.0082694 | 652.0553 | 9.1467e-05 | 652.0553 | 0.79459 | 840.5605 | -0.035651 | 840.7591 | -0.014887 | 840.7591 | -0.010556 | 840.5605 | -0.00015676 | 966.6178 | 0.027498 | 840.5605 | 0.010628 | 840.5605 | 0.42922 | 966.3466 | 0.00078262 | 840.5605 | 14.8643 | 970.995 | 0.00033127 | 966.6178 | 6.2909 | 970.995 | 0.60832 | 1037.1919 | 0.45633 | 1250.6252 | 0.067744 | 1036.2009 | 0.012445 | 1164.2439 | 0 | 1163.4465 | 0 | 840.561 | 0.0017196 | 840.7591 | -0.00045472 | 840.5605 | 0.02629 | 840.5605 | -0.0075474 | 840.5605 | 0.010857 | 836.4781 | 0.050704
| 397.1907 | 0 |  |  | 397.1907 | 0.0064725 | 397.1907 | 0.03051 | 649.7513 | 0 | 840.7995 | 0.031358 | 835.5094 | 0.097803 | 649.7513 | 0 | 840.7995 | 0.015869 | 840.7995 | 0.012084 | 840.9981 | 0 | 840.7995 | 0.047189 | 840.7995 | 0.0087088 | 840.7995 | 0.059683 | 652.1756 | 0.00039396 | 835.51 | 0.070168 | 840.9981 | 0.0031966 | 649.7513 | 0.0013843 | 835.51 | 0.00079277 | 840.7995 | 0.0088587 | 835.51 | 0.011659 | 840.7995 | 0.0080157 | 652.1756 | 7.1649e-05 | 652.1756 | 0.82189 | 840.7995 | 0.0093354 | 840.9981 | 0.0053049 | 840.9981 | 0.00083219 | 840.7995 | 0.019363 | 966.7862 | 0.032677 | 840.7995 | 0.051469 | 840.7995 | 0.4139 | 966.5159 | 0 | 840.7995 | 15.1428 | 971.166 | 0.0011309 | 966.7862 | 6.1928 | 971.166 | 0.60477 | 1037.299 | 0.45728 | 1250.7019 | 0.067411 | 1036.2141 | 0.012425 | 1164.3103 | 0 | 1163.5128 | 0 | 840.8 | 0.0014565 | 840.9981 | 0.012845 | 840.7995 | 0.058289 | 840.7995 | 0.018779 | 840.7995 | 0.041545 | 836.7161 | 0.050793
| 397.2702 | 0 |  |  | 397.2702 | 0.0054282 | 397.2702 | 0.0095608 | 649.8731 | 0.017856 | 841.0385 | -0.042267 | 835.7481 | -0.030423 | 649.8731 | 0.027297 | 841.0385 | -0.13622 | 841.0385 | -0.024795 | 841.2372 | 0 | 841.0385 | -0.078245 | 841.0385 | -0.07638 | 841.0385 | -0.080425 | 652.2958 | 0.00038265 | 835.75 | -0.030666 | 841.2372 | -0.008617 | 649.8731 | 0.021941 | 835.75 | -0.0081769 | 841.0385 | 0.0012542 | 835.75 | -0.014574 | 841.0385 | -0.0003696 | 652.2958 | 8.0034e-05 | 652.2958 | 0.80988 | 841.0385 | -0.043803 | 841.2372 | -0.0066188 | 841.2372 | -0.0033561 | 841.0385 | -0.00058807 | 966.9546 | 0.023013 | 841.0385 | 0.0063752 | 841.0385 | 0.40402 | 966.6852 | 0 | 841.0385 | 15.1969 | 971.337 | 0.00090605 | 966.9546 | 6.1107 | 971.337 | 0.60312 | 1037.4061 | 0.45849 | 1250.7786 | 0.067073 | 1036.2273 | 0.012405 | 1164.3767 | 0 | 1163.5792 | 0 | 841.039 | 0.0017113 | 841.2372 | 0.0053214 | 841.0385 | 0.022985 | 841.0385 | -0.01146 | 841.0385 | 0.025353 | 836.954 | 0.050327
| 397.3498 | 0 |  |  | 397.3498 | 0.0088648 | 397.3498 | 0.026345 | 649.995 | 0 | 841.2775 | -0.0099892 | 835.9869 | -0.00046368 | 649.995 | 0 | 841.2775 | 0.090838 | 841.2775 | 0.0039578 | 841.4762 | 0 | 841.2775 | 0.042167 | 841.2775 | -0.020631 | 841.2775 | 0.048524 | 652.4161 | 0.00035331 | 835.99 | -0.021311 | 841.4762 | 0.0028114 | 649.995 | 0.031031 | 835.99 | -0.0024689 | 841.2775 | 0.01353 | 835.99 | -0.027516 | 841.2775 | 0.00076984 | 652.4161 | 8.232e-05 | 652.4161 | 0.79532 | 841.2775 | 0.026249 | 841.4762 | 0.002337 | 841.4762 | -6.4714e-05 | 841.2775 | 0.012617 | 967.1229 | 0.027017 | 841.2775 | 0.04818 | 841.2775 | 0.4019 | 966.8545 | 0 | 841.2775 | 15.4072 | 971.508 | 0.0018955 | 967.1229 | 6.017 | 971.508 | 0.60162 | 1037.5132 | 0.45948 | 1250.8551 | 0.06674 | 1036.2405 | 0.012386 | 1164.4431 | 0 | 1163.6455 | 0 | 841.278 | 0.0023177 | 841.4762 | 0.01123 | 841.2775 | 0.051228 | 841.2775 | 0.02644 | 841.2775 | 0.039202 | 837.192 | 0.050177
| 397.4294 | 0 |  |  | 397.4294 | 0.0080998 | 397.4294 | 0.014437 | 650.1169 | 0 | 841.5166 | -0.054137 | 836.2257 | -0.11203 | 650.1169 | 0.021923 | 841.5166 | -0.14949 | 841.5166 | -0.035316 | 841.7153 | 0 | 841.5166 | -0.08093 | 841.5166 | -0.027613 | 841.5166 | -0.099929 | 652.5363 | 0.00035834 | 836.23 | -0.0088362 | 841.7153 | -0.011095 | 650.1169 | 0.020688 | 836.23 | -0.0073615 | 841.5166 | 0.012427 | 836.23 | -0.0086277 | 841.5166 | -0.0012252 | 652.5363 | 0.0001109 | 652.5363 | 0.75746 | 841.5166 | -0.027662 | 841.7153 | -0.0074169 | 841.7153 | -0.0041375 | 841.5166 | -0.0081078 | 967.2913 | 0.025843 | 841.5166 | 0.00079707 | 841.5166 | 0.38208 | 967.0238 | 0.00078262 | 841.5166 | 15.4233 | 971.679 | 0.00017441 | 967.2913 | 5.9301 | 971.679 | 0.59911 | 1037.6204 | 0.45998 | 1250.9318 | 0.066407 | 1036.2535 | 0.012367 | 1164.5095 | 0 | 1163.7118 | 0 | 841.517 | 0.0019272 | 841.7153 | 0.0066426 | 841.5166 | 0.023436 | 841.5166 | -0.0076886 | 841.5166 | 0.016235 | 837.43 | 0.049623
| 397.509 | 0 |  |  | 397.509 | 0.0044203 | 397.509 | 0.030101 | 650.2388 | 0 | 841.7556 | 0.053191 | 836.4645 | 0.067489 | 650.2388 | 0 | 841.7556 | -0.042426 | 841.7556 | 0.0040951 | 841.9543 | 0 | 841.7556 | 0.031771 | 841.7556 | -0.004461 | 841.7556 | 0.06005 | 652.6566 | 0.00037594 | 836.46 | 0.024429 | 841.9544 | 0.0034345 | 650.2388 | 0.013583 | 836.46 | -0.0035561 | 841.7556 | 0.012014 | 836.46 | 0.014458 | 841.7556 | 0.0085738 | 652.6566 | 0.00012615 | 652.6566 | 0.66719 | 841.7556 | 0.037545 | 841.9544 | 0.0039539 | 841.9544 | 0.0043771 | 841.7556 | 0.03223 | 967.4597 | 0.023173 | 841.7556 | 0.054558 | 841.7556 | 0.39126 | 967.1931 | 0.00069566 | 841.7556 | 15.5621 | 971.85 | 0.0014874 | 967.4597 | 5.8325 | 971.85 | 0.59598 | 1037.7274 | 0.46146 | 1251.0084 | 0.066074 | 1036.2667 | 0.012348 | 1164.5759 | 0 | 1163.7782 | 0 | 841.756 | 0.002481 | 841.9543 | 0.016295 | 841.7556 | 0.049726 | 841.7556 | 0.013074 | 841.7556 | 0.042185 | 837.668 | 0.049578
| 397.5885 | 0 |  |  | 397.5885 | 0.0053189 | 397.5885 | 0.0095121 | 650.3607 | 0.029716 | 841.9946 | -0.015156 | 836.7033 | -0.047051 | 650.3607 | 0.020126 | 841.9946 | -0.11481 | 841.9946 | -0.025824 | 842.1934 | 0 | 841.9946 | -0.085139 | 841.9946 | -0.022683 | 841.9946 | -0.063142 | 652.7768 | 0.00034241 | 836.7 | -0.046258 | 842.1934 | -0.013625 | 650.3607 | 0.021628 | 836.7 | -0.0049152 | 841.9946 | 0.0036975 | 836.7 | 0.0018654 | 841.9946 | 0.0017568 | 652.7768 | 0.00014559 | 652.7768 | 0.61805 | 841.9946 | -0.037177 | 842.1934 | -0.004604 | 842.1934 | -0.0061914 | 841.9946 | -0.017864 | 967.6281 | 0.033425 | 841.9946 | -0.0031876 | 841.9946 | 0.37223 | 967.3624 | 0.00078262 | 841.9946 | 15.7703 | 972.021 | 0.00051774 | 967.6281 | 5.7421 | 972.021 | 0.59445 | 1037.8346 | 0.46384 | 1251.0851 | 0.065746 | 1036.2799 | 0.01233 | 1164.6425 | 0 | 1163.8445 | 0 | 841.995 | 0.0018635 | 842.1934 | 0.0069729 | 841.9946 | 0.027342 | 841.9946 | -0.0035448 | 841.9946 | 0.013519 | 837.906 | 0.049107
| 397.6681 | 0 |  |  | 397.6681 | 0.0083912 | 397.6681 | 0.02341 | 650.4826 | 0 | 842.2337 | 0.030701 | 836.9421 | 0.030041 | 650.4826 | 0 | 842.2337 | 0.11952 | 842.2337 | 0.003255 | 842.4325 | 0 | 842.2337 | 0.065141 | 842.2337 | 0.022738 | 842.2337 | -0.016532 | 652.8971 | 0.00037175 | 836.94 | -0.028587 | 842.4325 | 0.0088501 | 650.4826 | 0.012956 | 836.94 | 0.014655 | 842.2337 | 0.0094358 | 836.94 | -0.020171 | 842.2337 | 0.0033752 | 652.8971 | 0.00012234 | 652.8971 | 0.53142 | 842.2337 | 0.049693 | 842.4325 | 0.0076 | 842.4325 | 0.0040532 | 842.2337 | 0.036353 | 967.7965 | 0.029367 | 842.2337 | 0.064819 | 842.2337 | 0.35658 | 967.5317 | 0.00017392 | 842.2337 | 15.9683 | 972.192 | 0.0013273 | 967.7965 | 5.6404 | 972.192 | 0.5926 | 1037.9419 | 0.46547 | 1251.1617 | 0.065419 | 1036.293 | 0.012313 | 1164.7089 | 0 | 1163.9109 | 0 | 842.234 | 0.0021626 | 842.4325 | 0.013065 | 842.2337 | 0.037708 | 842.2337 | 0.015624 | 842.2337 | 0.046872 | 838.144 | 0.049793
| 397.7477 | 0 |  |  | 397.7477 | 0.0067518 | 397.7477 | 0.010328 | 650.6045 | 0.00099528 | 842.4727 | -0.050565 | 837.1809 | -0.040079 | 650.6045 | 0.0089449 | 842.4727 | -0.13356 | 842.4727 | -0.023832 | 842.6716 | 0 | 842.4727 | -0.088221 | 842.4727 | -0.031969 | 842.4727 | -0.058988 | 653.0173 | 0.00036127 | 837.18 | -0.044181 | 842.6716 | -0.012685 | 650.6045 | 0.016508 | 837.18 | 0.011937 | 842.4727 | -0.0069296 | 837.18 | -0.00513 | 842.4727 | 0.002999 | 653.0173 | 0.00012043 | 653.0173 | 0.50922 | 842.4727 | -0.024197 | 842.6716 | -0.011484 | 842.6716 | -0.0063628 | 842.4727 | -0.001452 | 967.9649 | 0.030969 | 842.4727 | 0.0095965 | 842.4727 | 0.35927 | 967.701 | 0 | 842.4727 | 16.014 | 972.363 | 0.00042779 | 967.9649 | 5.5463 | 972.363 | 0.59052 | 1038.0491 | 0.46659 | 1251.2384 | 0.065091 | 1036.3062 | 0.012296 | 1164.7753 | 0 | 1163.9773 | 0 | 842.473 | 0.0015673 | 842.6716 | 0.0064224 | 842.4727 | 0.023887 | 842.4727 | -0.0080785 | 842.4727 | 0.016694 | 838.382 | 0.048395
| 397.8273 | 0 |  |  | 397.8273 | 0.0059503 | 397.8273 | 0.022416 | 650.7264 | 0 | 842.7118 | -0.029773 | 837.4197 | 0.059392 | 650.7264 | 0 | 842.7118 | 0.11319 | 842.7118 | 0.010978 | 842.9107 | 0 | 842.7118 | 0.043767 | 842.7118 | 0.0020174 | 842.7118 | 0.047402 | 653.1376 | 0.00039229 | 837.42 | -0.024429 | 842.9107 | 0.0038667 | 650.7264 | 0.010866 | 837.42 | -0.011982 | 842.7118 | 0.017 | 837.42 | 0.0029147 | 842.7118 | 0.0015682 | 653.1376 | 9.8327e-05 | 653.1376 | 0.44407 | 842.7118 | 0.020248 | 842.9107 | 0.0052117 | 842.9107 | 0.0004925 | 842.7118 | 0.023611 | 968.1333 | 0.025255 | 842.7118 | 0.049515 | 842.7118 | 0.34843 | 967.8703 | 0 | 842.7118 | 16.1543 | 972.534 | 0.0015631 | 968.1333 | 5.4453 | 972.534 | 0.58721 | 1038.1562 | 0.4677 | 1251.3151 | 0.064768 | 1036.3193 | 0.012279 | 1164.8418 | 0 | 1164.0436 | 0 | 842.712 | 0.0018857 | 842.9107 | 0.0079638 | 842.7118 | 0.048374 | 842.7118 | 0.020131 | 842.7118 | 0.050707 | 838.6201 | 0.048679
| 397.9069 | 0 |  |  | 397.9069 | 0.0062418 | 397.9069 | 0.011679 | 650.8484 | 0.0013465 | 842.9508 | -0.036819 | 837.6585 | -0.071439 | 650.8484 | 0.0089449 | 842.9508 | -0.16684 | 842.9508 | -0.024475 | 843.1498 | 0 | 842.9508 | -0.065945 | 842.9508 | -0.063512 | 842.9508 | -0.089852 | 653.2579 | 0.0003466 | 837.66 | -0.062891 | 843.1498 | -0.004412 | 650.8484 | 0.009737 | 837.66 | -0.014156 | 842.9508 | 0.0040829 | 837.66 | 0.0022152 | 842.9508 | 0.0012822 | 653.2579 | 0.00012767 | 653.2579 | 0.43861 | 842.9508 | -0.034888 | 843.1498 | -0.0049262 | 843.1498 | -0.0046189 | 842.9508 | -0.0092366 | 968.3017 | 0.020076 | 842.9508 | 0.0061378 | 842.9508 | 0.32339 | 968.0396 | 0.00078262 | 842.9508 | 16.3387 | 972.7051 | 0.00065376 | 968.3017 | 5.3547 | 972.7051 | 0.58409 | 1038.2635 | 0.46854 | 1251.3917 | 0.06444 | 1036.3325 | 0.012264 | 1164.9083 | 0 | 1164.11 | 0 | 842.951 | 0.0016282 | 843.1498 | 0.006716 | 842.9508 | 0.025389 | 842.9508 | -0.0044441 | 842.9508 | 0.014814 | 838.8581 | 0.048293
| 397.9865 | 0 |  |  | 397.9865 | 0.0055253 | 397.9865 | 0.028036 | 650.9703 | 0 | 843.1899 | -0.050655 | 837.8973 | 0.035327 | 650.9703 | 0 | 843.1899 | -0.049918 | 843.1899 | -0.005668 | 843.389 | 0 | 843.1899 | 0.026556 | 843.1899 | -0.036563 | 843.1899 | 0.020536 | 653.3781 | 0.00031433 | 837.9 | -0.050418 | 843.389 | 0.002052 | 650.9703 | 0.013792 | 837.9 | 0.0078598 | 843.1899 | 0.0058992 | 837.9 | -0.0093273 | 843.1899 | 0.0012224 | 653.3781 | 0.0001231 | 653.3781 | 0.37964 | 843.1899 | 0.028587 | 843.389 | 0.00078432 | 843.389 | -0.0019882 | 843.1899 | 0.0034944 | 968.4701 | 0.043623 | 843.1899 | 0.035585 | 843.1899 | 0.32115 | 968.209 | 0.00017392 | 843.1899 | 16.4267 | 972.8761 | 0.0016706 | 968.4701 | 5.2604 | 972.8761 | 0.58036 | 1038.3709 | 0.46942 | 1251.4685 | 0.064118 | 1036.3456 | 0.012248 | 1164.9747 | 0 | 1164.1764 | 0 | 843.19 | 0.0019798 | 843.389 | 0.0071197 | 843.1899 | 0.035004 | 843.1899 | 0.018028 | 843.1899 | 0.036006 | 839.0961 | 0.047899
| 398.0661 | 0 |  |  | 398.0661 | 0.0086098 | 398.066 | 0.0051949 | 651.0923 | 0.0087231 | 843.429 | -0.050059 | 838.1362 | -0.015874 | 651.0923 | 0.018635 | 843.429 | -0.17137 | 843.429 | -0.019183 | 843.6281 | 0 | 843.429 | -0.08899 | 843.429 | -0.038573 | 843.429 | -0.10245 | 653.4984 | 0.00030134 | 838.14 | -0.026508 | 843.6281 | -0.0054598 | 651.0923 | 0.012956 | 838.14 | -0.0049152 | 843.429 | -1.9881e-05 | 838.14 | 0.019353 | 843.429 | 0.0048867 | 653.4984 | 0.00015549 | 653.4984 | 0.36217 | 843.429 | -0.042331 | 843.6281 | -0.007869 | 843.6281 | -0.005815 | 843.429 | -0.02436 | 968.6385 | 0.029954 | 843.429 | 0.0049997 | 843.429 | 0.31546 | 968.3783 | 0.00026087 | 843.429 | 16.5783 | 973.0471 | 0.00043328 | 968.6385 | 5.176 | 973.0471 | 0.57588 | 1038.4781 | 0.47038 | 1251.5452 | 0.0638 | 1036.3588 | 0.012234 | 1165.0413 | 0 | 1164.2428 | 0 | 843.429 | 0.0017694 | 843.6281 | 0.0079271 | 843.429 | 0.028393 | 843.429 | 0.003456 | 843.429 | 0.0094777 | 839.3342 | 0.047975
| 398.1456 | 0 |  |  | 398.1456 | 0.0072133 | 398.1456 | 0.026247 | 651.2143 | 0 | 843.6681 | 0.032479 | 838.375 | 0.066335 | 651.2143 | 0 | 843.6681 | -0.01215 | 843.6681 | 0.015829 | 843.8672 | 0 | 843.6681 | 0.048097 | 843.6681 | 0.057285 | 843.6681 | 0.0039087 | 653.6187 | 0.00027536 | 838.38 | 0.042101 | 843.8672 | 0.0014122 | 651.2143 | 0.01118 | 838.38 | -0.011167 | 843.6681 | 0.014423 | 838.38 | -0.0065291 | 843.6681 | 0.01106 | 653.6187 | 0.00013034 | 653.6187 | 0.29847 | 843.6681 | 0.035487 | 843.8672 | 0.0058219 | 843.8672 | 0.0026859 | 843.6681 | 0.031481 | 968.8069 | 0.038283 | 843.6681 | 0.044806 | 843.6681 | 0.30322 | 968.5476 | 0 | 843.6681 | 16.7865 | 973.2181 | 0.00098941 | 968.8069 | 5.0916 | 973.2181 | 0.56991 | 1038.5854 | 0.47184 | 1251.6219 | 0.063477 | 1036.3719 | 0.01222 | 1165.1078 | 0 | 1164.3092 | 0 | 843.668 | 0.0016586 | 843.8672 | 0.012331 | 843.6681 | 0.047623 | 843.6681 | 0.029445 | 843.6681 | 0.039628 | 839.5722 | 0.048081
| 398.2252 | 0 |  |  | 398.2252 | 0.0080633 | 398.2252 | 0.0095203 | 651.3362 | 0.019941 | 843.9072 | 0.039983 | 838.6139 | -0.049359 | 651.3362 | 0.0067085 | 843.9072 | -0.10596 | 843.9072 | -0.025373 | 844.1064 | 0 | 843.9072 | -0.084301 | 843.9072 | -0.036589 | 843.9072 | -0.064199 | 653.7389 | 0.00028206 | 838.61 | 0.027548 | 844.1064 | -0.0051599 | 651.3362 | 0.0091439 | 838.61 | -0.012254 | 843.9072 | 0.0034488 | 838.61 | -0.0068788 | 843.9072 | 0.0088274 | 653.7389 | 0.00017303 | 653.7389 | 0.30138 | 843.9072 | 0.0063718 | 844.1064 | -0.00041613 | 844.1064 | -0.0015494 | 843.9072 | -0.023736 | 968.9752 | 0.02974 | 843.9072 | -0.0072668 | 843.9072 | 0.28328 | 968.7169 | 0.00026087 | 843.9072 | 16.9625 | 973.3891 | 0.00081281 | 968.9752 | 5.0137 | 973.3891 | 0.56556 | 1038.693 | 0.47356 | 1251.6986 | 0.06316 | 1036.3851 | 0.012208 | 1165.1742 | 0 | 1164.3756 | 0 | 843.907 | 0.0017666 | 844.1064 | 0.0093951 | 843.9072 | 0.020581 | 843.9072 | 0.0031804 | 843.9072 | 0.028975 | 839.8103 | 0.047851
| 398.3048 | 0 |  |  | 398.3048 | 0.0097756 | 398.3048 | 0.023094 | 651.4582 | 0 | 844.1463 | -0.05398 | 838.8527 | 0.094663 | 651.4582 | 0 | 844.1463 | 0.033228 | 844.1463 | 0.0081878 | 844.3455 | 0 | 844.1463 | 0.041345 | 844.1463 | 0.003531 | 844.1463 | 0.03914 | 653.8592 | 0.00029002 | 838.85 | -0.015073 | 844.3455 | 0.002516 | 651.4582 | 0.013792 | 838.85 | -0.0046433 | 844.1463 | 0.0048967 | 838.85 | -0.0037309 | 844.1463 | 0.007965 | 653.8592 | 0.00017722 | 653.8592 | 0.25625 | 844.1463 | 0.028419 | 844.3455 | -0.003402 | 844.3455 | -0.00091634 | 844.1463 | 0.0089914 | 969.1436 | 0.03556 | 844.1463 | 0.025876 | 844.1463 | 0.28072 | 968.8863 | 0 | 844.1463 | 17.0827 | 973.5602 | 0.00032249 | 969.1436 | 4.9289 | 973.5602 | 0.56271 | 1038.8002 | 0.47489 | 1251.7754 | 0.062842 | 1036.3983 | 0.012195 | 1165.2407 | 0 | 1164.442 | 0 | 844.146 | 0.0020435 | 844.3455 | 0.0090648 | 844.1463 | 0.04597 | 844.1463 | 0.02599 | 844.1463 | 0.045167 | 840.0484 | 0.048051
| 398.3844 | 0 |  |  | 398.3844 | 0.0081362 | 398.3844 | 0.011651 | 651.5802 | 0.0069668 | 844.3854 | 0.012697 | 839.0916 | -0.057418 | 651.5802 | 0.011926 | 844.3854 | -0.13118 | 844.3854 | -0.02326 | 844.5847 | 0 | 844.3854 | -0.081593 | 844.3854 | -0.028147 | 844.3854 | -0.10917 | 653.9795 | 0.00033571 | 839.09 | -0.051458 | 844.5847 | -0.0044817 | 651.5802 | 0.018598 | 839.09 | -0.015787 | 844.3854 | 0.00303 | 839.09 | -0.0065291 | 844.3854 | 0.0030495 | 653.9795 | 0.00020923 | 653.9795 | 0.25479 | 844.3854 | -0.013872 | 844.5847 | -0.0050954 | 844.5847 | -0.0025082 | 844.3854 | -0.023361 | 969.312 | 0.031182 | 844.3854 | -0.0055815 | 844.3854 | 0.27787 | 969.0556 | 0.00078262 | 844.3854 | 17.2432 | 973.7312 | 0.00066582 | 969.312 | 4.8421 | 973.7312 | 0.55939 | 1038.9076 | 0.47587 | 1251.8522 | 0.06253 | 1036.4114 | 0.012184 | 1165.3073 | 0 | 1164.5085 | 0 | 844.385 | 0.0012987 | 844.5847 | 0.012184 | 844.3854 | 0.025088 | 844.3854 | -0.0052582 | 844.3854 | 0.024288 | 840.2864 | 0.047126
| 398.464 | 0 |  |  | 398.464 | 0.0088284 | 398.464 | 0.024621 | 651.7022 | 0 | 844.6245 | 0.033939 | 839.3304 | 0.051336 | 651.7022 | 0 | 844.6245 | 0.0098763 | 844.6245 | 0.008406 | 844.8239 | 0 | 844.6245 | 0.047589 | 844.6245 | 0.021413 | 844.6245 | 0.065493 | 654.0998 | 0.00031224 | 839.33 | -0.018192 | 844.8239 | 0.0022784 | 651.7022 | 0.022986 | 839.33 | -0.016331 | 844.6245 | 0.011546 | 839.33 | -0.0019821 | 844.6245 | 0.015068 | 654.0998 | 0.00017379 | 654.0998 | 0.20784 | 844.6245 | 0.031166 | 844.8239 | 0.00132 | 844.8239 | -0.00025704 | 844.6245 | -0.0067396 | 969.4805 | 0.034279 | 844.6245 | 0.026095 | 844.6245 | 0.28348 | 969.2249 | 0.00069566 | 844.6245 | 17.4805 | 973.9022 | 0.0010497 | 969.4805 | 4.749 | 973.9022 | 0.55552 | 1039.015 | 0.4765 | 1251.929 | 0.062218 | 1036.4246 | 0.012174 | 1165.3738 | 0 | 1164.5749 | 0 | 844.624 | 0.0016669 | 844.8239 | 0.010753 | 844.6245 | 0.039961 | 844.6245 | 0.025689 | 844.6245 | 0.038137 | 840.5245 | 0.047071
| 398.5436 | 0 |  |  | 398.5436 | 0.0051124 | 398.5436 | 0.0087956 | 651.8242 | 0.016451 | 844.8636 | -0.0095058 | 839.5693 | -0.015983 | 651.8242 | 0.020498 | 844.8636 | -0.20337 | 844.8636 | -0.018622 | 845.063 | 0 | 844.8636 | -0.080496 | 844.8636 | -0.043587 | 844.8636 | -0.1436 | 654.22 | 0.00026949 | 839.57 | -0.011954 | 845.063 | -0.0089676 | 651.8242 | 0.015986 | 839.57 | -0.017418 | 844.8636 | 0.00046333 | 839.57 | 0.0064125 | 844.8636 | 0.0045671 | 654.22 | 0.00018979 | 654.22 | 0.19546 | 844.8636 | -0.033499 | 845.063 | -0.0079516 | 845.063 | -0.0038521 | 844.8636 | -0.011091 | 969.6489 | 0.011533 | 844.8636 | 0.004588 | 844.8636 | 0.26026 | 969.3943 | 0.00026087 | 844.8636 | 17.6086 | 974.0733 | 0.00074261 | 969.6489 | 4.6709 | 974.0733 | 0.55256 | 1039.1224 | 0.47751 | 1252.0056 | 0.061905 | 1036.4377 | 0.012164 | 1165.4403 | 0 | 1164.6414 | 0 | 844.864 | 0.0016365 | 845.063 | 0.0066059 | 844.8636 | 0.028243 | 844.8636 | -0.0029794 | 844.8636 | 0.01743 | 840.7626 | 0.046785
| 398.6232 | 0 |  |  | 398.6232 | 0.0072011 | 398.6232 | 0.0236 | 651.9462 | 0 | 845.1027 | 0.0046229 | 839.8082 | 0.018769 | 651.9462 | 0 | 845.1027 | 0.019348 | 845.1027 | 0.010963 | 845.3022 | 0 | 845.1027 | 0.046078 | 845.1027 | 0.012656 | 845.1027 | 0.072524 | 654.3403 | 0.00024392 | 839.81 | 0.040022 | 845.3022 | 0.0056878 | 651.9462 | 0.010553 | 839.81 | 0.0094906 | 845.1027 | 0.014058 | 839.81 | -0.00093273 | 845.1027 | 0.013343 | 654.3403 | 0.00017569 | 654.3403 | 0.14924 | 845.1027 | 0.010828 | 845.3022 | 0.0058087 | 845.3022 | 0.00011546 | 845.1027 | 0.02386 | 969.8172 | 0.032837 | 845.1027 | 0.030648 | 845.1027 | 0.25172 | 969.5636 | 0.00017392 | 845.1027 | 17.7426 | 974.2443 | 0.001483 | 969.8172 | 4.5935 | 974.2443 | 0.54995 | 1039.2299 | 0.47853 | 1252.0824 | 0.061593 | 1036.4509 | 0.012155 | 1165.5068 | 0 | 1164.7078 | 0 | 845.103 | 0.0012156 | 845.3022 | 0.010569 | 845.1027 | 0.04567 | 845.1027 | 0.02629 | 845.1027 | 0.04325 | 841.0007 | 0.047001
| 398.7028 | 0 |  |  | 398.7028 | 0.0036309 | 398.7028 | 0.0041915 | 652.0683 | 0.0059129 | 845.3419 | 0.010153 | 840.0471 | -0.0077118 | 652.0683 | 0.013044 | 845.3419 | -0.050806 | 845.3419 | -0.017385 | 845.5414 | 0 | 845.3419 | -0.079097 | 845.3419 | -0.028561 | 845.3419 | -0.131 | 654.4606 | 0.00028416 | 840.05 | 0.012994 | 845.5414 | -0.0061804 | 652.0683 | 0.0064748 | 840.05 | -0.0098077 | 845.3419 | 0.012303 | 840.05 | 0.012359 | 845.3419 | 0.0010393 | 654.4606 | 0.00019894 | 654.4606 | 0.12922 | 845.3419 | -0.0098523 | 845.5414 | -0.0026391 | 845.5414 | -0.0033855 | 845.3419 | -0.0054233 | 969.9856 | 0.024882 | 845.3419 | 0.0034506 | 845.3419 | 0.25411 | 969.7329 | 0.00026087 | 845.3419 | 17.8739 | 974.4153 | 0.00077771 | 969.9856 | 4.5229 | 974.4153 | 0.54663 | 1039.3374 | 0.47852 | 1252.1592 | 0.061285 | 1036.464 | 0.012147 | 1165.5735 | 0 | 1164.7743 | 0 | 845.342 | 0.0016946 | 845.5414 | 0.011047 | 845.3419 | 0.024337 | 845.3419 | 0.00078712 | 845.3419 | 0.015604 | 841.2388 | 0.045923
| 398.7824 | 0 |  |  | 398.7824 | 0.0071283 | 398.7824 | 0.024845 | 652.1903 | 0 | 845.581 | 0.017879 | 840.286 | 0.072506 | 652.1903 | 0 | 845.581 | -0.021881 | 845.581 | 0.0044732 | 845.7806 | 0 | 845.581 | 0.030912 | 845.581 | 0.024594 | 845.581 | 0.043617 | 654.5809 | 0.00029883 | 840.29 | 0.02235 | 845.7806 | 0.0090259 | 652.1903 | 0.0061303 | 840.29 | -0.0049152 | 845.581 | 0.012219 | 840.29 | -0.00513 | 845.581 | 0.006646 | 654.5809 | 0.00016693 | 654.5809 | 0.088449 | 845.581 | 0.04822 | 845.7806 | 0.0026293 | 845.7806 | 0.0015283 | 845.581 | 0.013117 | 970.1541 | 0.03209 | 845.581 | 0.0096931 | 845.581 | 0.25024 | 969.9023 | 0.00017392 | 845.581 | 18.0194 | 974.5864 | 0.0021807 | 970.1541 | 4.4389 | 974.5864 | 0.54194 | 1039.4451 | 0.47876 | 1252.236 | 0.060978 | 1036.4772 | 0.01214 | 1165.64 | 0 | 1164.8407 | 0 | 845.581 | 0.0018912 | 845.7806 | 0.010459 | 845.581 | 0.04597 | 845.581 | 0.025389 | 845.581 | 0.044741 | 841.477 | 0.046388
| 398.8621 | 0 |  |  | 398.8621 | 0.0076504 | 398.862 | 0.01202 | 652.3124 | 0.0087231 | 845.8202 | -0.063057 | 840.5249 | -0.11121 | 652.3124 | 0.017144 | 845.8202 | -0.11309 | 845.8202 | -0.028349 | 846.0198 | 0 | 845.8202 | -0.070213 | 845.8202 | -0.023589 | 845.8202 | -0.10917 | 654.7012 | 0.0002829 | 840.52 | -0.076405 | 846.0198 | -0.014345 | 652.3124 | 0.011807 | 840.52 | -0.030465 | 845.8202 | 0.0098646 | 840.52 | -0.031013 | 845.8202 | -0.0010568 | 654.7012 | 0.00016617 | 654.7012 | 0.080806 | 845.8202 | -0.024989 | 846.0198 | -0.005704 | 846.0198 | -0.0082085 | 845.8202 | -0.01624 | 970.3225 | 0.028352 | 845.8202 | 0.0018209 | 845.8202 | 0.23151 | 970.0716 | 0.00026087 | 845.8202 | 18.2844 | 974.7574 | 0.0010048 | 970.3225 | 4.3549 | 974.7574 | 0.53869 | 1039.5525 | 0.48041 | 1252.3129 | 0.060671 | 1036.4904 | 0.012134 | 1165.7065 | 0 | 1164.9072 | 0 | 845.82 | 0.0013734 | 846.0198 | 0.005248 | 845.8202 | 0.021934 | 845.8202 | -0.010713 | 845.8202 | 0.01508 | 841.7151 | 0.046043
| 398.9417 | 0 |  |  | 398.9417 | 0.0099213 | 398.9417 | 0.021308 | 652.4344 | 0 | 846.0593 | -0.044508 | 840.7638 | 0.050386 | 652.4344 | 0 | 846.0593 | 0.0082259 | 846.0593 | 0.00067684 | 846.2591 | 0 | 846.0593 | 0.0482 | 846.0593 | 0.0012869 | 846.0593 | 0.045239 | 654.8215 | 0.00029086 | 840.76 | -0.051458 | 846.2591 | -0.0023817 | 652.4344 | 0.031972 | 840.76 | -0.0068178 | 846.0593 | 0.01918 | 840.76 | -0.0068788 | 846.0593 | -0.00089504 | 654.8215 | 0.00014101 | 654.8215 | 0.045135 | 846.0593 | 0.016468 | 846.2591 | 0.003671 | 846.2591 | 0.0022973 | 846.0593 | 0.0033132 | 970.4909 | 0.030595 | 846.0593 | 0.032995 | 846.0593 | 0.22403 | 970.241 | 0.00017392 | 846.0593 | 18.3569 | 974.9285 | 0.002807 | 970.4909 | 4.2647 | 974.9285 | 0.53633 | 1039.66 | 0.48306 | 1252.3897 | 0.060369 | 1036.5035 | 0.012128 | 1165.7732 | 0 | 1164.9738 | 0 | 846.059 | 0.0015119 | 846.2591 | 0.0060187 | 846.0593 | 0.037107 | 846.0593 | 0.024187 | 846.0593 | 0.046872 | 841.9532 | 0.046029
| 399.0213 | 0 |  |  | 399.0213 | 0.0034731 | 399.0213 | 0.0056841 | 652.5565 | 0.018558 | 846.2985 | 0.075426 | 841.0027 | -0.031995 | 652.5565 | 0.023428 | 846.2985 | -0.097642 | 846.2985 | -0.0095002 | 846.4983 | 0 | 846.2985 | -0.077537 | 846.2985 | -0.022655 | 846.2985 | -0.047785 | 654.9417 | 0.000329 | 841 | -0.032746 | 846.4983 | 0.00202 | 652.5565 | 0.013269 | 841 | -0.0089922 | 846.2985 | 0.0097901 | 841 | 0.0088609 | 846.2985 | 0.0097406 | 654.9417 | 0.00017722 | 654.9417 | 0.049139 | 846.2985 | -0.01492 | 846.4983 | 0.0046009 | 846.4983 | 0.00039351 | 846.2985 | -0.010512 | 970.6593 | 0.029207 | 846.2985 | 0.00012354 | 846.2985 | 0.21953 | 970.4103 | 0.00078262 | 846.2985 | 18.5064 | 975.0995 | 0.0013722 | 970.6593 | 4.1862 | 975.0995 | 0.53324 | 1039.7676 | 0.48524 | 1252.4664 | 0.060066 | 1036.5167 | 0.012124 | 1165.8397 | 0 | 1165.0402 | 0 | 846.298 | 0.0013153 | 846.4983 | 0.014827 | 846.2985 | 0.023736 | 846.2985 | -0.054383 | 846.2985 | 0.020513 | 842.1914 | 0.045713
| 399.1009 | 0 |  |  | 399.1009 | 0.0083305 | 399.1009 | 0.026392 | 652.6786 | 0 | 846.5377 | 0.059224 | 841.2416 | 0.022733 | 652.6786 | 0 | 846.5377 | 0.053784 | 846.5377 | 0.0095303 | 846.7375 | 0 | 846.5377 | 0.048392 | 846.5377 | -0.051474 | 846.5377 | 0.053677 | 655.062 | 0.00038726 | 841.24 | 0.0088362 | 846.7375 | 0.0027629 | 652.6786 | 0.012015 | 841.24 | -0.0019253 | 846.5377 | 0.017241 | 841.24 | 0.018654 | 846.5377 | 0.015524 | 655.062 | 0.00018179 | 655.062 | 0.025027 | 846.5377 | 0.03038 | 846.7375 | 0.0060942 | 846.7375 | 0.0064778 | 846.5377 | 0.018364 | 970.8277 | 0.027338 | 846.5377 | 0.042019 | 846.5377 | 0.2056 | 970.5797 | 0.00017392 | 846.5377 | 18.7169 | 975.2706 | 0.0024483 | 970.8277 | 4.105 | 975.2706 | 0.52962 | 1039.8751 | 0.48607 | 1252.5433 | 0.059764 | 1036.5298 | 0.01212 | 1165.9062 | 0 | 1165.1067 | 0 | 846.538 | 0.0017445 | 846.7375 | 0.012992 | 846.5377 | 0.047923 | 846.5377 | 0.060543 | 846.5377 | 0.047298 | 842.4295 | 0.045698
| 399.1805 | 0 |  |  | 399.1805 | 0.0059503 | 399.1805 | 0.0085142 | 652.8007 | 0.0097769 | 846.7769 | -0.101 | 841.4806 | -0.0026129 | 652.8007 | 0.036969 | 846.7769 | -0.2002 | 846.7768 | -0.030012 | 846.9768 | 0 | 846.7769 | -0.088682 | 846.7768 | -0.0099534 | 846.7768 | -0.070421 | 655.1823 | 0.0004057 | 841.48 | -0.026508 | 846.9768 | -0.018199 | 652.8007 | 0.021001 | 841.48 | -0.027475 | 846.7769 | -0.0134 | 841.48 | -0.024367 | 846.7768 | 0.0032297 | 655.1823 | 0.00021228 | 655.1823 | 0.027736 | 846.7768 | -0.047116 | 846.9768 | -0.013031 | 846.9768 | -0.0072651 | 846.7768 | 0.0025858 | 970.9961 | 0.041113 | 846.7769 | -0.00030904 | 846.7769 | 0.20215 | 970.7491 | 0.00078262 | 846.7769 | 18.8975 | 975.4416 | 0.0013327 | 970.9961 | 4.0336 | 975.4416 | 0.52742 | 1039.9828 | 0.48654 | 1252.6201 | 0.059467 | 1036.543 | 0.012118 | 1165.9729 | 0 | 1165.1732 | 0 | 846.777 | 0.0012156 | 846.9768 | 0.0011203 | 846.7768 | 0.013493 | 846.7768 | 0.0025007 | 846.7768 | 0.0037935 | 842.6677 | 0.045236
| 399.2601 | 0 |  |  | 399.2601 | 0.0083548 | 399.2601 | 0.025311 | 652.9227 | 0 | 847.016 | 0.042443 | 841.7195 | 0.034274 | 652.9227 | 0 | 847.016 | 0.075633 | 847.016 | 0.0081264 | 847.216 | 0 | 847.016 | 0.050948 | 847.016 | 0.036376 | 847.016 | 0.063478 | 655.3026 | 0.00035247 | 841.72 | 0.038983 | 847.216 | 0.0081447 | 652.9227 | 0.0076135 | 841.72 | 0.0062289 | 847.016 | 0.020466 | 841.72 | 0.0046636 | 847.016 | 0.011212 | 655.3026 | 0.00018522 | 655.3026 | 0.0082009 | 847.016 | 0.029956 | 847.216 | 0.0092038 | 847.216 | 0.0050794 | 847.016 | 0.019863 | 971.1645 | 0.042502 | 847.016 | 0.034945 | 847.016 | 0.19768 | 970.9184 | 0 | 847.016 | 19.074 | 975.6127 | 0.0013842 | 971.1645 | 3.9547 | 975.6127 | 0.52538 | 1040.0905 | 0.48736 | 1252.697 | 0.059165 | 1036.5562 | 0.012116 | 1166.0395 | 0 | 1165.2397 | 0 | 847.016 | 0.0011713 | 847.216 | 0.014166 | 847.016 | 0.044919 | 847.016 | 0.013532 | 847.016 | 0.042185 | 842.9058 | 0.045283
| 399.3397 | 0 |  |  | 399.3397 | 0.0088162 | 399.3397 | 0.0077142 | 653.0448 | 0.022091 | 847.2552 | -0.12944 | 841.9585 | -0.054957 | 653.0448 | 0.027512 | 847.2552 | -0.13331 | 847.2552 | -0.034714 | 847.4553 | 0 | 847.2552 | -0.10721 | 847.2552 | -0.047738 | 847.2552 | -0.024507 | 655.4229 | 0.00033738 | 841.96 | -0.040022 | 847.4553 | -0.0087427 | 653.0448 | 0.011807 | 841.96 | -2.2651e-05 | 847.2552 | -0.0030803 | 841.96 | 0.0046636 | 847.2552 | -0.0078128 | 655.4229 | 0.00021114 | 655.4229 | 0.0050521 | 847.2552 | -0.019855 | 847.4553 | -0.013899 | 847.4553 | -0.0068293 | 847.2552 | -0.016865 | 971.3329 | 0.018047 | 847.2552 | 0.011626 | 847.2552 | 0.17786 | 971.0878 | 0.00078262 | 847.2552 | 19.1855 | 975.7837 | 7.9056e-05 | 971.3329 | 3.8889 | 975.7837 | 0.52267 | 1040.1981 | 0.48848 | 1252.7738 | 0.058873 | 1036.5693 | 0.012115 | 1166.1061 | 0 | 1165.3063 | 0 | 847.255 | 0.0013956 | 847.4553 | 0.00076006 | 847.2552 | 0.010035 | 847.2552 | -0.0051684 | 847.2552 | 0.0030319 | 843.144 | 0.044838
| 399.4194 | 0 |  |  | 399.4194 | 0.0070311 | 399.4194 | 0.025459 | 653.167 | 0 | 847.4944 | -0.031961 | 842.1974 | 0.031825 | 653.167 | 0 | 847.4944 | 0.0048824 | 847.4944 | 0.0030466 | 847.6945 | 0 | 847.4944 | 0.048124 | 847.4944 | -0.024969 | 847.4944 | 0.099089 | 655.5432 | 0.00028374 | 842.2 | 0.033785 | 847.6945 | 0.00061416 | 653.167 | 0.0082067 | 842.2 | -0.01606 | 847.4944 | 0.010173 | 842.2 | -0.0061794 | 847.4944 | 0.0086753 | 655.5432 | 0.0001776 | 655.5432 | 2.3182e-05 | 847.4944 | 0.022882 | 847.6945 | -0.0033789 | 847.6945 | -0.0019225 | 847.4944 | 0.0054138 | 971.5013 | 0.038497 | 847.4944 | 0.030358 | 847.4944 | 0.19797 | 971.2571 | 0 | 847.4944 | 19.4066 | 975.9548 | 0.0012427 | 971.5013 | 3.8239 | 975.9548 | 0.51866 | 1040.3058 | 0.48985 | 1252.8507 | 0.058576 | 1036.5825 | 0.012115 | 1166.1727 | 0 | 1165.3728 | 0 | 847.494 | 0.0014427 | 847.6945 | 0.008551 | 847.4944 | 0.036957 | 847.4944 | 0.020581 | 847.4944 | 0.043037 | 843.3822 | 0.045031
| 399.499 | 0 |  |  | 399.499 | 0.0066425 | 399.499 | 0.0058763 | 653.2891 | 0.022482 | 847.7336 | -0.035293 | 842.4364 | -0.054249 | 653.2891 | 0.029876 | 847.7336 | -0.13622 | 847.7337 | -0.022345 | 847.9338 | 0 | 847.7336 | -0.09281 | 847.7337 | -0.010552 | 847.7337 | -0.083974 | 655.6635 | 0.0003005 | 842.44 | -0.056654 | 847.9338 | -0.0062014 | 653.2891 | 0.020374 | 842.44 | -0.0030125 | 847.7336 | 0.0013523 | 842.44 | -0.018072 | 847.7337 | 0.002797 | 655.6635 | 0.0002039 | 655.6635 | 3.1176e-05 | 847.7337 | -0.048588 | 847.9338 | -0.0067257 | 847.9338 | -0.0017662 | 847.7337 | -0.020238 | 971.6698 | 0.030702 | 847.7336 | -0.0040248 | 847.7336 | 0.18711 | 971.4265 | 0.0013044 | 847.7336 | 19.5371 | 976.1259 | 0.00057157 | 971.6698 | 3.7681 | 976.1259 | 0.51553 | 1040.4133 | 0.49122 | 1252.9276 | 0.058284 | 1036.5956 | 0.012116 | 1166.2394 | 0 | 1165.4393 | 0 | 847.734 | 0.000947 | 847.9338 | 0.0055416 | 847.7337 | 0.021333 | 847.7337 | -0.013354 | 847.7337 | 0.012964 | 843.6204 | 0.044426
| 399.5786 | 0 |  |  | 399.5786 | 0.010953 | 399.5786 | 0.022656 | 653.4112 | 0 | 847.9729 | 0.0085212 | 842.6753 | 0.019568 | 653.4112 | 0 | 847.9729 | 0.060692 | 847.9729 | 0.001304 | 848.1731 | 0 | 847.9729 | 0.042065 | 847.9729 | 0.069739 | 847.9729 | 0.054278 | 655.7838 | 0.00031056 | 842.68 | 0.036903 | 848.1731 | 0.0018573 | 653.4112 | 0.020061 | 842.68 | -0.003828 | 847.9729 | 0.0092623 | 842.68 | -0.00023318 | 847.9729 | 0.0063923 | 655.7838 | 0.00016235 | 655.7838 | 7.5941e-06 | 847.9729 | 0.017589 | 848.1731 | 0.00205 | 848.1731 | -0.0017391 | 847.9729 | -0.0021904 | 971.8382 | 0.028993 | 847.9729 | 0.028491 | 847.9729 | 0.176 | 971.5959 | 0.00017392 | 847.9729 | 19.7783 | 976.2969 | 7.3493e-05 | 971.8382 | 3.7071 | 976.2969 | 0.51246 | 1040.5211 | 0.49274 | 1253.0045 | 0.057992 | 1036.6088 | 0.012118 | 1166.306 | 0 | 1165.5059 | 0 | 847.973 | 0.0017916 | 848.1731 | 0.0099088 | 847.9729 | 0.043717 | 847.9729 | 0.014683 | 847.9729 | 0.03835 | 843.8586 | 0.04477
| 399.6582 | 0 |  |  | 399.6582 | 0.0042502 | 399.6582 | 0.0045762 | 653.5333 | 0.016451 | 848.2121 | -0.023893 | 842.9143 | -0.032801 | 653.5333 | 0.028371 | 848.2121 | -0.17667 | 848.2121 | -0.02225 | 848.4124 | 0 | 848.2121 | -0.076961 | 848.2121 | -0.063927 | 848.2121 | -0.077067 | 655.9041 | 0.00031978 | 842.91 | 0.0036384 | 848.4124 | -0.011117 | 653.5333 | 0.011807 | 842.91 | 0.0040544 | 848.2121 | 0.0053777 | 842.91 | -0.00058295 | 848.2121 | -0.0013068 | 655.9041 | 0.00019246 | 655.9041 | 7.5941e-06 | 848.2121 | -0.018812 | 848.4124 | -0.0041758 | 848.4124 | -0.0049761 | 848.2121 | 0.0041066 | 972.0066 | 0.02312 | 848.2121 | 0.0054892 | 848.2121 | 0.1904 | 971.7652 | 0.00026087 | 848.2121 | 19.8561 | 976.468 | 0.00028849 | 972.0066 | 3.6505 | 976.468 | 0.50895 | 1040.6288 | 0.49441 | 1253.0814 | 0.057705 | 1036.6219 | 0.012121 | 1166.3727 | 0 | 1165.5724 | 0 | 848.212 | 0.0011215 | 848.4124 | 0.0073766 | 848.2121 | 0.022534 | 848.2121 | -0.0075172 | 848.2121 | 0.01725 | 844.0968 | 0.043891
| 399.7379 | 0 |  |  | 399.7379 | 0.0095813 | 399.7379 | 0.015414 | 653.6555 | 0 | 848.4513 | -0.0081543 | 843.1533 | 0.068786 | 653.6555 | 0 | 848.4513 | 0.063777 | 848.4513 | -0.0017811 | 848.6517 | 0 | 848.4513 | 0.046744 | 848.4513 | 0.032164 | 848.4513 | -0.021318 | 656.0244 | 0.00030847 | 843.15 | 0.049377 | 848.6517 | -0.0039798 | 653.6555 | 0.0064269 | 843.15 | 0.02444 | 848.4513 | 0.0042829 | 843.15 | -0.0075784 | 848.4513 | 0.0092333 | 656.0244 | 0.00016769 | 656.0244 | 0 | 848.4513 | 0.04049 | 848.6517 | 0.00023123 | 848.6517 | 0.00099018 | 848.4513 | -0.011591 | 972.175 | 0.037269 | 848.4513 | 0.023562 | 848.4513 | 0.18152 | 971.9346 | 0 | 848.4513 | 20.0627 | 976.6391 | 0.0009927 | 972.175 | 3.5847 | 976.6391 | 0.50466 | 1040.7366 | 0.49561 | 1253.1583 | 0.057413 | 1036.6351 | 0.012124 | 1166.4393 | 0 | 1165.6389 | 0 | 848.451 | 0.0010993 | 848.6517 | 0.0099455 | 848.4513 | 0.03936 | 848.4513 | 0.020581 | 848.4513 | 0.040267 | 844.335 | 0.043903
| 399.8175 | 0 |  |  | 399.8175 | 0.0077476 | 399.8175 | 0.0039905 | 653.7776 | 0.011884 | 848.6906 | 0.030484 | 843.3923 | -0.03782 | 653.7776 | 0.023428 | 848.6906 | -0.12388 | 848.6906 | -0.024124 | 848.891 | 0 | 848.6906 | -0.076023 | 848.6906 | -0.068908 | 848.6906 | -0.058858 | 656.1447 | 0.00030553 | 843.39 | -0.016113 | 848.891 | -0.0058584 | 653.7776 | 0.013269 | 843.39 | -0.009264 | 848.6906 | 0.0018051 | 843.39 | -0.033811 | 848.6906 | 0.0018603 | 656.1447 | 0.00018446 | 656.1447 | 0 | 848.6906 | 0.0070051 | 848.891 | -0.0044981 | 848.891 | -8.5755e-05 | 848.6906 | -0.0052611 | 972.3434 | 0.023547 | 848.6906 | 0.0037119 | 848.6906 | 0.1831 | 972.104 | 0.00026087 | 848.6906 | 20.2259 | 976.8101 | 0.00027532 | 972.3434 | 3.5272 | 976.8101 | 0.50139 | 1040.8444 | 0.49677 | 1253.2352 | 0.057127 | 1036.6483 | 0.012128 | 1166.506 | 0 | 1165.7056 | 0 | 848.691 | 0.0016614 | 848.891 | 0.010202 | 848.6906 | 0.023286 | 848.6906 | 0.0011909 | 848.6906 | 0.015778 | 844.5732 | 0.043213
| 399.8971 | 0 |  |  | 399.8971 | 0.010468 | 399.8971 | 0.022423 | 653.8998 | 0 | 848.9298 | -0.036858 | 843.6313 | 0.074861 | 653.8998 | 0 | 848.9298 | 0.15031 | 848.9298 | -0.00089674 | 849.1303 | 0 | 848.9298 | 0.043285 | 848.9298 | 0.060191 | 848.9298 | 0.066226 | 656.265 | 0.0003026 | 843.63 | 0.0036384 | 849.1303 | 0.00018758 | 653.8998 | 0.010553 | 843.63 | 0.00052096 | 848.9298 | 0.0096142 | 843.63 | 0.00011659 | 848.9298 | -2.3513e-05 | 656.265 | 0.00019894 | 656.265 | 0 | 848.9298 | 0.036186 | 849.1303 | -0.0019184 | 849.1303 | -0.0014132 | 848.9298 | 0.025484 | 972.5118 | 0.033051 | 848.9298 | 0.029969 | 848.9298 | 0.14518 | 972.2734 | 0.00017392 | 848.9298 | 20.4326 | 976.9812 | 0.0015466 | 972.5118 | 3.4647 | 976.9812 | 0.49809 | 1040.9523 | 0.49804 | 1253.3121 | 0.056845 | 1036.6614 | 0.012134 | 1166.5726 | 0 | 1165.7721 | 0 | 848.93 | 0.0014427 | 849.1303 | 0.0067894 | 848.9298 | 0.034703 | 848.9298 | 0.015474 | 848.9298 | 0.032171 | 844.8115 | 0.043839
| 399.9768 | 0 |  |  | 399.9768 | 0.010492 | 399.9768 | 0.0089692 | 654.022 | 0.022678 | 849.1691 | -0.079455 | 843.8703 | -0.059939 | 654.022 | 0.026437 | 849.1691 | -0.14903 | 849.1691 | -0.025197 | 849.3696 | 0 | 849.1691 | -0.078842 | 849.1691 | -0.040617 | 849.1691 | -0.073487 | 656.3854 | 0.00030176 | 843.87 | 0.032746 | 849.3696 | -0.015677 | 654.022 | 0.01033 | 843.87 | -0.0046433 | 849.1691 | -0.0088317 | 843.87 | 0.017955 | 849.1691 | -0.012379 | 656.3854 | 0.00020656 | 656.3854 | 0 | 849.1691 | -0.01178 | 849.3696 | -0.0057927 | 849.3696 | -0.0073613 | 849.1691 | -0.0030415 | 972.6803 | 0.027017 | 849.1691 | -0.015236 | 849.1691 | 0.1333 | 972.4427 | 0.00078262 | 849.1691 | 20.6931 | 977.1523 | 0.00075248 | 972.6803 | 3.412 | 977.1523 | 0.49497 | 1041.0601 | 0.49923 | 1253.389 | 0.056563 | 1036.6746 | 0.01214 | 1166.6393 | 0 | 1165.8386 | 0 | 849.169 | 0.0013236 | 849.3696 | -0.00031651 | 849.1691 | 0.017276 | 849.1691 | -0.0022351 | 849.1691 | 0.0019809 | 845.0497 | 0.043096
| 400.0564 | 0 |  |  | 400.0564 | 0.0070797 | 400.0564 | 0.025758 | 654.1442 | 0 | 849.4083 | -0.00074813 | 844.1093 | 0.012399 | 654.1442 | 0 | 849.4083 | -0.066597 | 849.4083 | 0.01951 | 849.609 | 0 | 849.4083 | 0.063063 | 849.4083 | 0.05604 | 849.4083 | 0.0081807 | 656.5057 | 0.00027326 | 844.11 | -0.020271 | 849.609 | 0.0077006 | 654.1442 | 0.0022741 | 844.11 | -0.014156 | 849.4083 | 0.014195 | 844.11 | 0.0050134 | 849.4083 | 0.0074577 | 656.5057 | 0.00024582 | 656.5057 | 0 | 849.4083 | 0.021005 | 849.609 | 0.0049537 | 849.609 | 0.0025177 | 849.4083 | 0.033854 | 972.8487 | 0.029473 | 849.4083 | 0.046429 | 849.4083 | 0.16648 | 972.6121 | 0 | 849.4083 | 20.8925 | 977.3234 | 0.0021872 | 972.8487 | 3.3494 | 977.3234 | 0.49094 | 1041.168 | 0.5008 | 1253.4661 | 0.056282 | 1036.6877 | 0.012146 | 1166.7059 | 0 | 1165.9053 | 0 | 849.408 | 0.00211 | 849.609 | 0.0096152 | 849.4083 | 0.039811 | 849.4083 | 0.022835 | 849.4083 | 0.041545 | 845.288 | 0.043114
| 400.136 | 0 |  |  | 400.136 | 0.007699 | 400.136 | 0 | 654.2664 | 0.010128 | 849.6476 | -0.021732 | 844.3483 | -0.090249 | 654.2664 | 0.019008 | 849.6476 | -0.19153 | 849.6476 | -0.027555 | 849.8483 | 0 | 849.6476 | -0.091765 | 849.6476 | -0.040799 | 849.6476 | -0.068042 | 656.626 | 0.00027242 | 844.35 | -0.0088362 | 849.8483 | -0.0078147 | 654.2664 | 0.020688 | 844.35 | 0.011937 | 849.6476 | -0.001411 | 844.35 | -0.019821 | 849.6476 | -0.00095461 | 656.626 | 0.00021914 | 656.626 | 0 | 849.6476 | -0.016858 | 849.8483 | -0.0081654 | 849.8483 | -0.0040589 | 849.6476 | -0.014866 | 973.0171 | 0.025042 | 849.6476 | -0.0088905 | 849.6476 | 0.16485 | 972.7815 | 0.00078262 | 849.6476 | 21.0744 | 977.4945 | 0.0016552 | 973.0171 | 3.2928 | 977.4945 | 0.48771 | 1041.2758 | 0.50201 | 1253.543 | 0.056 | 1036.7009 | 0.012154 | 1166.7727 | 0 | 1165.9718 | 0 | 849.648 | 0.0014703 | 849.8483 | 0.0055049 | 849.6476 | 0.016826 | 849.6476 | -0.0030591 | 849.6476 | 0.0070696 | 845.5262 | 0.042518
| 400.2157 | 0 |  |  | 400.2157 | 0.010103 | 400.2157 | 0 | 654.3886 | 0 | 849.8869 | -0.024662 | 844.5873 | 0.1001 | 654.3886 | 0 | 849.8869 | 0.10211 | 849.8869 | 0.013689 | 850.0877 | 0 | 849.8869 | 0.03879 | 849.8869 | 0.023865 | 849.8869 | -0.00059535 | 656.7463 | 0.00031727 | 844.59 | 0.017152 | 850.0877 | 0.0079219 | 654.3886 | 0 | 844.59 | 0.0065008 | 849.8869 | 0.010685 | 844.59 | 0.0060627 | 849.8869 | 0.0052254 | 656.7463 | 0.00022905 | 656.7463 | 0 | 849.8869 | 0.02504 | 850.0877 | 0.0003727 | 850.0877 | 0.002993 | 849.8869 | -0.014991 | 973.1855 | 0.032784 | 849.8869 | 0.033149 | 849.8869 | 0.14853 | 972.9509 | 0 | 849.8869 | 21.1809 | 977.6655 | 0.0029671 | 973.1855 | 3.2333 | 977.6655 | 0.4851 | 1041.3837 | 0.50283 | 1253.62 | 0.055723 | 1036.7141 | 0.012162 | 1166.8394 | 0 | 1166.0385 | 0 | 849.887 | 0.0016476 | 850.0877 | 0.0095052 | 849.8869 | 0.039661 | 849.8869 | 0.0096894 | 849.8869 | 0.047085 | 845.7645 | 0.042976
| 400.2953 | 0 |  |  | 400.2953 | 0.0057561 | 400.2953 | 0 | 654.5108 | 0.0020491 | 850.1261 | -0.017558 | 844.8263 | -0.045263 | 654.5108 | 0.024288 | 850.1261 | -0.16555 | 850.1261 | -0.029255 | 850.327 | 0 | 850.1261 | -0.092472 | 850.1261 | -0.050228 | 850.1261 | -0.072609 | 656.8666 | 0.00034828 | 844.83 | -0.034825 | 850.327 | -0.007973 | 654.5108 | 0.0085507 | 844.83 | -0.0095359 | 850.1261 | -0.01008 | 844.83 | -0.011076 | 850.1261 | -0.00099169 | 656.8666 | 0.00021571 | 656.8666 | 0 | 850.1261 | -0.052269 | 850.327 | -0.0080403 | 850.327 | -0.0045427 | 850.1261 | -7.3249e-05 | 973.3539 | 0.024775 | 850.1261 | 0.0075989 | 850.1261 | 0.12366 | 973.1203 | 0.00078262 | 850.1261 | 21.4562 | 977.8366 | 0.00084352 | 973.3539 | 3.1834 | 977.8366 | 0.48264 | 1041.4917 | 0.50401 | 1253.6969 | 0.055447 | 1036.7273 | 0.012171 | 1166.906 | 0 | 1166.1051 | 0 | 850.126 | 0.0010633 | 850.327 | 0.0058719 | 850.1261 | 0.020732 | 850.1261 | 0.0080887 | 850.1261 | 0.018225 | 846.0027 | 0.042179
| 400.375 | 0 |  |  | 400.375 | 0.0069218 | 400.375 | 0 | 654.633 | 0 | 850.3654 | -0.00091257 | 845.0654 | 0.058518 | 654.633 | 0 | 850.3654 | 0.10256 | 850.3654 | 0.011837 | 850.5664 | 0 | 850.3654 | 0.054253 | 850.3654 | 0.0018584 | 850.3654 | -0.0011259 | 656.9869 | 0.00037846 | 845.07 | 0.021311 | 850.5664 | 0.0015677 | 654.633 | 0.0052405 | 845.07 | -0.010895 | 850.3654 | -0.00063545 | 845.07 | 0.0053631 | 850.3654 | 0.0074069 | 656.9869 | 0.00020847 | 656.9869 | 3.9969e-06 | 850.3654 | 0.021156 | 850.5664 | -0.00070958 | 850.5664 | 0.00086509 | 850.3654 | 0.034354 | 973.5224 | 0.024294 | 850.3654 | 0.039912 | 850.3654 | 0.12085 | 973.2897 | 0.00017392 | 850.3654 | 21.622 | 978.0077 | 0.0025262 | 973.5224 | 3.1288 | 978.0077 | 0.4786 | 1041.5996 | 0.50474 | 1253.7739 | 0.05517 | 1036.7404 | 0.012181 | 1166.9728 | 0 | 1166.1716 | 0 | 850.365 | 0.001714 | 850.5664 | 0.0077803 | 850.3654 | 0.03245 | 850.3654 | 0.017126 | 850.3654 | 0.031745 | 846.241 | 0.042394
| 400.4546 | 0 |  |  | 400.4546 | 0.006934 | 400.4546 | 0 | 654.7552 | 0.0087231 | 850.6047 | -0.0026299 | 845.3044 | -0.084491 | 654.7552 | 0.026437 | 850.6047 | -0.18939 | 850.6047 | -0.013197 | 850.8057 | 0 | 850.6047 | -0.081726 | 850.6047 | -0.024791 | 850.6047 | -0.076562 | 657.1073 | 0.00037007 | 845.3 | -0.058736 | 850.8057 | -0.0039633 | 654.7552 | 0.0073644 | 845.3 | -0.0062742 | 850.6047 | -0.0023225 | 845.3 | 0.0067623 | 850.6047 | 0.0012857 | 657.1073 | 0.00022524 | 657.1073 | 3.9969e-06 | 850.6047 | -0.022727 | 850.8057 | -0.0040992 | 850.8057 | -0.0025636 | 850.6047 | -0.0075724 | 973.6908 | 0.022372 | 850.6047 | -0.0030251 | 850.6047 | 0.13364 | 973.4591 | 0.00078262 | 850.6047 | 21.8728 | 978.1788 | 0.0017562 | 973.6908 | 3.0791 | 978.1788 | 0.47541 | 1041.7075 | 0.5052 | 1253.851 | 0.054899 | 1036.7535 | 0.012191 | 1167.0394 | 0 | 1166.2383 | 0 | 850.605 | 0.00092762 | 850.8057 | 0.0085877 | 850.6047 | 0.015474 | 850.6047 | -0.0064264 | 850.6047 | 0.009019 | 846.4793 | 0.041822
| 400.5343 | 0 |  |  | 400.5343 | 0.0051974 | 400.5343 | 0 | 654.8775 | 0 | 850.844 | 0.0092061 | 845.5435 | 0.072665 | 654.8775 | 0 | 850.844 | 0.066443 | 850.844 | 0.0109 | 851.0451 | 0 | 850.844 | 0.039247 | 850.844 | 0.037305 | 850.844 | 0.044554 | 657.2276 | 0.00035792 | 845.54 | -0.011954 | 851.0451 | 0.0038231 | 654.8775 | 0.011807 | 845.54 | 0.0092188 | 850.844 | 0.010727 | 845.54 | 0.0074619 | 850.844 | 0.010806 | 657.2276 | 0.00021457 | 657.2276 | 3.9969e-06 | 850.844 | 0.029093 | 851.0451 | 0.0051278 | 851.0451 | 0.0014163 | 850.844 | 0.014241 | 973.8592 | 0.033051 | 850.844 | 0.036713 | 850.844 | 0.12171 | 973.6285 | 0 | 850.844 | 22.0064 | 978.3499 | 0.0022421 | 973.8592 | 3.0227 | 978.3499 | 0.47347 | 1041.8156 | 0.50629 | 1253.928 | 0.054627 | 1036.7667 | 0.012202 | 1167.1062 | 0 | 1166.3049 | 0 | 850.844 | 0.0015534 | 851.0451 | 0.012404 | 850.844 | 0.036957 | 850.844 | 0.01938 | 850.844 | 0.037924 | 846.7176 | 0.042157
| 400.6139 | 0 |  |  | 400.6139 | 0.0077719 | 400.6139 | 0 | 654.9997 | 0.021309 | 851.0833 | -0.027786 | 845.7825 | -0.030168 | 654.9997 | 0.032025 | 851.0833 | -0.14773 | 851.0833 | -0.016354 | 851.2845 | 0 | 851.0833 | -0.093958 | 851.0833 | -0.052719 | 851.0833 | -0.12764 | 657.3479 | 0.00036127 | 845.78 | 0.069127 | 851.2845 | -0.0090495 | 654.9997 | 0.0088474 | 845.78 | 0.014111 | 851.0833 | -0.0063327 | 845.78 | 0.0064125 | 851.0833 | 0.0070011 | 657.3479 | 0.00022791 | 657.3479 | 0 | 851.0833 | -0.032315 | 851.2845 | -0.0056384 | 851.2845 | -0.0042238 | 851.0833 | -0.003383 | 974.0276 | 0.028566 | 851.0833 | -0.022945 | 851.0833 | 0.10962 | 973.7979 | 0.00078262 | 851.0833 | 22.1707 | 978.521 | 0.00084572 | 974.0276 | 2.9707 | 978.521 | 0.47034 | 1041.9236 | 0.50774 | 1254.0049 | 0.054356 | 1036.7799 | 0.012213 | 1167.173 | 0 | 1166.3716 | 0 | 851.083 | 0.0014897 | 851.2845 | 0.005982 | 851.0833 | 0.016826 | 851.0833 | -0.0038651 | 851.0833 | 0.0036692 | 846.9559 | 0.041313
| 400.6936 | 0 |  |  | 400.6936 | 0.0059261 | 400.6936 | 0 | 655.122 | 0 | 851.3227 | -0.062798 | 846.0216 | 0.1066 | 655.122 | 0 | 851.3227 | -0.025628 | 851.3226 | -0.0011851 | 851.5239 | 0 | 851.3227 | 0.043419 | 851.3226 | 2.6218e-05 | 851.3226 | 0.0035982 | 657.4682 | 0.00033948 | 846.02 | -0.028587 | 851.5239 | -0.0010477 | 655.122 | 0 | 846.02 | 0.0051416 | 851.3227 | 0.0051218 | 846.02 | -0.0033811 | 851.3226 | 0.0020368 | 657.4682 | 0.00018636 | 657.4682 | 0 | 851.3226 | 0.008078 | 851.5239 | -0.0014042 | 851.5239 | -0.0021383 | 851.3226 | 0.011718 | 974.1961 | 0.033585 | 851.3227 | 0.016271 | 851.3227 | 0.10584 | 973.9673 | 0.00017392 | 851.3227 | 22.4953 | 978.6921 | 0.0022914 | 974.1961 | 2.911 | 978.6921 | 0.46625 | 1042.0316 | 0.50919 | 1254.0819 | 0.054089 | 1036.7931 | 0.012225 | 1167.2397 | 0 | 1166.4382 | 0 | 851.323 | 0.001498 | 851.5239 | 0.0070463 | 851.3226 | 0.036055 | 851.3226 | 0.02614 | 851.3226 | 0.036006 | 847.1942 | 0.041643
| 400.7732 | 0 |  |  | 400.7732 | 0.012399 | 400.7732 | 0 | 655.2442 | 0.02737 | 851.562 | -0.049429 | 846.2606 | -0.11641 | 655.2442 | 0.026867 | 851.562 | -0.1856 | 851.562 | -0.017401 | 851.7633 | 0 | 851.562 | -0.10298 | 851.562 | -0.029492 | 851.562 | -0.091532 | 657.5886 | 0.00034451 | 846.26 | -0.014034 | 851.7633 | -0.0043106 | 655.2442 | 0.0082542 | 846.26 | 0.012753 | 851.562 | -0.011957 | 846.26 | -0.022269 | 851.562 | 0.0019049 | 657.5886 | 0.00020656 | 657.5886 | 0 | 851.562 | -0.029837 | 851.7633 | -0.0063959 | 851.7633 | -0.0059135 | 851.562 | -0.0049616 | 974.3645 | 0.027978 | 851.562 | -0.0025804 | 851.562 | 0.12835 | 974.1367 | 0 | 851.562 | 22.6686 | 978.8632 | 0.00059014 | 974.3645 | 2.8544 | 978.8632 | 0.46327 | 1042.1396 | 0.51054 | 1254.1589 | 0.053823 | 1036.8063 | 0.012237 | 1167.3064 | 0 | 1166.5049 | 0 | 851.562 | 0.0013291 | 851.7633 | 0.0049177 | 851.562 | 0.017427 | 851.562 | 0.0096166 | 851.562 | -0.00052697 | 847.4325 | 0.041339
| 400.8529 | 0 |  |  | 400.8529 | 0.010698 | 400.8529 | 0 | 655.3665 | 0 | 851.8013 | 8.3058e-05 | 846.4997 | 0.11932 | 655.3665 | 0 | 851.8013 | 0.14172 | 851.8013 | 0.01192 | 852.0027 | 0 | 851.8013 | 0.055026 | 851.8013 | 0.016022 | 851.8013 | 0.072624 | 657.7089 | 0.00030344 | 846.5 | -0.020271 | 852.0027 | 0.0022819 | 655.3665 | 0.016508 | 846.5 | -0.0032843 | 851.8013 | 0.0090027 | 846.5 | 0.00046636 | 851.8013 | 0.010146 | 657.7089 | 0.00022028 | 657.7089 | 0 | 851.8013 | 0.02053 | 852.0027 | 0.00078916 | 852.0027 | 0.0014313 | 851.8013 | 0.023111 | 974.5329 | 0.040633 | 851.8013 | 0.027651 | 851.8013 | 0.14246 | 974.3061 | 0 | 851.8013 | 22.8033 | 979.0343 | 0.0016563 | 974.5329 | 2.7893 | 979.0343 | 0.46049 | 1042.2478 | 0.51204 | 1254.2361 | 0.053557 | 1036.8193 | 0.01225 | 1167.3732 | 0 | 1166.5715 | 0 | 851.801 | 0.0011519 | 852.0027 | 0.0091015 | 851.8013 | 0.038158 | 851.8013 | 0.023586 | 851.8013 | 0.039628 | 847.6708 | 0.042097
| 400.9325 | 0 |  |  | 400.9325 | 0.0051246 | 400.9325 | 0 | 655.4888 | 0.017856 | 852.0406 | -0.060521 | 846.7388 | -0.10317 | 655.4888 | 0.0029816 | 852.0406 | -0.17253 | 852.0407 | -0.034285 | 852.2422 | 0 | 852.0406 | -0.077629 | 852.0407 | -0.044417 | 852.0407 | -0.068826 | 657.8292 | 0.00035038 | 846.74 | -0.085764 | 852.2422 | -0.014352 | 655.4888 | 0.0079576 | 846.74 | -0.021224 | 852.0406 | -0.0059371 | 846.74 | -0.009677 | 852.0407 | -5.7936e-05 | 657.8292 | 0.00031404 | 657.8292 | 0 | 852.0407 | -0.041595 | 852.2422 | -0.0080164 | 852.2422 | -0.0073171 | 852.0407 | -0.0087523 | 974.7014 | 0.033051 | 852.0406 | -0.011372 | 852.0406 | 0.11086 | 974.4755 | 0.00078262 | 852.0406 | 23.0709 | 979.2054 | 0.00018647 | 974.7014 | 2.7295 | 979.2054 | 0.45687 | 1042.3558 | 0.51332 | 1254.3131 | 0.053296 | 1036.8325 | 0.012264 | 1167.4399 | 0 | 1166.6382 | 0 | 852.041 | 0.0014897 | 852.2422 | 0.0027741 | 852.0407 | 0.022384 | 852.0407 | -0.0068642 | 852.0407 | 0.010345 | 847.9092 | 0.040232
| 401.0122 | 0 |  |  | 401.0122 | 0.0093384 | 401.0122 | 0 | 655.6111 | 0 | 852.28 | -0.0288 | 846.9779 | 0.0054275 | 655.6111 | 0 | 852.28 | 0.032567 | 852.28 | -0.00079264 | 852.4816 | 0 | 852.28 | 0.039021 | 852.28 | 0.039428 | 852.28 | 0.016907 | 657.9496 | 0.00031433 | 846.98 | 0.049377 | 852.4816 | 0.0050115 | 655.6111 | 0.0052405 | 846.98 | -0.0021971 | 852.28 | 0.0044274 | 846.98 | 0.0085112 | 852.28 | 0.00062565 | 657.9496 | 0.00028317 | 657.9496 | 0 | 852.28 | 0.0090006 | 852.4816 | -0.0046745 | 852.4816 | 0.0014183 | 852.28 | 0.008234 | 974.8698 | 0.033051 | 852.28 | 0.033171 | 852.28 | 0.127 | 974.6449 | 0.00017392 | 852.28 | 23.2861 | 979.3765 | 0.0016838 | 974.8698 | 2.6726 | 979.3765 | 0.45297 | 1042.464 | 0.51464 | 1254.3901 | 0.053034 | 1036.8457 | 0.012277 | 1167.5067 | 0 | 1166.705 | 0 | 852.28 | 0.00095808 | 852.4816 | 0.009285 | 852.28 | 0.030346 | 852.28 | 0.015924 | 852.28 | 0.041119 | 848.1475 | 0.041037
| 401.0919 | 0 |  |  | 401.0919 | 0.007104 | 401.0919 | 0 | 655.7334 | 0.022482 | 852.5193 | -0.072894 | 847.217 | -0.041227 | 655.7334 | 0.018635 | 852.5193 | -0.18957 | 852.5194 | -0.040698 | 852.721 | 0 | 852.5193 | -0.097248 | 852.5194 | -0.031439 | 852.5194 | -0.094051 | 658.0699 | 0.00038935 | 847.22 | -0.014034 | 852.721 | -0.010213 | 655.7334 | 0.0094403 | 847.22 | 0.0021518 | 852.5193 | -0.011916 | 847.22 | 0.005713 | 852.5194 | -0.0070011 | 658.0699 | 0.00025306 | 658.0699 | 0 | 852.5194 | -0.04822 | 852.721 | -0.013265 | 852.721 | -0.0078393 | 852.5194 | -0.0049586 | 975.0382 | 0.035133 | 852.5193 | -0.015003 | 852.5193 | 0.083112 | 974.8143 | 0.00078262 | 852.5193 | 23.4858 | 979.5476 | 0.00024351 | 975.0382 | 2.6259 | 979.5476 | 0.45027 | 1042.5721 | 0.51635 | 1254.4672 | 0.052773 | 1036.8589 | 0.012291 | 1167.5735 | 0 | 1166.7716 | 0 | 852.519 | 0.0007421 | 852.721 | 0.00094571 | 852.5194 | 0.011458 | 852.5194 | -0.014117 | 852.5194 | 0.013144 | 848.3859 | 0.040379
| 401.1715 | 0 |  |  | 401.1715 | 0.011864 | 401.1715 | 0 | 655.8557 | 0 | 852.7587 | 0.0094862 | 847.4561 | 0.073122 | 655.8557 | 0 | 852.7587 | 0.078199 | 852.7587 | 0.0059711 | 852.9605 | 0 | 852.7587 | 0.047541 | 852.7587 | 0.044417 | 852.7587 | 0.016554 | 658.1902 | 0.00033068 | 847.46 | -0.029627 | 852.9605 | 0.0010524 | 655.8557 | 0.02121 | 847.46 | 0.010578 | 852.7587 | 0.014384 | 847.46 | -0.0072287 | 852.7587 | 0.0076099 | 658.1902 | 0.00021228 | 658.1902 | 0 | 852.7587 | 0.023074 | 852.9605 | 0.0030222 | 852.9605 | 0.0031457 | 852.7587 | 0.020238 | 975.2066 | 0.034439 | 852.7587 | 0.038544 | 852.7587 | 0.1022 | 974.9837 | 0.00017392 | 852.7587 | 23.6469 | 979.7187 | 0.0017781 | 975.2066 | 2.5811 | 979.7187 | 0.44846 | 1042.6803 | 0.51765 | 1254.5443 | 0.052512 | 1036.8721 | 0.012306 | 1167.6403 | 0 | 1166.8383 | 0 | 852.759 | 0.0012433 | 852.9605 | 0.011854 | 852.7587 | 0.031548 | 852.7587 | 0.029896 | 852.7587 | 0.028336 | 848.6242 | 0.040983
| 401.2512 | 0 |  |  | 401.2512 | 0.0088527 | 401.2512 | 0 | 655.978 | 0.0076692 | 852.9981 | 0.010607 | 847.6952 | -0.0095815 | 655.978 | 0.026437 | 852.9981 | -0.17441 | 852.9981 | -0.029075 | 853.1999 | 0 | 852.9981 | -0.10094 | 852.9981 | -0.020545 | 852.9981 | -0.062148 | 658.3106 | 0.00031727 | 847.7 | -0.02339 | 853.1999 | -0.010899 | 655.978 | 0.016508 | 847.7 | 0.0037826 | 852.9981 | -0.00071014 | 847.7 | 0.0043138 | 852.9981 | 0.0042462 | 658.3106 | 0.00026602 | 658.3106 | 0 | 852.9981 | -0.02072 | 853.1999 | -0.0082078 | 853.1999 | -0.003851 | 852.9981 | -0.0023112 | 975.3751 | 0.02611 | 852.9981 | -0.010549 | 852.9981 | 0.12629 | 975.1531 | 0.00078262 | 852.9981 | 23.8437 | 979.8898 | 0.00021609 | 975.3751 | 2.5397 | 979.8898 | 0.44684 | 1042.7886 | 0.51885 | 1254.6213 | 0.052256 | 1036.8853 | 0.01232 | 1167.707 | 0 | 1166.905 | 0 | 852.998 | 0.0012544 | 853.1999 | 0.0079271 | 852.9981 | 0.021333 | 852.9981 | -0.054233 | 852.9981 | 0.010302 | 848.8626 | 0.040008
| 401.3309 | 0 |  |  | 401.3309 | 0.0069947 | 401.3309 | 0 | 656.1004 | 0 | 853.2374 | 0.089991 | 847.9343 | 0.029801 | 656.1004 | 0 | 853.2374 | 0.046754 | 853.2374 | 0.0062143 | 853.4394 | 0 | 853.2374 | 0.078907 | 853.2374 | 0.014946 | 853.2374 | 0.021518 | 658.4309 | 0.00024392 | 847.93 | -0.028587 | 853.4394 | 0.0084124 | 656.1004 | 0.027479 | 847.93 | -0.0043715 | 853.2374 | 0.013777 | 847.93 | 0.01061 | 853.2374 | 0.0093855 | 658.4309 | 0.00029346 | 658.4309 | 7.5941e-06 | 853.2374 | 0.033135 | 853.4394 | 0.0070818 | 853.4394 | 0.0049786 | 853.2374 | 0.02461 | 975.5435 | 0.0409 | 853.2374 | 0.037118 | 853.2374 | 0.11902 | 975.3225 | 0.00069566 | 853.2374 | 24.0601 | 980.061 | 0.0018911 | 975.5435 | 2.4943 | 980.061 | 0.4443 | 1042.8967 | 0.52025 | 1254.6985 | 0.052 | 1036.8984 | 0.012335 | 1167.7739 | 0 | 1166.9717 | 0 | 853.237 | 0.0012433 | 853.4394 | 0.013542 | 853.2374 | 0.039661 | 853.2374 | 0.05889 | 853.2374 | 0.04602 | 849.1009 | 0.041093
| 401.4105 | 0 |  |  | 401.4105 | 0.0082455 | 401.4105 | 0 | 656.2227 | 0.011182 | 853.4768 | -0.082975 | 848.1734 | -0.089717 | 656.2227 | 0.0048451 | 853.4768 | -0.16963 | 853.4768 | -0.033621 | 853.6788 | 0 | 853.4768 | -0.10844 | 853.4768 | -0.048568 | 853.4768 | -0.10917 | 658.5512 | 0.00024895 | 848.17 | -0.010915 | 853.6788 | -0.013589 | 656.2227 | 0.014523 | 848.17 | -0.0021971 | 853.4768 | -0.0060441 | 848.17 | -0.0054798 | 853.4768 | -0.0062908 | 658.5512 | 0.00030337 | 658.5512 | 7.5941e-06 | 853.4768 | -0.047116 | 853.6788 | -0.013834 | 853.6788 | -0.0082172 | 853.4768 | -0.0017556 | 975.712 | 0.023013 | 853.4768 | -0.0068951 | 853.4768 | 0.098076 | 975.492 | 0 | 853.4768 | 24.3137 | 980.2321 | 0.00068008 | 975.712 | 2.4519 | 980.2321 | 0.44222 | 1043.005 | 0.52158 | 1254.7756 | 0.051749 | 1036.9116 | 0.01235 | 1167.8407 | 0 | 1167.0385 | 0 | 853.477 | 0.0016891 | 853.6788 | -0.0011366 | 853.4768 | 0.013467 | 853.4768 | -0.015173 | 853.4768 | -0.0078468 | 849.3393 | 0.040291
| 401.4902 | 0 |  |  | 401.4902 | 0.014827 | 401.4902 | 0 | 656.3451 | 0 | 853.7162 | -0.021089 | 848.4126 | -0.010832 | 656.3451 | 0.00074721 | 853.7162 | 0.091195 | 853.7162 | 0.011827 | 853.9183 | 0 | 853.7162 | 0.057959 | 853.7162 | 0.053964 | 853.7162 | 0.039833 | 658.6716 | 0.0003202 | 848.41 | -0.038983 | 853.9183 | 0.0080323 | 656.3451 | 0.012956 | 848.41 | -0.010079 | 853.7162 | 0.011657 | 848.41 | 0.0011659 | 853.7162 | 0.00091386 | 658.6716 | 0.00030146 | 658.6716 | 7.5941e-06 | 853.7162 | 0.046748 | 853.9183 | 0.0023721 | 853.9183 | 0.0010876 | 853.7162 | 0.031106 | 975.8804 | 0.033959 | 853.7162 | 0.031101 | 853.7162 | 0.098547 | 975.6614 | 0.00017392 | 853.7162 | 24.4909 | 980.4032 | 0.0023924 | 975.8804 | 2.4078 | 980.4032 | 0.44058 | 1043.1133 | 0.52224 | 1254.8527 | 0.051498 | 1036.9247 | 0.012365 | 1167.9075 | 0 | 1167.1051 | 0 | 853.716 | 0.0010328 | 853.9183 | 0.0062022 | 853.7162 | 0.033201 | 853.7162 | 0.013736 | 853.7162 | 0.063064 | 849.5777 | 0.039969
| 401.5699 | 0 |  |  | 401.5699 | 0.010759 | 401.5699 | 0 | 656.4674 | 0.020332 | 853.9556 | -0.091944 | 848.6517 | -0.042411 | 656.4674 | 0.026007 | 853.9556 | -0.19342 | 853.9556 | -0.041068 | 854.1578 | 0 | 853.9556 | -0.099855 | 853.9556 | -0.080116 | 853.9556 | -0.13268 | 658.7919 | 0.00035121 | 848.65 | -0.057695 | 854.1578 | -0.0069842 | 656.4674 | 0.016299 | 848.65 | -0.0087205 | 853.9556 | -0.010925 | 848.65 | -0.012125 | 853.9556 | -0.0014201 | 658.7919 | 0.00027516 | 658.7919 | 0 | 853.9556 | -0.029476 | 854.1578 | -0.012106 | 854.1578 | -0.0088487 | 853.9556 | -0.0044127 | 976.0488 | 0.027872 | 853.9556 | -0.011283 | 853.9556 | 0.07641 | 975.8308 | 0.00026087 | 853.9556 | 24.6421 | 980.5743 | 0.0008885 | 976.0488 | 2.3649 | 980.5743 | 0.43786 | 1043.2216 | 0.52265 | 1254.9298 | 0.051247 | 1036.9379 | 0.012381 | 1167.9744 | 0 | 1167.1719 | 0 | 853.956 | 0.00094147 | 854.1578 | 0.0015831 | 853.9556 | 0.0057951 | 853.9556 | -0.0035491 | 853.9556 | 0.0067932 | 849.8161 | 0.039397
| 401.6495 | 0 |  |  | 401.6495 | 0.013164 | 401.6496 | 0 | 656.5898 | 0 | 854.195 | -0.0025258 | 848.8908 | 0.038801 | 656.5898 | 0 | 854.195 | -0.016038 | 854.195 | 0.0093044 | 854.3973 | 0 | 854.195 | 0.057554 | 854.195 | 0.025846 | 854.195 | 0.074674 | 658.9123 | 0.00038642 | 848.89 | 0.046258 | 854.3973 | 0.010631 | 656.5898 | 0.019434 | 848.89 | -0.0060024 | 854.195 | 0.030669 | 848.89 | 0.0011659 | 854.195 | 0.005682 | 658.9123 | 0.00024658 | 658.9123 | 1.5588e-05 | 854.195 | 0.053742 | 854.3973 | 0.0052648 | 854.3973 | 0.0036954 | 854.195 | 0.0035379 | 976.2173 | 0.026483 | 854.195 | 0.031802 | 854.195 | 0.089099 | 976.0002 | 0 | 854.195 | 24.9574 | 980.7454 | 0.002139 | 976.2173 | 2.3153 | 980.7454 | 0.43374 | 1043.3298 | 0.52358 | 1255.007 | 0.050996 | 1036.951 | 0.012396 | 1168.0411 | 0 | 1167.2387 | 0 | 854.195 | 0.0013956 | 854.3973 | 0.005982 | 854.195 | 0.041013 | 854.195 | 0.018028 | 854.195 | 0.042611 | 850.0545 | 0.039461
| 401.7292 | 0 |  |  | 401.7292 | 0.0041045 | 401.7292 | 0 | 656.7122 | 0.0031028 | 854.4344 | -0.061778 | 849.13 | -0.082151 | 656.7122 | 0.017144 | 854.4344 | -0.15263 | 854.4344 | -0.03257 | 854.6368 | 0 | 854.4344 | -0.091439 | 854.4344 | -0.059776 | 854.4344 | -0.11253 | 659.0326 | 0.00036798 | 849.13 | -0.011954 | 854.6368 | -0.004048 | 656.7122 | 0.018389 | 849.13 | -0.019864 | 854.4344 | -0.00066593 | 849.13 | -0.010027 | 854.4344 | -0.00065499 | 659.0326 | 0.00024467 | 659.0326 | 2.3182e-05 | 854.4344 | -0.031803 | 854.6368 | -0.0097417 | 854.6368 | -0.0070675 | 854.4344 | -0.0056794 | 976.3857 | 0.025843 | 854.4344 | 0.0065371 | 854.4344 | 0.07851 | 976.1697 | 0 | 854.4344 | 25.2108 | 980.9166 | 0.00063402 | 976.3857 | 2.2647 | 980.9166 | 0.43072 | 1043.4382 | 0.52527 | 1255.0841 | 0.05075 | 1036.9642 | 0.012412 | 1168.108 | 0 | 1167.3054 | 0 | 854.434 | 0.00067841 | 854.6368 | 0.0038901 | 854.4344 | 0.0067477 | 854.4344 | -0.0025415 | 854.4344 | 0.0018259 | 850.2929 | 0.038513
| 401.8089 | 0 |  |  | 401.8089 | 0.015009 | 401.8089 | 0 | 656.8346 | 0 | 854.6738 | 0.0083356 | 849.3692 | 0.055887 | 656.8346 | 0 | 854.6738 | 0.030507 | 854.6738 | 0.035463 | 854.8763 | 0 | 854.6738 | 0.045414 | 854.6738 | 0.0066678 | 854.6738 | 0.065788 | 659.153 | 0.00034367 | 849.37 | 0.036903 | 854.8763 | 0.0045729 | 656.8346 | 0.02121 | 849.37 | 0.0018799 | 854.6738 | 0.013999 | 849.37 | 0.0081613 | 854.6738 | 0.004484 | 659.153 | 0.00025801 | 659.153 | 2.3182e-05 | 854.6738 | 0.036485 | 854.8763 | 0.0066891 | 854.8763 | 0.0031836 | 854.6738 | 0.013617 | 976.5542 | 0.029847 | 854.6738 | 0.02063 | 854.6738 | 0.094906 | 976.3391 | 0.00069566 | 854.6738 | 25.3701 | 981.0877 | 0.0019207 | 976.5542 | 2.2117 | 981.0877 | 0.42833 | 1043.5465 | 0.52794 | 1255.1613 | 0.050504 | 1036.9774 | 0.012427 | 1168.1749 | 0 | 1167.3722 | 0 | 854.674 | 0.0013873 | 854.8763 | 0.0089547 | 854.6738 | 0.040562 | 854.6738 | 0.014184 | 854.6738 | 0.044954 | 850.5313 | 0.039643
| 401.8886 | 0 |  |  | 401.8886 | 0.0072497 | 401.8886 | 0 | 656.9569 | 0.026588 | 854.9133 | 0.0027635 | 849.6083 | -0.042813 | 656.9569 | 0.01938 | 854.9133 | -0.23271 | 854.9133 | -0.030712 | 855.1158 | 0 | 854.9133 | -0.12035 | 854.9133 | -0.037531 | 854.9133 | -0.1142 | 659.2733 | 0.00028416 | 849.61 | -0.025469 | 855.1158 | -0.0093507 | 656.9569 | 0.0067713 | 849.61 | 0.00052096 | 854.9133 | 0.012404 | 849.61 | 0.027398 | 854.9133 | 0.00047117 | 659.2733 | 0.00029079 | 659.2733 | 7.5941e-06 | 854.9133 | -0.01475 | 855.1158 | -0.0066919 | 855.1158 | -0.0021539 | 854.9133 | -0.007939 | 976.7226 | 0.022639 | 854.9133 | -0.025538 | 854.9133 | 0.083344 | 976.5085 | 0.00026087 | 854.9133 | 25.5725 | 981.2588 | 0.00082378 | 976.7226 | 2.1677 | 981.2588 | 0.42524 | 1043.6549 | 0.52975 | 1255.2384 | 0.050259 | 1036.9906 | 0.012442 | 1168.2417 | 0 | 1167.439 | 0 | 854.913 | 0.0016586 | 855.1158 | 0.0099455 | 854.9133 | 0.025539 | 854.9133 | -0.010983 | 854.9133 | 0.00042721 | 850.7698 | 0.038387
| 401.9683 | 0 |  |  | 401.9683 | 0.0047481 | 401.9683 | 0 | 657.0793 | 0 | 855.1527 | 0.028039 | 849.8475 | 0.076387 | 657.0793 | 0 | 855.1527 | 0.10118 | 855.1527 | 0.012495 | 855.3554 | 0 | 855.1527 | 0.046689 | 855.1527 | 0.0050472 | 855.1527 | 0.027976 | 659.3937 | 0.00024015 | 849.85 | -0.054577 | 855.3553 | 0.01103 | 657.0793 | 0.020374 | 849.85 | 0.0040544 | 855.1527 | 0.010205 | 849.85 | -0.011426 | 855.1527 | 0.011313 | 659.3937 | 0.00026525 | 659.3937 | 0 | 855.1527 | 0.008253 | 855.3553 | 0.003483 | 855.3553 | -0.001659 | 855.1527 | 0.027483 | 976.891 | 0.036041 | 855.1527 | 0.043925 | 855.1527 | 0.093855 | 976.678 | 0 | 855.1527 | 25.8362 | 981.43 | 0.0023496 | 976.891 | 2.1214 | 981.43 | 0.42166 | 1043.7633 | 0.53033 | 1255.3156 | 0.050013 | 1037.0038 | 0.012458 | 1168.3086 | 0 | 1167.5057 | 0 | 855.153 | 0.0013264 | 855.3554 | 0.0093217 | 855.1527 | 0.03951 | 855.1527 | 0.01131 | 855.1527 | 0.042398 | 851.0082 | 0.038703
| 402.048 | 0 |  |  | 402.048 | 0.0060596 | 402.048 | 0 | 657.2018 | 0.024828 | 855.3921 | -0.073869 | 850.0867 | -0.026566 | 657.2018 | 0.0059633 | 855.3921 | -0.17047 | 855.3921 | -0.027004 | 855.5949 | 0 | 855.3921 | -0.09715 | 855.3921 | -0.052719 | 855.3921 | -0.13436 | 659.514 | 0.00024015 | 850.09 | -0.073286 | 855.5949 | -0.013677 | 657.2018 | 0.030509 | 850.09 | -0.016603 | 855.3921 | -0.0055065 | 850.09 | -0.02087 | 855.3921 | 0.0018669 | 659.514 | 0.00029346 | 659.514 | 7.5941e-06 | 855.3921 | -0.036739 | 855.5949 | -0.0085062 | 855.5949 | -0.0059194 | 855.3921 | -0.01649 | 977.0595 | 0.0291 | 855.3921 | -0.018532 | 855.3921 | 0.07508 | 976.8474 | 0 | 855.3921 | 26.0199 | 981.6011 | 0.0018841 | 977.0595 | 2.081 | 981.6011 | 0.41839 | 1043.8718 | 0.53116 | 1255.3928 | 0.049772 | 1037.017 | 0.012473 | 1168.3755 | 0 | 1167.5725 | 0 | 855.392 | 0.00099131 | 855.5949 | 0.0012815 | 855.3921 | 0.0092241 | 855.3921 | -0.0014003 | 855.3921 | 0.0050667 | 851.2466 | 0.038191
| 402.1277 | 0 |  |  | 402.1277 | 0.0082576 | 402.1276 | 0 | 657.3242 | 0 | 855.6316 | 0.041738 | 850.3258 | 0.074305 | 657.3242 | 0 | 855.6316 | 0.070978 | 855.6316 | 0.011865 | 855.8344 | 0 | 855.6316 | 0.074758 | 855.6316 | 0.01859 | 855.6316 | -0.0094772 | 659.6344 | 0.00028877 | 850.33 | 0.081605 | 855.8344 | 0.0046998 | 657.3242 | 0.01118 | 850.33 | 0.0051416 | 855.6316 | 0.0018344 | 850.33 | -0.0086277 | 855.6316 | 0.007965 | 659.6344 | 0.00028393 | 659.6344 | 7.5941e-06 | 855.6316 | 0.032797 | 855.8344 | 0.0068546 | 855.8344 | 0.0028463 | 855.6316 | 0.010542 | 977.2279 | 0.028245 | 855.6316 | 0.033265 | 855.6316 | 0.091114 | 977.0168 | 0 | 855.6316 | 26.2841 | 981.7722 | 0.0040198 | 977.2279 | 2.0347 | 981.7722 | 0.41565 | 1043.9801 | 0.53198 | 1255.47 | 0.049531 | 1037.03 | 0.012488 | 1168.4424 | 0 | 1167.6393 | 0 | 855.632 | 0.0013181 | 855.8344 | 0.012992 | 855.6316 | 0.039961 | 855.6316 | 0.0074398 | 855.6316 | 0.039628 | 851.4851 | 0.038372
| 402.2073 | 0 |  |  | 402.2073 | 0.010431 | 402.2073 | 0 | 657.4466 | 0.011533 | 855.871 | -0.0043014 | 850.565 | -0.0097683 | 657.4466 | 0.023428 | 855.871 | -0.081146 | 855.871 | -0.021538 | 856.074 | 0 | 855.871 | -0.10381 | 855.871 | -0.023976 | 855.871 | -0.081434 | 659.7548 | 0.00036798 | 850.57 | 0.037943 | 856.074 | -0.015783 | 657.4466 | 0.0023231 | 850.57 | -0.006546 | 855.871 | -0.0090902 | 850.57 | -0.00093273 | 855.871 | -0.006646 | 659.7548 | 0.00031861 | 659.7548 | 3.877e-05 | 855.871 | -0.037177 | 856.074 | -0.010807 | 856.074 | -0.0068103 | 855.871 | -0.01699 | 977.3964 | 0.028192 | 855.871 | -0.010894 | 855.871 | 0.078263 | 977.1863 | 0.00078262 | 855.871 | 26.4881 | 981.9434 | 0.0028777 | 977.3964 | 1.9958 | 981.9434 | 0.41233 | 1044.0886 | 0.53286 | 1255.5472 | 0.049296 | 1037.0432 | 0.012503 | 1168.5093 | 0 | 1167.7061 | 0 | 855.871 | 0.0015645 | 856.074 | 0.0034976 | 855.871 | 0.01953 | 855.871 | -0.0020043 | 855.871 | -0.0094319 | 851.7235 | 0.037902
| 402.287 | 0 |  |  | 402.287 | 0.013783 | 402.287 | 0 | 657.5691 | 0 | 856.1105 | 0.0078581 | 850.8042 | 0.046425 | 657.5691 | 0 | 856.1105 | -0.0075554 | 856.1105 | 0.00073615 | 856.3135 | 0 | 856.1105 | 0.04726 | 856.1105 | 0.043172 | 856.1105 | 0.053122 | 659.8751 | 0.00038055 | 850.8 | 0.020271 | 856.3135 | -0.0013455 | 657.5691 | 0.010553 | 850.8 | -0.0070897 | 856.1105 | 0.016319 | 850.8 | 0.02565 | 856.1105 | 0.017655 | 659.8751 | 0.00030146 | 659.8751 | 3.877e-05 | 856.1105 | 0.058159 | 856.3135 | 0.0011327 | 856.3135 | 0.0014628 | 856.1105 | 0.01674 | 977.5648 | 0.034172 | 856.1105 | 0.02698 | 856.1105 | 0.074095 | 977.3557 | 0 | 856.1105 | 26.7251 | 982.1145 | 0.0035698 | 977.5648 | 1.9559 | 982.1145 | 0.40739 | 1044.197 | 0.53376 | 1255.6244 | 0.049055 | 1037.0564 | 0.012517 | 1168.5762 | 0 | 1167.7728 | 0 | 856.11 | 0.0015423 | 856.3135 | 0.0090281 | 856.1105 | 0.037107 | 856.1105 | 0.022384 | 856.1105 | 0.045593 | 851.962 | 0.038255
| 402.3667 | 0 |  |  | 402.3667 | 0.0040074 | 402.3667 | 0 | 657.6915 | 0.015748 | 856.35 | -0.022185 | 851.0434 | -0.048267 | 657.6915 | 0.032455 | 856.35 | -0.22631 | 856.35 | -0.030785 | 856.5531 | 0 | 856.35 | -0.075347 | 856.35 | -0.073475 | 856.35 | -0.076933 | 659.9955 | 0.00041073 | 851.04 | -0.0036384 | 856.5531 | -0.012811 | 657.6915 | 0.0038058 | 851.04 | 0.017645 | 856.35 | 0.0073037 | 851.04 | -0.0075784 | 856.35 | 0.000409 | 659.9955 | 0.00027707 | 659.9955 | 4.6764e-05 | 856.35 | -0.023787 | 856.5531 | -0.0060718 | 856.5531 | -0.0085548 | 856.35 | 0.0029163 | 977.7333 | 0.026483 | 856.35 | -0.0093616 | 856.35 | 0.066529 | 977.5252 | 0.00026087 | 856.35 | 26.9352 | 982.2857 | 0.0014023 | 977.7333 | 1.9193 | 982.2857 | 0.4035 | 1044.3055 | 0.53494 | 1255.7017 | 0.048819 | 1037.0696 | 0.012532 | 1168.6431 | 0 | 1167.8396 | 0 | 856.35 | 0.0011381 | 856.5531 | 0.005982 | 856.35 | 0.010545 | 856.35 | 0.0026423 | 856.35 | 0.0023993 | 852.2005 | 0.037594
| 402.4464 | 0 |  |  | 402.4464 | 0.0096177 | 402.4464 | 0 | 657.814 | 0 | 856.5894 | -0.085557 | 851.2827 | 0.036736 | 657.814 | 0 | 856.5894 | 0.074855 | 856.5894 | 0.0074565 | 856.7927 | 0 | 856.5894 | 0.053389 | 856.5894 | 0.029156 | 856.5894 | -0.01243 | 660.1159 | 0.0003881 | 851.28 | 0.018192 | 856.7927 | 0.0012386 | 657.814 | 0.0025708 | 851.28 | 0.0040544 | 856.5894 | 0.01226 | 851.28 | -0.011076 | 856.5894 | -0.0048246 | 660.1159 | 0.00022524 | 660.1159 | 4.2767e-05 | 856.5894 | 0.021782 | 856.7927 | 0.0009115 | 856.7927 | -0.0011042 | 856.5894 | -0.0043305 | 977.9017 | 0.031075 | 856.5894 | 0.021059 | 856.5894 | 0.04651 | 977.6946 | 0.00069566 | 856.5894 | 27.3001 | 982.4568 | 0.0024349 | 977.9017 | 1.8838 | 982.4568 | 0.40002 | 1044.4141 | 0.53693 | 1255.7788 | 0.048584 | 1037.0828 | 0.012546 | 1168.71 | 0 | 1167.9065 | 0 | 856.589 | 0.00097192 | 856.7927 | -0.0014497 | 856.5894 | 0.022534 | 856.5894 | 0.016976 | 856.5894 | 0.043889 | 852.439 | 0.038025
| 402.5261 | 0 |  |  | 402.5261 | 0.010941 | 402.5261 | 0 | 657.9364 | 0.012938 | 856.8289 | -0.094679 | 851.5219 | -0.014667 | 657.9364 | 0.025362 | 856.8289 | -0.13773 | 856.8289 | -0.041894 | 857.0322 | 0 | 856.8289 | -0.11113 | 856.8289 | -0.0934 | 856.8289 | -0.089013 | 660.2362 | 0.00038433 | 851.52 | -0.062891 | 857.0322 | -0.017971 | 657.9364 | 0.0035093 | 851.52 | -0.0016535 | 856.8289 | -0.010765 | 851.52 | 0.0029147 | 856.8289 | -0.0086245 | 660.2362 | 0.00023438 | 660.2362 | 4.2767e-05 | 856.8289 | -0.035956 | 857.0322 | -0.011248 | 857.0322 | -0.0083592 | 856.8289 | -0.031856 | 978.0702 | 0.032784 | 856.8289 | -0.01091 | 856.8289 | 0.053265 | 977.8641 | 0.00026087 | 856.8289 | 27.4803 | 982.628 | 1.6723e-05 | 978.0702 | 1.8548 | 982.628 | 0.3955 | 1044.5227 | 0.53855 | 1255.8561 | 0.048353 | 1037.0959 | 0.012559 | 1168.7769 | 0 | 1167.9733 | 0 | 856.829 | 0.00083624 | 857.0322 | 0.0025437 | 856.8289 | 0.010828 | 856.8289 | -0.0035385 | 856.8289 | 0.0047659 | 852.6774 | 0.037366
| 402.6058 | 0 |  |  | 402.6058 | 0.010164 | 402.6058 | 0 | 658.0589 | 0 | 857.0684 | -0.053058 | 851.7611 | 0.11231 | 658.0589 | 0 | 857.0684 | 0.055487 | 857.0684 | -0.0070162 | 857.2718 | 0 | 857.0684 | 0.060431 | 857.0684 | 0.0066429 | 857.0684 | 0.061031 | 660.3566 | 0.00034451 | 851.76 | -0.020271 | 857.2718 | -6.6283e-05 | 658.0589 | 0.015359 | 851.76 | -0.00029446 | 857.0684 | 0.016646 | 851.76 | 0.012708 | 857.0684 | 0.0016246 | 660.3566 | 0.00025268 | 660.3566 | 3.5173e-05 | 857.0684 | 0.018972 | 857.2718 | 0.0016472 | 857.2718 | 0.0016177 | 857.0684 | 0.0052154 | 978.2386 | 0.036308 | 857.0684 | 0.009329 | 857.0684 | 0.049282 | 978.0335 | 0.00017392 | 857.0684 | 27.8418 | 982.7991 | 0.001415 | 978.2386 | 1.8279 | 982.7991 | 0.39013 | 1044.6312 | 0.53944 | 1255.9334 | 0.048123 | 1037.1091 | 0.012573 | 1168.8438 | 0 | 1168.0402 | 0 | 857.068 | 0.000947 | 857.2718 | 0.0037433 | 857.0684 | 0.030046 | 857.0684 | 0.015774 | 857.0684 | 0.038776 | 852.9159 | 0.037536
| 402.6855 | 0 |  |  | 402.6855 | 0.014208 | 402.6855 | 0 | 658.1814 | 0.010128 | 857.3079 | -0.056464 | 852.0003 | -0.11631 | 658.1814 | 0.036539 | 857.3079 | -0.099614 | 857.3079 | -0.024762 | 857.5114 | 0 | 857.3079 | -0.10083 | 857.3079 | -0.074305 | 857.3079 | -0.068493 | 660.477 | 0.00032397 | 852 | -0.066009 | 857.5114 | -0.0096599 | 658.1814 | 0.0046954 | 852 | -0.019593 | 857.3079 | 0.0037323 | 852 | 0.0043138 | 857.3079 | -0.0017549 | 660.477 | 0.0002664 | 660.477 | 2.7179e-05 | 857.3079 | -0.020887 | 857.5114 | -0.0067284 | 857.5114 | -0.0047106 | 857.3079 | -0.0055662 | 978.4071 | 0.018688 | 857.3079 | -0.0077253 | 857.3079 | 0.054403 | 978.203 | 0.00078262 | 857.3079 | 28.0868 | 982.9703 | 0.00069435 | 978.4071 | 1.8054 | 982.9703 | 0.38604 | 1044.7399 | 0.54048 | 1256.0106 | 0.047892 | 1037.1223 | 0.012586 | 1168.9106 | 0 | 1168.1069 | 0 | 857.308 | 0.00073379 | 857.5114 | 0.0015855 | 857.3079 | 0.0098102 | 857.3079 | -0.0058245 | 857.3079 | 0.0062096 | 853.1544 | 0.03737
| 402.7652 | 0 |  |  | 402.7652 | 0.010808 | 402.7652 | 0 | 658.3039 | 0 | 857.5474 | 0.029759 | 852.2396 | 0.030346 | 658.3039 | 0 | 857.5474 | 0.061725 | 857.5474 | 0.011688 | 857.751 | 0 | 857.5474 | 0.047344 | 857.5474 | 0.079286 | 857.5474 | 0.069936 | 660.5973 | 0.00031811 | 852.24 | 0.0077966 | 857.751 | 0.0038446 | 658.3039 | 0.02121 | 852.24 | 0.0037826 | 857.5474 | 0.019572 | 852.24 | 0.0046636 | 857.5474 | 0.011973 | 660.5973 | 0.00026259 | 660.5973 | 2.7179e-05 | 857.5474 | 0.041595 | 857.751 | 0.0058103 | 857.751 | -8.6992e-05 | 857.5474 | 0.026984 | 978.5755 | 0.031235 | 857.5474 | 0.01654 | 857.5474 | 0.077609 | 978.3725 | 0 | 857.5474 | 28.2892 | 983.1414 | 0.0031086 | 978.5755 | 1.7756 | 983.1414 | 0.38219 | 1044.8485 | 0.54191 | 1256.0879 | 0.047662 | 1037.1355 | 0.012598 | 1168.9777 | 0 | 1168.1738 | 0 | 857.547 | 0.0012765 | 857.751 | 0.012918 | 857.5474 | 0.040111 | 857.5474 | 0.0096927 | 857.5474 | 0.043037 | 853.3929 | 0.037103
| 402.8449 | 0 |  |  | 402.8449 | 0.0063389 | 402.8449 | 0 | 658.4264 | 0.019261 | 857.7869 | 0.00075453 | 852.4788 | -0.052493 | 658.4264 | 0.007454 | 857.7869 | -0.20006 | 857.7869 | -0.02875 | 857.9906 | 0 | 857.7869 | -0.10113 | 857.7869 | -0.032649 | 857.7869 | -0.10245 | 660.7177 | 0.00031391 | 852.48 | -0.026508 | 857.9906 | -0.010508 | 658.4264 | 0.024867 | 852.48 | -0.0081769 | 857.7869 | 0.0036399 | 852.48 | -0.013175 | 857.7869 | 0.0059357 | 660.7177 | 0.00023324 | 660.7177 | 3.5173e-05 | 857.7869 | -0.039386 | 857.9906 | -0.0057356 | 857.9906 | -0.0036669 | 857.7869 | -0.02436 | 978.744 | 0.026216 | 857.7869 | -0.010519 | 857.7869 | 0.0603 | 978.5419 | 0.00026087 | 857.7869 | 28.3844 | 983.3126 | 0.0018768 | 978.744 | 1.7469 | 983.3126 | 0.37863 | 1044.9572 | 0.54323 | 1256.1652 | 0.047431 | 1037.1487 | 0.01261 | 1169.0446 | 0 | 1168.2407 | 0 | 857.787 | 0.0013125 | 857.9906 | 0.007083 | 857.7869 | 0.007865 | 857.7869 | -0.0056356 | 857.7869 | 0.0044662 | 853.6315 | 0.036278
| 402.9246 | 0 |  |  | 402.9246 | 0.014499 | 402.9246 | 0 | 658.5489 | 0 | 858.0264 | 0.058284 | 852.7181 | 0.061088 | 658.5489 | 0 | 858.0264 | 0.13159 | 858.0264 | 0.010941 | 858.2303 | 0 | 858.0264 | 0.069697 | 858.0264 | 0.0085048 | 858.0264 | 0.057612 | 660.8381 | 0.00033194 | 852.72 | -0.066009 | 858.2303 | -0.0027093 | 658.5489 | 0.0076135 | 852.72 | -2.2651e-05 | 858.0264 | 0.0080651 | 852.72 | -0.0065291 | 858.0264 | 0.006443 | 660.8381 | 0.00026792 | 660.8381 | 3.1176e-05 | 858.0264 | 0.057791 | 858.2303 | 0.010065 | 858.2303 | 0.005261 | 858.0264 | 0.0078696 | 978.9124 | 0.027978 | 858.0264 | 0.034139 | 858.0264 | 0.084395 | 978.7114 | 0 | 858.0264 | 28.5496 | 983.4837 | 0.0034333 | 978.9124 | 1.7122 | 983.4837 | 0.37438 | 1045.0658 | 0.54441 | 1256.2424 | 0.047206 | 1037.1619 | 0.012622 | 1169.1116 | 0 | 1168.3075 | 0 | 858.026 | 0.0012571 | 858.2303 | 0.015377 | 858.0264 | 0.038609 | 858.0264 | 0.024638 | 858.0264 | 0.05092 | 853.87 | 0.035884
| 403.0043 | 0 |  |  | 403.0043 | 0.0034609 | 403.0043 | 0 | 658.6715 | 0.0059129 | 858.2659 | -0.04825 | 852.9573 | -0.029626 | 658.6715 | 0.026007 | 858.2659 | -0.28683 | 858.2659 | -0.03372 | 858.4699 | 0 | 858.2659 | -0.11567 | 858.2659 | -0.069739 | 858.2659 | -0.043606 | 660.9584 | 0.00037552 | 852.96 | 0.0046779 | 858.4699 | -0.016316 | 658.6715 | 0.018911 | 852.96 | -0.020137 | 858.2659 | -0.0050785 | 852.96 | 0.014458 | 858.2659 | -0.0042068 | 660.9584 | 0.00025535 | 660.9584 | 3.877e-05 | 858.2659 | 0.0079687 | 858.4699 | -0.010362 | 858.4699 | -0.0062246 | 858.2659 | -0.0034157 | 979.0809 | 0.024134 | 858.2659 | -0.018823 | 858.2659 | 0.047101 | 978.8809 | 0.00026087 | 858.2659 | 28.8963 | 983.6549 | 0.0018307 | 979.0809 | 1.6813 | 983.6549 | 0.37167 | 1045.1746 | 0.54542 | 1256.3197 | 0.046981 | 1037.175 | 0.012633 | 1169.1785 | 0 | 1168.3744 | 0 | 858.266 | 0.0012488 | 858.4699 | 0.0030852 | 858.2659 | 0.0075644 | 858.2659 | -0.01258 | 858.2659 | 0.0087022 | 854.1085 | 0.035971
| 403.084 | 0 |  |  | 403.084 | 0.014682 | 403.084 | 0 | 658.794 | 0 | 858.5055 | 0.0033033 | 853.1966 | 0.0087305 | 658.794 | 0 | 858.5055 | 0.079475 | 858.5055 | 0.017553 | 858.7095 | 0 | 858.5055 | 0.058082 | 858.5055 | -0.028805 | 858.5055 | 0.023327 | 661.0788 | 0.00039522 | 853.2 | -0.0046779 | 858.7095 | 0.0036623 | 658.794 | 0.0037574 | 853.2 | -0.0030125 | 858.5055 | 0.0037362 | 853.2 | 0.011659 | 858.5055 | 0.0060372 | 661.0788 | 0.00025192 | 661.0788 | 5.0761e-05 | 858.5055 | 0.020881 | 858.7095 | 0.0074056 | 858.7095 | 0.0010679 | 858.5055 | 0.0051027 | 979.2493 | 0.031075 | 858.5055 | 0.023599 | 858.5055 | 0.071819 | 979.0503 | 0 | 858.5055 | 29.0217 | 983.8261 | 0.0036143 | 979.2493 | 1.6459 | 983.8261 | 0.36984 | 1045.2832 | 0.54645 | 1256.3971 | 0.046755 | 1037.1881 | 0.012644 | 1169.2455 | 0 | 1168.4413 | 0 | 858.505 | 0.00078917 | 858.7095 | 0.010753 | 858.5055 | 0.041013 | 858.5055 | 0.0068753 | 858.5055 | 0.044528 | 854.3471 | 0.036293
| 403.1637 | 0 |  |  | 403.1637 | 0.011852 | 403.1637 | 0 | 658.9165 | 0 | 858.745 | -0.034145 | 853.4359 | -0.12675 | 658.9165 | 0.032025 | 858.745 | -0.18443 | 858.745 | -0.015981 | 858.9492 | 0 | 858.745 | -0.1148 | 858.745 | -0.027434 | 858.745 | -0.1184 | 661.1992 | 0.00038055 | 853.44 | -0.025469 | 858.9492 | -0.010746 | 658.9165 | 0.016508 | 853.44 | -0.011167 | 858.745 | 0.0027399 | 853.44 | -0.0072287 | 858.745 | -0.0030299 | 661.1992 | 0.00025039 | 661.1992 | 4.6764e-05 | 858.745 | -0.034955 | 858.9492 | -0.0046118 | 858.9492 | -0.003362 | 858.745 | -0.0050613 | 979.4178 | 0.026857 | 858.745 | 0.015509 | 858.745 | 0.048725 | 979.2198 | 0.00078262 | 858.745 | 29.185 | 983.9972 | 0.0017978 | 979.4178 | 1.6124 | 983.9972 | 0.36768 | 1045.392 | 0.54755 | 1256.4744 | 0.046535 | 1037.2013 | 0.012654 | 1169.3125 | 0 | 1168.5082 | 0 | 858.745 | 0.00087778 | 858.9492 | 0.0058352 | 858.745 | 0.022985 | 858.745 | 0.00020738 | 858.745 | -9.5482e-05 | 854.5856 | 0.035641
| 403.2435 | 0 |  |  | 403.2435 | 0.014111 | 403.2435 | 0 | 659.0391 | 0 | 858.9846 | 0.0001725 | 853.6751 | 0.082017 | 659.0391 | 0 | 858.9846 | -0.044749 | 858.9846 | 0.019351 | 859.1888 | 0 | 858.9846 | 0.055234 | 858.9846 | 0.052304 | 858.9846 | 0.034438 | 661.3196 | 0.00036588 | 853.68 | 0.031706 | 859.1888 | 0.0097356 | 659.0391 | 0.02121 | 853.68 | -0.0049152 | 858.9846 | 0.0058374 | 853.68 | 0.014107 | 858.9846 | 0.0026128 | 661.3196 | 0.00025458 | 661.3196 | 6.6349e-05 | 858.9846 | 0.022832 | 859.1888 | 0.0093626 | 859.1888 | 0.0047586 | 858.9846 | 0.034229 | 979.5862 | 0.041487 | 858.9846 | 0.017619 | 858.9846 | 0.059023 | 979.3893 | 0 | 858.9846 | 29.3645 | 984.1684 | 0.0028871 | 979.5862 | 1.575 | 984.1684 | 0.36481 | 1045.5007 | 0.54837 | 1256.5516 | 0.046315 | 1037.2145 | 0.012664 | 1169.3794 | 0 | 1168.5751 | 0 | 858.985 | 0.00092762 | 859.1888 | 0.01534 | 858.9846 | 0.04582 | 858.9846 | 0.015173 | 858.9846 | 0.034728 | 854.8242 | 0.035951
| 403.3232 | 0 |  |  | 403.3232 | 0.004821 | 403.3232 | 0 | 659.1617 | 0 | 859.2241 | -0.098121 | 853.9144 | -0.084508 | 659.1617 | 0.019753 | 859.2241 | -0.19032 | 859.2241 | -0.03943 | 859.4285 | 0 | 859.2241 | -0.10434 | 859.2241 | -0.018427 | 859.2241 | -0.18138 | 661.44 | 0.00038349 | 853.91 | -0.0088362 | 859.4285 | -0.015187 | 659.1617 | 0.0061784 | 853.91 | -0.010623 | 859.2241 | -0.0066706 | 853.91 | -0.027165 | 859.2241 | -0.0048334 | 661.44 | 0.00029079 | 661.44 | 4.6764e-05 | 859.2241 | -0.053005 | 859.4285 | -0.01794 | 859.4285 | -0.010353 | 859.2241 | -0.017489 | 979.7547 | 0.029313 | 859.2241 | -0.024973 | 859.2241 | 0.060512 | 979.5587 | 0 | 859.2241 | 29.711 | 984.3396 | 0.0015379 | 979.7547 | 1.5448 | 984.3396 | 0.36323 | 1045.6095 | 0.54936 | 1256.629 | 0.046095 | 1037.2277 | 0.012673 | 1169.4464 | 0 | 1168.642 | 0 | 859.224 | 0.00074487 | 859.4285 | -0.0022715 | 859.2241 | 0.00078899 | 859.2241 | -0.0072712 | 859.2241 | 0.0072165 | 855.0627 | 0.035361
| 403.4029 | 0 |  |  | 403.4029 | 0.0076747 | 403.4029 | 0 | 659.2842 | 0 | 859.4637 | -0.029231 | 854.1537 | 0.054487 | 659.2842 | 0 | 859.4637 | 0.015772 | 859.4637 | 0.0049318 | 859.6681 | 0 | 859.4637 | 0.061222 | 859.4637 | 0.012273 | 859.4637 | 0.047048 | 661.5604 | 0.00037385 | 854.15 | -0.055613 | 859.6681 | 0.0016502 | 659.2842 | 0 | 854.15 | -0.0043715 | 859.4637 | 0.0055693 | 854.15 | -0.0072287 | 859.4637 | 0.0073055 | 661.5604 | 0.00025573 | 661.5604 | 6.2352e-05 | 859.4637 | 0.054846 | 859.6681 | -0.00077812 | 859.6681 | -0.0044641 | 859.4637 | 0.017739 | 979.9232 | 0.030435 | 859.4637 | 0.031157 | 859.4637 | 0.056416 | 979.7282 | 0 | 859.4637 | 29.7897 | 984.5108 | 0.0019273 | 979.9232 | 1.5104 | 984.5108 | 0.36172 | 1045.7183 | 0.55038 | 1256.7064 | 0.045874 | 1037.2408 | 0.012681 | 1169.5134 | 0 | 1168.7089 | 0 | 859.464 | 0.00096916 | 859.6681 | 0.0058352 | 859.4637 | 0.034703 | 859.4637 | 0.024187 | 859.4637 | 0.023223 | 855.3013 | 0.035742
| 403.4826 | 0 |  |  | 403.4826 | 0.013091 | 403.4826 | 0 | 659.4068 | 0.00029265 | 859.7032 | -0.049322 | 854.393 | -0.069621 | 659.4068 | 0.020498 | 859.7032 | -0.26158 | 859.7032 | -0.015327 | 859.9078 | 0 | 859.7032 | -0.11733 | 859.7032 | -0.044002 | 859.7032 | -0.061729 | 661.6807 | 0.00037846 | 854.39 | -0.049377 | 859.9078 | -0.0094318 | 659.4068 | 0.0061784 | 854.39 | -0.015787 | 859.7032 | -0.0045553 | 854.39 | -0.0065291 | 859.7032 | 0.0015389 | 661.6807 | 0.0002824 | 661.6807 | 3.5173e-05 | 859.7032 | -0.014933 | 859.9078 | -0.0026013 | 859.9078 | -0.0018827 | 859.7032 | 0.013742 | 980.0916 | 0.027391 | 859.7032 | 0.0030101 | 859.7032 | 0.060749 | 979.8977 | 0.00026087 | 859.7032 | 30.1382 | 984.6819 | 0.00011408 | 980.0916 | 1.4849 | 984.6819 | 0.35991 | 1045.8271 | 0.55098 | 1256.7837 | 0.045654 | 1037.254 | 0.012689 | 1169.5804 | 0 | 1168.7758 | 0 | 859.703 | 0.00097746 | 859.9078 | 0.0034016 | 859.7032 | 0.016676 | 859.7032 | -0.046271 | 859.7032 | -0.0083856 | 855.5399 | 0.034844
| 403.5623 | 0 |  |  | 403.5623 | 0.0083305 | 403.5623 | 0 | 659.5294 | 0 | 859.9428 | -0.009098 | 854.6323 | 0.12118 | 659.5294 | 0 | 859.9428 | 0.08367 | 859.9428 | 0.0076768 | 860.1475 | 0 | 859.9428 | 0.06653 | 859.9428 | 0.019906 | 859.9428 | 0.058199 | 661.8011 | 0.00033487 | 854.63 | 0.02235 | 860.1475 | 0.0017159 | 659.5294 | 0.0093933 | 854.63 | 0.0086751 | 859.9428 | 0.003184 | 854.63 | 0.0095605 | 859.9428 | 0.0081172 | 661.8011 | 0.00029269 | 661.8011 | 9.3528e-05 | 859.9428 | 0.050797 | 860.1475 | 0.001415 | 860.1475 | 0.00016782 | 859.9428 | 0.010298 | 980.2601 | 0.024294 | 859.9428 | 0.025114 | 859.9428 | 0.066798 | 980.0672 | 0 | 859.9428 | 30.3063 | 984.8531 | 0.0018077 | 980.2601 | 1.4542 | 984.8531 | 0.35741 | 1045.936 | 0.55229 | 1256.8611 | 0.045439 | 1037.2672 | 0.012696 | 1169.6475 | 0 | 1168.8428 | 0 | 859.943 | 0.00078917 | 860.1475 | 0.009285 | 859.9428 | 0.032299 | 859.9428 | 0.070308 | 859.9428 | 0.045807 | 855.7785 | 0.035214
| 403.6421 | 0 |  |  | 403.6421 | 0.011099 | 403.6421 | 0 | 659.652 | 0.017153 | 860.1824 | 0.0050947 | 854.8716 | -0.036607 | 659.652 | 0.038688 | 860.1824 | -0.16512 | 860.1824 | -0.038997 | 860.3872 | 0 | 860.1824 | -0.087201 | 860.1824 | -0.068078 | 860.1824 | -0.1184 | 661.9215 | 0.00035541 | 854.87 | -0.015073 | 860.3872 | -0.0080538 | 659.652 | 0 | 854.87 | -0.009264 | 860.1824 | -0.0074881 | 854.87 | 0.011309 | 860.1824 | 0.005124 | 661.9215 | 0.00032204 | 661.9215 | 9.7125e-05 | 860.1824 | -0.024668 | 860.3872 | -0.0096515 | 860.3872 | -0.004632 | 860.1824 | 0.0030558 | 980.4285 | 0.029207 | 860.1824 | -0.01515 | 860.1824 | 0.050638 | 980.2367 | 0.00078262 | 860.1824 | 30.5114 | 985.0243 | 0.00015357 | 980.4285 | 1.429 | 985.0243 | 0.35509 | 1046.0449 | 0.55468 | 1256.9385 | 0.045224 | 1037.2804 | 0.012703 | 1169.7145 | 0 | 1168.9097 | 0 | 860.182 | 0.00066456 | 860.3872 | 0.0062756 | 860.1824 | 0.0045173 | 860.1824 | -0.0029997 | 860.1824 | 0.022797 | 856.0171 | 0.035065
| 403.7218 | 0 |  |  | 403.7218 | 0.018944 | 403.7218 | 0 | 659.7746 | 0 | 860.422 | 0.054212 | 855.1109 | 0.14985 | 659.7746 | 0 | 860.422 | 0.027558 | 860.422 | 0.004564 | 860.6269 | 0 | 860.422 | 0.057224 | 860.422 | -0.031889 | 860.422 | 0.015762 | 662.0419 | 0.00035121 | 855.11 | -0.035864 | 860.6269 | 0.0051277 | 659.7746 | 0.018911 | 855.11 | 0.016286 | 860.422 | 0.0085107 | 855.11 | 0.023901 | 860.422 | 0.01314 | 662.0419 | 0.00031137 | 662.0419 | 0.00013629 | 860.422 | 0.019515 | 860.6269 | 0.0059513 | 860.6269 | 0.0014 | 860.422 | 0.0061557 | 980.597 | 0.033051 | 860.422 | 0.015618 | 860.422 | 0.075941 | 980.4062 | 0 | 860.422 | 30.6918 | 985.1955 | 0.0016772 | 980.597 | 1.3974 | 985.1955 | 0.35277 | 1046.1538 | 0.55675 | 1257.0159 | 0.045009 | 1037.2936 | 0.012709 | 1169.7815 | 0 | 1168.9766 | 0 | 860.422 | 0.00091378 | 860.6269 | 0.013469 | 860.422 | 0.035604 | 860.422 | 0.020131 | 860.422 | 0.039841 | 856.2557 | 0.034855
| 403.8015 | 0 |  |  | 403.8015 | 0.0084155 | 403.8015 | 0 | 659.8972 | 0.0066155 | 860.6616 | -0.0077815 | 855.3503 | -0.082169 | 659.8972 | 0.026437 | 860.6616 | -0.13543 | 860.6616 | -0.025818 | 860.8666 | 0 | 860.6616 | -0.10208 | 860.6616 | -0.066003 | 860.6616 | -0.14108 | 662.1623 | 0.00043043 | 855.35 | -0.062891 | 860.8666 | -0.0073455 | 659.8972 | 0.009737 | 855.35 | -0.010623 | 860.6616 | 0.0001707 | 855.35 | -0.0037309 | 860.6616 | 0.0021469 | 662.1623 | 0.00028469 | 662.1623 | 9.3528e-05 | 860.6616 | -0.015279 | 860.8666 | -0.0086718 | 860.8666 | -0.0015868 | 860.6616 | -0.010245 | 980.7655 | 0.024882 | 860.6616 | -0.013732 | 860.6616 | 0.031683 | 980.5756 | 0.00026087 | 860.6616 | 30.9263 | 985.3667 | 0.0013119 | 980.7655 | 1.3727 | 985.3667 | 0.35039 | 1046.2627 | 0.558 | 1257.0933 | 0.044794 | 1037.3068 | 0.012715 | 1169.8485 | 0 | 1169.0436 | 0 | 860.662 | 0.0010993 | 860.8666 | 0.0071931 | 860.6616 | 0.0079454 | 860.6616 | -0.029595 | 860.6616 | 0.011773 | 856.4943 | 0.034579
| 403.8812 | 0 |  |  | 403.8812 | 0.0115 | 403.8812 | 0 | 660.0198 | 0 | 860.9012 | 0.0021448 | 855.5896 | 0.15182 | 660.0198 | 0 | 860.9012 | -0.013633 | 860.9012 | 0.0093321 | 861.1063 | 0 | 860.9012 | 0.057522 | 860.9012 | 0.011372 | 860.9012 | 0.030517 | 662.2827 | 0.00041073 | 855.59 | 0.026508 | 861.1063 | 0.012427 | 660.0198 | 0.019434 | 855.59 | 0.010034 | 860.9012 | 0.013885 | 855.59 | 0.0043138 | 860.9012 | 0.0099436 | 662.2827 | 0.00030794 | 662.2827 | 0.00011671 | 860.9012 | 0.012049 | 861.1063 | 0.0058705 | 861.1063 | 0.004909 | 860.9012 | 0.020612 | 980.9339 | 0.034706 | 860.9012 | 0.03658 | 860.9012 | 0.083414 | 980.7451 | 0.00017392 | 860.9012 | 31.0932 | 985.5378 | 0.0035693 | 980.9339 | 1.3446 | 985.5378 | 0.34658 | 1046.3716 | 0.55876 | 1257.1707 | 0.044584 | 1037.3199 | 0.01272 | 1169.9156 | 0 | 1169.1105 | 0 | 860.901 | 0.00088885 | 861.1063 | 0.010643 | 860.9012 | 0.027793 | 860.9012 | 0.01938 | 860.9012 | 0.04815 | 856.7329 | 0.034946
| 403.961 | 0 |  |  | 403.961 | 0.0072619 | 403.961 | 0 | 660.1425 | 0 | 861.1408 | -0.040512 | 855.8289 | -0.08688 | 660.1425 | 0.03396 | 861.1408 | -0.16161 | 861.1408 | -0.020394 | 861.346 | 0 | 861.1408 | -0.09856 | 861.1408 | 0.018497 | 861.1408 | -0.090692 | 662.4031 | 0.00037007 | 855.83 | -0.016113 | 861.346 | -0.016268 | 660.1425 | 0.0038058 | 855.83 | -0.0043715 | 861.1408 | 0.001418 | 855.83 | -0.0019821 | 861.1408 | 0.0040471 | 662.4031 | 0.00031785 | 662.4031 | 9.7125e-05 | 861.1408 | -0.024743 | 861.346 | -0.0078523 | 861.346 | -0.0041899 | 861.1408 | -0.012992 | 981.1024 | 0.02077 | 861.1408 | -0.042146 | 861.1408 | 0.060247 | 980.9146 | 0.00026087 | 861.1408 | 31.2899 | 985.709 | 0.0017167 | 981.1024 | 1.3198 | 985.709 | 0.34379 | 1046.4806 | 0.55967 | 1257.248 | 0.044369 | 1037.3331 | 0.012724 | 1169.9827 | 0 | 1169.1775 | 0 | 861.141 | 0.00084178 | 861.346 | 0.0067527 | 861.1408 | 0.017126 | 861.1408 | -0.0148 | 861.1408 | 0.008704 | 856.9715 | 0.033991
| 404.0407 | 0 |  |  | 404.0407 | 0.011597 | 404.0407 | 0 | 660.2651 | 0 | 861.3804 | 0.029731 | 856.0683 | 0.056324 | 660.2651 | 0 | 861.3804 | 0.066801 | 861.3804 | 0.010404 | 861.5858 | 0 | 861.3804 | 0.063803 | 861.3804 | -0.0058706 | 861.3804 | 0.046087 | 662.5235 | 0.0002632 | 856.07 | 0.041062 | 861.5858 | 0.0014467 | 660.2651 | 0.017449 | 856.07 | 0.013839 | 861.3804 | 0.0020183 | 856.07 | 0.016555 | 861.3804 | 0.0049375 | 662.5235 | 0.00035824 | 662.5235 | 9.3528e-05 | 861.3804 | 0.042331 | 861.5858 | 0.0039946 | 861.5858 | 0.0025357 | 861.3804 | 0.02536 | 981.2709 | 0.033959 | 861.3804 | 0.033603 | 861.3804 | 0.068394 | 981.0841 | 0.00069566 | 861.3804 | 31.3705 | 985.8802 | 0.0035375 | 981.2709 | 1.2895 | 985.8802 | 0.34212 | 1046.5896 | 0.56073 | 1257.3254 | 0.044159 | 1037.3463 | 0.012728 | 1170.0497 | 0 | 1169.2444 | 0 | 861.38 | 0.0014067 | 861.5858 | 0.010459 | 861.3804 | 0.039961 | 861.3804 | 0.028093 | 861.3804 | 0.059016 | 857.2102 | 0.034536
| 404.1204 | 0 |  |  | 404.1204 | 0.0081969 | 404.1204 | 0 | 660.3878 | 0.012236 | 861.62 | -0.045559 | 856.3076 | -0.012357 | 660.3878 | 0.013417 | 861.62 | -0.16777 | 861.62 | -0.027783 | 861.8255 | 0 | 861.62 | -0.090566 | 861.62 | -0.037985 | 861.62 | -0.11672 | 662.6439 | 0.00024895 | 856.31 | 0.014034 | 861.8255 | -0.015999 | 660.3878 | 0.010657 | 856.31 | 0.0084033 | 861.62 | -0.0079084 | 856.31 | -0.0030314 | 861.62 | -0.0014937 | 662.6439 | 0.00033271 | 662.6439 | 4.6764e-05 | 861.62 | -0.039386 | 861.8255 | -0.016023 | 861.8255 | -0.0072672 | 861.62 | -0.0096262 | 981.4393 | 0.020824 | 861.62 | -0.02043 | 861.62 | 0.025379 | 981.2536 | 0.00078262 | 861.62 | 31.4986 | 986.0514 | 0.0014381 | 981.4393 | 1.2632 | 986.0514 | 0.34013 | 1046.6986 | 0.56185 | 1257.4029 | 0.043949 | 1037.3595 | 0.012731 | 1170.1168 | 0 | 1169.3114 | 0 | 861.62 | 0.0014814 | 861.8255 | -0.00020826 | 861.62 | -0.00011775 | 861.62 | 0.0026974 | 861.62 | -0.0087392 | 857.4488 | 0.033919
| 404.2002 | 0 |  |  | 404.2002 | 0.012726 | 404.2002 | 0 | 660.5104 | 0 | 861.8596 | -0.013633 | 856.547 | 0.13122 | 660.5104 | 0 | 861.8596 | 0.13241 | 861.8596 | 0.0037327 | 862.0653 | 0 | 861.8596 | 0.044588 | 861.8596 | 0.0037887 | 861.8596 | 0.099929 | 662.7643 | 0.00026655 | 856.55 | 0.11383 | 862.0653 | 0.0001728 | 660.5104 | 0.010866 | 856.55 | 0.019275 | 861.8596 | 0.018428 | 856.55 | 0.019704 | 861.8596 | 0.0059357 | 662.7643 | 0.00034186 | 662.7643 | 5.8355e-05 | 861.8596 | 0.017925 | 862.0653 | 0.0014612 | 862.0653 | 0.00125 | 861.8596 | -0.0071786 | 981.6078 | 0.033425 | 861.8596 | 0.015234 | 861.8596 | 0.059802 | 981.4231 | 0.00017392 | 861.8596 | 31.6974 | 986.2226 | 0.0024384 | 981.6078 | 1.2371 | 986.2226 | 0.33721 | 1046.8076 | 0.56308 | 1257.4804 | 0.043744 | 1037.3727 | 0.012733 | 1170.1838 | 0 | 1169.3784 | 0 | 861.86 | 0.0014205 | 862.0653 | 0.0070463 | 861.8596 | 0.036205 | 861.8596 | 0.010909 | 861.8596 | 0.041759 | 857.6875 | 0.034633
| 404.2799 | 0 |  |  | 404.2799 | 0.0059989 | 404.2799 | 0 | 660.6331 | 0.036754 | 862.0993 | -0.023205 | 856.7863 | -0.075892 | 660.6331 | 0.0089449 | 862.0993 | -0.23665 | 862.0993 | -0.024336 | 862.305 | 0 | 862.0993 | -0.10579 | 862.0993 | -0.075135 | 862.0993 | -0.16795 | 662.8847 | 0.00031308 | 856.79 | -0.02235 | 862.305 | -0.015095 | 660.6331 | 0.023718 | 856.79 | -0.022582 | 862.0993 | -0.010411 | 856.79 | -0.0079281 | 862.0993 | 0.0089289 | 662.8847 | 0.0003026 | 662.8847 | 8.5534e-05 | 862.0993 | -0.017584 | 862.305 | -0.010393 | 862.305 | -0.0052377 | 862.0993 | -0.045097 | 981.7763 | 0.025843 | 862.0993 | -0.023268 | 862.0993 | 0.040557 | 981.5926 | 0.0013044 | 862.0993 | 31.8926 | 986.3938 | 0.00020183 | 981.7763 | 1.2145 | 986.3938 | 0.33508 | 1046.9167 | 0.56422 | 1257.5577 | 0.043534 | 1037.3859 | 0.012735 | 1170.251 | 0 | 1169.4454 | 0 | 862.099 | 0.0011048 | 862.305 | 0.0048076 | 862.0993 | 0.015173 | 862.0993 | -0.012946 | 862.0993 | 0.004803 | 857.9261 | 0.033597
| 404.3596 | 0 |  |  | 404.3596 | 0.015155 | 404.3596 | 0 | 660.7558 | 0 | 862.3389 | 0.022106 | 857.0257 | 0.11149 | 660.7558 | 0 | 862.3389 | 0.077096 | 862.3389 | 0.017373 | 862.5448 | 0 | 862.3389 | 0.071097 | 862.3389 | 0.019008 | 862.3389 | 0.099089 | 663.0051 | 0.000329 | 857.03 | 0.04834 | 862.5448 | 0.0043695 | 660.7558 | 0 | 857.03 | 0.019819 | 862.3389 | 0.0121 | 857.03 | 0.0085112 | 862.3389 | 0.010755 | 663.0051 | 0.00031785 | 663.0051 | 0.00015188 | 862.3389 | 0.032741 | 862.5448 | 0.0097094 | 862.5448 | 0.005455 | 862.3389 | -0.0073118 | 981.9447 | 0.031342 | 862.3389 | 0.037533 | 862.3389 | 0.072549 | 981.7621 | 0.00017392 | 862.3389 | 31.9591 | 986.565 | 0.001619 | 981.9447 | 1.1887 | 986.565 | 0.33265 | 1047.0258 | 0.56533 | 1257.6353 | 0.043329 | 1037.399 | 0.012736 | 1170.3181 | 0 | 1169.5124 | 0 | 862.339 | 0.0011021 | 862.5448 | 0.0077436 | 862.3389 | 0.055435 | 862.3389 | 0.029896 | 862.3389 | 0.03558 | 858.1648 | 0.034541
| 404.4394 | 0 |  |  | 404.4394 | 0.008039 | 404.4394 | 0 | 660.8785 | 0.0094255 | 862.5786 | -0.1428 | 857.2651 | -0.12927 | 660.8785 | 0.020871 | 862.5786 | -0.16816 | 862.5786 | -0.036719 | 862.7845 | 0 | 862.5786 | -0.1268 | 862.5786 | -0.096306 | 862.5786 | -0.17467 | 663.1255 | 0.00036379 | 857.27 | -0.024429 | 862.7845 | -0.023762 | 660.8785 | 0.010657 | 857.27 | 0.0018799 | 862.5786 | -0.0089661 | 857.27 | -0.014223 | 862.5786 | -0.01314 | 663.1255 | 0.00028926 | 663.1255 | 0.00019065 | 862.5786 | -0.036665 | 862.7845 | -0.015712 | 862.7845 | -0.014291 | 862.5786 | -0.036353 | 982.1132 | 0.02627 | 862.5786 | -0.019865 | 862.5786 | 0.0071715 | 981.9316 | 0.00026087 | 862.5786 | 32.1222 | 986.7362 | 7.6784e-06 | 982.1132 | 1.1658 | 986.7362 | 0.32929 | 1047.1349 | 0.56621 | 1257.7128 | 0.043119 | 1037.4122 | 0.012737 | 1170.3851 | 0 | 1169.5793 | 0 | 862.579 | 0.0017251 | 862.7845 | -0.0073399 | 862.5786 | 0.0099316 | 862.5786 | -0.009096 | 862.5786 | -0.012951 | 858.4035 | 0.033532
| 404.5191 | 0 |  |  | 404.5191 | 0.013358 | 404.5191 | 0 | 661.0012 | 0 | 862.8182 | 0.045893 | 857.5045 | 0.020986 | 661.0012 | 0 | 862.8182 | -0.091181 | 862.8182 | 0.0085259 | 863.0243 | 0 | 862.8182 | 0.050244 | 862.8182 | 0.040646 | 862.8182 | 0.086493 | 663.2459 | 0.00031308 | 857.5 | 0.024429 | 863.0243 | 0.0027579 | 661.0012 | 0.012642 | 857.5 | 0.012209 | 862.8182 | 0.012566 | 857.5 | 0.018654 | 862.8182 | 0.0061894 | 663.2459 | 0.00031137 | 663.2459 | 0.00019465 | 862.8182 | 0.038282 | 863.0243 | 0.0026446 | 863.0243 | 0.0024331 | 862.8182 | 0.027858 | 982.2817 | 0.031235 | 862.8182 | 0.02635 | 862.8182 | 0.065436 | 982.1011 | 0 | 862.8182 | 32.244 | 986.9074 | 0.0010059 | 982.2817 | 1.1392 | 986.9074 | 0.32501 | 1047.2439 | 0.56712 | 1257.7902 | 0.042914 | 1037.4254 | 0.012737 | 1170.4523 | 0 | 1169.6464 | 0 | 862.818 | 0.0014039 | 863.0243 | 0.0080372 | 862.8182 | 0.038158 | 862.8182 | 0.012756 | 862.8182 | 0.046446 | 858.6421 | 0.033671
| 404.5989 | 0 |  |  | 404.5989 | 0.010796 | 404.5989 | 0 | 661.1239 | 0.022678 | 863.0579 | -0.050854 | 857.7439 | -0.10879 | 661.1239 | 0.030091 | 863.0579 | -0.15181 | 863.0579 | -0.046978 | 863.2641 | 0 | 863.0579 | -0.1242 | 863.0579 | -0.065172 | 863.0579 | -0.090692 | 663.3663 | 0.00029463 | 857.74 | -0.041062 | 863.2641 | -0.017657 | 661.1239 | 0.011807 | 857.74 | -0.005187 | 863.0579 | -0.0068592 | 857.74 | -0.014924 | 863.0579 | -0.0039941 | 663.3663 | 0.00029384 | 663.3663 | 0.00012071 | 863.0579 | -0.051165 | 863.2641 | -0.0088285 | 863.2641 | -0.0066077 | 863.0579 | -0.00067013 | 982.4501 | 0.032036 | 863.0579 | -0.024414 | 863.0579 | 0.024121 | 982.2707 | 0.00026087 | 863.0579 | 32.4326 | 987.0786 | 0.00062305 | 982.4501 | 1.1199 | 987.0786 | 0.32168 | 1047.353 | 0.56824 | 1257.8677 | 0.042714 | 1037.4386 | 0.012737 | 1170.5194 | 0 | 1169.7135 | 0 | 863.058 | 0.0011768 | 863.2641 | 0.00035357 | 863.0579 | 0.0077421 | 863.0579 | -0.022234 | 863.0579 | -0.010013 | 858.8808 | 0.032787
| 404.6786 | 0 |  |  | 404.6786 | 0.019612 | 404.6786 | 0 | 661.2466 | 0 | 863.2976 | -0.046356 | 857.9833 | 0.075323 | 661.2466 | 0 | 863.2976 | -0.11047 | 863.2976 | 0.0033429 | 863.5039 | 0 | 863.2976 | 0.062836 | 863.2976 | 0.040721 | 863.2976 | 0.042676 | 663.4867 | 0.00024811 | 857.98 | -0.0077966 | 863.5039 | -0.0051785 | 661.2466 | 0.010283 | 857.98 | -0.024757 | 863.2976 | 0.0010063 | 857.98 | 0.0095605 | 863.2976 | -0.00043805 | 663.4867 | 0.00027669 | 663.4867 | 0.00015188 | 863.2976 | 0.015602 | 863.5039 | -0.0051891 | 863.5039 | -0.0027484 | 863.2976 | 0.012617 | 982.6186 | 0.029954 | 863.2976 | 0.0098085 | 863.2976 | 0.064897 | 982.4402 | 0.00017392 | 863.2976 | 32.5406 | 987.2498 | 0.0020962 | 982.6186 | 1.0974 | 987.2498 | 0.31901 | 1047.4622 | 0.56947 | 1257.9452 | 0.042509 | 1037.4518 | 0.012736 | 1170.5865 | 0 | 1169.7805 | 0 | 863.298 | 0.00092762 | 863.5039 | 0.00378 | 863.2976 | 0.022685 | 863.2976 | 0.015474 | 863.2976 | 0.039202 | 859.1195 | 0.033638
| 404.7584 | 0 |  |  | 404.7584 | 0.012569 | 404.7584 | 0 | 661.3694 | 0.0069668 | 863.5372 | -0.027426 | 858.2227 | -0.055553 | 661.3694 | 0.015653 | 863.5372 | -0.22216 | 863.5372 | -0.021231 | 863.7437 | 0 | 863.5372 | -0.097089 | 863.5372 | -0.10087 | 863.5372 | -0.131 | 663.6072 | 0.00027997 | 858.22 | -0.061854 | 863.7437 | -0.0073156 | 661.3694 | 0.02936 | 858.22 | 0.011393 | 863.5372 | -0.00071781 | 858.22 | -0.014924 | 863.5372 | -0.014865 | 663.6072 | 0.00028736 | 663.6072 | 0.0001247 | 863.5372 | -0.022006 | 863.7437 | -0.012141 | 863.7437 | -0.0071903 | 863.5372 | 0.0038898 | 982.7871 | 0.028566 | 863.5372 | -0.024192 | 863.5372 | 0.014276 | 982.6097 | 0.00026087 | 863.5372 | 32.6226 | 987.4211 | 0.00066692 | 982.7871 | 1.0804 | 987.4211 | 0.31637 | 1047.5714 | 0.57057 | 1258.0227 | 0.042305 | 1037.465 | 0.012735 | 1170.6537 | 0 | 1169.8475 | 0 | 863.537 | 0.00050673 | 863.7437 | 0.0012794 | 863.5372 | 0.015774 | 863.5372 | -0.011444 | 863.5372 | -0.010353 | 859.3582 | 0.032191
| 404.8381 | 0 |  |  | 404.8381 | 0.0055739 | 404.8381 | 0 | 661.4921 | 0 | 863.7769 | 0.054653 | 858.4621 | 0.032298 | 661.4921 | 0 | 863.7769 | 0.063482 | 863.7769 | 0.01247 | 863.9835 | 0 | 863.7769 | 0.076706 | 863.7769 | -0.015009 | 863.7769 | 0.044624 | 663.7276 | 0.00028667 | 858.46 | 0.035864 | 863.9835 | 0.0058819 | 661.4921 | 0.0052405 | 858.46 | -0.013613 | 863.7769 | 0.018174 | 858.46 | -0.0040807 | 863.7769 | 0.012227 | 663.7276 | 0.00025268 | 663.7276 | 0.00015588 | 863.7769 | 0.028858 | 863.9835 | 0.0060864 | 863.9835 | 0.0018353 | 863.7769 | 0.004148 | 982.9556 | 0.036148 | 863.7769 | 0.03987 | 863.7769 | 0.045484 | 982.7792 | 0.00017392 | 863.7769 | 32.8255 | 987.5923 | 0.0020622 | 982.9556 | 1.0589 | 987.5923 | 0.31267 | 1047.6808 | 0.57201 | 1258.1002 | 0.042105 | 1037.4781 | 0.012733 | 1170.7208 | 0 | 1169.9145 | 0 | 863.777 | 0.00083901 | 863.9835 | 0.012331 | 863.7769 | 0.034102 | 863.7769 | 0.013903 | 863.7769 | 0.051985 | 859.5969 | 0.032756
| 404.9179 | 0 |  |  | 404.9179 | 0.0054403 | 404.9179 | 0 | 661.6149 | 0.0038054 | 864.0166 | -0.06786 | 858.7015 | -0.1265 | 661.6149 | 0.015653 | 864.0166 | -0.14618 | 864.0166 | -0.044874 | 864.2233 | 0 | 864.0166 | -0.098276 | 864.0166 | -0.041308 | 864.0166 | -0.10077 | 663.848 | 0.00033487 | 858.7 | -0.02235 | 864.2233 | -0.018926 | 661.6149 | 0.028419 | 858.7 | -0.017962 | 864.0166 | -0.00065334 | 858.7 | -0.033811 | 864.0166 | -0.0017817 | 663.848 | 0.0003148 | 663.848 | 0.0001323 | 864.0166 | -0.052269 | 864.2233 | -0.014485 | 864.2233 | -0.0060468 | 864.0166 | -0.036853 | 983.124 | 0.030114 | 864.0166 | -0.03192 | 864.0166 | 0.034266 | 982.9487 | 0.00026087 | 864.0166 | 33.0292 | 987.7635 | 0.0014337 | 983.124 | 1.0403 | 987.7635 | 0.31004 | 1047.7899 | 0.57351 | 1258.1777 | 0.041905 | 1037.4913 | 0.012731 | 1170.788 | 0 | 1169.9816 | 0 | 864.017 | 0.0013402 | 864.2233 | -0.0044406 | 864.0166 | 0.0087869 | 864.0166 | -0.0083503 | 864.0166 | 0.010079 | 859.8357 | 0.033055
| 404.9976 | 0 |  |  | 404.9976 | 0.011221 | 404.9976 | 0 | 661.7376 | 0 | 864.2563 | -0.046269 | 858.9409 | 0.02659 | 661.7376 | 0 | 864.2563 | -0.0034517 | 864.2563 | 0.013366 | 864.4632 | 0 | 864.2563 | 0.083408 | 864.2563 | 0.039579 | 864.2563 | 0.0709 | 663.9684 | 0.00032188 | 858.94 | -0.04834 | 864.4632 | -0.0025221 | 661.7376 | 0.0013843 | 858.94 | -0.0035561 | 864.2563 | 0.0087414 | 858.94 | 0.0078116 | 864.2563 | -0.0042639 | 663.9684 | 0.00029269 | 663.9684 | 0.00017506 | 864.2563 | 0.031685 | 864.4632 | 0.0043667 | 864.4632 | 0.00082872 | 864.2563 | -0.016615 | 983.2925 | 0.029473 | 864.2563 | 0.020562 | 864.2563 | 0.041775 | 983.1182 | 0.00069566 | 864.2563 | 33.0361 | 987.9347 | 0.0023913 | 983.2925 | 1.017 | 987.9347 | 0.30743 | 1047.8992 | 0.57438 | 1258.2552 | 0.041705 | 1037.5045 | 0.012728 | 1170.8551 | 0 | 1170.0487 | 0 | 864.256 | 0.0011768 | 864.4632 | 0.002985 | 864.2563 | 0.032299 | 864.2563 | 0.023736 | 864.2563 | 0.050494 | 860.0744 | 0.033022
| 405.0774 | 0 |  |  | 405.0774 | 0.016357 | 405.0774 | 0 | 661.8604 | 0.0062641 | 864.496 | -0.091668 | 859.1804 | -0.084472 | 661.8604 | 0.01938 | 864.496 | -0.24666 | 864.496 | -0.036467 | 864.703 | 0 | 864.496 | -0.11849 | 864.496 | -0.061021 | 864.496 | -0.10833 | 664.0888 | 0.00034619 | 859.18 | 0.04834 | 864.703 | -0.014101 | 661.8604 | 0.010033 | 859.18 | -0.018506 | 864.496 | 0.00039801 | 859.18 | -0.0093273 | 864.496 | -0.008726 | 664.0888 | 0.00036625 | 664.0888 | 0.00019465 | 864.496 | -0.069201 | 864.703 | -0.010967 | 864.703 | -0.0087979 | 864.496 | -0.010501 | 983.461 | 0.028085 | 864.496 | -0.01976 | 864.496 | 0.024345 | 983.2878 | 0.00026087 | 864.496 | 33.1867 | 988.1059 | 0.001155 | 983.461 | 0.99671 | 988.1059 | 0.30481 | 1048.0084 | 0.57605 | 1258.3328 | 0.041506 | 1037.5177 | 0.012724 | 1170.9222 | 0 | 1170.1157 | 0 | 864.496 | 0.00090547 | 864.703 | -0.00163 | 864.496 | 0.0031815 | 864.496 | -0.0053085 | 864.496 | -0.0076841 | 860.3131 | 0.031567
| 405.1571 | 0 |  |  | 405.1571 | 0.011609 | 405.1571 | 0 | 661.9832 | 0 | 864.7357 | 0.037596 | 859.4198 | 0.088267 | 661.9832 | 0 | 864.7357 | 0.13666 | 864.7357 | 0.020816 | 864.9428 | 0 | 864.7357 | 0.07757 | 864.7357 | -0.022897 | 864.7357 | 0.041647 | 664.2092 | 0.00030721 | 859.42 | -0.017152 | 864.9428 | 0.0064533 | 661.9832 | 0.014732 | 859.42 | -0.0027408 | 864.7357 | 0.0065506 | 859.42 | 0.017955 | 864.7357 | 0.0030564 | 664.2092 | 0.00035138 | 664.2092 | 0.00020624 | 864.7357 | 0.042699 | 864.9428 | -0.00057395 | 864.9428 | 0.0026271 | 864.7357 | 0.027608 | 983.6295 | 0.025255 | 864.7357 | 0.0077158 | 864.7357 | 0.040483 | 983.4573 | 0.00017392 | 864.7357 | 33.1331 | 988.2771 | 0.0026041 | 983.6295 | 0.9731 | 988.2771 | 0.3013 | 1048.1177 | 0.57798 | 1258.4104 | 0.041306 | 1037.5309 | 0.012721 | 1170.9894 | 0 | 1170.1829 | 0 | 864.736 | 0.00065072 | 864.9428 | 0.01156 | 864.7357 | 0.030647 | 864.7357 | 0.014484 | 864.7357 | 0.038137 | 860.5519 | 0.033342
| 405.2369 | 0 |  |  | 405.2369 | 0.017997 | 405.2369 | 0 | 662.106 | 0.017153 | 864.9754 | -0.029764 | 859.6592 | -0.00057892 | 662.106 | 0.040193 | 864.9754 | -0.2421 | 864.9754 | -0.035852 | 865.1827 | 0 | 864.9754 | -0.096555 | 864.9754 | -0.05687 | 864.9754 | -0.082577 | 664.3297 | 0.00032774 | 859.66 | -0.0077966 | 865.1827 | -0.0091924 | 662.106 | 0.036464 | 859.66 | -0.00029446 | 864.9754 | -0.003146 | 859.66 | 0.01096 | 864.9754 | 0.005124 | 664.3297 | 0.00034529 | 664.3297 | 0.00020624 | 864.9754 | -0.033951 | 865.1827 | -0.0048085 | 865.1827 | -0.0026366 | 864.9754 | -0.014116 | 983.7979 | 0.031716 | 864.9754 | -0.017528 | 864.9754 | -0.00045623 | 983.6268 | 0.00026087 | 864.9754 | 33.103 | 988.4484 | 0.00090166 | 983.7979 | 0.95495 | 988.4484 | 0.29924 | 1048.2271 | 0.57916 | 1258.4879 | 0.041111 | 1037.5441 | 0.012716 | 1171.0566 | 0 | 1170.2499 | 0 | 864.975 | 0.00098023 | 865.1827 | 0.0051379 | 864.9754 | -0.0037603 | 864.9754 | -0.017126 | 864.9754 | 0.0053141 | 860.7906 | 0.032122
| 405.3167 | 0 |  |  | 405.3167 | 0.013443 | 405.3167 | 0 | 662.2287 | 0 | 865.2152 | -0.014512 | 859.8987 | 0.027716 | 662.2287 | 0 | 865.2152 | -0.019245 | 865.2152 | 0.0028561 | 865.4225 | 0 | 865.2152 | 0.047137 | 865.2152 | 0.0409 | 865.2152 | 0.042542 | 664.4501 | 0.00031601 | 859.9 | -0.0077966 | 865.4225 | -0.00065231 | 662.2287 | 0.012956 | 859.9 | -0.010895 | 865.2152 | -0.0040873 | 859.9 | 0.0018654 | 865.2152 | 0.0033813 | 664.4501 | 0.00029727 | 664.4501 | 0.00016747 | 865.2152 | 0.0090282 | 865.4225 | -0.0025044 | 865.4225 | 0.00079862 | 865.2152 | 0.0070724 | 983.9664 | 0.024401 | 865.2152 | 0.0088348 | 865.2152 | 0.030677 | 983.7964 | 0.00017392 | 865.2152 | 32.9809 | 988.6196 | 0.002694 | 983.9664 | 0.9343 | 988.6196 | 0.29708 | 1048.3364 | 0.58028 | 1258.5656 | 0.040912 | 1037.5573 | 0.012712 | 1171.1238 | 0 | 1170.317 | 0 | 865.215 | 0.00076979 | 865.4225 | 0.0030366 | 865.2152 | 0.027342 | 865.2152 | -0.00047871 | 865.2152 | 0.041119 | 861.0294 | 0.031845
| 405.3964 | 0 |  |  | 405.3964 | 0.0092413 | 405.3964 | 0 | 662.3515 | 0 | 865.4549 | -0.00223 | 860.1381 | -0.05745 | 662.3515 | 0.012672 | 865.4549 | -0.19416 | 865.4549 | -0.021176 | 865.6624 | 0 | 865.4549 | -0.13264 | 865.4549 | -0.063512 | 865.4549 | -0.2049 | 664.5705 | 0.00032565 | 860.14 | -0.016113 | 865.6624 | -0.012 | 662.3515 | 0.028733 | 860.14 | -0.013613 | 865.4549 | -0.0070443 | 860.14 | -0.036959 | 865.4549 | 0.002541 | 664.5705 | 0.00027783 | 664.5705 | 0.00012071 | 865.4549 | -0.057423 | 865.6624 | -0.005555 | 865.6624 | -0.0083696 | 865.4549 | -0.017115 | 984.1349 | 0.02312 | 865.4549 | -0.019829 | 865.4549 | 0.018587 | 983.9659 | 0.00078262 | 865.4549 | 32.9976 | 988.7908 | 0.00080623 | 984.1349 | 0.91801 | 988.7908 | 0.29401 | 1048.4458 | 0.58057 | 1258.6431 | 0.040717 | 1037.5704 | 0.012707 | 1171.191 | 0 | 1170.3842 | 0 | 865.455 | 0.0011076 | 865.6624 | 0.0070463 | 865.4549 | 0.0041961 | 865.4549 | -0.0056286 | 865.4549 | 0.0015213 | 861.2681 | 0.031183
| 405.4762 | 0 |  |  | 405.4762 | 0.010018 | 405.4762 | 0 | 662.4744 | 0 | 865.6946 | 0.080344 | 860.3776 | 0.054227 | 662.4744 | 0 | 865.6946 | 0.063813 | 865.6946 | 0.026527 | 865.9023 | 0 | 865.6946 | 0.0809 | 865.6946 | 0.021656 | 865.6946 | 0.070118 | 664.691 | 0.00031056 | 860.38 | -0.036903 | 865.9023 | 0.015864 | 662.4744 | 0.036987 | 860.38 | -0.019593 | 865.6946 | 0.011844 | 860.38 | -0.0068788 | 865.6946 | 0.010958 | 664.691 | 0.0002946 | 664.691 | 0.00010112 | 865.6946 | 0.041963 | 865.9023 | 0.0057876 | 865.9023 | 0.0063863 | 865.6946 | 0.013367 | 984.3034 | 0.033051 | 865.6946 | 0.037639 | 865.6946 | 0.049206 | 984.1354 | 0.00017392 | 865.6946 | 33.0991 | 988.962 | 0.0022201 | 984.3034 | 0.89735 | 988.962 | 0.2902 | 1048.5552 | 0.58062 | 1258.7207 | 0.040522 | 1037.5836 | 0.012701 | 1171.2582 | 0 | 1170.4512 | 0 | 865.695 | 0.0014371 | 865.9023 | 0.017322 | 865.6946 | 0.037107 | 865.6946 | 0.015774 | 865.6946 | 0.04048 | 861.5069 | 0.031384
| 405.5559 | 0 |  |  | 405.5559 | 0.0020644 | 405.556 | 0 | 662.5972 | 0.0087231 | 865.9344 | -0.060468 | 860.6171 | -0.087636 | 662.5972 | 0.013417 | 865.9344 | -0.18339 | 865.9344 | -0.03683 | 866.1422 | 0 | 865.9344 | -0.093696 | 865.9344 | -0.089664 | 865.9344 | -0.080705 | 664.8114 | 0.00030637 | 860.62 | -0.078486 | 866.1422 | -0.018934 | 662.5972 | 0.022777 | 860.62 | -0.011167 | 865.9344 | -0.0094272 | 860.62 | -0.008278 | 865.9344 | -0.0064938 | 664.8114 | 0.00030794 | 664.8114 | 8.9531e-05 | 865.9344 | -0.0086056 | 866.1422 | -0.013484 | 866.1422 | -0.0079419 | 865.9344 | -0.020113 | 984.4719 | 0.034279 | 865.9344 | -0.0254 | 865.9344 | 0.025508 | 984.305 | 0.00078262 | 865.9344 | 32.9986 | 989.1333 | 0.00069435 | 984.4719 | 0.88041 | 989.1333 | 0.28676 | 1048.6646 | 0.58154 | 1258.7983 | 0.040328 | 1037.5968 | 0.012696 | 1171.3254 | 0 | 1170.5183 | 0 | 865.934 | 0.00086947 | 866.1422 | 0.0028445 | 865.9344 | -0.0059497 | 865.9344 | -0.018178 | 865.9344 | -0.014073 | 861.7457 | 0.031186
| 405.6357 | 0 |  |  | 405.6357 | 0.010443 | 405.6357 | 0 | 662.72 | 0 | 866.1741 | 0.0060009 | 860.8566 | 0.049261 | 662.72 | 0 | 866.1741 | 0.055394 | 866.1741 | 0.0053841 | 866.382 | 0 | 866.1741 | 0.047934 | 866.1741 | 0.018788 | 866.1741 | 0.029997 | 664.9318 | 0.00034744 | 860.86 | 0.006757 | 866.382 | 0.0037299 | 662.72 | 0.0099864 | 860.86 | -0.0070897 | 866.1741 | 0.012458 | 860.86 | -0.0030314 | 866.1741 | 0.013748 | 664.9318 | 0.00034148 | 664.9318 | 0.00010912 | 866.1741 | 0.028464 | 866.382 | 0.00044193 | 866.382 | -0.00060892 | 866.1741 | -0.0022709 | 984.6403 | 0.030969 | 866.1741 | 0.016689 | 866.1741 | 0.047159 | 984.4745 | 0.00017392 | 866.1741 | 32.9739 | 989.3045 | 0.0029814 | 984.6403 | 0.85953 | 989.3045 | 0.2838 | 1048.774 | 0.58292 | 1258.8758 | 0.040133 | 1037.61 | 0.01269 | 1171.3926 | 0 | 1170.5855 | 0 | 866.174 | 0.00074487 | 866.382 | 0.0077069 | 866.1741 | 0.042215 | 866.1741 | 0.023436 | 866.1741 | 0.042611 | 861.9845 | 0.031319
| 405.7155 | 0 |  |  | 405.7155 | 0.0061689 | 405.7155 | 0 | 662.8429 | 0.014343 | 866.4139 | -0.0342 | 861.096 | -0.030194 | 662.8429 | 0.0067085 | 866.4139 | -0.25541 | 866.4139 | -0.021819 | 866.6219 | 0 | 866.4139 | -0.12593 | 866.4139 | -0.05438 | 866.4139 | -0.14611 | 665.0522 | 0.00038139 | 861.1 | -0.016113 | 866.6219 | -0.012775 | 662.8429 | 0.015359 | 861.1 | 0.0092188 | 866.4139 | -0.0081982 | 861.1 | -0.0065291 | 866.4139 | -0.0059864 | 665.0522 | 0.00034757 | 665.0522 | 0.00019865 | 866.4139 | -0.01912 | 866.6219 | -0.014372 | 866.6219 | -0.0037975 | 866.4139 | -0.029982 | 984.8088 | 0.032944 | 866.4139 | -0.014941 | 866.4139 | 0.019792 | 984.644 | 0.00078262 | 866.4139 | 32.9292 | 989.4757 | 0.00097296 | 984.8088 | 0.84456 | 989.4757 | 0.28129 | 1048.8837 | 0.58487 | 1258.9535 | 0.039938 | 1037.6232 | 0.012684 | 1171.4598 | 0 | 1170.6526 | 0 | 866.414 | 0.0016891 | 866.6219 | -0.0006499 | 866.4139 | 0.013819 | 866.4139 | -0.068355 | 866.4139 | -0.00051856 | 862.2233 | 0.030782
| 405.7953 | 0 |  |  | 405.7953 | 0.011184 | 405.7953 | 0 | 662.9657 | 0 | 866.6537 | -0.015842 | 861.3355 | 0.094983 | 662.9657 | 0 | 866.6537 | 0.099539 | 866.6537 | 0.012527 | 866.8618 | 0 | 866.6537 | 0.07932 | 866.6537 | 0.049813 | 866.6537 | 0.07818 | 665.1727 | 0.00039732 | 861.34 | 0.0015593 | 866.8618 | 0.0036261 | 662.9657 | 0.017658 | 861.34 | 0.0029672 | 866.6537 | 0.018161 | 861.34 | -0.011076 | 866.6537 | 0.0004541 | 665.1727 | 0.00032738 | 665.1727 | 0.00021024 | 866.6537 | 0.010061 | 866.8618 | -0.00081613 | 866.8618 | 0.00023787 | 866.6537 | 0.0071314 | 984.9773 | 0.030702 | 866.6537 | 0.012334 | 866.6537 | 0.037807 | 984.8136 | 0.00017392 | 866.6537 | 33.0778 | 989.647 | 0.0022223 | 984.9773 | 0.82565 | 989.647 | 0.27863 | 1048.993 | 0.58672 | 1259.0311 | 0.039749 | 1037.6364 | 0.012677 | 1171.5271 | 0 | 1170.7197 | 0 | 866.654 | 0.0011962 | 866.8618 | 0.0077436 | 866.6537 | 0.041013 | 866.6537 | 0.086082 | 866.6537 | 0.02791 | 862.4621 | 0.031065
| 405.875 | 0 |  |  | 405.875 | 0.019393 | 405.875 | 0 | 663.0886 | 0.02346 | 866.8934 | -0.075913 | 861.575 | -0.048508 | 663.0886 | 0.020871 | 866.8934 | -0.23254 | 866.8934 | -0.019168 | 867.1018 | 0 | 866.8934 | -0.11937 | 866.8934 | -0.021791 | 866.8934 | -0.17215 | 665.2931 | 0.00036127 | 861.58 | -0.0015593 | 867.1018 | -0.0095101 | 663.0886 | 0.028419 | 861.58 | -0.0087205 | 866.8934 | -0.006878 | 861.58 | 0.0067623 | 866.8934 | -0.0054791 | 665.2931 | 0.00031785 | 665.2931 | 0.00024501 | 866.8934 | -0.041226 | 867.1018 | -0.014536 | 867.1018 | -0.0071536 | 866.8934 | -0.026484 | 985.1458 | 0.025896 | 866.8934 | -0.02883 | 866.8934 | 0.011189 | 984.9831 | 0.00026087 | 866.8934 | 33.0657 | 989.8182 | 1.7551e-05 | 985.1458 | 0.81101 | 989.8182 | 0.27648 | 1049.1025 | 0.58747 | 1259.1088 | 0.039554 | 1037.6495 | 0.01267 | 1171.5944 | 0 | 1170.7869 | 0 | 866.893 | 0.0014676 | 867.1018 | -0.0040369 | 866.8934 | 0.004527 | 866.8934 | 0.011516 | 866.8934 | -0.0028681 | 862.7009 | 0.030413
| 405.9548 | 0 |  |  | 405.9548 | 0.0098727 | 405.9548 | 0 | 663.2115 | 0 | 867.1332 | 0.032148 | 861.8145 | 0.049381 | 663.2115 | 0 | 867.1332 | -0.018268 | 867.1332 | 0.0017471 | 867.3417 | 0 | 867.1332 | 0.055227 | 867.1332 | 0.042756 | 867.1332 | 0.030366 | 665.4135 | 0.00032984 | 861.81 | 0.046258 | 867.3417 | 0.0036921 | 663.2115 | 0.0073169 | 861.81 | -0.010351 | 867.1332 | 0.01306 | 861.81 | 0.0043138 | 867.1332 | 0.0046125 | 665.4135 | 0.00027059 | 665.4135 | 0.00018306 | 867.1332 | 0.025828 | 867.3417 | 0.0031902 | 867.3417 | 0.0011114 | 867.1332 | 0.036977 | 985.3143 | 0.03209 | 867.1332 | 0.031282 | 867.1332 | 0.034849 | 985.1527 | 0.00017392 | 867.1332 | 32.9689 | 989.9895 | 0.0015598 | 985.3143 | 0.79122 | 989.9895 | 0.27498 | 1049.212 | 0.58797 | 1259.1864 | 0.039365 | 1037.6627 | 0.012663 | 1171.6615 | 0 | 1170.854 | 0 | 867.133 | 0.00076148 | 867.3417 | 0.010936 | 867.1332 | 0.031698 | 867.1332 | 0.028093 | 867.1332 | 0.046233 | 862.9397 | 0.031316
| 406.0346 | 0 |  |  | 406.0346 | 0.016455 | 406.0346 | 0 | 663.3343 | 0.0161 | 867.373 | -0.07695 | 862.054 | -0.029087 | 663.3343 | 0.031595 | 867.373 | -0.12358 | 867.373 | -0.041452 | 867.5816 | 0 | 867.373 | -0.1162 | 867.373 | -0.013585 | 867.373 | -0.14192 | 665.534 | 0.00033571 | 862.05 | -0.02339 | 867.5816 | -0.023185 | 663.3343 | 0.016299 | 862.05 | 0.0018799 | 867.373 | -0.015684 | 862.05 | -0.015623 | 867.373 | -0.0093855 | 665.534 | 0.00027593 | 665.534 | 0.00017107 | 867.373 | -0.059999 | 867.5816 | -0.012865 | 867.5816 | -0.0072033 | 867.373 | -0.014741 | 985.4828 | 0.027124 | 867.373 | -0.017934 | 867.373 | 0.036955 | 985.3222 | 0.00078262 | 867.373 | 32.8346 | 990.1607 | 0.00096199 | 985.4828 | 0.77625 | 990.1607 | 0.2726 | 1049.3217 | 0.58895 | 1259.2642 | 0.039175 | 1037.6759 | 0.012656 | 1171.7288 | 0 | 1170.9211 | 0 | 867.373 | 0.0010384 | 867.5816 | -0.00019538 | 867.373 | -0.00096472 | 867.373 | -0.01261 | 867.373 | 0.0011769 | 863.1785 | 0.029929
| 406.1144 | 0 |  |  | 406.1144 | 0.018142 | 406.1144 | 0 | 663.4572 | 0 | 867.6128 | 0.00035696 | 862.2936 | -0.0084041 | 663.4572 | 0 | 867.6128 | 0.075761 | 867.6128 | -0.00055248 | 867.8215 | 0 | 867.6128 | 0.062943 | 867.6128 | 0.047738 | 867.6128 | 0.068875 | 665.6544 | 0.00030427 | 862.29 | -0.00051979 | 867.8215 | 0.016258 | 663.4572 | 0 | 862.29 | -0.022039 | 867.6128 | 0.016977 | 862.29 | 0.01026 | 867.6128 | 0.0053776 | 665.6544 | 0.00025039 | 665.6544 | 0.0001283 | 867.6128 | 0.021434 | 867.8215 | 0.00021285 | 867.8215 | -0.0001655 | 867.6128 | 0.017989 | 985.6512 | 0.018474 | 867.6128 | 0.01863 | 867.6128 | 0.039684 | 985.4918 | 0.00017392 | 867.6128 | 32.6818 | 990.332 | 0.00067899 | 985.6512 | 0.75843 | 990.332 | 0.26949 | 1049.4312 | 0.59016 | 1259.3418 | 0.038986 | 1037.6891 | 0.012648 | 1171.796 | 0 | 1170.9884 | 0 | 867.613 | 0.0012461 | 867.8215 | 0.0080005 | 867.6128 | 0.024187 | 867.6128 | 0.024487 | 867.6128 | 0.030254 | 863.4174 | 0.030741
| 406.1942 | 0 |  |  | 406.1942 | 0.003303 | 406.1942 | 0 | 663.5801 | 0.017153 | 867.8526 | -0.024613 | 862.5331 | -0.10762 | 663.5801 | 0.037184 | 867.8526 | -0.29424 | 867.8526 | -0.029614 | 868.0615 | 0 | 867.8526 | -0.10454 | 867.8526 | -0.09423 | 867.8526 | -0.084814 | 665.7749 | 0.00034744 | 862.53 | -0.014034 | 868.0615 | -0.013187 | 663.5801 | 0.0035093 | 862.53 | -0.0147 | 867.8526 | -9.9975e-05 | 862.53 | -0.018072 | 867.8526 | 5.8388e-05 | 665.7749 | 0.00029003 | 665.7749 | 0.00010512 | 867.8526 | -0.037177 | 868.0615 | -0.0087988 | 868.0615 | -0.0026431 | 867.8526 | 0.0084252 | 985.8197 | 0.02093 | 867.8526 | -0.033759 | 867.8526 | 0.013871 | 985.6613 | 0.00026087 | 867.8526 | 32.6527 | 990.5032 | 0.0011441 | 985.8197 | 0.74455 | 990.5032 | 0.267 | 1049.5408 | 0.59088 | 1259.4194 | 0.038796 | 1037.7023 | 0.012641 | 1171.8634 | 0 | 1171.0555 | 0 | 867.853 | 0.0011574 | 868.0615 | 0.0010352 | 867.8526 | 0.012082 | 867.8526 | -0.001481 | 867.8526 | 0.0091669 | 863.6562 | 0.030343
| 406.2739 | 0 |  |  | 406.2739 | 0.012216 | 406.2739 | 0 | 663.703 | 0 | 868.0924 | -0.06291 | 862.7726 | 0.12921 | 663.703 | 0 | 868.0924 | 0.012811 | 868.0924 | 0.017956 | 868.3014 | 0 | 868.0924 | 0.066075 | 868.0924 | 0.016647 | 868.0924 | 0.0060537 | 665.8953 | 0.00032858 | 862.77 | 0.019232 | 868.3014 | 0.0093392 | 663.703 | 0.022464 | 862.77 | 0.013295 | 868.0924 | -0.0022835 | 862.77 | 0.0053631 | 868.0924 | 5.9462e-05 | 665.8953 | 0.00030146 | 665.8953 | 0.00017506 | 868.0924 | 0.0091559 | 868.3014 | -0.00066263 | 868.3014 | -0.0031612 | 868.0924 | 0.0035353 | 985.9882 | 0.040846 | 868.0924 | 0.022146 | 868.0924 | 0.027782 | 985.8309 | 0.00017392 | 868.0924 | 32.2283 | 990.6745 | 0.0008161 | 985.9882 | 0.72663 | 990.6745 | 0.26543 | 1049.6504 | 0.59102 | 1259.4972 | 0.038607 | 1037.7155 | 0.012633 | 1171.9307 | 0 | 1171.1227 | 0 | 868.092 | 0.0011962 | 868.3014 | -0.00014344 | 868.0924 | 0.03245 | 868.0924 | 0.013146 | 868.0924 | 0.048363 | 863.895 | 0.030577
| 406.3537 | 0 |  |  | 406.3537 | 0.015301 | 406.3537 | 0 | 663.826 | 0.020332 | 868.3322 | -0.10527 | 863.0121 | -0.049826 | 663.826 | 0.01789 | 868.3322 | -0.23483 | 868.3322 | -0.065172 | 868.5414 | 0 | 868.3322 | -0.1362 | 868.3322 | -0.092155 | 868.3322 | -0.16795 | 666.0158 | 0.00037468 | 863.01 | -0.020271 | 868.5414 | -0.022577 | 663.826 | 0.0091439 | 863.01 | 0.008947 | 868.3322 | -0.012489 | 863.01 | 0.013758 | 868.3322 | -0.0056313 | 666.0158 | 0.00031061 | 666.0158 | 0.00014389 | 868.3322 | -0.047116 | 868.5414 | -0.018987 | 868.5414 | -0.0064566 | 868.3322 | -0.023361 | 986.1567 | 0.043196 | 868.3322 | -0.040941 | 868.3322 | 0.012232 | 986.0005 | 0.00078262 | 868.3322 | 32.3019 | 990.8457 | 0.001268 | 986.1567 | 0.71318 | 990.8457 | 0.26397 | 1049.76 | 0.59142 | 1259.5748 | 0.038417 | 1037.7286 | 0.012625 | 1171.9979 | 0 | 1171.1899 | 0 | 868.332 | 0.0010578 | 868.5414 | -0.0023072 | 868.3322 | 0.0044608 | 868.3322 | -0.00548 | 868.3322 | -0.0046283 | 864.1339 | 0.029871
| 406.4335 | 0 |  |  | 406.4335 | 0.015981 | 406.4335 | 0 | 663.9489 | 0 | 868.572 | -0.020241 | 863.2517 | 0.089008 | 663.9489 | 0 | 868.572 | 0.040832 | 868.572 | 0.0062392 | 868.7813 | 0 | 868.572 | 0.072718 | 868.572 | -0.0085408 | 868.572 | 0.049822 | 666.1362 | 0.00036127 | 863.25 | 0.050418 | 868.7814 | 0.0078131 | 663.9489 | 0.013583 | 863.25 | 0.0029672 | 868.572 | 0.01855 | 863.25 | -0.0019821 | 868.572 | -0.0007101 | 666.1362 | 0.00029536 | 666.1362 | 0.00015948 | 868.572 | 0.075091 | 868.7814 | 0.0067377 | 868.7814 | 0.002038 | 868.572 | 0.0084701 | 986.3252 | 0.04074 | 868.572 | 0.044366 | 868.572 | 0.057163 | 986.17 | 0 | 868.572 | 31.99 | 991.017 | 0.0013986 | 986.3252 | 0.69755 | 991.017 | 0.2617 | 1049.8698 | 0.59245 | 1259.6526 | 0.038233 | 1037.7418 | 0.012617 | 1172.0652 | 0 | 1171.2571 | 0 | 868.572 | 0.00080578 | 868.7813 | 0.0020828 | 868.572 | 0.032299 | 868.572 | 0.017577 | 868.572 | 0.031532 | 864.3728 | 0.029742
| 406.5133 | 0 |  |  | 406.5133 | 0.021992 | 406.5133 | 0 | 664.0718 | 0.021114 | 868.8119 | -0.038071 | 863.4912 | -0.026802 | 664.0718 | 0.041267 | 868.8119 | -0.17939 | 868.8119 | -0.029559 | 869.0213 | 0 | 868.8119 | -0.13191 | 868.8119 | -0.09423 | 868.8119 | -0.21665 | 666.2567 | 0.00038642 | 863.49 | 0.054577 | 869.0213 | -0.010658 | 664.0718 | 0.027792 | 863.49 | 0.0054135 | 868.8119 | -0.0088653 | 863.49 | -0.008278 | 868.8119 | 0.0030674 | 666.2567 | 0.00031061 | 666.2567 | 0.00019065 | 868.8119 | -0.02874 | 869.0213 | -0.014506 | 869.0213 | -0.0085774 | 868.8119 | -0.019113 | 986.4937 | 0.032677 | 868.8119 | -0.020672 | 868.8119 | 0.037927 | 986.3396 | 0.00026087 | 868.8119 | 31.9352 | 991.1882 | 0.00033346 | 986.4937 | 0.68378 | 991.1882 | 0.25965 | 1049.9794 | 0.59344 | 1259.7302 | 0.038043 | 1037.755 | 0.012609 | 1172.1326 | 0 | 1171.3243 | 0 | 868.812 | 0.0011131 | 869.0213 | -0.00043061 | 868.8119 | 0.0058836 | 868.8119 | 0.00024915 | 868.8119 | 0.014153 | 864.6116 | 0.029667
| 406.5931 | 0 |  |  | 406.5931 | 0.015957 | 406.5931 | 0 | 664.1948 | 0 | 869.0517 | 0.059189 | 863.7308 | 0.070917 | 664.1948 | 0 | 869.0517 | 0.077766 | 869.0517 | 0.015997 | 869.2613 | 0 | 869.0517 | 0.10397 | 869.0517 | 0.070154 | 869.0517 | 0.043116 | 666.3771 | 0.00036421 | 863.73 | -0.011954 | 869.2613 | 0.011826 | 664.1948 | 0.01118 | 863.73 | 0.0075879 | 869.0517 | 0.017183 | 863.73 | -0.0079281 | 869.0517 | 0.0089289 | 666.3771 | 0.00027669 | 666.3771 | 0.00024141 | 869.0517 | 0.041595 | 869.2613 | 0.0075038 | 869.2613 | 0.0012895 | 869.0517 | 0.04947 | 986.6622 | 0.026377 | 869.0517 | 0.035396 | 869.0517 | 0.045095 | 986.5092 | 0.00017392 | 869.0517 | 31.834 | 991.3595 | 0.0019229 | 986.6622 | 0.66782 | 991.3595 | 0.25794 | 1050.0891 | 0.59482 | 1259.808 | 0.037859 | 1037.7682 | 0.0126 | 1172.1998 | 0 | 1171.3916 | 0 | 869.052 | 0.0011021 | 869.2613 | 0.01068 | 869.0517 | 0.038459 | 869.0517 | 0.036656 | 869.0517 | 0.050281 | 864.8505 | 0.029998
| 406.6729 | 0 |  |  | 406.6729 | 0.0010547 | 406.6729 | 0 | 664.3177 | 0.013641 | 869.2916 | -0.10872 | 863.9704 | -0.056961 | 664.3177 | 0.04836 | 869.2916 | -0.2811 | 869.2916 | -0.049561 | 869.5013 | 0 | 869.2916 | -0.13579 | 869.2916 | -0.07638 | 869.2916 | -0.18726 | 666.4976 | 0.00037301 | 863.97 | -0.070168 | 869.5013 | -0.020874 | 664.3177 | 0.0041023 | 863.97 | -0.013069 | 869.2916 | -0.010012 | 863.97 | -0.03486 | 869.2916 | -0.0018692 | 666.4976 | 0.00027402 | 666.4976 | 0.00019065 | 869.2916 | -0.066257 | 869.5013 | -0.016887 | 869.5013 | -0.0090553 | 869.2916 | -0.0038718 | 986.8306 | 0.027017 | 869.2916 | -0.018871 | 869.2916 | 0.01346 | 986.6787 | 0.00078262 | 869.2916 | 31.4884 | 991.5308 | 0.00028081 | 986.8306 | 0.65493 | 991.5308 | 0.2552 | 1050.1989 | 0.59713 | 1259.8857 | 0.03767 | 1037.7814 | 0.012592 | 1172.2671 | 0 | 1171.4587 | 0 | 869.292 | 0.0015756 | 869.5013 | -0.0080372 | 869.2916 | -0.0067345 | 869.2916 | -0.0072261 | 869.2916 | -0.010043 | 865.0894 | 0.028547
| 406.7527 | 0 |  |  | 406.7527 | 0 | 406.7527 | 0 | 664.4407 | 0 | 869.5314 | -0.0072281 | 864.2099 | 0.12715 | 664.4407 | 0 | 869.5314 | -0.062613 | 869.5314 | 0.0080801 | 869.7413 | 0 | 869.5314 | 0.092711 | 869.5314 | 0.03662 | 869.5314 | 0.068433 | 666.618 | 0.00034241 | 864.21 | 0.063932 | 869.7413 | 0.010186 | 664.4407 | 0.012329 | 864.21 | -0.0054588 | 869.5314 | 0.02402 | 864.21 | 0.022503 | 869.5314 | 0.0081679 | 666.618 | 0.00024467 | 666.618 | 0.00010512 | 869.5314 | 0.033825 | 869.7413 | 0.0080198 | 869.7413 | -0.00053486 | 869.5314 | 0.00029822 | 986.9991 | 0.036148 | 869.5314 | 0.035268 | 869.5314 | 0.042417 | 986.8483 | 0 | 869.5314 | 31.3272 | 991.702 | 0.0019371 | 986.9991 | 0.64126 | 991.702 | 0.25205 | 1050.3087 | 0.59889 | 1259.9635 | 0.037485 | 1037.7946 | 0.012584 | 1172.3345 | 0 | 1171.526 | 0 | 869.531 | 0.0013457 | 869.7413 | 0.0075601 | 869.5314 | 0.040562 | 869.5314 | 0.017727 | 869.5314 | 0.042611 | 865.3283 | 0.030161
| 406.8325 | 0 |  |  | 406.8325 | 0 | 406.8325 | 0 | 664.5637 | 0.024242 | 869.7713 | -0.031943 | 864.4495 | -0.13996 | 664.5637 | 0.014908 | 869.7713 | -0.21997 | 869.7713 | -0.04792 | 869.9813 | 0 | 869.7713 | -0.10467 | 869.7713 | -0.032384 | 869.7713 | -0.1923 | 666.7385 | 0.00033277 | 864.45 | -0.024429 | 869.9813 | -0.016102 | 664.5637 | 0.0035093 | 864.45 | -0.017147 | 869.7713 | -0.0017324 | 864.45 | -0.016322 | 869.7713 | -0.004109 | 666.7385 | 0.00028812 | 666.7385 | 4.6764e-05 | 869.7713 | -0.034334 | 869.9813 | -0.0089541 | 869.9813 | -0.0071304 | 869.7713 | 0.0052463 | 987.1676 | 0.038871 | 869.7713 | -0.041511 | 869.7713 | 0.01716 | 987.0179 | 0.00078262 | 869.7713 | 31.1827 | 991.8733 | 0.00026765 | 987.1676 | 0.62771 | 991.8733 | 0.2499 | 1050.4185 | 0.60041 | 1260.0413 | 0.037301 | 1037.8077 | 0.012575 | 1172.4019 | 0 | 1171.5933 | 0 | 869.771 | 0.0015977 | 869.9813 | 0.0019113 | 869.7713 | 0.002479 | 869.7713 | -0.016826 | 869.7713 | 0.0018526 | 865.5672 | 0.028815
| 406.9123 | 0 |  |  | 406.9123 | 0 | 406.9123 | 0 | 664.6867 | 0 | 870.0111 | -0.010788 | 864.6891 | 0.10468 | 664.6867 | 0 | 870.0111 | 0.050699 | 870.0111 | 0.015751 | 870.2213 | 0 | 870.0111 | 0.084138 | 870.0111 | 0.049398 | 870.0111 | 0.094891 | 666.8589 | 0.00034451 | 864.69 | 0.038983 | 870.2213 | -0.0028238 | 664.6867 | 0.018598 | 864.69 | -0.0049152 | 870.0111 | 0.006814 | 864.69 | 0.014107 | 870.0111 | 0.0012704 | 666.8589 | 0.00034071 | 666.8589 | 8.1537e-05 | 870.0111 | 0.051901 | 870.2213 | 0.0017302 | 870.2213 | -0.00088312 | 870.0111 | 0.034854 | 987.3361 | 0.036682 | 870.0111 | 0.029917 | 870.0111 | 0.015566 | 987.1875 | 0 | 870.0111 | 30.9204 | 992.0446 | 0.0015039 | 987.3361 | 0.61317 | 992.0446 | 0.2482 | 1050.5282 | 0.60215 | 1260.119 | 0.037116 | 1037.8209 | 0.012567 | 1172.4691 | 0 | 1171.6605 | 0 | 870.011 | 0.00093593 | 870.2213 | 0.0065325 | 870.0111 | 0.042515 | 870.0111 | 0.0077001 | 870.0111 | 0.036006 | 865.8061 | 0.029132
| 406.9921 | 0 |  |  | 406.9921 | 0 | 406.9921 | 0 | 664.8097 | 0 | 870.251 | -0.013332 | 864.9287 | -0.12251 | 664.8097 | 0.028371 | 870.251 | -0.14305 | 870.251 | -0.037244 | 870.4613 | 0 | 870.251 | -0.1277 | 870.251 | -0.09257 | 870.251 | -0.10665 | 666.9794 | 0.00036127 | 864.93 | -0.037943 | 870.4613 | -0.019739 | 664.8097 | 0.016508 | 864.93 | -0.0043715 | 870.251 | -0.0011225 | 864.93 | -0.008278 | 870.251 | 0.00062028 | 666.9794 | 0.00034224 | 666.9794 | 0.00014029 | 870.251 | -0.039754 | 870.4613 | -0.014946 | 870.4613 | -0.0090806 | 870.251 | -0.019363 | 987.5046 | 0.029207 | 870.251 | -0.027484 | 870.251 | 0.040343 | 987.357 | 0.00078262 | 870.251 | 30.6673 | 992.2158 | 0.00033236 | 987.5046 | 0.60279 | 992.2158 | 0.24586 | 1050.6381 | 0.60336 | 1260.1968 | 0.036937 | 1037.8341 | 0.012558 | 1172.5365 | 0 | 1171.7278 | 0 | 870.251 | 0.0012682 | 870.4613 | -0.0010082 | 870.251 | -0.0086061 | 870.251 | -0.014419 | 870.251 | -0.025566 | 866.045 | 0.028704
| 407.0719 | 0 |  |  | 407.0719 | 0 | 407.0719 | 0 | 664.9327 | 0 | 870.4909 | -0.053685 | 865.1683 | 0.078361 | 664.9327 | 0 | 870.4909 | 0.10099 | 870.4909 | -0.0025283 | 870.7014 | 0 | 870.4909 | 0.066123 | 870.4909 | -0.0018064 | 870.4909 | 0.061229 | 667.0998 | 0.00037678 | 865.17 | 0.035864 | 870.7014 | -0.0089353 | 664.9327 | 0.017135 | 865.17 | -0.025028 | 870.4909 | 0.009292 | 865.17 | -0.025417 | 870.4909 | 0.006646 | 667.0998 | 0.00031327 | 667.0998 | 0.00018306 | 870.4909 | 0.015544 | 870.7014 | 0.00050089 | 870.7014 | -0.0052698 | 870.4909 | -0.011804 | 987.6731 | 0.026483 | 870.4909 | 0.020471 | 870.4909 | 0.018848 | 987.5266 | 0.00069566 | 870.4909 | 30.3968 | 992.3871 | 0.0018483 | 987.6731 | 0.5912 | 992.3871 | 0.24295 | 1050.7478 | 0.60431 | 1260.2745 | 0.036753 | 1037.8473 | 0.012549 | 1172.6039 | 0 | 1171.795 | 0 | 870.491 | 0.00075594 | 870.7014 | 0.0027194 | 870.4909 | 0.029896 | 870.4909 | 0.014615 | 870.4909 | 0.034515 | 866.284 | 0.028966
| 407.1517 | 0 |  |  | 407.1517 | 0 | 407.1517 | 0 | 665.0557 | 0.014343 | 870.7308 | 0.003187 | 865.4079 | -0.14838 | 665.0557 | 0.03439 | 870.7308 | -0.28154 | 870.7307 | -0.040462 | 870.9414 | 0 | 870.7308 | -0.091641 | 870.7307 | -0.072644 | 870.7307 | -0.14024 | 667.2203 | 0.00032607 | 865.41 | -0.084723 | 870.9414 | -0.017285 | 665.0557 | 0.024553 | 865.41 | -0.010895 | 870.7308 | 0.0035104 | 865.41 | -0.015973 | 870.7307 | 0.002036 | 667.2203 | 0.00029117 | 667.2203 | 0.00023742 | 870.7307 | -0.046012 | 870.9414 | -0.0095517 | 870.9414 | -0.003171 | 870.7307 | -0.022361 | 987.8416 | 0.029367 | 870.7308 | -0.010913 | 870.7308 | -0.0047806 | 987.6962 | 0.0013044 | 870.7308 | 30.0972 | 992.5584 | 0.00022596 | 987.8416 | 0.5818 | 992.5584 | 0.24027 | 1050.8577 | 0.6054 | 1260.3524 | 0.036568 | 1037.8606 | 0.012541 | 1172.6713 | 0 | 1171.8623 | 0 | 870.731 | 0.00097192 | 870.9414 | 0.0057251 | 870.7307 | -0.0051694 | 870.7307 | -0.022084 | 870.7307 | -0.0098924 | 866.5229 | 0.028478
| 407.2315 | 0 |  |  | 407.2315 | 0 | 407.2315 | 0 | 665.1787 | 0 | 870.9706 | 0.023695 | 865.6475 | 0.046786 | 665.1787 | 0 | 870.9706 | 0.047826 | 870.9706 | 0.015002 | 871.1814 | 0 | 870.9706 | 0.081033 | 870.9706 | -0.026372 | 870.9706 | 0.03445 | 667.3408 | 0.00031727 | 865.65 | -0.0025989 | 871.1814 | -0.00011692 | 665.1787 | 0.0067236 | 865.65 | -0.0062742 | 870.9706 | 0.022194 | 865.65 | -0.010027 | 870.9706 | 0.017553 | 667.3408 | 0.00028317 | 667.3408 | 0.000253 | 870.9706 | 0.034469 | 871.1814 | 0.0022765 | 871.1814 | 0.0020677 | 870.9706 | 0.014991 | 988.0101 | 0.034172 | 870.9706 | 0.023941 | 870.9706 | 0.059789 | 987.8658 | 0 | 870.9706 | 29.8356 | 992.7296 | 0.0011715 | 988.0101 | 0.57011 | 992.7296 | 0.23791 | 1050.9677 | 0.60638 | 1260.4302 | 0.036389 | 1037.8738 | 0.012532 | 1172.7385 | 0 | 1171.9296 | 0 | 870.971 | 0.0012433 | 871.1814 | 0.010202 | 870.9706 | 0.031999 | 870.9706 | 0.022985 | 870.9706 | 0.056672 | 866.7618 | 0.028843
| 407.3113 | 0 |  |  | 407.3113 | 0 | 407.3113 | 0 | 665.3017 | 0.0048591 | 871.2105 | -0.064019 | 865.8871 | -0.04752 | 665.3017 | 0.044062 | 871.2105 | -0.18845 | 871.2105 | -0.038428 | 871.4215 | 0 | 871.2105 | -0.12203 | 871.2105 | -0.043172 | 871.2105 | -0.14611 | 667.4612 | 0.00032984 | 865.89 | 0.018192 | 871.4215 | -0.020262 | 665.3017 | 0.0085507 | 865.89 | -0.003828 | 871.2105 | 0.0038618 | 865.89 | -0.0079281 | 871.2105 | -0.0095884 | 667.4612 | 0.0003068 | 667.4612 | 0.0002646 | 871.2105 | -0.055214 | 871.4215 | -0.015718 | 871.4215 | -0.0069483 | 871.2105 | -0.01574 | 988.1786 | 0.020076 | 871.2105 | -0.038146 | 871.2105 | 0.015251 | 988.0354 | 0.00078262 | 871.2105 | 29.4946 | 992.9009 | 0.00016673 | 988.1786 | 0.56005 | 992.9009 | 0.23568 | 1051.0775 | 0.60752 | 1260.5079 | 0.036205 | 1037.887 | 0.012523 | 1172.8059 | 0 | 1171.9968 | 0 | 871.211 | 0.0010439 | 871.4215 | -0.0058719 | 871.2105 | -0.011784 | 871.2105 | -0.020581 | 871.2105 | -0.020743 | 867.0008 | 0.028105
| 407.3911 | 0 |  |  | 407.3911 | 0 | 407.3911 | 0 | 665.4248 | 0 | 871.4504 | -0.0030748 | 866.1267 | 0.046648 | 665.4248 | 0 | 871.4504 | 0.043365 | 871.4504 | -0.006998 | 871.6616 | 0 | 871.4504 | 0.075614 | 871.4504 | -0.0033479 | 871.4504 | -0.0036066 | 667.5817 | 0.00033361 | 866.13 | 0.016113 | 871.6616 | -0.0051331 | 665.4248 | 0.0088 | 866.13 | 0.016286 | 871.4504 | 0.0084265 | 866.13 | -0.013874 | 871.4504 | 0.0069503 | 667.5817 | 0.00027402 | 667.5817 | 0.00024501 | 871.4504 | 0.02901 | 871.6616 | 0.001992 | 871.6616 | 0.00022114 | 871.4504 | 0.03273 | 988.3471 | 0.036308 | 871.4504 | 0.027766 | 871.4504 | 0.0028003 | 988.2049 | 0 | 871.4504 | 29.1819 | 993.0722 | 0.0015982 | 988.3471 | 0.54869 | 993.0722 | 0.23356 | 1051.1875 | 0.60897 | 1260.5858 | 0.036026 | 1037.9001 | 0.012515 | 1172.8733 | 0 | 1172.0642 | 0 | 871.45 | 0.00034336 | 871.6616 | 0.0069362 | 871.4504 | 0.031548 | 871.4504 | 0.031098 | 871.4504 | 0.04325 | 867.2397 | 0.028123
| 407.4709 | 0 |  |  | 407.4709 | 0 | 407.4709 | 0 | 665.5478 | 0 | 871.6904 | -0.12906 | 866.3663 | -0.041995 | 665.5478 | 0.037614 | 871.6904 | -0.17194 | 871.6903 | -0.063759 | 871.9016 | 0 | 871.6904 | -0.11213 | 871.6903 | -0.036896 | 871.6903 | -0.15451 | 667.7022 | 0.0003093 | 866.37 | -0.02339 | 871.9016 | -0.024279 | 665.5478 | 0.01033 | 866.37 | -0.010351 | 871.6904 | -0.017736 | 866.37 | -0.0065291 | 871.6903 | -0.012683 | 667.7022 | 0.0003167 | 667.7022 | 0.00019865 | 871.6903 | -0.069201 | 871.9016 | -0.015665 | 871.9016 | -0.01074 | 871.6903 | -0.013991 | 988.5156 | 0.024294 | 871.6904 | -0.022514 | 871.6904 | 0.001833 | 988.3745 | 0.00026087 | 871.6904 | 28.9663 | 993.2435 | 0.00078319 | 988.5156 | 0.53841 | 993.2435 | 0.23167 | 1051.2975 | 0.60944 | 1260.6637 | 0.035846 | 1037.9133 | 0.012506 | 1172.9408 | 0 | 1172.1315 | 0 | 871.69 | 0.0012793 | 871.9016 | -0.008918 | 871.6903 | 0.0016109 | 871.6903 | -0.013041 | 871.6903 | 0.011145 | 867.4787 | 0.028319
| 407.5507 | 0 |  |  | 407.5507 | 0 | 407.5507 | 0 | 665.6709 | 0 | 871.9303 | 0.025208 | 866.606 | 0.090636 | 665.6709 | 0 | 871.9303 | -0.15658 | 871.9303 | 0.0097443 | 872.1417 | 0 | 871.9303 | 0.08562 | 871.9303 | -0.013218 | 871.9303 | 0.0077245 | 667.8226 | 0.000272 | 866.61 | 0.071209 | 872.1417 | 0.0017 | 665.6709 | 0.018911 | 866.61 | 0.0065008 | 871.9303 | -0.0096894 | 866.61 | 0.034744 | 871.9303 | 0.0062908 | 667.8226 | 0.0003228 | 667.8226 | 0.00015588 | 871.9303 | 0.066257 | 872.1417 | 0.0057302 | 872.1417 | 0.0022 | 871.9303 | -0.0052542 | 988.6841 | 0.034653 | 871.9303 | 0.00058685 | 871.9303 | 0.026153 | 988.5441 | 0.00017392 | 871.9303 | 28.5126 | 993.4148 | 0.0017441 | 988.6841 | 0.52573 | 993.4148 | 0.23013 | 1051.4075 | 0.61034 | 1260.7415 | 0.035667 | 1037.9265 | 0.012497 | 1173.0082 | 0 | 1172.1987 | 0 | 871.93 | 0.00078363 | 872.1417 | 0.006716 | 871.9303 | 0.039961 | 871.9303 | 0.015474 | 871.9303 | 0.046659 | 867.7177 | 0.0286
| 407.6305 | 0 |  |  | 407.6305 | 0 | 407.6305 | 0 | 665.794 | 0.0013465 | 872.1702 | -0.011814 | 866.8456 | -0.021053 | 665.794 | 0.028801 | 872.1702 | -0.3476 | 872.1702 | -0.045051 | 872.3818 | 0 | 872.1702 | -0.12086 | 872.1702 | -0.0041553 | 872.1702 | -0.1142 | 667.9431 | 0.0002917 | 866.85 | -0.035864 | 872.3818 | -0.022719 | 665.794 | 0.012747 | 866.85 | 0.0078598 | 872.1702 | -0.013115 | 866.85 | -0.008278 | 872.1702 | -0.00056545 | 667.9431 | 0.00036663 | 667.9431 | 7.794e-05 | 872.1702 | -0.040122 | 872.3818 | -0.01584 | 872.3818 | -0.0070007 | 872.1702 | -0.0061137 | 988.8526 | 0.031823 | 872.1702 | -0.024696 | 872.1702 | -0.015045 | 988.7137 | 0.00078262 | 872.1702 | 28.2184 | 993.5861 | 0.00090495 | 988.8526 | 0.51185 | 993.5861 | 0.22838 | 1051.5175 | 0.61236 | 1260.8193 | 0.035488 | 1037.9397 | 0.012489 | 1173.0756 | 0 | 1172.2661 | 0 | 872.17 | 0.00061472 | 872.3818 | 0.0038901 | 872.1702 | 0.0012751 | 872.1702 | -0.0016023 | 872.1702 | 0.0018138 | 867.9566 | 0.027437
| 407.7104 | 0 |  |  | 407.7104 | 0 | 407.7104 | 0 | 665.917 | 0 | 872.4101 | -0.019375 | 867.0853 | 0.087916 | 665.917 | 0 | 872.4101 | 0.11175 | 872.4101 | 0.021526 | 872.6219 | 0 | 872.4101 | 0.077043 | 872.4101 | 0.066833 | 872.4101 | 0.023795 | 668.0636 | 0.0003378 | 867.09 | 0.050418 | 872.6219 | 0.0029768 | 665.917 | 0.024867 | 867.09 | -0.0081769 | 872.4101 | 0.0076745 | 867.09 | -0.0016322 | 872.4101 | 0.01106 | 668.0636 | 0.00034262 | 668.0636 | 0.0001323 | 872.4101 | -0.010359 | 872.6219 | -0.0040888 | 872.6219 | -0.0032863 | 872.4101 | -0.01649 | 989.0211 | 0.031075 | 872.4101 | 0.0082207 | 872.4101 | 0.039586 | 988.8833 | 0.00069566 | 872.4101 | 27.8342 | 993.7574 | 0.0018779 | 989.0211 | 0.49611 | 993.7574 | 0.22573 | 1051.6277 | 0.61324 | 1260.8972 | 0.035308 | 1037.9529 | 0.01248 | 1173.1429 | 0 | 1172.3334 | 0 | 872.41 | 0.00063134 | 872.6219 | 0.003647 | 872.4101 | 0.028393 | 872.4101 | 0.0084277 | 872.4101 | 0.04602 | 868.1956 | 0.027941
| 407.7902 | 0 |  |  | 407.7902 | 0 | 407.7902 | 0 | 666.0401 | 0.003454 | 872.6501 | -0.13763 | 867.3249 | -0.044609 | 666.0401 | 0.006336 | 872.6501 | -0.20004 | 872.6501 | -0.04878 | 872.862 | 0 | 872.6501 | -0.13614 | 872.6501 | -0.058531 | 872.6501 | -0.1268 | 668.1841 | 0.00036085 | 867.32 | -0.052495 | 872.862 | -0.025176 | 666.0401 | 0.0073644 | 867.32 | 0.00052096 | 872.6501 | -0.012648 | 867.32 | -0.014223 | 872.6501 | -0.018365 | 668.1841 | 0.00034071 | 668.1841 | 0.00017506 | 872.6501 | -0.039018 | 872.862 | -0.018083 | 872.862 | -0.012736 | 872.6501 | 0.010921 | 989.1896 | 0.025629 | 872.6501 | -0.024021 | 872.6501 | 0.012016 | 989.0529 | 0.00078262 | 872.6501 | 27.419 | 993.9286 | 9.3237e-05 | 989.1896 | 0.48059 | 993.9286 | 0.22384 | 1051.7375 | 0.61354 | 1260.9751 | 0.035134 | 1037.9661 | 0.012472 | 1173.2105 | 0 | 1172.4008 | 0 | 872.65 | 0.0010218 | 872.862 | -0.011781 | 872.6501 | 0.0015518 | 872.6501 | -0.00073713 | 872.6501 | -0.002789 | 868.4346 | 0.02773
| 407.87 | 0 |  |  | 407.87 | 0 | 407.87 | 0 | 666.1632 | 0 | 872.89 | -0.022119 | 867.5646 | 0.091939 | 666.1632 | 0 | 872.89 | -0.093881 | 872.89 | 0.0066466 | 873.1021 | 0 | 872.89 | 0.065974 | 872.89 | 0.035402 | 872.89 | 0.037615 | 668.3045 | 0.00035121 | 867.56 | -0.054577 | 873.1021 | 0.0047036 | 666.1632 | 0.017658 | 867.56 | -0.0070897 | 872.89 | 0.0081541 | 867.56 | -0.03591 | 872.89 | 0.005885 | 668.3045 | 0.00033652 | 668.3045 | 0.000257 | 872.89 | 0.045275 | 873.1021 | 0.0012858 | 873.1021 | -0.0017824 | 872.89 | 0.011926 | 989.3581 | 0.028726 | 872.89 | 0.01728 | 872.89 | 0.030169 | 989.2225 | 0 | 872.89 | 26.9813 | 994.0999 | 0.0023364 | 989.3581 | 0.46496 | 994.0999 | 0.22257 | 1051.8477 | 0.61428 | 1261.053 | 0.034955 | 1037.9792 | 0.012463 | 1173.2778 | 0 | 1172.4681 | 0 | 872.89 | 0.0012377 | 873.1021 | 0.0059453 | 872.89 | 0.030196 | 872.89 | 0.012269 | 872.89 | 0.054116 | 868.6736 | 0.027523
| 407.9498 | 0 |  |  | 407.9498 | 0 | 407.9498 | 0 | 666.2863 | 0.014343 | 873.13 | -0.039625 | 867.8042 | -0.081504 | 666.2863 | 0.024288 | 873.13 | -0.042335 | 873.13 | -0.035501 | 873.3422 | 0 | 873.13 | -0.12338 | 873.13 | -0.029723 | 873.13 | -0.090692 | 668.425 | 0.00030553 | 867.8 | -0.02235 | 873.3422 | -0.013572 | 666.2863 | 0.0023231 | 867.8 | -0.010351 | 873.13 | 0.0028457 | 867.8 | 0.014107 | 873.13 | -0.0058342 | 668.425 | 0.00033995 | 668.425 | 0.00022583 | 873.13 | 0.0032866 | 873.3422 | -0.0074669 | 873.3422 | -0.0087263 | 873.13 | -0.0054499 | 989.5266 | 0.022746 | 873.13 | -0.03328 | 873.13 | -0.023075 | 989.3921 | 0.00078262 | 873.13 | 26.7316 | 994.2712 | 0.00066582 | 989.5266 | 0.45021 | 994.2712 | 0.22095 | 1051.9578 | 0.61552 | 1261.1309 | 0.034781 | 1037.9924 | 0.012454 | 1173.3452 | 0 | 1172.5354 | 0 | 873.13 | 0.0017306 | 873.3422 | -0.00084004 | 873.13 | 0.0046103 | 873.13 | -0.089837 | 873.13 | 0.0015975 | 868.9126 | 0.027549
| 408.0296 | 0 |  |  | 408.0296 | 0 | 408.0296 | 0 | 666.4095 | 0 | 873.3699 | -0.017808 | 868.0439 | 0.035786 | 666.4095 | 0 | 873.3699 | 0.20415 | 873.3699 | 0.010458 | 873.5823 | 0 | 873.3699 | 0.061303 | 873.3699 | -0.025555 | 873.3699 | 0.063278 | 668.5455 | 0.00027494 | 868.04 | 0.037943 | 873.5823 | 0.004397 | 666.4095 | 0.0058338 | 868.04 | -2.2651e-05 | 873.3699 | 0.0042581 | 868.04 | 0.0039641 | 873.3699 | -0.0019092 | 668.5455 | 0.0003167 | 668.5455 | 0.00023742 | 873.3699 | 0.00079841 | 873.5823 | -0.0039205 | 873.5823 | -0.0024768 | 873.3699 | 0.0047425 | 989.6951 | 0.031235 | 873.3699 | 0.0069405 | 873.3699 | 0.024002 | 989.5617 | 0.00017392 | 873.3699 | 26.2547 | 994.4425 | 4.7167e-05 | 989.6951 | 0.43272 | 994.4425 | 0.21881 | 1052.0679 | 0.61697 | 1261.2087 | 0.034602 | 1038.0056 | 0.012446 | 1173.4127 | 0 | 1172.6028 | 0 | 873.37 | 0.000983 | 873.5823 | 0.0057251 | 873.3699 | 0.031548 | 873.3699 | 0.095246 | 873.3699 | 0.016351 | 869.1516 | 0.027845
| 408.1095 | 0 |  |  | 408.1095 | 0 | 408.1095 | 0 | 666.5326 | 0.0094255 | 873.6099 | -0.091074 | 868.2836 | -0.11268 | 666.5326 | 0.055238 | 873.6099 | -0.25756 | 873.6099 | -0.051175 | 873.8224 | 0 | 873.6099 | -0.13429 | 873.6099 | -0.095476 | 873.6099 | -0.15871 | 668.666 | 0.00027536 | 868.28 | -0.046258 | 873.8224 | -0.022815 | 666.5326 | 0.02424 | 868.28 | -0.010079 | 873.6099 | -0.022001 | 868.28 | -0.022269 | 873.6099 | -0.0060372 | 668.666 | 0.00030184 | 668.666 | 0.00021024 | 873.6099 | -0.062208 | 873.8224 | -0.019296 | 873.8224 | -0.0088265 | 873.6099 | -0.010454 | 989.8636 | 0.030435 | 873.6099 | -0.033461 | 873.6099 | -0.015281 | 989.7313 | 0 | 873.6099 | 25.9002 | 994.6138 | 0.00090166 | 989.8636 | 0.4231 | 994.6138 | 0.21706 | 1052.1781 | 0.61769 | 1261.2866 | 0.034428 | 1038.0189 | 0.012437 | 1173.4802 | 0 | 1172.6702 | 0 | 873.61 | 0.0016116 | 873.8224 | -0.0032361 | 873.6099 | -0.0022484 | 873.6099 | -0.012347 | 873.6099 | -0.016822 | 869.3907 | 0.027359
| 408.1893 | 0 |  |  | 408.1893 | 0 | 408.1893 | 0 | 666.6557 | 0 | 873.8499 | 0.11888 | 868.5233 | 0.023489 | 666.6557 | 0 | 873.8499 | -0.017434 | 873.8499 | 0.043112 | 874.0626 | 0 | 873.8499 | 0.054916 | 873.8499 | 0.016868 | 873.8499 | 0.069944 | 668.7865 | 0.0003026 | 868.52 | 0.064972 | 874.0626 | 0.018942 | 666.6557 | 0.0076135 | 868.52 | -0.012798 | 873.8499 | 0.02013 | 868.52 | -0.0093273 | 873.8499 | 0.019938 | 668.7865 | 0.0003087 | 668.7865 | 0.00019865 | 873.8499 | 0.045644 | 874.0626 | 0.016991 | 874.0626 | 0.0099419 | 873.8499 | 0.04897 | 990.0321 | 0.028245 | 873.8499 | 0.035797 | 873.8499 | 0.027565 | 989.9009 | 0 | 873.8499 | 25.5749 | 994.7851 | 0.00091921 | 990.0321 | 0.40692 | 994.7851 | 0.21513 | 1052.2882 | 0.61821 | 1261.3646 | 0.034253 | 1038.0321 | 0.012428 | 1173.5476 | 0 | 1172.7376 | 0 | 873.85 | 0.0015147 | 874.0626 | 0.021836 | 873.8499 | 0.044618 | 873.8499 | 0.016525 | 873.8499 | 0.044741 | 869.6297 | 0.027781
| 408.2691 | 0 |  |  | 408.2691 | 0 | 408.2691 | 0 | 666.7789 | 0 | 874.0898 | -0.077672 | 868.763 | -0.062046 | 666.7789 | 0.010436 | 874.0898 | -0.13342 | 874.0898 | -0.039373 | 874.3027 | 0 | 874.0898 | -0.10676 | 874.0898 | -0.11706 | 874.0898 | -0.15451 | 668.907 | 0.00033152 | 868.76 | -0.04314 | 874.3027 | -0.010962 | 666.7789 | 0.01212 | 868.76 | -0.0027408 | 874.0898 | -0.01175 | 868.76 | -0.023668 | 874.0898 | 0.0039686 | 668.907 | 0.00036282 | 668.907 | 0.00023742 | 874.0898 | -0.035538 | 874.3027 | -0.019357 | 874.3027 | -0.0098138 | 874.0898 | -0.0080076 | 990.2006 | 0.028993 | 874.0898 | -0.019566 | 874.0898 | -0.00051433 | 990.0706 | 0.00026087 | 874.0898 | 25.1158 | 994.9564 | 0.00079526 | 990.2006 | 0.40408 | 994.9564 | 0.21284 | 1052.3984 | 0.61907 | 1261.4425 | 0.034079 | 1038.0453 | 0.012419 | 1173.6151 | 0 | 1172.8049 | 0 | 874.09 | 0.0020269 | 874.3027 | -0.0025582 | 874.0898 | -0.003302 | 874.0898 | -0.015173 | 874.0898 | -0.0068161 | 869.8687 | 0.026794
| 408.349 | 0 |  |  | 408.349 | 0 | 408.349 | 0 | 666.902 | 0 | 874.3298 | -0.033713 | 869.0027 | 0.13378 | 666.902 | 0 | 874.3298 | -0.0035298 | 874.3298 | 0.0046809 | 874.5429 | 0 | 874.3298 | 0.059749 | 874.3298 | -0.018556 | 874.3298 | 0.081816 | 669.0274 | 0.00034912 | 869 | 0.04834 | 874.5429 | 0.0064804 | 666.902 | 0.0076135 | 869 | 0.0040544 | 874.3298 | 0.0095633 | 869 | 0.014107 | 874.3298 | 0.011212 | 669.0274 | 0.00032585 | 669.0274 | 0.00024141 | 874.3298 | 0.050061 | 874.5429 | -0.0016808 | 874.5429 | -0.001466 | 874.3298 | 0.034854 | 990.3691 | 0.038017 | 874.3298 | 0.049502 | 874.3298 | 0.022928 | 990.2402 | 0.00017392 | 874.3298 | 24.8089 | 995.1277 | 0.002117 | 990.3691 | 0.38692 | 995.1277 | 0.2101 | 1052.5087 | 0.62 | 1261.5204 | 0.033905 | 1038.0585 | 0.012411 | 1173.6826 | 0 | 1172.8723 | 0 | 874.33 | 0.00059811 | 874.5429 | 0.0090648 | 874.3298 | 0.036356 | 874.3298 | 0.025088 | 874.3298 | 0.055181 | 870.1078 | 0.027367
| 408.4288 | 0 |  |  | 408.4288 | 0 | 408.4288 | 0 | 667.0252 | 0.0038054 | 874.5698 | -0.13011 | 869.2424 | -0.10301 | 667.0252 | 0.026007 | 874.5698 | -0.25714 | 874.5698 | -0.032817 | 874.783 | 0 | 874.5698 | -0.14141 | 874.5698 | -0.060606 | 874.5698 | -0.1436 | 669.1479 | 0.00035708 | 869.24 | -0.058736 | 874.783 | -0.012835 | 667.0252 | 0.017449 | 869.24 | -0.0147 | 874.5698 | -0.010523 | 869.24 | -0.010377 | 874.5698 | -0.017604 | 669.1479 | 0.00036396 | 669.1479 | 0.00027259 | 874.5698 | -0.011914 | 874.783 | -0.019501 | 874.783 | -0.01067 | 874.5698 | -0.021612 | 990.5376 | 0.024134 | 874.5698 | -0.014717 | 874.5698 | 0.021506 | 990.4098 | 0.00078262 | 874.5698 | 24.4319 | 995.299 | 0.0012307 | 990.5376 | 0.38485 | 995.299 | 0.20812 | 1052.6189 | 0.62081 | 1261.5984 | 0.033736 | 1038.0717 | 0.012402 | 1173.7501 | 0 | 1172.9397 | 0 | 874.57 | 0.0011796 | 874.783 | -0.0094685 | 874.5698 | 0.014449 | 874.5698 | -0.026591 | 874.5698 | -0.0035075 | 870.3468 | 0.026912
| 408.5086 | 0 |  |  | 408.5086 | 0 | 408.5086 | 0 | 667.1484 | 0.0028146 | 874.8098 | -0.054173 | 869.4821 | 0.14176 | 667.1484 | 0 | 874.8098 | 0.030732 | 874.8098 | 0.0032095 | 875.0232 | 0 | 874.8098 | 0.059426 | 874.8098 | 0.050228 | 874.8098 | 0.0393 | 669.2684 | 0.00036505 | 869.48 | 0.021311 | 875.0232 | -0.0061638 | 667.1484 | 0.031658 | 869.48 | -0.0046433 | 874.8098 | 0.0047293 | 869.48 | 0.002565 | 874.8098 | 0.0029616 | 669.2684 | 0.00031061 | 669.2684 | 0.00021783 | 874.8098 | 0.023457 | 875.0232 | -0.0092367 | 875.0232 | -0.0016904 | 874.8098 | 0.01649 | 990.7061 | 0.0291 | 874.8098 | 0.021805 | 874.8098 | -0.017062 | 990.5794 | 0 | 874.8098 | 23.9242 | 995.4704 | 0.0028586 | 990.7061 | 0.36965 | 995.4704 | 0.20603 | 1052.7292 | 0.62164 | 1261.6764 | 0.033562 | 1038.0848 | 0.012393 | 1173.8176 | 0 | 1173.0071 | 0 | 874.81 | 0.00042089 | 875.0232 | -0.0017424 | 874.8098 | 0.022534 | 874.8098 | 0.030046 | 874.8098 | 0.048363 | 870.5859 | 0.026594
| 408.5885 | 0 |  |  | 408.5885 | 0 | 408.5885 | 0 | 667.2716 | 0.015397 | 875.0498 | -0.012503 | 869.7218 | -0.066891 | 667.2716 | 0.038473 | 875.0498 | -0.35491 | 875.0498 | -0.016779 | 875.2634 | 0 | 875.0498 | -0.12147 | 875.0498 | -0.077626 | 875.0498 | -0.23429 | 669.3889 | 0.00034074 | 869.72 | -0.018192 | 875.2634 | -0.00096137 | 667.2716 | 0.035524 | 869.72 | -0.015244 | 875.0498 | -0.0055725 | 869.72 | -0.011076 | 875.0498 | -0.0014117 | 669.3889 | 0.00035939 | 669.3889 | 0.00028818 | 875.0498 | -0.016062 | 875.2634 | -0.01004 | 875.2634 | -0.000447 | 875.0498 | 0.0056911 | 990.8746 | 0.028566 | 875.0498 | -0.043497 | 875.0498 | 0.021819 | 990.749 | 0.00026087 | 875.0498 | 23.4787 | 995.6417 | 0.002003 | 990.8746 | 0.36845 | 995.6417 | 0.20398 | 1052.8395 | 0.62306 | 1261.7543 | 0.033388 | 1038.098 | 0.012384 | 1173.8851 | 0 | 1173.0745 | 0 | 875.05 | 0.0014565 | 875.2634 | 0.0086244 | 875.0498 | 0.029145 | 875.0498 | -0.02584 | 875.0498 | 0.0070291 | 870.825 | 0.025893
| 408.6683 | 0 |  |  | 408.6683 | 0 | 408.6683 | 0 | 667.3948 | 0 | 875.2898 | -0.039904 | 869.9615 | 0.033822 | 667.3948 | 0 | 875.2898 | -0.035403 | 875.2898 | -0.0052267 | 875.5036 | 0 | 875.2898 | 0.069392 | 875.2898 | -0.011235 | 875.2898 | 0.024014 | 669.5094 | 0.0003093 | 869.96 | -0.024429 | 875.5036 | -0.013841 | 667.3948 | 0.014732 | 869.96 | -0.007905 | 875.2898 | -0.00046011 | 869.96 | 0.0067623 | 875.2898 | 0.0011423 | 669.5094 | 0.00030984 | 669.5094 | 0.00034254 | 875.2898 | 0.030357 | 875.5036 | -0.0028061 | 875.5036 | 0.0015553 | 875.2898 | -0.0033074 | 991.0431 | 0.031716 | 875.2898 | 0.026489 | 875.2898 | 0.0060538 | 990.9186 | 0.00017392 | 875.2898 | 23.0585 | 995.813 | 0.003792 | 991.0431 | 0.35829 | 995.813 | 0.20158 | 1052.9498 | 0.62477 | 1261.8323 | 0.033219 | 1038.1112 | 0.012376 | 1173.9526 | 0 | 1173.142 | 0 | 875.29 | 0.00071717 | 875.5036 | 0.00184 | 875.2898 | 0.019229 | 875.2898 | 0.0084934 | 875.2898 | 0.048576 | 871.064 | 0.027395
| 408.7481 | 0 |  |  | 408.7481 | 0 | 408.7481 | 0 | 667.518 | 0.011182 | 875.5299 | -0.085511 | 870.2012 | -0.12657 | 667.518 | 0.030091 | 875.5299 | -0.28965 | 875.5299 | -0.050934 | 875.7437 | 0 | 875.5299 | -0.14744 | 875.5299 | -0.10502 | 875.5299 | -0.10917 | 669.6299 | 0.0003026 | 870.2 | -0.044181 | 875.7438 | -0.019686 | 667.518 | 0.02633 | 870.2 | -0.01171 | 875.5299 | -0.015686 | 870.2 | -0.013525 | 875.5299 | -0.012379 | 669.6299 | 0.00032471 | 669.6299 | 0.00040848 | 875.5299 | -0.050429 | 875.7438 | -0.019283 | 875.7438 | -0.0090798 | 875.5299 | 0.014616 | 991.2117 | 0.03209 | 875.5299 | -0.025374 | 875.5299 | -0.04035 | 991.0883 | 0.00026087 | 875.5299 | 22.6056 | 995.9843 | 0.0017726 | 991.2117 | 0.35916 | 995.9843 | 0.19936 | 1053.0602 | 0.62597 | 1261.9103 | 0.03305 | 1038.1245 | 0.012367 | 1174.0201 | 0 | 1173.2094 | 0 | 875.53 | 0.00042643 | 875.7437 | -0.008551 | 875.5299 | -0.0089258 | 875.5299 | -0.021333 | 875.5299 | -0.0043182 | 871.3031 | 0.025625
| 408.828 | 0 |  |  | 408.828 | 0 | 408.828 | 0 | 667.6412 | 0 | 875.7699 | 0.031683 | 870.441 | 0.078634 | 667.6412 | 0 | 875.7699 | 0.10632 | 875.7699 | 0.0094658 | 875.984 | 0 | 875.7699 | 0.070841 | 875.7699 | 0.10751 | 875.7699 | 0.073204 | 669.7504 | 0.00028793 | 870.44 | 0.012994 | 875.984 | 0.0063559 | 667.6412 | 0.016508 | 870.44 | 0.0021518 | 875.7699 | 0.0087922 | 870.44 | 0.0011659 | 875.7699 | 0.0059864 | 669.7504 | 0.00029917 | 669.7504 | 0.00033854 | 875.7699 | 0.023653 | 875.984 | 0.0087374 | 875.984 | 0.001203 | 875.7699 | 0.010994 | 991.3802 | 0.030808 | 875.7699 | 0.017793 | 875.7699 | 0.044773 | 991.2579 | 0.00017392 | 875.7699 | 22.0781 | 996.1556 | 0.0034158 | 991.3802 | 0.3561 | 996.1556 | 0.19742 | 1053.1705 | 0.6268 | 1261.9883 | 0.032881 | 1038.1377 | 0.012358 | 1174.0876 | 0 | 1173.2767 | 0 | 875.77 | 0.0015036 | 875.984 | 0.0053948 | 875.7699 | 0.017427 | 875.7699 | 0.017877 | 875.7699 | 0.042398 | 871.5422 | 0.026162
| 408.9078 | 0 |  |  | 408.9078 | 0 | 408.9078 | 0 | 667.7644 | 0.012938 | 876.0099 | -0.075574 | 870.6807 | -0.047544 | 667.7644 | 0.037614 | 876.0099 | -0.1331 | 876.0099 | -0.051728 | 876.2242 | 0 | 876.0099 | -0.16475 | 876.0099 | -0.043587 | 876.0099 | -0.20826 | 669.8709 | 0.00035624 | 870.68 | -0.057695 | 876.2242 | -0.017957 | 667.7644 | 0.021001 | 870.68 | 0.010034 | 876.0099 | -0.0056763 | 870.68 | -0.017023 | 876.0099 | -0.0085231 | 669.8709 | 0.00031594 | 669.8709 | 0.00021783 | 876.0099 | -0.047484 | 876.2242 | -0.015961 | 876.2242 | -0.014625 | 876.0099 | -0.020987 | 991.5487 | 0.03839 | 876.0099 | -0.011385 | 876.0099 | 0.0028838 | 991.4275 | 0.00078262 | 876.0099 | 21.6398 | 996.3269 | 0.0010508 | 991.5487 | 0.36167 | 996.3269 | 0.19609 | 1053.2809 | 0.62732 | 1262.0663 | 0.032712 | 1038.1509 | 0.012349 | 1174.1552 | 0 | 1173.3442 | 0 | 876.01 | 0.00046243 | 876.2242 | -0.004147 | 876.0099 | -0.010681 | 876.0099 | -0.022985 | 876.0099 | -0.0061802 | 871.7813 | 0.025651
| 408.9877 | 0 |  |  | 408.9877 | 0 | 408.9877 | 0 | 667.8877 | 0 | 876.25 | -0.028443 | 870.9205 | 0.11942 | 667.8877 | 0 | 876.25 | 0.1707 | 876.25 | 0.013444 | 876.4644 | 0 | 876.25 | 0.077869 | 876.25 | 0.025868 | 876.25 | 0.12176 | 669.9914 | 0.00034074 | 870.92 | 0.020271 | 876.4644 | -0.002649 | 667.8877 | 0.010283 | 870.92 | 0.00079277 | 876.25 | 0.007912 | 870.92 | 0.01026 | 876.25 | 0.0008011 | 669.9914 | 0.0003068 | 669.9914 | 0.00016747 | 876.25 | 0.030804 | 876.4644 | 0.0018307 | 876.4644 | -0.0017972 | 876.25 | 0.0042901 | 991.7172 | 0.032303 | 876.25 | 0.025268 | 876.25 | -0.00015904 | 991.5972 | 0.00017392 | 876.25 | 21.2885 | 996.4983 | 0.0024626 | 991.7172 | 0.36506 | 996.4983 | 0.19413 | 1053.3914 | 0.62748 | 1262.1443 | 0.032543 | 1038.1641 | 0.01234 | 1174.2227 | 0 | 1173.4116 | 0 | 876.25 | 0.0014565 | 876.4644 | 0.007083 | 876.25 | 0.021032 | 876.25 | -0.0043362 | 876.25 | 0.036645 | 872.0204 | 0.02645
| 409.0675 | 0 |  |  | 409.0675 | 0 | 409.0675 | 0 | 668.0109 | 0.016451 | 876.49 | -0.10286 | 871.1602 | -0.11449 | 668.0109 | 0.036969 | 876.49 | -0.23617 | 876.49 | -0.037033 | 876.7046 | 0 | 876.49 | -0.13106 | 876.49 | -0.064342 | 876.49 | -0.09657 | 670.1119 | 0.00036882 | 871.16 | -0.045222 | 876.7046 | -0.028475 | 668.0109 | 0.018389 | 871.16 | -0.0087205 | 876.49 | -0.006774 | 871.16 | -0.022269 | 876.49 | -0.0084723 | 670.1119 | 0.00034071 | 670.1119 | 0.00015188 | 876.49 | -0.04638 | 876.7046 | -0.016239 | 876.7046 | -0.010931 | 876.49 | -0.028608 | 991.8857 | 0.031182 | 876.49 | -0.040545 | 876.49 | -0.010064 | 991.7668 | 0.00026087 | 876.49 | 20.8915 | 996.6696 | 0.00069105 | 991.8857 | 0.37402 | 996.6696 | 0.19293 | 1053.5017 | 0.62781 | 1262.2223 | 0.032374 | 1038.1772 | 0.01233 | 1174.2903 | 0 | 1173.4791 | 0 | 876.49 | 0.0013956 | 876.7046 | -0.0067527 | 876.49 | -0.0017841 | 876.49 | -0.01968 | 876.49 | -0.030041 | 872.2595 | 0.025924
| 409.1474 | 0 |  |  | 409.1474 | 0 | 409.1474 | 0 | 668.1341 | 0 | 876.7301 | -0.020303 | 871.4 | 0.12151 | 668.1341 | 0 | 876.7301 | 0.027467 | 876.7301 | 0.019169 | 876.9448 | 0 | 876.7301 | 0.052459 | 876.7301 | 0.048153 | 876.7301 | 0.034653 | 670.2324 | 0.00033445 | 871.4 | 0.0036384 | 876.9448 | -0.0018655 | 668.1341 | 0.022986 | 871.4 | 0.0040544 | 876.7301 | -0.00047138 | 871.4 | 0.0064125 | 876.7301 | 0.0067981 | 670.2324 | 0.00031785 | 670.2324 | 0.00018666 | 876.7301 | 0.011744 | 876.9448 | -1.7886e-05 | 876.9448 | 0.00011966 | 876.7301 | -0.0027066 | 992.0542 | 0.033051 | 876.7301 | 0.0028731 | 876.7301 | 0.010877 | 991.9364 | 0.00017392 | 876.7301 | 20.3848 | 996.8409 | 0.0021938 | 992.0542 | 0.3808 | 996.8409 | 0.1922 | 1053.6122 | 0.62911 | 1262.3004 | 0.032205 | 1038.1904 | 0.012321 | 1174.3578 | 0 | 1173.5466 | 0 | 876.73 | 0.00053442 | 876.9448 | 0.0036686 | 876.7301 | 0.027642 | 876.7301 | 0.041013 | 876.7301 | 0.029188 | 872.4987 | 0.026652
| 409.2272 | 0 |  |  | 409.2272 | 0 | 409.2272 | 0 | 668.2574 | 0.00099528 | 876.9701 | -0.094897 | 871.6398 | -0.070741 | 668.2574 | 0.023428 | 876.9701 | -0.24161 | 876.9701 | -0.071071 | 877.1851 | 0 | 876.9701 | -0.12792 | 876.9701 | -0.07555 | 876.9701 | -0.19314 | 670.3529 | 0.00030553 | 871.64 | 0.061854 | 877.1851 | -0.012315 | 668.2574 | 0.020165 | 871.64 | -0.0081769 | 876.9701 | -0.02994 | 871.64 | -0.0019821 | 876.9701 | -0.0045344 | 670.3529 | 0.00033081 | 670.3529 | 0.00019465 | 876.9701 | -0.053373 | 877.1851 | -0.014748 | 877.1851 | -0.011565 | 876.9701 | -0.051094 | 992.2227 | 0.0291 | 876.9701 | -0.015417 | 876.9701 | 0.0035638 | 992.1061 | 0.00078262 | 876.9701 | 20.0508 | 997.0122 | 0.00059452 | 992.2227 | 0.38178 | 997.0122 | 0.19101 | 1053.7227 | 0.63126 | 1262.3784 | 0.032041 | 1038.2036 | 0.012312 | 1174.4254 | 0 | 1173.614 | 0 | 876.97 | 0.00037659 | 877.1851 | -0.007817 | 876.9701 | 0.012417 | 876.9701 | -0.0039186 | 876.9701 | -0.027058 | 872.7378 | 0.025966
| 409.3071 | 0 |  |  | 409.3071 | 0 | 409.3071 | 0 | 668.3807 | 0 | 877.2102 | 0.010962 | 871.8795 | 0.036882 | 668.3807 | 0.0041092 | 877.2102 | 0.0053531 | 877.2102 | 0.01136 | 877.4253 | 0 | 877.2102 | 0.094551 | 877.2102 | 0.067663 | 877.2102 | 0.047064 | 670.4734 | 0.00032984 | 871.88 | 0.02235 | 877.4253 | 0.011181 | 668.3807 | 0.017449 | 871.88 | -0.010351 | 877.2102 | 0.019241 | 871.88 | -0.008278 | 877.2102 | 0.011668 | 670.4734 | 0.0003007 | 670.4734 | 0.00026859 | 877.2102 | 0.022132 | 877.4253 | 0.0010957 | 877.4253 | 0.0017333 | 877.2102 | 0.019988 | 992.3912 | 0.03791 | 877.2102 | 0.035274 | 877.2102 | 0.031447 | 992.2757 | 0 | 877.2102 | 19.713 | 997.1836 | 0.0027061 | 992.3912 | 0.38495 | 997.1836 | 0.18905 | 1053.8331 | 0.63221 | 1262.4564 | 0.031872 | 1038.2168 | 0.012303 | 1174.4929 | 0 | 1173.6815 | 0 | 877.21 | 0.0012765 | 877.4253 | 0.0081106 | 877.2102 | 0.029445 | 877.2102 | 0.037407 | 877.2102 | 0.047085 | 872.9769 | 0.026125
| 409.3869 | 0 |  |  | 409.3869 | 0 | 409.3869 | 0 | 668.504 | 0.0080204 | 877.4503 | -0.06396 | 872.1193 | -0.074592 | 668.504 | 0.0059633 | 877.4503 | -0.12657 | 877.4502 | -0.04017 | 877.6656 | 0 | 877.4503 | -0.12108 | 877.4502 | -0.036009 | 877.4502 | -0.13184 | 670.5939 | 0.000285 | 872.12 | -0.0057175 | 877.6656 | -0.02353 | 668.504 | 0.0035093 | 872.12 | -0.021224 | 877.4503 | -0.018398 | 872.12 | -0.018072 | 877.4502 | -0.010755 | 670.5939 | 0.00030413 | 670.5939 | 0.00028818 | 877.4502 | -0.018142 | 877.6656 | -0.020206 | 877.6656 | -0.0098108 | 877.4502 | 0.027983 | 992.5598 | 0.03193 | 877.4503 | -0.041407 | 877.4503 | -0.012659 | 992.4453 | 0.00078262 | 877.4503 | 19.3161 | 997.3549 | 8.1171e-05 | 992.5598 | 0.37206 | 997.3549 | 0.18754 | 1053.9437 | 0.63151 | 1262.5346 | 0.031708 | 1038.2301 | 0.012293 | 1174.5605 | 0 | 1173.749 | 0 | 877.45 | 0.00083347 | 877.6656 | -0.0042938 | 877.4502 | -0.0015997 | 877.4502 | -0.012154 | 877.4502 | -0.015234 | 873.2161 | 0.024907
| 409.4668 | 0 |  |  | 409.4668 | 0 | 409.4668 | 0 | 668.6273 | 0 | 877.6903 | -0.036119 | 872.3591 | 0.081416 | 668.6273 | 0 | 877.6903 | 0.035037 | 877.6903 | 0.01818 | 877.9058 | 0 | 877.6903 | 0.067728 | 877.6903 | -0.01217 | 877.6903 | 0.066825 | 670.7144 | 0.00030637 | 872.36 | -0.011954 | 877.9058 | 0.0059999 | 668.6273 | 0.016195 | 872.36 | 0.0097623 | 877.6903 | 0.013934 | 872.36 | 0.012009 | 877.6903 | -0.0041046 | 670.7144 | 0.00031785 | 670.7144 | 0.000257 | 877.6903 | 0.0019291 | 877.9058 | 0.0075224 | 877.9058 | 0.00053482 | 877.6903 | 0.0083371 | 992.7283 | 0.030702 | 877.6903 | 0.0235 | 877.6903 | 0.051643 | 992.615 | 0.00017392 | 877.6903 | 18.7642 | 997.5262 | 0.0014304 | 992.7283 | 0.37107 | 997.5262 | 0.18579 | 1054.0542 | 0.63163 | 1262.6126 | 0.031544 | 1038.2433 | 0.012284 | 1174.6282 | 0 | 1173.8165 | 0 | 877.69 | 0.0015866 | 877.9058 | 0.0021064 | 877.6903 | 0.038459 | 877.6903 | 0.025539 | 877.6903 | 0.031319 | 873.4552 | 0.026375
| 409.5466 | 0 |  |  | 409.5466 | 0 | 409.5466 | 0 | 668.7506 | 0.032257 | 877.9304 | 0.0028465 | 872.5989 | -0.12155 | 668.7506 | 0.019753 | 877.9304 | -0.24936 | 877.9304 | -0.024511 | 878.1461 | 0 | 877.9304 | -0.14756 | 877.9304 | -0.1291 | 877.9304 | -0.10665 | 670.8349 | 0.00024979 | 872.6 | -0.060813 | 878.1461 | -0.018436 | 668.7506 | 0.015672 | 872.6 | -0.02068 | 877.9304 | -0.0078378 | 872.6 | -0.03591 | 877.9304 | -0.0027185 | 670.8349 | 0.0003007 | 670.8349 | 0.00019465 | 877.9304 | -0.069938 | 878.1461 | -0.0075082 | 878.1461 | -0.0017141 | 877.9304 | -0.0045197 | 992.8968 | 0.028726 | 877.9304 | -0.033921 | 877.9304 | -0.023 | 992.7846 | 0.0013044 | 877.9304 | 18.3855 | 997.6976 | 0.00036026 | 992.8968 | 0.34233 | 997.6976 | 0.18383 | 1054.1647 | 0.63337 | 1262.6907 | 0.031375 | 1038.2565 | 0.012274 | 1174.6957 | 0 | 1173.884 | 0 | 877.93 | 0.0014427 | 878.1461 | 0.0063123 | 877.9304 | 0.0018141 | 877.9304 | -0.0085199 | 877.9304 | -0.0092609 | 873.6944 | 0.024956
| 409.6265 | 0 |  |  | 409.6265 | 0 | 409.6265 | 0 | 668.8739 | 0 | 878.1705 | 0.048635 | 872.8387 | 0.10355 | 668.8739 | 0 | 878.1705 | -0.059933 | 878.1705 | 0.042856 | 878.3864 | 0 | 878.1705 | 0.11852 | 878.1705 | 0.005951 | 878.1705 | 0.10329 | 670.9554 | 0.00030553 | 872.84 | 0.056654 | 878.3864 | 0.010309 | 668.8739 | 0.0064269 | 872.84 | 0.013568 | 878.1705 | 0.013183 | 872.84 | 0.0081613 | 878.1705 | 0.0041026 | 670.9554 | 0.00031213 | 670.9554 | 0.00017506 | 878.1705 | 0.066625 | 878.3864 | 0.0061254 | 878.3864 | 0.00194 | 878.1705 | 0.012315 | 993.0653 | 0.0291 | 878.1705 | 0.054051 | 878.1705 | 0.020174 | 992.9543 | 0.00017392 | 878.1705 | 18.0182 | 997.8689 | 0.0027603 | 993.0653 | 0.33643 | 997.8689 | 0.1817 | 1054.2753 | 0.63449 | 1262.7688 | 0.031211 | 1038.2697 | 0.012264 | 1174.7633 | 0 | 1173.9515 | 0 | 878.171 | 0.0007061 | 878.3864 | 0.012625 | 878.1705 | 0.03921 | 878.1705 | 0.033802 | 878.1705 | 0.062425 | 873.9335 | 0.025643
| 409.7063 | 0 |  |  | 409.7063 | 0 | 409.7063 | 0 | 668.9972 | 0.00099528 | 878.4106 | -0.048374 | 873.0785 | -0.028833 | 668.9972 | 0.022783 | 878.4106 | -0.21237 | 878.4106 | -0.049793 | 878.6267 | 0 | 878.4106 | -0.16395 | 878.4106 | -0.11872 | 878.4106 | -0.0043701 | 671.076 | 0.0003114 | 873.08 | 0.033785 | 878.6267 | -0.022792 | 668.9972 | 0.022464 | 873.08 | -0.023398 | 878.4106 | -0.0063471 | 873.08 | -0.010726 | 878.4106 | -0.0095377 | 671.076 | 0.00028393 | 671.076 | 0.00019465 | 878.4106 | -0.039018 | 878.6267 | -0.016225 | 878.6267 | -0.0063793 | 878.4106 | 0.011602 | 993.2338 | 0.027124 | 878.4106 | -0.026811 | 878.4106 | -0.0082749 | 993.1239 | 0 | 878.4106 | 17.5544 | 998.0403 | 0.0015175 | 993.2338 | 0.31358 | 998.0403 | 0.18014 | 1054.386 | 0.6347 | 1262.8469 | 0.031052 | 1038.2828 | 0.012254 | 1174.8309 | 0 | 1174.019 | 0 | 878.411 | 0.0011436 | 878.6267 | -0.0015308 | 878.4106 | 0.00050171 | 878.4106 | -0.017427 | 878.4106 | -0.015773 | 874.1727 | 0.024465
| 409.7862 | 0 |  |  | 409.7862 | 0 | 409.7862 | 0 | 669.1205 | 0 | 878.6507 | -0.062894 | 873.3183 | 0.068954 | 669.1205 | 0 | 878.6507 | -0.071625 | 878.6507 | -0.022402 | 878.8669 | 0 | 878.6507 | 0.078258 | 878.6507 | -0.049398 | 878.6507 | 0.045853 | 671.1965 | 0.00030763 | 873.32 | 0.11175 | 878.8669 | -0.0060728 | 669.1205 | 0.0034607 | 873.32 | 0.013024 | 878.6507 | 0.0070391 | 873.32 | 0.0081613 | 878.6507 | -0.0025829 | 671.1965 | 0.00026868 | 671.1965 | 0.00020224 | 878.6507 | 0.062944 | 878.8669 | -0.0023804 | 878.8669 | -0.0012129 | 878.6507 | 0.00019213 | 993.4023 | 0.03839 | 878.6507 | 0.013721 | 878.6507 | 0.021704 | 993.2936 | 0.00017392 | 878.6507 | 17.1225 | 998.2116 | 0.0038989 | 993.4023 | 0.30921 | 998.2116 | 0.17828 | 1054.4966 | 0.63554 | 1262.9251 | 0.030889 | 1038.296 | 0.012245 | 1174.8986 | 0 | 1174.0865 | 0 | 878.651 | 0.0013762 | 878.8669 | 0.0055049 | 878.6507 | 0.021783 | 878.6507 | 0.041313 | 878.6507 | 0.037284 | 874.4119 | 0.025695
| 409.8661 | 0 |  |  | 409.8661 | 0 | 409.8661 | 0 | 669.2439 | 0.0020491 | 878.8908 | -0.10248 | 873.5581 | -0.044991 | 669.2439 | 0.026437 | 878.8908 | -0.32827 | 878.8908 | -0.048037 | 879.1072 | 0 | 878.8908 | -0.15532 | 878.8908 | -0.074305 | 878.8908 | -0.15115 | 671.317 | 0.00030721 | 873.56 | -0.054577 | 879.1072 | -0.029395 | 669.2439 | 0.013269 | 873.56 | -0.0084487 | 878.8908 | -0.031865 | 873.56 | -0.010726 | 878.8908 | -0.0022679 | 671.317 | 0.00023934 | 671.317 | 0.00017906 | 878.8908 | -0.061472 | 879.1072 | -0.018336 | 879.1072 | -0.015475 | 878.8908 | -0.0014421 | 993.5708 | 0.034546 | 878.8908 | -0.01256 | 878.8908 | 0.0035239 | 993.4633 | 0.00026087 | 878.8908 | 16.647 | 998.3829 | 0.0042762 | 993.5708 | 0.29828 | 998.3829 | 0.17591 | 1054.6072 | 0.63675 | 1263.0032 | 0.030725 | 1038.3093 | 0.012235 | 1174.9662 | 0 | 1174.1541 | 0 | 878.891 | 0.00073933 | 879.1072 | -0.0063857 | 878.8908 | -0.0033575 | 878.8908 | -0.016525 | 878.8908 | 0.0072628 | 874.6511 | 0.024179
| 409.9459 | 0 |  |  | 409.9459 | 0 | 409.9459 | 0 | 669.3672 | 0 | 879.131 | -0.043573 | 873.798 | 0.14106 | 669.3672 | 0 | 879.131 | -0.10976 | 879.131 | 0.014302 | 879.3475 | 0 | 879.131 | 0.07021 | 879.131 | 0.060191 | 879.131 | 0.019956 | 671.4375 | 0.00030134 | 873.8 | -0.035864 | 879.3475 | -0.0015476 | 669.3672 | 0.02121 | 873.8 | 0.010306 | 879.131 | 0.033529 | 873.8 | 0.012359 | 879.131 | -0.00058326 | 671.4375 | 0.00022905 | 671.4375 | 0.00019065 | 879.131 | 0.026676 | 879.3475 | 0.0019557 | 879.3475 | 0.00018248 | 879.131 | 0.0054194 | 993.7394 | 0.025416 | 879.131 | 0.020977 | 879.131 | 0.019557 | 993.6329 | 0.00017392 | 879.131 | 16.3045 | 998.5543 | 0.0041408 | 993.7394 | 0.29085 | 998.5543 | 0.17379 | 1054.7179 | 0.6375 | 1263.0813 | 0.030566 | 1038.3225 | 0.012225 | 1175.0338 | 0 | 1174.2217 | 0 | 879.131 | 0.00076425 | 879.3475 | 0.0016077 | 879.131 | 0.031098 | 879.131 | 0.031398 | 879.131 | 0.042398 | 874.8903 | 0.025144
| 410.0258 | 0 |  |  | 410.0258 | 0 | 410.0258 | 0 | 669.4906 | 0 | 879.3711 | -0.079574 | 874.0378 | -0.10547 | 669.4906 | 0.016399 | 879.3711 | -0.13013 | 879.3711 | -0.05404 | 879.5879 | 0 | 879.3711 | -0.15981 | 879.3711 | -0.048153 | 879.3711 | -0.089852 | 671.558 | 0.00035038 | 874.04 | -0.031706 | 879.5879 | -0.028834 | 669.4906 | 0.020165 | 874.04 | -0.024757 | 879.3711 | -0.0075265 | 874.04 | 0.0011659 | 879.3711 | -0.012125 | 671.558 | 0.00027859 | 671.558 | 0.00026859 | 879.3711 | -0.014161 | 879.5879 | -0.023717 | 879.5879 | -0.0093357 | 879.3711 | -0.019113 | 993.9079 | 0.022265 | 879.3711 | -0.034285 | 879.3711 | -0.033536 | 993.8026 | 0.00026087 | 879.3711 | 15.8704 | 998.7256 | 0.0040026 | 993.9079 | 0.29686 | 998.7256 | 0.17177 | 1054.8286 | 0.63764 | 1263.1594 | 0.030402 | 1038.3357 | 0.012214 | 1175.1014 | 0 | 1174.2892 | 0 | 879.371 | 0.00021022 | 879.5879 | -0.0058352 | 879.3711 | -0.0077357 | 879.3711 | -0.018178 | 879.3711 | -0.020034 | 875.1295 | 0.024582
| 410.1057 | 0 |  |  | 410.1057 | 0 | 410.1057 | 0 | 669.614 | 0.0010555 | 879.6112 | -0.071692 | 874.2776 | 0.073227 | 669.614 | 0 | 879.6112 | -0.03607 | 879.6112 | -0.0021801 | 879.8282 | 0 | 879.6112 | 0.10633 | 879.6112 | -0.012039 | 879.6112 | 0.0033353 | 671.6785 | 0.00032104 | 874.28 | 0.0015593 | 879.8282 | 0.0054016 | 669.614 | 0.0088 | 874.28 | 0.0081316 | 879.6112 | 0.012528 | 874.28 | 0.018654 | 879.6112 | -0.010349 | 671.6785 | 0.00028583 | 671.6785 | 0.00030736 | 879.6112 | 0.060735 | 879.8282 | 0.0049429 | 879.8282 | 0.0037646 | 879.6112 | 0.015615 | 994.0764 | 0.034546 | 879.6112 | 0.016808 | 879.6112 | 0.04811 | 993.9722 | 0.00017392 | 879.6112 | 15.4892 | 998.897 | 0.0032469 | 994.0764 | 0.29041 | 998.897 | 0.16982 | 1054.9393 | 0.63821 | 1263.2376 | 0.030243 | 1038.3489 | 0.012204 | 1175.1691 | 0 | 1174.3568 | 0 | 879.611 | 0.00073102 | 879.8282 | 0.00024794 | 879.6112 | 0.027041 | 879.6112 | 0.020581 | 879.6112 | 0.06349 | 875.3687 | 0.025237
| 410.1855 | 0 |  |  | 410.1855 | 0 | 410.1855 | 0 | 669.7373 | 0.0087231 | 879.8514 | -0.012618 | 874.5175 | -0.093894 | 669.7373 | 0.018262 | 879.8514 | -0.30336 | 879.8514 | -0.050503 | 880.0685 | 0 | 879.8514 | -0.15647 | 879.8514 | -0.088834 | 879.8514 | -0.16711 | 671.7991 | 0.00032397 | 874.52 | -0.015073 | 880.0685 | -0.018803 | 669.7373 | 0.013896 | 874.52 | -0.012525 | 879.8514 | 0.011187 | 874.52 | 0.0029147 | 879.8514 | 0.00084372 | 671.7991 | 0.00029879 | 671.7991 | 0.00029177 | 879.8514 | -0.027873 | 880.0685 | -0.013824 | 880.0685 | -0.0073131 | 879.8514 | -0.0022584 | 994.2449 | 0.028833 | 879.8514 | -0.042862 | 879.8514 | 0.0094191 | 994.1419 | 0.00026087 | 879.8514 | 15.1695 | 999.0683 | 0.0037043 | 994.2449 | 0.30396 | 999.0683 | 0.16779 | 1055.0503 | 0.63892 | 1263.3157 | 0.030084 | 1038.3621 | 0.012194 | 1175.2368 | 0 | 1174.4243 | 0 | 879.851 | 0.00055657 | 880.0685 | -0.00050247 | 879.8514 | 0.006814 | 879.8514 | -0.097349 | 879.8514 | 0.00017978 | 875.6079 | 0.023931
| 410.2654 | 0 |  |  | 410.2654 | 0 | 410.2654 | 0 | 669.8607 | 0 | 880.0915 | 0.03411 | 874.7573 | 0.026773 | 669.8607 | 0 | 880.0915 | 0.089764 | 880.0915 | 0.025048 | 880.3089 | 0 | 880.0915 | 0.078175 | 880.0915 | -0.00042215 | 880.0915 | 0.041579 | 671.9196 | 0.00027829 | 874.76 | 0.006757 | 880.3089 | 0.0033775 | 669.8607 | 0.020688 | 874.76 | -0.018506 | 880.0915 | 0.024122 | 874.76 | 0.0029147 | 880.0915 | 0.0079143 | 671.9196 | 0.00027936 | 671.9196 | 0.0002646 | 880.0915 | 0.064416 | 880.3089 | 0.0066473 | 880.3089 | 0.0016819 | 880.0915 | 0.027108 | 994.4134 | 0.042715 | 880.0915 | 0.0021132 | 880.0915 | 0.036418 | 994.3116 | 0 | 880.0915 | 14.6943 | 999.2397 | 0.002185 | 994.4134 | 0.2938 | 999.2397 | 0.16656 | 1055.1609 | 0.63881 | 1263.3939 | 0.029926 | 1038.3752 | 0.012184 | 1175.3044 | 0 | 1174.4919 | 0 | 880.091 | 0.00081686 | 880.3089 | 0.013872 | 880.0915 | 0.030647 | 880.0915 | 0.086983 | 880.0915 | 0.049855 | 875.8471 | 0.02505
| 410.3453 | 0 |  |  | 410.3453 | 0 | 410.3453 | 0 | 669.9841 | 0.017505 | 880.3317 | -0.091776 | 874.9972 | -0.029897 | 669.9841 | 0.014163 | 880.3317 | -0.30731 | 880.3317 | -0.030733 | 880.5492 | 0 | 880.3317 | -0.15832 | 880.3317 | -0.084268 | 880.3317 | -0.17886 | 672.0401 | 0.00017938 | 875 | 0.024429 | 880.5492 | -0.011426 | 669.9841 | 0.007068 | 875 | 0.008947 | 880.3317 | -0.0072453 | 875 | -0.017722 | 880.3317 | -0.021815 | 672.0401 | 0.00019437 | 672.0401 | 0.00020224 | 880.3317 | -0.086134 | 880.5492 | -0.017241 | 880.5492 | -0.011215 | 880.3317 | -0.041974 | 994.582 | 0.02894 | 880.3317 | -0.04434 | 880.3317 | 0.0029088 | 994.4812 | 0.00026087 | 880.3317 | 14.3414 | 999.411 | 0.0040717 | 994.582 | 0.28713 | 999.411 | 0.16507 | 1055.2717 | 0.63859 | 1263.4721 | 0.029767 | 1038.3885 | 0.012174 | 1175.3721 | 0 | 1174.5594 | 0 | 880.332 | 0.00062303 | 880.5492 | -0.0062022 | 880.3317 | -0.0016908 | 880.3317 | -0.014826 | 880.3317 | -0.0059734 | 876.0864 | 0.024332
| 410.4252 | 0 |  |  | 410.4252 | 0 | 410.4252 | 0 | 670.1075 | 0 | 880.5718 | -0.068562 | 875.2371 | -0.081322 | 670.1075 | 0 | 880.5718 | -0.30517 | 880.5718 | -0.064753 | 880.7895 | 0 | 880.5718 | -0.13445 | 880.5718 | -0.036532 | 880.5718 | -0.1881 | 672.1606 | 0.00060184 | 875.24 | -0.026508 | 880.7895 | -0.017457 | 670.1075 | 0.010866 | 875.24 | -0.019864 | 880.5718 | -0.01698 | 875.24 | -0.0065291 | 880.5718 | -0.004467 | 672.1606 | 0.00055985 | 672.1606 | 0.00050201 | 880.5718 | -0.023827 | 880.7895 | -0.020529 | 880.7895 | -0.011064 | 880.5718 | -0.027483 | 994.7505 | 0.033211 | 880.5718 | -0.032854 | 880.5718 | 0.0038253 | 994.6509 | 0 | 880.5718 | 13.5981 | 999.5824 | 0.0021642 | 994.7505 | 0.2832 | 999.5824 | 0.16364 | 1055.3826 | 0.63858 | 1263.5503 | 0.029608 | 1038.4017 | 0.012163 | 1175.4398 | 0 | 1174.6271 | 0 | 880.572 | 0.00075594 | 880.7895 | -0.0054315 | 880.5718 | -0.0048404 | 880.5718 | -0.029595 | 880.5718 | -0.016903 | 876.3256 | 0.023788
| 410.505 | 0 |  |  | 410.505 | 0 | 410.5051 | 0 | 670.2309 | 0 | 880.812 | 0.018096 | 875.4769 | 0.12276 | 670.2309 | 0.026867 | 880.812 | 0.16248 | 880.812 | 0.026877 | 881.0299 | 0 | 880.812 | 0.10159 | 880.812 | 0.078041 | 880.812 | 0.046147 | 672.2812 | 0.00053059 | 875.48 | 0.011954 | 881.0299 | 0.017977 | 670.2309 | 0.02727 | 875.48 | -0.006546 | 880.812 | 0.010446 | 875.48 | -0.0065291 | 880.812 | 0.003287 | 672.2812 | 0.00046381 | 672.2812 | 0.0003893 | 880.812 | -0.003836 | 881.0299 | 0.0062983 | 881.0299 | 0.0022003 | 880.812 | 0.013991 | 994.919 | 0.034279 | 880.812 | 0.021225 | 880.812 | 0.02072 | 994.8206 | 0.0013044 | 880.812 | 13.2592 | 999.7537 | 0.0040388 | 994.919 | 0.2691 | 999.7537 | 0.16169 | 1055.4934 | 0.63937 | 1263.6284 | 0.029449 | 1038.4149 | 0.012153 | 1175.5075 | 0 | 1174.6947 | 0 | 880.812 | 0.00039597 | 881.0299 | 0.0090648 | 880.812 | 0.029145 | 880.812 | 0.019229 | 880.812 | 0.043676 | 876.5649 | 0.023815
| 410.5849 | 0 |  |  | 410.5849 | 0 | 410.5849 | 0 | 670.3544 | 0 | 881.0522 | -0.098481 | 875.7168 | -0.016995 | 670.3544 | 0 | 881.0522 | -0.35587 | 881.0522 | -0.047454 | 881.2703 | 0 | 881.0522 | -0.16068 | 881.0522 | -0.077211 | 881.0522 | -0.14024 | 672.4017 | 0.0010432 | 875.72 | 0.019232 | 881.2703 | -0.015484 | 670.3544 | 0.019747 | 875.72 | 0.02145 | 881.0522 | -0.0051459 | 875.72 | 0.011659 | 881.0522 | -0.013647 | 672.4017 | 0.00092534 | 672.4017 | 0.00078619 | 881.0522 | -0.041963 | 881.2703 | -0.014108 | 881.2703 | -0.0089668 | 881.0522 | 0.022361 | 995.0875 | 0.041113 | 881.0522 | -0.011333 | 881.0522 | 0.020183 | 994.9902 | 0 | 881.0522 | 12.9513 | 999.9251 | 0.0014358 | 995.0875 | 0.27708 | 999.9251 | 0.16018 | 1055.6042 | 0.64098 | 1263.7067 | 0.029291 | 1038.4281 | 0.012143 | 1175.5752 | 0 | 1174.7623 | 0 | 881.052 | 0.00057596 | 881.2703 | -0.011414 | 881.0522 | -0.016976 | 881.0522 | -0.023286 | 881.0522 | -0.001185 | 876.8041 | 0.023574
| 410.6648 | 0 |  |  | 410.6648 | 0 | 410.6648 | 0 | 670.4778 | 0.020723 | 881.2923 | -0.032301 | 875.9567 | 0.084671 | 670.4778 | 0.030951 | 881.2923 | -0.11901 | 881.2923 | 0.013868 | 881.5107 | 0 | 881.2923 | 0.093734 | 881.2923 | 0.048153 | 881.2923 | 0.039854 | 672.5222 | 0.00053101 | 875.96 | -0.006757 | 881.5107 | -0.012145 | 670.4778 | 0.024867 | 875.96 | -0.0030125 | 881.2923 | 0.0086271 | 875.96 | -0.00058295 | 881.2923 | 0.0013537 | 672.5222 | 0.00046496 | 672.5222 | 0.00040489 | 881.2923 | 0.036568 | 881.5107 | 0.0046784 | 881.5107 | 0.00089651 | 881.2923 | 0.014241 | 995.256 | 0.030488 | 881.2923 | 0.024689 | 881.2923 | 0.0042321 | 995.1599 | 0.0013044 | 881.2923 | 12.5771 | 1000.0965 | 0.0035617 | 995.256 | 0.24407 | 1000.0965 | 0.15842 | 1055.7152 | 0.64206 | 1263.7849 | 0.029137 | 1038.4413 | 0.012133 | 1175.6429 | 0 | 1174.8298 | 0 | 881.292 | 0.0012765 | 881.5107 | 0.0051012 | 881.2923 | 0.028694 | 881.2923 | 0.012869 | 881.2923 | 0.029614 | 877.0434 | 0.024226
| 410.7447 | 0 |  |  | 410.7447 | 0 | 410.7447 | 0 | 670.6013 | 0 | 881.5325 | -0.050767 | 876.1966 | -0.0050483 | 670.6013 | 0 | 881.5325 | -0.38541 | 881.5325 | -0.035578 | 881.751 | 0 | 881.5325 | -0.16447 | 881.5325 | -0.080532 | 881.5325 | -0.13016 | 672.6428 | 0.00099413 | 876.2 | -0.040022 | 881.751 | -0.015347 | 670.6013 | 0.014105 | 876.2 | 0.0045981 | 881.5325 | -0.0067554 | 876.2 | -0.0016322 | 881.5325 | 0.0020265 | 672.6428 | 0.0009505 | 672.6428 | 0.00085614 | 881.5325 | -0.085398 | 881.751 | -0.015159 | 881.751 | -0.0081045 | 881.5325 | 0.0080222 | 995.4246 | 0.028886 | 881.5325 | -0.031812 | 881.5325 | 0.00091696 | 995.3296 | 0 | 881.5325 | 12.2991 | 1000.2678 | 0.0015708 | 995.4246 | 0.2445 | 1000.2678 | 0.15691 | 1055.826 | 0.64211 | 1263.863 | 0.028978 | 1038.4546 | 0.012122 | 1175.7106 | 0 | 1174.8975 | 0 | 881.533 | 0.00090824 | 881.751 | -0.0059086 | 881.5325 | 0.0049422 | 881.5325 | -0.022534 | 881.5325 | -0.015094 | 877.2827 | 0.023343
| 410.8246 | 0 |  |  | 410.8246 | 0 | 410.8246 | 0 | 670.7247 | 0.014695 | 881.7727 | 0.048539 | 876.4365 | -0.029134 | 670.7247 | 0.020498 | 881.7727 | 0.057315 | 881.7727 | 0.051786 | 881.9914 | 0 | 881.7727 | 0.11294 | 881.7727 | 0.0088261 | 881.7727 | 0.027626 | 672.7633 | 0.00047527 | 876.44 | 0.041062 | 881.9914 | 0.021216 | 670.7247 | 0.010971 | 876.44 | 0.00079277 | 881.7727 | 0.011673 | 876.44 | -0.0068788 | 881.7727 | 0.012683 | 672.7633 | 0.00048821 | 672.7633 | 0.00045165 | 881.7727 | 0.081717 | 881.9914 | 0.016647 | 881.9914 | 0.012763 | 881.7727 | 0.034854 | 995.5931 | 0.034759 | 881.7727 | 0.034395 | 881.7727 | -0.011057 | 995.4993 | 0.0013044 | 881.7727 | 12.0141 | 1000.4392 | 0.0028542 | 995.5931 | 0.21292 | 1000.4392 | 0.15479 | 1055.937 | 0.64185 | 1263.9413 | 0.028825 | 1038.4678 | 0.012112 | 1175.7783 | 0 | 1174.9651 | 0 | 881.773 | 0.00013723 | 881.9914 | 0.013138 | 881.7727 | 0.053933 | 881.7727 | 0.0096958 | 881.7727 | 0.057311 | 877.5219 | 0.024043
| 410.9045 | 0 |  |  | 410.9045 | 0 | 410.9045 | 0 | 670.8482 | 0 | 882.0129 | -0.11469 | 876.6764 | -0.026139 | 670.8482 | 0 | 882.0129 | -0.18658 | 882.0129 | -0.038775 | 882.2318 | 0 | 882.0129 | -0.15935 | 882.0129 | -0.072229 | 882.0129 | -0.21917 | 672.8838 | 0.00097401 | 876.68 | -0.0057175 | 882.2318 | -0.018756 | 670.8482 | 0.018284 | 876.68 | -0.00083807 | 882.0129 | -0.0055704 | 876.68 | 0.0246 | 882.0129 | -0.016285 | 672.8838 | 0.0010046 | 672.8838 | 0.00099643 | 882.0129 | -0.057054 | 882.2318 | -0.014034 | 882.2318 | -0.0087254 | 882.0129 | -0.034104 | 995.7616 | 0.027978 | 882.0129 | -0.031541 | 882.0129 | -0.024389 | 995.6689 | 0 | 882.0129 | 11.6168 | 1000.6106 | 0.00096747 | 995.7616 | 0.21554 | 1000.6106 | 0.15314 | 1056.048 | 0.64245 | 1264.0195 | 0.028671 | 1038.481 | 0.012102 | 1175.8461 | 0 | 1175.0327 | 0 | 882.013 | 0.0013928 | 882.2318 | -0.01879 | 882.0129 | 0.0035983 | 882.0129 | -0.022985 | 882.0129 | -0.0042426 | 877.7612 | 0.022203
| 410.9844 | 0 |  |  | 410.9844 | 0 | 410.9844 | 0 | 670.9716 | 0.038904 | 882.2531 | 0.035248 | 876.9163 | 0.098798 | 670.9716 | 0.018262 | 882.2531 | 0.11806 | 882.2531 | 0.025224 | 882.4722 | 0 | 882.2531 | 0.10089 | 882.2531 | 0.026098 | 882.2531 | 0.01461 | 673.0044 | 0.00051006 | 876.92 | -0.010915 | 882.4722 | 0.0086384 | 670.9716 | 0.029569 | 876.92 | -0.0032843 | 882.2531 | 0.018202 | 876.92 | -0.011076 | 882.2531 | 0.011719 | 673.0044 | 0.00052251 | 673.0044 | 0.00055277 | 882.2531 | 0.080612 | 882.4722 | 0.0092194 | 882.4722 | 0.0044034 | 882.2531 | -0.004801 | 995.9302 | 0.032784 | 882.2531 | 0.026677 | 882.2531 | 0.049145 | 995.8386 | 0.0018258 | 882.2531 | 11.2503 | 1000.7819 | 0.0042187 | 995.9302 | 0.1927 | 1000.7819 | 0.15125 | 1056.1589 | 0.6435 | 1264.0979 | 0.028517 | 1038.4941 | 0.012092 | 1175.9138 | 0 | 1175.1005 | 0 | 882.253 | 0.0011131 | 882.4722 | 0.014643 | 882.2531 | 0.040262 | 882.2531 | 0.018328 | 882.2531 | 0.049428 | 878.0005 | 0.023579
| 411.0643 | 0 |  |  | 411.0643 | 0 | 411.0643 | 0 | 671.0951 | 0 | 882.4933 | -0.060045 | 877.1562 | -0.098149 | 671.0951 | 0 | 882.4933 | -0.30783 | 882.4933 | -0.032418 | 882.7126 | 0 | 882.4933 | -0.15219 | 882.4933 | -0.014567 | 882.4933 | -0.14024 | 673.1249 | 0.0010419 | 877.16 | 0.014034 | 882.7126 | -0.018805 | 671.0951 | 0.012956 | 877.16 | -0.017147 | 882.4933 | 0.0027947 | 877.16 | -0.0086277 | 882.4933 | -0.0080157 | 673.1249 | 0.0010408 | 673.1249 | 0.00098084 | 882.4933 | -0.04049 | 882.7126 | -0.0099676 | 882.7126 | -0.0083256 | 882.4933 | -0.0070895 | 996.0987 | 0.027605 | 882.4933 | -0.023161 | 882.4933 | -0.043478 | 996.0083 | 0 | 882.4933 | 10.9373 | 1000.9533 | 0.00051335 | 996.0987 | 0.19204 | 1000.9533 | 0.14957 | 1056.27 | 0.6434 | 1264.1762 | 0.028358 | 1038.5073 | 0.012083 | 1175.9816 | 0 | 1175.1681 | 0 | 882.493 | 0.0011879 | 882.7126 | -0.0015158 | 882.4933 | -0.0059375 | 882.4933 | -0.015173 | 882.4933 | -0.011162 | 878.2398 | 0.022864
| 411.1442 | 0 |  |  | 411.1442 | 0 | 411.1441 | 0 | 671.2186 | 0.01891 | 882.7336 | -0.049461 | 877.3961 | 0.064084 | 671.2186 | 0.027297 | 882.7336 | 0.064493 | 882.7336 | 0.0030528 | 882.9531 | 0 | 882.7336 | 0.021291 | 882.7336 | 0.068078 | 882.7336 | 0.10581 | 673.2455 | 0.00054065 | 877.4 | -0.070168 | 882.9531 | 0.008392 | 671.2186 | 0.02424 | 877.4 | 0.010578 | 882.7336 | 0.01025 | 877.4 | -0.0079281 | 882.7336 | 0.0041927 | 673.2455 | 0.00052899 | 673.2455 | 0.00044366 | 882.7336 | 0.026261 | 882.9531 | -0.0023439 | 882.9531 | 0.00086816 | 882.7336 | 0.024735 | 996.2672 | 0.021892 | 882.7336 | 0.041382 | 882.7336 | -0.0097516 | 996.178 | 0.00078262 | 882.7336 | 10.5435 | 1001.1247 | 0.0017397 | 996.2672 | 0.17105 | 1001.1247 | 0.14762 | 1056.381 | 0.64353 | 1264.2544 | 0.02821 | 1038.5206 | 0.012073 | 1176.0493 | 0 | 1175.2357 | 0 | 882.734 | 0.0007061 | 882.9531 | 0.00062313 | 882.7336 | 0.018328 | 882.7336 | 0.019981 | 882.7336 | 0.047511 | 878.4791 | 0.022996
| 411.224 | 0 |  |  | 411.224 | 0 | 411.224 | 0 | 671.3421 | 0 | 882.9738 | -0.061238 | 877.636 | -0.15266 | 671.3421 | 0 | 882.9738 | -0.17219 | 882.9738 | -0.048412 | 883.1935 | 0 | 882.9738 | -0.17138 | 882.9738 | -0.075965 | 882.9738 | -0.19566 | 673.366 | 0.0010365 | 877.64 | -0.010915 | 883.1935 | -0.017538 | 671.3421 | 0.013269 | 877.64 | -0.019321 | 882.9738 | -0.016695 | 877.64 | -0.0072287 | 882.9738 | -0.013951 | 673.366 | 0.00099394 | 673.366 | 0.00084854 | 882.9738 | -0.035555 | 883.1935 | -0.013796 | 883.1935 | -0.0063945 | 882.9738 | -0.011839 | 996.4357 | 0.033585 | 882.9738 | -0.043599 | 882.9738 | -0.0029944 | 996.3477 | 0 | 882.9738 | 10.2372 | 1001.2961 | 0.0010673 | 996.4357 | 0.17182 | 1001.2961 | 0.14639 | 1056.4921 | 0.64527 | 1264.3326 | 0.028056 | 1038.5338 | 0.012063 | 1176.1171 | 0 | 1175.3033 | 0 | 882.974 | 0.00085839 | 883.1935 | -0.0039635 | 882.9738 | 0.006423 | 882.9738 | -0.018028 | 882.9738 | -9.4668e-05 | 878.7184 | 0.022387
| 411.3039 | 0 |  |  | 411.3039 | 0 | 411.3039 | 0 | 671.4657 | 0.017153 | 883.214 | -0.0055384 | 877.876 | 0.031645 | 671.4657 | 0.037184 | 883.214 | 0.30008 | 883.214 | 0.018118 | 883.4339 | 0 | 883.214 | 0.08279 | 883.214 | -0.020468 | 883.214 | 0.027134 | 673.4865 | 0.00050377 | 877.88 | -0.012994 | 883.4339 | -0.0062464 | 671.4657 | 0.0038058 | 877.88 | -0.01606 | 883.214 | 0.014189 | 877.88 | -0.0065291 | 883.214 | -0.0044084 | 673.4865 | 0.00047639 | 673.4865 | 0.00042807 | 883.214 | 0.0070652 | 883.4339 | -0.0026708 | 883.4339 | 0.00079235 | 883.214 | -0.0096339 | 996.6043 | 0.025469 | 883.214 | 0.038888 | 883.214 | 0.0095829 | 996.5174 | 0.0018258 | 883.214 | 10.0018 | 1001.4674 | 0.0016114 | 996.6043 | 0.15991 | 1001.4674 | 0.14532 | 1056.6031 | 0.64668 | 1264.411 | 0.027903 | 1038.547 | 0.012054 | 1176.1848 | 0 | 1175.3711 | 0 | 883.214 | 0.00030736 | 883.4339 | 0.0032163 | 883.214 | 0.016676 | 883.214 | 0.01983 | 883.214 | 0.022797 | 878.9578 | 0.023462
| 411.3838 | 0 |  |  | 411.3838 | 0 | 411.3838 | 0 | 671.5892 | 0 | 883.4543 | -0.14135 | 878.1159 | -0.026839 | 671.5892 | 0 | 883.4543 | -0.12446 | 883.4543 | -0.070151 | 883.6744 | 0 | 883.4543 | -0.14258 | 883.4543 | -0.021407 | 883.4543 | -0.14108 | 673.6071 | 0.0010402 | 878.12 | -0.0025989 | 883.6744 | -0.032026 | 671.5892 | 0.0088 | 878.12 | 0.00024916 | 883.4543 | -0.0025996 | 878.12 | 0.022152 | 883.4543 | -0.014662 | 673.6071 | 0.00096384 | 673.6071 | 0.00084455 | 883.4543 | -0.056686 | 883.6744 | -0.030384 | 883.6744 | -0.01828 | 883.4543 | -0.019488 | 996.7728 | 0.037162 | 883.4543 | -0.058731 | 883.4543 | 0.0020869 | 996.6871 | 0 | 883.4543 | 9.6848 | 1001.6388 | 0.0012549 | 996.7728 | 0.16242 | 1001.6388 | 0.14432 | 1056.7142 | 0.64726 | 1264.4893 | 0.027749 | 1038.5602 | 0.012045 | 1176.2526 | 0 | 1175.4387 | 0 | 883.454 | 0.00085839 | 883.6744 | -0.012735 | 883.4543 | -0.0080958 | 883.4543 | -0.013336 | 883.4543 | -0.016011 | 879.1971 | 0.022524
| 411.4637 | 0 |  |  | 411.4637 | 0 | 411.4637 | 0 | 671.7127 | 0.014695 | 883.6945 | 0.040956 | 878.3559 | 0.10919 | 671.7127 | 0.027512 | 883.6945 | 0.095418 | 883.6945 | 0.016364 | 883.9148 | 0 | 883.6945 | 0.11962 | 883.6945 | 0.081362 | 883.6945 | 0.090692 | 673.7276 | 0.00053688 | 878.36 | -0.040022 | 883.9148 | -0.0048151 | 671.7127 | 0.015359 | 878.36 | 0.0010646 | 883.6945 | 0.012163 | 878.36 | 0.0015157 | 883.6945 | 0.0077113 | 673.7276 | 0.00049507 | 673.7276 | 0.00043207 | 883.6945 | 0.044539 | 883.9148 | 0.0088999 | 883.9148 | -0.00040057 | 883.6945 | 0.003762 | 996.9413 | 0.034653 | 883.6945 | 0.025518 | 883.6945 | 0.020925 | 996.8568 | 0.0013044 | 883.6945 | 9.4595 | 1001.8102 | 0.0025865 | 996.9413 | 0.15236 | 1001.8102 | 0.14298 | 1056.8254 | 0.64729 | 1264.5676 | 0.0276 | 1038.5734 | 0.012036 | 1176.3204 | 0 | 1175.5065 | 0 | 883.695 | 0.00061472 | 883.9148 | 0.0088079 | 883.6945 | 0.041914 | 883.6945 | 0.014949 | 883.6945 | 0.043463 | 879.4364 | 0.023332
| 411.5436 | 0 |  |  | 411.5436 | 0 | 411.5436 | 0 | 671.8363 | 0 | 883.9348 | -0.049734 | 878.5958 | -0.15945 | 671.8363 | 0 | 883.9348 | -0.26513 | 883.9348 | -0.04026 | 884.1553 | 0 | 883.9348 | -0.16149 | 883.9348 | -0.067663 | 883.9348 | -0.18726 | 673.8482 | 0.0010939 | 878.6 | -0.0015593 | 884.1553 | -0.020261 | 671.8363 | 0.023927 | 878.6 | -0.0147 | 883.9348 | 0.0055029 | 878.6 | -0.021569 | 883.9348 | -0.003752 | 673.8482 | 0.0010046 | 673.8482 | 0.00080578 | 883.9348 | -0.044171 | 884.1553 | -0.02191 | 884.1553 | -0.015556 | 883.9348 | -0.013117 | 997.1099 | 0.028993 | 883.9348 | -0.047817 | 883.9348 | 0.00055017 | 997.0265 | 0 | 883.9348 | 9.1301 | 1001.9816 | 0.00091921 | 997.1099 | 0.15553 | 1001.9816 | 0.14196 | 1056.9365 | 0.64665 | 1264.6459 | 0.027447 | 1038.5867 | 0.012028 | 1176.3882 | 0 | 1175.5741 | 0 | 883.935 | 0.00084455 | 884.1553 | -0.0039268 | 883.9348 | 0.0030577 | 883.9348 | -0.034853 | 883.9348 | -0.0013262 | 879.6758 | 0.022506
| 411.6235 | 0 |  |  | 411.6235 | 0 | 411.6235 | 0 | 671.9598 | 0 | 884.175 | -0.010195 | 878.8358 | 0.0083122 | 671.9598 | 0.010808 | 884.175 | 0.031919 | 884.175 | 0.0048142 | 884.3958 | 0 | 884.175 | 0.088142 | 884.175 | 0.063512 | 884.175 | 0.052204 | 673.9687 | 0.00055826 | 878.84 | -0.052495 | 884.3958 | 0.011106 | 671.9598 | 0.025703 | 878.84 | -0.015787 | 884.175 | 0.02349 | 878.84 | -0.010027 | 884.175 | 0.0052254 | 673.9687 | 0.00051031 | 673.9687 | 0.0003813 | 884.175 | 0.057054 | 884.3958 | 0.00054828 | 884.3958 | 0.0018813 | 884.175 | 0.024985 | 997.2784 | 0.032464 | 884.175 | 0.014279 | 884.175 | 0.030121 | 997.1962 | 0.0018258 | 884.175 | 8.9794 | 1002.153 | 0.0036286 | 997.2784 | 0.14952 | 1002.153 | 0.1407 | 1057.0477 | 0.64649 | 1264.7242 | 0.027298 | 1038.5999 | 0.012019 | 1176.4559 | 0 | 1175.6418 | 0 | 884.175 | 0.0010495 | 884.3958 | 0.0065692 | 884.175 | 0.0326 | 884.175 | 0.014646 | 884.175 | 0.055607 | 879.9151 | 0.022772
| 411.7034 | 0 |  |  | 411.7034 | 0 | 411.7034 | 0 | 672.0834 | 0 | 884.4153 | -0.068974 | 879.0757 | -0.086415 | 672.0834 | 0 | 884.4153 | -0.29825 | 884.4153 | -0.036368 | 884.6362 | 0 | 884.4153 | -0.17251 | 884.4153 | 0.036998 | 884.4153 | -0.17803 | 674.0893 | 0.0010909 | 879.08 | 0.030666 | 884.6362 | -0.020021 | 672.0834 | 0.0013843 | 879.08 | -0.0070897 | 884.4153 | -0.010301 | 879.08 | -0.00093273 | 884.4153 | -0.0074577 | 674.0893 | 0.0010126 | 674.0893 | 0.00078619 | 884.4153 | -0.069938 | 884.6362 | -0.020674 | 884.6362 | -0.012113 | 884.4153 | -0.0045655 | 997.4469 | 0.030702 | 884.4153 | -0.04706 | 884.4153 | -0.020954 | 997.3659 | 0 | 884.4153 | 8.6588 | 1002.3244 | 0.001143 | 997.4469 | 0.15805 | 1002.3244 | 0.13937 | 1057.1589 | 0.64728 | 1264.8026 | 0.027145 | 1038.613 | 0.012011 | 1176.5238 | 0 | 1175.7096 | 0 | 884.415 | 0.0015091 | 884.6362 | -0.003486 | 884.4153 | 0.0063628 | 884.4153 | -0.027642 | 884.4153 | -0.027484 | 880.1545 | 0.021228
| 411.7834 | 0 |  |  | 411.7834 | 0 | 411.7834 | 0 | 672.207 | 0.012236 | 884.6556 | 0.031624 | 879.3157 | 0.19507 | 672.207 | 0.026867 | 884.6556 | 0.19434 | 884.6556 | 0.030541 | 884.8767 | 0 | 884.6556 | 0.12018 | 884.6556 | -0.019399 | 884.6556 | 0.21497 | 674.2098 | 0.0005394 | 879.32 | -0.021311 | 884.8767 | 0.022182 | 672.207 | 0.033121 | 879.32 | 0.020635 | 884.6556 | 0.017563 | 879.32 | 0.026349 | 884.6556 | 0.0065952 | 674.2098 | 0.00051298 | 674.2098 | 0.00040489 | 884.6556 | 0.040122 | 884.8767 | 0.016786 | 884.8767 | 0.0057767 | 884.6556 | -0.0074593 | 997.6154 | 0.029687 | 884.6556 | 0.039018 | 884.6556 | 0.021216 | 997.5356 | 0.0013044 | 884.6556 | 8.4105 | 1002.4958 | 0.0032271 | 997.6154 | 0.15455 | 1002.4958 | 0.13804 | 1057.2701 | 0.64853 | 1264.881 | 0.026996 | 1038.6262 | 0.012004 | 1176.5916 | 0 | 1175.7772 | 0 | 884.656 | 0.00086116 | 884.8767 | 0.016478 | 884.6556 | 0.054233 | 884.6556 | 0.028393 | 884.6556 | 0.059229 | 880.3939 | 0.022369
| 411.8633 | 0 |  |  | 411.8633 | 0 | 411.8633 | 0 | 672.3305 | 0 | 884.8958 | -0.036315 | 879.5557 | -0.083966 | 672.3305 | 0 | 884.8958 | -0.33474 | 884.8958 | -0.031037 | 885.1172 | 0 | 884.8958 | -0.15534 | 884.8958 | -0.10959 | 884.8958 | -0.18222 | 674.3304 | 0.001075 | 879.56 | -0.036903 | 885.1172 | -0.019366 | 672.3305 | 0.011807 | 879.56 | -0.003828 | 884.8958 | -0.0062074 | 879.56 | 0.0032645 | 884.8958 | -0.0076606 | 674.3304 | 0.00093144 | 674.3304 | 0.00083296 | 884.8958 | -0.065521 | 885.1172 | -0.015626 | 885.1172 | -0.0078733 | 884.8958 | -0.015366 | 997.784 | 0.028352 | 884.8958 | -0.044832 | 884.8958 | -0.0058273 | 997.7053 | 0 | 884.8958 | 8.085 | 1002.6671 | 0.00066692 | 997.784 | 0.16646 | 1002.6671 | 0.1366 | 1057.3816 | 0.64954 | 1264.9594 | 0.026848 | 1038.6395 | 0.011997 | 1176.6594 | 0 | 1175.845 | 0 | 884.896 | 0.00063687 | 885.1172 | 0.00077012 | 884.8958 | -0.016976 | 884.8958 | -0.014496 | 884.8958 | -0.028549 | 880.6332 | 0.022266
| 411.9432 | 0 |  |  | 411.9432 | 0 | 411.9432 | 0 | 672.4541 | 0.032648 | 885.1361 | 0.069779 | 879.7957 | 0.068072 | 672.4541 | 0.03353 | 885.1361 | 0.060124 | 885.1361 | 0.050943 | 885.3577 | 0 | 885.1361 | 0.080051 | 885.1361 | 0.018681 | 885.1361 | 0.10077 | 674.451 | 0.00054443 | 879.8 | 0.073286 | 885.3577 | 0.021583 | 672.4541 | 0.028106 | 879.8 | -0.0095359 | 885.1361 | 0.023962 | 879.8 | -0.0026815 | 885.1361 | 0.020394 | 674.451 | 0.00043485 | 674.451 | 0.00042807 | 885.1361 | 0.02496 | 885.3577 | 0.020143 | 885.3577 | 0.0062276 | 885.1361 | 0.071956 | 997.9525 | 0.031663 | 885.1361 | 0.064436 | 885.1361 | -0.016564 | 997.875 | 0.0018258 | 885.1361 | 8.0154 | 1002.8385 | 0.00093127 | 997.9525 | 0.16308 | 1002.8385 | 0.13511 | 1057.4927 | 0.65003 | 1265.0377 | 0.026699 | 1038.6527 | 0.01199 | 1176.7273 | 0 | 1175.9127 | 0 | 885.136 | 0.00033505 | 885.3577 | 0.016441 | 885.1361 | 0.044768 | 885.1361 | 0.024337 | 885.1361 | 0.046446 | 880.8726 | 0.021953
| 412.0231 | 0 |  |  | 412.0231 | 0 | 412.0231 | 0 | 672.5777 | 0 | 885.3764 | -0.066136 | 880.0357 | -0.12363 | 672.5777 | 0 | 885.3764 | -0.17895 | 885.3764 | -0.055379 | 885.5982 | 0 | 885.3764 | -0.14717 | 885.3764 | -0.10544 | 885.3764 | -0.1436 | 674.5715 | 0.0010717 | 880.04 | 0.031706 | 885.5982 | -0.024634 | 672.5777 | 0.0028674 | 880.04 | 0.00079277 | 885.3764 | -0.012065 | 880.04 | 0.0092106 | 885.3764 | -0.00050543 | 674.5715 | 0.00089066 | 674.5715 | 0.00087972 | 885.3764 | -0.027934 | 885.5982 | -0.017583 | 885.5982 | -0.01552 | 885.3764 | -0.050844 | 998.121 | 0.02627 | 885.3764 | -0.038108 | 885.3764 | -0.0077241 | 998.0447 | 0 | 885.3764 | 7.5921 | 1003.0099 | 0.00087534 | 998.121 | 0.17444 | 1003.0099 | 0.13354 | 1057.604 | 0.65005 | 1265.1161 | 0.026551 | 1038.6659 | 0.011984 | 1176.795 | 0 | 1175.9805 | 0 | 885.376 | 0.00066179 | 885.5982 | -0.0037066 | 885.3764 | -0.0069801 | 885.3764 | -0.0064245 | 885.3764 | -0.016072 | 881.112 | 0.021573
| 412.103 | 0 |  |  | 412.103 | 0 | 412.103 | 0 | 672.7014 | 0.0038054 | 885.6167 | 0.062537 | 880.2757 | 0.08441 | 672.7014 | 0.03138 | 885.6167 | 0.092346 | 885.6167 | 0.057539 | 885.8387 | 0 | 885.6167 | 0.10112 | 885.6167 | 0.061021 | 885.6167 | 0.014452 | 674.6921 | 0.00053982 | 880.28 | 0.0046779 | 885.8387 | 0.011375 | 672.7014 | 0.030509 | 880.28 | 0.013024 | 885.6167 | 0.023303 | 880.28 | -0.00513 | 885.6167 | 0.0094362 | 674.6921 | 0.00047715 | 674.6921 | 0.00045165 | 885.6167 | 0.05411 | 885.8387 | 0.0078452 | 885.8387 | 0.0058802 | 885.6167 | 0.011448 | 998.2896 | 0.034653 | 885.6167 | 0.045658 | 885.6167 | 0.020192 | 998.2144 | 0.0023475 | 885.6167 | 7.5053 | 1003.1813 | 0.0013185 | 998.2896 | 0.17007 | 1003.1813 | 0.13141 | 1057.7152 | 0.64947 | 1265.1945 | 0.026402 | 1038.6791 | 0.011978 | 1176.8629 | 0 | 1176.0482 | 0 | 885.617 | 0.00057319 | 885.8387 | 0.011047 | 885.6167 | 0.034853 | 885.6167 | -0.0045647 | 885.6167 | 0.039628 | 881.3514 | 0.021642
| 412.1829 | 0 |  |  | 412.1829 | 0 | 412.1829 | 0 | 672.825 | 0 | 885.857 | 0.022751 | 880.5157 | -0.08464 | 672.825 | 0 | 885.857 | -0.44413 | 885.857 | -0.014414 | 886.0792 | 0 | 885.857 | -0.16215 | 885.857 | 0.015138 | 885.857 | -0.10161 | 674.8126 | 0.0010176 | 880.52 | 0.010915 | 886.0792 | -0.0082903 | 672.825 | 0.0052405 | 880.52 | -0.0021971 | 885.857 | 0.00055005 | 880.52 | -0.00093273 | 885.857 | 0.0054284 | 674.8126 | 0.00093335 | 674.8126 | 0.00085614 | 885.857 | -0.074723 | 886.0792 | -0.008504 | 886.0792 | -0.0044468 | 885.857 | -0.0083555 | 998.4581 | 0.033211 | 885.857 | -0.020948 | 885.857 | -0.0088227 | 998.3841 | 0 | 885.857 | 7.2961 | 1003.3527 | 0.0015072 | 998.4581 | 0.17838 | 1003.3527 | 0.12945 | 1057.8265 | 0.64891 | 1265.2728 | 0.026253 | 1038.6923 | 0.011972 | 1176.9308 | 0 | 1176.116 | 0 | 885.857 | 0.00079194 | 886.0792 | 0.0080005 | 885.857 | 0.0063694 | 885.857 | -0.026591 | 885.857 | -0.0087516 | 881.5908 | 0.021707
| 412.2628 | 0 |  |  | 412.2628 | 0 | 412.2628 | 0 | 672.9486 | 0.00029265 | 886.0973 | -0.038234 | 880.7557 | 0.074469 | 672.9486 | 0.038473 | 886.0973 | 0.04393 | 886.0973 | 0.018975 | 886.3198 | 0 | 886.0973 | 0.062132 | 886.0973 | 0.096306 | 886.0973 | 0.077721 | 674.9332 | 0.00049203 | 880.76 | -0.016113 | 886.3198 | -9.3562e-06 | 672.9486 | 0.020688 | 880.76 | -0.009264 | 886.0973 | 0.0095347 | 880.76 | -0.0075784 | 886.0973 | -0.0093348 | 674.9332 | 0.00046839 | 674.9332 | 0.00041248 | 886.0973 | 0.031747 | 886.3198 | 0.0052405 | 886.3198 | -0.0034685 | 886.0973 | 0.0086479 | 998.6266 | 0.042181 | 886.0973 | 0.015331 | 886.0973 | 0.0033478 | 998.5539 | 0.0018258 | 886.0973 | 7.0508 | 1003.5241 | 0.0012582 | 998.6266 | 0.17565 | 1003.5241 | 0.12789 | 1057.9379 | 0.64873 | 1265.3513 | 0.026105 | 1038.7056 | 0.011967 | 1176.9987 | 0 | 1176.1837 | 0 | 886.097 | 0.0010716 | 886.3198 | 0.007083 | 886.0973 | 0.0326 | 886.0973 | 0.029145 | 886.0973 | 0.067538 | 881.8302 | 0.022629
| 412.3428 | 0 |  |  | 412.3428 | 0 | 412.3428 | 0 | 673.0723 | 0 | 886.3377 | -0.12589 | 880.9957 | -0.14228 | 673.0723 | 0 | 886.3377 | -0.30444 | 886.3377 | -0.074272 | 886.5603 | 0 | 886.3377 | -0.19458 | 886.3377 | -0.095476 | 886.3377 | -0.24772 | 675.0538 | 0.00099329 | 881 | -0.095119 | 886.5603 | -0.040785 | 673.0723 | 0.0022741 | 881 | -0.019593 | 886.3377 | -0.020241 | 881 | -0.023318 | 886.3377 | -0.016031 | 675.0538 | 0.00096612 | 675.0538 | 0.00072384 | 886.3377 | -0.048956 | 886.5603 | -0.028585 | 886.5603 | -0.016662 | 886.3377 | -0.054092 | 998.7952 | 0.028085 | 886.3377 | -0.039867 | 886.3377 | -0.036698 | 998.7236 | 0 | 886.3377 | 6.7228 | 1003.6955 | 4.3876e-05 | 998.7952 | 0.18024 | 1003.6955 | 0.12629 | 1058.0493 | 0.64859 | 1265.4297 | 0.025962 | 1038.7188 | 0.011963 | 1177.0665 | 0 | 1176.2516 | 0 | 886.338 | 0.0018635 | 886.5603 | -0.01523 | 886.3377 | -0.0031041 | 886.3377 | -0.1011 | 886.3377 | -0.03281 | 882.0696 | 0.020981
| 412.4227 | 0 |  |  | 412.4227 | 0 | 412.4227 | 0 | 673.1959 | 0.011182 | 886.578 | -0.044639 | 881.2357 | 0.062261 | 673.1959 | 0.026867 | 886.578 | -0.004813 | 886.578 | -0.0020951 | 886.8008 | 0 | 886.578 | 0.078532 | 886.578 | -0.045662 | 886.578 | 0.12176 | 675.1743 | 0.00051886 | 881.24 | -0.016113 | 886.8008 | 0.0061346 | 673.1959 | 0.029046 | 881.24 | -0.010079 | 886.578 | 0.0076338 | 881.24 | -0.0075784 | 886.578 | -0.00080404 | 675.1743 | 0.00050383 | 675.1743 | 0.00031895 | 886.578 | -0.00057037 | 886.8008 | -0.0012948 | 886.8008 | -0.0022708 | 886.578 | 0.037602 | 998.9637 | 0.024775 | 886.578 | 0.009213 | 886.578 | -0.0044503 | 998.8933 | 0.00078262 | 886.578 | 6.7393 | 1003.8669 | 0.0030066 | 998.9637 | 0.1798 | 1003.8669 | 0.12467 | 1058.1608 | 0.64863 | 1265.5082 | 0.025813 | 1038.7319 | 0.011959 | 1177.1344 | 0 | 1176.3193 | 0 | 886.578 | 0.0017805 | 886.8008 | -1.0926e-05 | 886.578 | 0.027342 | 886.578 | 0.09825 | 886.578 | 0.030467 | 882.3091 | 0.021821
| 412.5026 | 0 |  |  | 412.5026 | 0 | 412.5026 | 0 | 673.3196 | 0 | 886.8183 | -0.088431 | 881.4757 | -0.069791 | 673.3196 | 0 | 886.8183 | -0.55394 | 886.8183 | -0.076 | 887.0414 | 0 | 886.8183 | -0.16682 | 886.8183 | -0.073475 | 886.8183 | -0.20826 | 675.2949 | 0.0010218 | 881.48 | -0.030666 | 887.0414 | -0.031826 | 673.3196 | 0.012956 | 881.48 | -0.0035561 | 886.8183 | -0.019651 | 881.48 | -0.00058295 | 886.8183 | -0.0055298 | 675.2949 | 0.00099661 | 675.2949 | 0.00073943 | 886.8183 | -0.079876 | 887.0414 | -0.02449 | 887.0414 | -0.016204 | 886.8183 | -0.032855 | 999.1322 | 0.03193 | 886.8183 | -0.054594 | 886.8183 | -0.022727 | 999.063 | 0 | 886.8183 | 6.3845 | 1004.0384 | 0.0014019 | 999.1322 | 0.17914 | 1004.0384 | 0.12346 | 1058.2721 | 0.6486 | 1265.5865 | 0.02567 | 1038.7451 | 0.011955 | 1177.2023 | 0 | 1176.3871 | 0 | 886.818 | 0.00089439 | 887.0414 | -0.0097987 | 886.8183 | -0.0056849 | 886.8183 | -0.017427 | 886.8183 | 0.0057527 | 882.5485 | 0.020597
| 412.5825 | 0 |  |  | 412.5825 | 0 | 412.5825 | 0 | 673.4432 | 0.017153 | 887.0587 | 0.012915 | 881.7158 | 0.053247 | 673.4432 | 0.026007 | 887.0587 | 0.21004 | 887.0587 | 0.015291 | 887.282 | 0 | 887.0587 | 0.082221 | 887.0587 | -0.046077 | 887.0587 | 0.027949 | 675.4155 | 0.00051634 | 881.72 | -0.04314 | 887.2819 | 0.012181 | 673.4432 | 0.017449 | 881.72 | 0.0016082 | 887.0587 | 0.021008 | 881.72 | 0.0060627 | 887.0587 | 0.0020851 | 675.4155 | 0.00049507 | 675.4155 | 0.00042807 | 887.0587 | 0.045644 | 887.2819 | -0.0031187 | 887.2819 | 0.0059449 | 887.0587 | 0.025235 | 999.3008 | 0.030061 | 887.0587 | 0.025352 | 887.0587 | 0.010706 | 999.2327 | 0.0018258 | 887.0587 | 6.2449 | 1004.2098 | 0.0041847 | 999.3008 | 0.18067 | 1004.2098 | 0.12253 | 1058.3835 | 0.64791 | 1265.665 | 0.025521 | 1038.7584 | 0.011953 | 1177.2701 | 0 | 1176.455 | 0 | 887.059 | 0.00057596 | 887.282 | 0.0076702 | 887.0587 | 0.0329 | 887.0587 | 0.024037 | 887.0587 | 0.034941 | 882.7879 | 0.021506
| 412.6624 | 0 |  |  | 412.6624 | 0 | 412.6624 | 0 | 673.5669 | 0 | 887.299 | -0.098179 | 881.9558 | -0.078044 | 673.5669 | 0 | 887.299 | -0.3281 | 887.299 | -0.051217 | 887.5225 | 0 | 887.299 | -0.14762 | 887.299 | -0.09506 | 887.299 | -0.1839 | 675.536 | 0.0010394 | 881.96 | -0.058736 | 887.5225 | -0.020832 | 673.5669 | 0.011493 | 881.96 | -0.010623 | 887.299 | -0.0062775 | 881.96 | -0.0072287 | 887.299 | -0.013901 | 675.536 | 0.0010256 | 675.536 | 0.00092648 | 887.299 | -0.026059 | 887.5225 | -0.021053 | 887.5225 | -0.010915 | 887.299 | -0.0073228 | 999.4693 | 0.021785 | 887.299 | -0.055185 | 887.299 | -0.040162 | 999.4025 | 0 | 887.299 | 5.9744 | 1004.3812 | 0.0019481 | 999.4693 | 0.17608 | 1004.3812 | 0.12142 | 1058.4951 | 0.64759 | 1265.7435 | 0.025378 | 1038.7716 | 0.011951 | 1177.3381 | 0 | 1176.5227 | 0 | 887.299 | 0.0013153 | 887.5225 | -0.0096152 | 887.299 | 0.018478 | 887.299 | -0.023887 | 887.299 | -0.0052631 | 883.0274 | 0.020484
| 412.7424 | 0 |  |  | 412.7424 | 0 | 412.7424 | 0 | 673.6906 | 0.010831 | 887.5394 | -0.044157 | 882.1959 | 0.12269 | 673.6906 | 0.01789 | 887.5394 | -0.067013 | 887.5394 | 0.025084 | 887.7631 | 0 | 887.5394 | 0.11582 | 887.5394 | -0.026138 | 887.5394 | 0.063887 | 675.6566 | 0.00053269 | 882.2 | 0.024429 | 887.7631 | -0.012978 | 673.6906 | 0.0082542 | 882.2 | 0.0092188 | 887.5394 | 0.00016587 | 882.2 | 0.0081613 | 887.5394 | -0.004145 | 675.6566 | 0.00053242 | 675.6566 | 0.00049801 | 887.5394 | 0.044907 | 887.7631 | -0.00051847 | 887.7631 | -0.0068122 | 887.5394 | 0.0098198 | 999.6379 | 0.030328 | 887.5394 | 0.018813 | 887.5394 | 0.040197 | 999.5722 | 0.0018258 | 887.5394 | 5.8845 | 1004.5526 | 0.0038172 | 999.6379 | 0.17892 | 1004.5526 | 0.1198 | 1058.6066 | 0.64834 | 1265.822 | 0.025229 | 1038.7848 | 0.011949 | 1177.406 | 0 | 1176.5906 | 0 | 887.539 | 0.0012294 | 887.7631 | -0.00029581 | 887.5394 | 0.030797 | 887.5394 | 0.009106 | 887.5394 | 0.038137 | 883.2668 | 0.021267
| 412.8223 | 0 |  |  | 412.8223 | 0 | 412.8223 | 0 | 673.8143 | 0 | 887.7797 | -0.042988 | 882.4359 | -0.070429 | 673.8143 | 0 | 887.7797 | -0.37741 | 887.7797 | -0.058723 | 888.0037 | 0 | 887.7797 | -0.16292 | 887.7797 | -0.13616 | 887.7797 | -0.12008 | 675.7772 | 0.0010285 | 882.44 | 0.012994 | 888.0037 | -0.025682 | 673.8143 | 0.0028674 | 882.44 | -0.0011099 | 887.7797 | -0.0015327 | 882.44 | -0.0030314 | 887.7797 | -0.014763 | 675.7772 | 0.0010423 | 675.7772 | 0.00095726 | 887.7797 | -0.045275 | 888.0037 | -0.019753 | 888.0037 | -0.01096 | 887.7797 | -0.0086533 | 999.8064 | 0.028459 | 887.7797 | -0.044649 | 887.7797 | -0.03397 | 999.7419 | 0 | 887.7797 | 5.644 | 1004.724 | 0.0010826 | 999.8064 | 0.17073 | 1004.724 | 0.11882 | 1058.7181 | 0.64818 | 1265.9004 | 0.025086 | 1038.7981 | 0.011948 | 1177.4739 | 0 | 1176.6583 | 0 | 887.78 | 0.00087224 | 888.0037 | -0.0039635 | 887.7797 | 0.0057162 | 887.7797 | -0.0051618 | 887.7797 | -0.028123 | 883.5063 | 0.020577
| 412.9022 | 0 |  |  | 412.9022 | 0 | 412.9022 | 0 | 673.938 | 0.014343 | 888.0201 | -0.14475 | 882.676 | 0.08789 | 673.938 | 0.037184 | 888.0201 | 0.2534 | 888.0201 | 0.01088 | 888.2442 | 0 | 888.0201 | 0.087329 | 888.0201 | 0.064342 | 888.0201 | 0.050652 | 675.8977 | 0.00050461 | 882.68 | 0.069127 | 888.2443 | 0.0059278 | 673.938 | 0.021941 | 882.68 | -0.005187 | 888.0201 | -0.0011418 | 882.68 | -0.00023318 | 888.0201 | -0.01664 | 675.8977 | 0.00051184 | 675.8977 | 0.00045924 | 888.0201 | 0.050061 | 888.2443 | -0.0008206 | 888.2443 | -0.0026077 | 888.0201 | 0.043598 | 999.9749 | 0.024294 | 888.0201 | 0.027198 | 888.0201 | 0.027763 | 999.9117 | 0.0018258 | 888.0201 | 5.4949 | 1004.8954 | 0.0024187 | 999.9749 | 0.17619 | 1004.8954 | 0.11843 | 1058.8297 | 0.64659 | 1265.9789 | 0.024942 | 1038.8113 | 0.011948 | 1177.5419 | 0 | 1176.7262 | 0 | 888.02 | 0.00089162 | 888.2442 | -0.022754 | 888.0201 | 0.034102 | 888.0201 | 0.027793 | 888.0201 | 0.049641 | 883.7458 | 0.022039
| 412.9822 | 0 |  |  | 412.9822 | 0 | 412.9822 | 0 | 674.0617 | 0 | 888.2605 | -0.030783 | 882.916 | -0.084454 | 674.0617 | 0 | 888.2605 | -0.28557 | 888.2604 | -0.050002 | 888.4849 | 0 | 888.2605 | -0.15199 | 888.2604 | -0.12619 | 888.2604 | -0.073752 | 676.0183 | 0.001078 | 882.92 | 0.052495 | 888.4848 | -0.0052066 | 674.0617 | 0.013583 | 882.92 | -0.042153 | 888.2605 | 0.0079101 | 882.92 | -0.020171 | 888.2604 | -0.013038 | 676.0183 | 0.0010046 | 676.0183 | 0.0007706 | 888.2604 | -0.055214 | 888.4848 | -0.016301 | 888.4848 | -0.0074199 | 888.2604 | -0.044598 | 1000.1435 | 0.030114 | 888.2605 | -0.043383 | 888.2605 | 0.0099962 | 1000.0814 | 0 | 888.2605 | 5.3865 | 1005.0668 | 0.00087474 | 1000.1435 | 0.16799 | 1005.0668 | 0.11759 | 1058.9413 | 0.64588 | 1266.0575 | 0.024799 | 1038.8245 | 0.011948 | 1177.6097 | 0 | 1176.7941 | 0 | 888.26 | 0.00073102 | 888.4849 | 0.0010724 | 888.2604 | -0.00034751 | 888.2604 | -0.014993 | 888.2604 | -0.0046535 | 883.9853 | 0.020261
| 413.0621 | 0 |  |  | 413.0621 | 0 | 413.0621 | 0 | 674.1855 | 0.019941 | 888.5008 | -0.019549 | 883.1561 | 0.12844 | 674.1855 | 0.0067085 | 888.5008 | 0.1565 | 888.5008 | -0.00167 | 888.7255 | 0 | 888.5008 | 0.072009 | 888.5008 | -0.020813 | 888.5008 | 0.0715 | 676.1389 | 0.00058131 | 883.16 | 0.011954 | 888.7255 | 0.00074458 | 674.1855 | 0.010657 | 883.16 | -0.0054588 | 888.5008 | 0.026883 | 883.16 | 0.0081613 | 888.5008 | 0.0081172 | 676.1389 | 0.00049773 | 676.1389 | 0.00031136 | 888.5008 | 0.009661 | 888.7255 | -0.0038525 | 888.7255 | 0.005073 | 888.5008 | 0.034604 | 1000.312 | 0.036255 | 888.5008 | 0.0086126 | 888.5008 | 0.052197 | 1000.2511 | 0.0023475 | 888.5008 | 5.201 | 1005.2382 | 0.0023687 | 1000.312 | 0.17499 | 1005.2382 | 0.11652 | 1059.0529 | 0.64586 | 1266.136 | 0.024656 | 1038.8376 | 0.011949 | 1177.6777 | 0 | 1176.8619 | 0 | 888.501 | 0.00050119 | 888.7255 | 0.0080739 | 888.5008 | 0.036055 | 888.5008 | 0.0011859 | 888.5008 | 0.052198 | 884.2247 | 0.021191
| 413.142 | 0 |  |  | 413.142 | 0 | 413.142 | 0 | 674.3092 | 0 | 888.7412 | -0.090045 | 883.3962 | -0.12042 | 674.3092 | 0 | 888.7412 | -0.42118 | 888.7412 | -0.052268 | 888.9661 | 0 | 888.7412 | -0.19044 | 888.7412 | -0.07555 | 888.7412 | -0.18054 | 676.2595 | 0.0011006 | 883.4 | 0.024429 | 888.9661 | -0.014351 | 674.3092 | 0.010283 | 883.4 | -0.006546 | 888.7412 | -0.0011489 | 883.4 | -0.0023318 | 888.7412 | -0.011466 | 676.2595 | 0.00097603 | 676.2595 | 0.00074343 | 888.7412 | -0.090551 | 888.9661 | -0.014215 | 888.9661 | -0.014103 | 888.7412 | -0.035978 | 1000.4806 | 0.037643 | 888.7412 | -0.040145 | 888.7412 | -0.018352 | 1000.4209 | 0 | 888.7412 | 4.9846 | 1005.4097 | 0.00030216 | 1000.4806 | 0.16482 | 1005.4097 | 0.1159 | 1059.1644 | 0.64506 | 1266.2145 | 0.024512 | 1038.851 | 0.011951 | 1177.7456 | 0 | 1176.9297 | 0 | 888.741 | 0.001019 | 888.9661 | -0.012037 | 888.7412 | 0.0057026 | 888.7412 | -0.0092989 | 888.7412 | -0.0017854 | 884.4642 | 0.020541
| 413.222 | 0 |  |  | 413.222 | 0 | 413.222 | 0 | 674.433 | 0.016451 | 888.9816 | -0.06 | 883.6363 | 0.10915 | 674.433 | 0.036539 | 888.9816 | -0.0329 | 888.9816 | 0.014841 | 889.2067 | 0 | 888.9816 | 0.067133 | 888.9816 | -0.049398 | 888.9816 | 0.1394 | 676.3801 | 0.00052682 | 883.64 | 0.02235 | 889.2067 | 0.00094953 | 674.433 | 0.022777 | 883.64 | 0.0073161 | 888.9816 | -0.00054607 | 883.64 | 0.0029147 | 888.9816 | 0.0025671 | 676.3801 | 0.00048287 | 676.3801 | 0.00043966 | 888.9816 | -0.0060001 | 889.2067 | 0.0022374 | 889.2067 | -0.0020238 | 888.9816 | -0.0030343 | 1000.6491 | 0.034279 | 888.9816 | 0.034885 | 888.9816 | 0.014038 | 1000.5906 | 0.0013044 | 888.9816 | 4.9191 | 1005.5811 | 0.0024389 | 1000.6491 | 0.17138 | 1005.5811 | 0.11497 | 1059.2761 | 0.64462 | 1266.293 | 0.024369 | 1038.8641 | 0.011954 | 1177.8136 | 0 | 1176.9976 | 0 | 888.982 | 0.0010301 | 889.2067 | 0.0031676 | 888.9816 | 0.038759 | 888.9816 | 0.010299 | 888.9816 | 0.03835 | 884.7037 | 0.020518
| 413.3019 | 0 |  |  | 413.3019 | 0 | 413.3019 | 0 | 674.5567 | 0 | 889.222 | -0.030098 | 883.8764 | -0.013819 | 674.5567 | 0 | 889.222 | -0.32064 | 889.222 | -0.040732 | 889.4473 | 0 | 889.222 | -0.17313 | 889.222 | -0.09257 | 889.222 | -0.058134 | 676.5006 | 0.0010373 | 883.88 | -0.092001 | 889.4473 | -0.020066 | 674.5567 | 0.02121 | 883.88 | -0.0076332 | 889.222 | -0.012784 | 883.88 | -0.0072287 | 889.222 | -0.011821 | 676.5006 | 0.00096193 | 676.5006 | 0.00082136 | 889.222 | -0.034382 | 889.4473 | -0.013781 | 889.4473 | -0.010014 | 889.222 | 0.001997 | 1000.8176 | 0.030221 | 889.222 | -0.068076 | 889.222 | -0.010847 | 1000.7604 | 0 | 889.222 | 4.7115 | 1005.7525 | 0.00024183 | 1000.8176 | 0.16002 | 1005.7525 | 0.11358 | 1059.3878 | 0.64491 | 1266.3716 | 0.024225 | 1038.8773 | 0.011957 | 1177.8816 | 0 | 1177.0654 | 0 | 889.222 | 0.00022666 | 889.4473 | -0.0038901 | 889.222 | -0.0011858 | 889.222 | -0.020732 | 889.222 | -0.020781 | 884.9432 | 0.020098
| 413.3819 | 0 |  |  | 413.3819 | 0 | 413.3819 | 0 | 674.6805 | 0.027761 | 889.4624 | 0.0087381 | 884.1164 | 0.13285 | 674.6805 | 0.024288 | 889.4624 | 0.0095615 | 889.4624 | -0.00026631 | 889.6879 | 0 | 889.4624 | 0.075031 | 889.4624 | 0.080947 | 889.4624 | 0.09825 | 676.6212 | 0.00051341 | 884.12 | 0.041062 | 889.6879 | 0.0046995 | 674.6805 | 0.0032127 | 884.12 | 0.025799 | 889.4624 | -0.0089363 | 884.12 | 0.00081613 | 889.4624 | 0.010349 | 676.6212 | 0.00048554 | 676.6212 | 0.0003893 | 889.4624 | 0.072146 | 889.6879 | -0.0037469 | 889.6879 | -0.0032082 | 889.4624 | 0.0084943 | 1000.9862 | 0.029687 | 889.4624 | -0.0019816 | 889.4624 | 0.0052688 | 1000.9301 | 0.0013044 | 889.4624 | 4.6457 | 1005.9239 | 0.0011616 | 1000.9862 | 0.16646 | 1005.9239 | 0.11205 | 1059.4995 | 0.64501 | 1266.4501 | 0.024082 | 1038.8905 | 0.011961 | 1177.9496 | 0 | 1177.1333 | 0 | 889.462 | 9.3986e-05 | 889.6879 | 0.0049177 | 889.4624 | 0.031098 | 889.4624 | 0.01423 | 889.4624 | 0.040054 | 885.1828 | 0.020417
| 413.4618 | 0 |  |  | 413.4618 | 0 | 413.4618 | 0 | 674.8043 | 0 | 889.7028 | -0.049902 | 884.3566 | -0.1248 | 674.8043 | 0 | 889.7028 | -0.34845 | 889.7028 | -0.02844 | 889.9286 | 0 | 889.7028 | -0.14632 | 889.7028 | -0.045662 | 889.7028 | -0.17467 | 676.7418 | 0.0010243 | 884.36 | -0.09096 | 889.9286 | -0.022101 | 674.8043 | 0.0070202 | 884.36 | -0.010351 | 889.7028 | -0.018013 | 884.36 | -0.02087 | 889.7028 | 0.0034573 | 676.7418 | 0.0009947 | 676.7418 | 0.00078619 | 889.7028 | -0.076195 | 889.9286 | -0.012097 | 889.9286 | -0.010718 | 889.7028 | -0.018614 | 1001.1547 | 0.038764 | 889.7028 | -0.033484 | 889.7028 | 0.010769 | 1001.0998 | 0 | 889.7028 | 4.4221 | 1006.0954 | 0.00035211 | 1001.1547 | 0.15619 | 1006.0954 | 0.11116 | 1059.6112 | 0.64407 | 1266.5287 | 0.023944 | 1038.9038 | 0.011966 | 1178.0176 | 0 | 1177.2012 | 0 | 889.703 | 0.00094147 | 889.9286 | -0.0022595 | 889.7028 | 0.0084904 | 889.7028 | -0.021032 | 889.7028 | -0.0056125 | 885.4223 | 0.019384
| 413.5417 | 0 |  |  | 413.5417 | 0 | 413.5417 | 0 | 674.9281 | 0.0161 | 889.9432 | -0.062197 | 884.5967 | -0.026275 | 674.9281 | 0.026867 | 889.9432 | 0.0051552 | 889.9432 | -0.0096119 | 890.1692 | 0 | 889.9432 | 0.10314 | 889.9432 | -0.078871 | 889.9432 | 0.16375 | 676.8624 | 0.00051718 | 884.6 | 0.038983 | 890.1692 | -0.0051329 | 674.9281 | 0.023718 | 884.6 | -0.025301 | 889.9432 | -0.0091966 | 884.6 | -0.010027 | 889.9432 | -0.0057835 | 676.8624 | 0.00051298 | 676.8624 | 0.00040489 | 889.9432 | 0.064784 | 890.1692 | -0.0013229 | 890.1692 | -0.0027697 | 889.9432 | 0.014616 | 1001.3233 | 0.033318 | 889.9432 | -0.0015343 | 889.9432 | 0.0054977 | 1001.2696 | 0.0013044 | 889.9432 | 4.3489 | 1006.2668 | 0.0024757 | 1001.3233 | 0.16373 | 1006.2668 | 0.11029 | 1059.7229 | 0.64307 | 1266.6072 | 0.0238 | 1038.917 | 0.011971 | 1178.0856 | 0 | 1177.2692 | 0 | 889.943 | 0.00093316 | 890.1692 | -0.0032514 | 889.9432 | 0.03891 | 889.9432 | 0.025239 | 889.9432 | 0.038989 | 885.6618 | 0.020692
| 413.6217 | 0 |  |  | 413.6217 | 0 | 413.6217 | 0 | 675.0519 | 0 | 890.1837 | -0.013816 | 884.8368 | -0.09126 | 675.0519 | 0 | 890.1837 | -0.13843 | 890.1837 | -0.044058 | 890.4099 | 0 | 890.1837 | -0.17798 | 890.1837 | -0.078456 | 890.1837 | -0.17383 | 676.983 | 0.0010189 | 884.84 | 0.014034 | 890.4099 | -0.0092442 | 675.0519 | 0.012642 | 884.84 | -0.014429 | 890.1837 | -0.0056122 | 884.84 | -0.013525 | 890.1837 | -0.0015846 | 676.983 | 0.00096536 | 676.983 | 0.00085614 | 890.1837 | -0.023498 | 890.4099 | -0.007228 | 890.4099 | -0.0036112 | 890.1837 | -0.015116 | 1001.4918 | 0.026964 | 890.1837 | -0.027785 | 890.1837 | 0.0020524 | 1001.4393 | 0 | 890.1837 | 4.1885 | 1006.4382 | 0.00041134 | 1001.4918 | 0.15488 | 1006.4382 | 0.10941 | 1059.8347 | 0.64304 | 1266.6858 | 0.023662 | 1038.9302 | 0.011977 | 1178.1536 | 0 | 1177.337 | 0 | 890.184 | 0.00042366 | 890.4099 | 0.0039268 | 890.1837 | 0.0020655 | 890.1837 | -0.020431 | 890.1837 | 0.011858 | 885.9013 | 0.019824
| 413.7016 | 0 |  |  | 413.7016 | 0 | 413.7016 | 0 | 675.1757 | 0.034994 | 890.4241 | -0.011656 | 885.0769 | 0.044895 | 675.1757 | 0.013044 | 890.4241 | 0.010322 | 890.4241 | 0.036073 | 890.6505 | 0 | 890.4241 | 0.071568 | 890.4241 | 0.13782 | 890.4241 | 0.05376 | 677.1036 | 0.00050754 | 885.08 | 0.0088362 | 890.6505 | -0.0030936 | 675.1757 | 0.021314 | 885.08 | -0.0043715 | 890.4241 | 0.019535 | 885.08 | -0.00023318 | 890.4241 | 0.0051747 | 677.1036 | 0.0004581 | 677.1036 | 0.00045165 | 890.4241 | 0.067729 | 890.6505 | 0.0051683 | 890.6505 | -0.0014057 | 890.4241 | -0.00051778 | 1001.6603 | 0.03209 | 890.4241 | 0.022007 | 890.4241 | 0.0036197 | 1001.6091 | 0.0023475 | 890.4241 | 4.1928 | 1006.6097 | 0.0031865 | 1001.6603 | 0.16176 | 1006.6097 | 0.10803 | 1059.9465 | 0.64257 | 1266.7644 | 0.023519 | 1038.9435 | 0.011984 | 1178.2216 | 0 | 1177.4049 | 0 | 890.424 | 0.00084455 | 890.6505 | 0.0066793 | 890.4241 | 0.016225 | 890.4241 | 0.024938 | 890.4241 | 0.051559 | 886.1409 | 0.019949
| 413.7816 | 0 |  |  | 413.7816 | 0 | 413.7816 | 0 | 675.2995 | 0 | 890.6645 | -0.058056 | 885.317 | -0.15193 | 675.2995 | 0 | 890.6645 | -0.42601 | 890.6645 | -0.053262 | 890.8912 | 0 | 890.6645 | -0.18777 | 890.6645 | -0.1511 | 890.6645 | -0.13436 | 677.2242 | 0.0010985 | 885.32 | 0.0046779 | 890.8912 | -0.033513 | 675.2995 | 0.0082067 | 885.32 | -0.0098077 | 890.6645 | -0.010331 | 885.32 | -0.031712 | 890.6645 | -0.0056313 | 677.2242 | 0.00094783 | 677.2242 | 0.00092648 | 890.6645 | -0.064048 | 890.8912 | -0.017267 | 890.8912 | -0.014881 | 890.6645 | -0.040225 | 1001.8289 | 0.02974 | 890.6645 | -0.034296 | 890.6645 | 0.0078035 | 1001.7789 | 0 | 890.6645 | 3.9246 | 1006.7811 | 0.002569 | 1001.8289 | 0.15346 | 1006.7811 | 0.10689 | 1060.0584 | 0.64186 | 1266.843 | 0.02338 | 1038.9567 | 0.011991 | 1178.2895 | 0 | 1177.4729 | 0 | 890.665 | 0.00085563 | 890.8912 | -0.0075601 | 890.6645 | 0.0058424 | 890.6645 | -0.0090574 | 890.6645 | -0.034515 | 886.3804 | 0.019868
| 413.8616 | 0 |  |  | 413.8616 | 0 | 413.8615 | 0 | 675.4233 | 0.025219 | 890.905 | -0.082818 | 885.5572 | 0.034731 | 675.4233 | 0.032885 | 890.905 | -0.083513 | 890.905 | -0.014914 | 891.1319 | 0 | 890.905 | 0.064348 | 890.905 | 0.030398 | 890.905 | 0.089013 | 677.3448 | 0.00059933 | 885.56 | -0.018192 | 891.1319 | 0.0062353 | 675.4233 | 0.0082542 | 885.56 | -0.0060024 | 890.905 | 0.0059052 | 885.56 | -0.0037309 | 890.905 | -0.010958 | 677.3448 | 0.00050116 | 677.3448 | 0.00047483 | 890.905 | 0.065521 | 891.1319 | 0.0047521 | 891.1319 | 0.0049821 | 890.905 | 0.014366 | 1001.9974 | 0.032784 | 890.905 | 0.019904 | 890.905 | 0.027216 | 1001.9486 | 0.0018258 | 890.905 | 3.9167 | 1006.9525 | 0.0043569 | 1001.9974 | 0.16067 | 1006.9525 | 0.10556 | 1060.1702 | 0.64093 | 1266.9216 | 0.023237 | 1038.9698 | 0.011999 | 1178.3575 | 0 | 1177.5408 | 0 | 890.905 | 0.0012737 | 891.1319 | -0.013138 | 890.905 | 0.032299 | 890.905 | 0.0062236 | 890.905 | 0.036006 | 886.62 | 0.020762
| 413.9415 | 0 |  |  | 413.9415 | 0 | 413.9415 | 0 | 675.5472 | 0 | 891.1454 | -0.056132 | 885.7973 | -0.061396 | 675.5472 | 0 | 891.1454 | -0.48155 | 891.1454 | -0.06229 | 891.3726 | 0 | 891.1454 | -0.13868 | 891.1454 | -0.089249 | 891.1454 | -0.17719 | 677.4654 | 0.0011387 | 885.8 | -0.0025989 | 891.3726 | -0.027417 | 675.5472 | 0.013583 | 885.8 | -0.0054588 | 891.1454 | -0.0037981 | 885.8 | -0.0054798 | 891.1454 | -0.0026055 | 677.4654 | 0.00098823 | 677.4654 | 0.00083296 | 891.1454 | -0.057791 | 891.3726 | -0.017066 | 891.3726 | -0.010968 | 891.1454 | -0.015491 | 1002.166 | 0.031609 | 891.1454 | -0.052152 | 891.1454 | 0.043181 | 1002.1184 | 0 | 891.1454 | 3.7315 | 1007.124 | 0.0017923 | 1002.166 | 0.15335 | 1007.124 | 0.10452 | 1060.282 | 0.63979 | 1267.0002 | 0.023099 | 1038.9832 | 0.012008 | 1178.4255 | 0 | 1177.6086 | 0 | 891.145 | 0.0014787 | 891.3726 | -6.5196e-05 | 891.1454 | -0.020581 | 891.1454 | -0.024938 | 891.1454 | 0.0047733 | 886.8596 | 0.019081
| 414.0215 | 0 |  |  | 414.0215 | 0 | 414.0215 | 0 | 675.671 | 0.012587 | 891.3859 | 0.016202 | 886.0374 | 0.1403 | 675.671 | 0.017517 | 891.3859 | 0.075497 | 891.3859 | 0.0085216 | 891.6133 | 0 | 891.3859 | 0.10114 | 891.3859 | 0.053549 | 891.3859 | -0.00041041 | 677.586 | 0.00054526 | 886.04 | 0.011954 | 891.6133 | 0.0073815 | 675.671 | 0.019852 | 886.04 | 0.0065008 | 891.3859 | 0.028947 | 886.04 | 0.011659 | 891.3859 | 0.0052762 | 677.586 | 0.00049888 | 677.586 | 0.00035812 | 891.3859 | 0.029636 | 891.6133 | 0.0048881 | 891.6133 | -0.00032753 | 891.3859 | -0.0076552 | 1002.3345 | 0.032303 | 891.3859 | 0.030612 | 891.3859 | -0.0052937 | 1002.2881 | 0.00078262 | 891.3859 | 3.6441 | 1007.2954 | 0.0038359 | 1002.3345 | 0.16045 | 1007.2954 | 0.10296 | 1060.3939 | 0.63907 | 1267.0789 | 0.02296 | 1038.9963 | 0.012018 | 1178.4936 | 0 | 1177.6766 | 0 | 891.386 | 0.0011159 | 891.6133 | 0.0057618 | 891.3859 | 0.031248 | 891.3859 | 0.017126 | 891.3859 | 0.046659 | 887.0991 | 0.020141
| 414.1014 | 0 |  |  | 414.1014 | 0 | 414.1014 | 0 | 675.7949 | 0 | 891.6263 | -0.10294 | 886.2776 | -0.1908 | 675.7949 | 0 | 891.6263 | -0.5712 | 891.6263 | -0.069593 | 891.854 | 0 | 891.6263 | -0.19693 | 891.6263 | 0.0015215 | 891.6263 | -0.22925 | 677.7065 | 0.0010658 | 886.28 | -0.086801 | 891.854 | -0.024866 | 675.7949 | 0.012015 | 886.28 | -0.025301 | 891.6263 | -0.017031 | 886.28 | -0.015973 | 891.6263 | -0.017249 | 677.7065 | 0.00099547 | 677.7065 | 0.00080937 | 891.6263 | -0.050797 | 891.854 | -0.027611 | 891.854 | -0.010108 | 891.6263 | -0.004938 | 1002.5031 | 0.028726 | 891.6263 | -0.037865 | 891.6263 | -0.045114 | 1002.4579 | 0 | 891.6263 | 3.4875 | 1007.4669 | 0.0011243 | 1002.5031 | 0.15357 | 1007.4669 | 0.10221 | 1060.5057 | 0.63834 | 1267.1575 | 0.022822 | 1039.0095 | 0.012028 | 1178.5617 | 0 | 1177.7446 | 0 | 891.626 | 0.00031567 | 891.854 | -0.01112 | 891.6263 | 0.0062922 | 891.6263 | -0.018628 | 891.6263 | -0.023649 | 887.3387 | 0.019545
| 414.1814 | 0 |  |  | 414.1814 | 0 | 414.1814 | 0 | 675.9188 | 0.013641 | 891.8668 | 0.013099 | 886.5177 | 0.12772 | 675.9188 | 0.037614 | 891.8668 | 0.11108 | 891.8668 | 0.032603 | 892.0947 | 0 | 891.8668 | 0.092011 | 891.8668 | 0.053964 | 891.8668 | 0.17131 | 677.8271 | 0.00052473 | 886.52 | 0.027548 | 892.0947 | 0.011638 | 675.9188 | 0.034375 | 886.52 | 0.0056853 | 891.8668 | 0.0047897 | 886.52 | 0.01096 | 891.8668 | 0.022221 | 677.8271 | 0.00050497 | 677.8271 | 0.00045924 | 891.8668 | 0.058159 | 892.0947 | 0.0091477 | 892.0947 | 0.0025216 | 891.8668 | -0.0019323 | 1002.6716 | 0.038764 | 891.8668 | 0.037517 | 891.8668 | 0.049547 | 1002.6277 | 0.0013044 | 891.8668 | 3.5215 | 1007.6383 | 0.002377 | 1002.6716 | 0.16078 | 1007.6383 | 0.10155 | 1060.6177 | 0.63801 | 1267.2361 | 0.022684 | 1039.0227 | 0.012039 | 1178.6296 | 0 | 1177.8125 | 0 | 891.867 | 0.00049842 | 892.0947 | 0.015634 | 891.8668 | 0.050928 | 891.8668 | 0.033201 | 891.8668 | 0.033023 | 887.5783 | 0.019984
| 414.2613 | 0 |  |  | 414.2613 | 0 | 414.2613 | 0 | 676.0426 | 0 | 892.1073 | -0.16114 | 886.7579 | -0.17467 | 676.0426 | 0 | 892.1073 | -0.22829 | 892.1073 | -0.066561 | 892.3354 | 0 | 892.1073 | -0.2123 | 892.1073 | -0.072644 | 892.1073 | -0.25192 | 677.9478 | 0.0010918 | 886.76 | -0.0046779 | 892.3354 | -0.045482 | 676.0426 | 0.014732 | 886.76 | -0.0076332 | 892.1073 | -0.028545 | 886.76 | 0.013408 | 892.1073 | -0.0277 | 677.9478 | 0.0010141 | 677.9478 | 0.00086413 | 892.1073 | -0.08098 | 892.3354 | -0.029579 | 892.3354 | -0.020532 | 892.1073 | -0.039226 | 1002.8402 | 0.025149 | 892.1073 | -0.028289 | 892.1073 | -0.040031 | 1002.7974 | 0 | 892.1073 | 3.354 | 1007.8098 | 0.00077442 | 1002.8402 | 0.15466 | 1007.8098 | 0.10077 | 1060.7296 | 0.63811 | 1267.3148 | 0.022545 | 1039.036 | 0.01205 | 1178.6978 | 0 | 1177.8805 | 0 | 892.107 | 0.00059811 | 892.3354 | -0.021763 | 892.1073 | -0.011669 | 892.1073 | -0.020581 | 892.1073 | -0.026632 | 887.8179 | 0.018914
| 414.3413 | 0 |  |  | 414.3413 | 0 | 414.3413 | 0 | 676.1665 | 0.0045078 | 892.3478 | -0.032578 | 886.9981 | 0.13083 | 676.1665 | 0.010436 | 892.3478 | 0.16003 | 892.3478 | -0.0032017 | 892.5761 | 0 | 892.3478 | 0.077187 | 892.3478 | 0.01043 | 892.3478 | 0.094051 | 678.0684 | 0.00056957 | 887 | -0.041062 | 892.5761 | 0.012569 | 676.1665 | 0.010971 | 887 | 0.0013364 | 892.3478 | 0.0074414 | 887 | -0.024367 | 892.3478 | -0.0018056 | 678.0684 | 0.00051031 | 678.0684 | 0.00041248 | 892.3478 | 0.081349 | 892.5761 | 0.0079077 | 892.5761 | -0.0011507 | 892.3478 | 0.039101 | 1003.0087 | 0.029687 | 892.3478 | 0.012965 | 892.3478 | 0.036904 | 1002.9672 | 0.0013044 | 892.3478 | 3.3151 | 1007.9812 | 0.0019218 | 1003.0087 | 0.16187 | 1007.9812 | 0.099469 | 1060.8417 | 0.63817 | 1267.3934 | 0.022407 | 1039.0492 | 0.012062 | 1178.7659 | 0 | 1177.9485 | 0 | 892.348 | 0.00024614 | 892.5761 | -0.0010729 | 892.3478 | 0.016976 | 892.3478 | 0.0081262 | 892.3478 | 0.077552 | 888.0575 | 0.019559
| 414.4213 | 0 |  |  | 414.4213 | 0 | 414.4213 | 0 | 676.2904 | 0 | 892.5883 | -0.057204 | 887.2383 | -0.087375 | 676.2904 | 0 | 892.5883 | -0.30633 | 892.5883 | -0.053917 | 892.8169 | 0 | 892.5883 | -0.15161 | 892.5883 | -0.083852 | 892.5883 | -0.16879 | 678.1889 | 0.0011329 | 887.24 | -0.014034 | 892.8169 | -0.024581 | 676.2904 | 0.013583 | 887.24 | -0.0054588 | 892.5883 | -0.021656 | 887.24 | -0.0019821 | 892.5883 | -0.016336 | 678.1889 | 0.0009806 | 678.1889 | 0.00085614 | 892.5883 | -0.030681 | 892.8169 | -0.019787 | 892.8169 | -0.011822 | 892.5883 | -0.04997 | 1003.1773 | 0.033585 | 892.5883 | -0.045893 | 892.5883 | 0.026315 | 1003.137 | 0 | 892.5883 | 3.1376 | 1008.1527 | 0.0005309 | 1003.1773 | 0.15553 | 1008.1527 | 0.098879 | 1060.9536 | 0.63723 | 1267.4722 | 0.022269 | 1039.0624 | 0.012075 | 1178.8339 | 0 | 1178.0165 | 0 | 892.588 | 0.000266 | 892.8169 | -0.0099088 | 892.5883 | -0.011944 | 892.5883 | -0.021783 | 892.5883 | -0.0048956 | 888.2971 | 0.018412
| 414.5012 | 0 |  |  | 414.5012 | 0 | 414.5012 | 0 | 676.4143 | 0.0161 | 892.8288 | 0.0086392 | 887.4784 | 0.076043 | 676.4143 | 0.022353 | 892.8288 | 0.064062 | 892.8288 | 0.036788 | 893.0576 | 0 | 892.8288 | 0.1117 | 892.8288 | 0.031293 | 892.8288 | 0.062105 | 678.3096 | 0.00056706 | 887.48 | 0.0077966 | 893.0576 | 0.003352 | 676.4143 | 0.012747 | 887.48 | 0.013568 | 892.8288 | 0.013682 | 887.48 | -0.0040807 | 892.8288 | 0.012886 | 678.3096 | 0.00048249 | 678.3096 | 0.00045924 | 892.8288 | 0.026733 | 893.0576 | 0.0091298 | 893.0576 | -0.0001566 | 892.8288 | 0.023611 | 1003.3458 | 0.02974 | 892.8288 | 0.014165 | 892.8288 | 0.0090839 | 1003.3067 | 0.0013044 | 892.8288 | 3.1317 | 1008.3241 | 0.0016903 | 1003.3458 | 0.1622 | 1008.3241 | 0.097876 | 1061.0657 | 0.63552 | 1267.5508 | 0.022136 | 1039.0757 | 0.012089 | 1178.902 | 0 | 1178.0845 | 0 | 892.829 | 0.00047627 | 893.0576 | 0.0079271 | 892.8288 | 0.045369 | 892.8288 | 0.031548 | 892.8288 | 0.044528 | 888.5367 | 0.020016
| 414.5812 | 0 |  |  | 414.5812 | 0 | 414.5812 | 0 | 676.5382 | 0 | 893.0693 | -0.025978 | 887.7186 | -0.15203 | 676.5382 | 0 | 893.0693 | -0.44357 | 893.0693 | -0.044212 | 893.2983 | 0 | 893.0693 | -0.19609 | 893.0693 | -0.089249 | 893.0693 | -0.26788 | 678.4302 | 0.0010658 | 887.72 | -0.0098758 | 893.2983 | -0.012453 | 676.5382 | 0.013792 | 887.72 | -0.014972 | 893.0693 | -0.0086137 | 887.72 | 0.0050134 | 893.0693 | -0.0085738 | 678.4302 | 0.00094859 | 678.4302 | 0.00091089 | 893.0693 | -0.024678 | 893.2983 | -0.017834 | 893.2983 | -0.0083941 | 893.0693 | 0.012617 | 1003.5144 | 0.025522 | 893.0693 | -0.043373 | 893.0693 | -0.013867 | 1003.4765 | 0 | 893.0693 | 2.8502 | 1008.4956 | 0.0015938 | 1003.5144 | 0.15608 | 1008.4956 | 0.097214 | 1061.1776 | 0.63429 | 1267.6295 | 0.021997 | 1039.0889 | 0.012103 | 1178.9701 | 0 | 1178.1525 | 0 | 893.069 | 0.00039597 | 893.2983 | -0.0021518 | 893.0693 | -4.2754e-05 | 893.0693 | -0.12589 | 893.0693 | -0.022371 | 888.7764 | 0.018749
| 414.6612 | 0 |  |  | 414.6612 | 0 | 414.6612 | 0 | 676.6622 | 0 | 893.3098 | 0.00097699 | 887.9588 | 0.12533 | 676.6622 | 0.041053 | 893.3098 | 0.13748 | 893.3098 | -0.01182 | 893.5391 | 0 | 893.3098 | 0.10102 | 893.3098 | 0.0040238 | 893.3098 | 0.11672 | 678.5508 | 0.00050252 | 887.96 | -0.049377 | 893.5391 | 0.00022258 | 676.6622 | 0.018075 | 887.96 | 0.00079277 | 893.3098 | 0.010774 | 887.96 | 0.02425 | 893.3098 | 0.003188 | 678.5508 | 0.00048096 | 678.5508 | 0.00045924 | 893.3098 | 0.050429 | 893.5391 | 0.0041185 | 893.5391 | 0.0012818 | 893.3098 | 0.05784 | 1003.6829 | 0.036361 | 893.3098 | 0.036045 | 893.3098 | 0.039018 | 1003.6463 | 0.0018258 | 893.3098 | 2.8927 | 1008.667 | 0.00042779 | 1003.6829 | 0.16286 | 1008.667 | 0.095948 | 1061.2897 | 0.63299 | 1267.7082 | 0.021859 | 1039.1021 | 0.012117 | 1179.0382 | 0 | 1178.2205 | 0 | 893.31 | 0.0013153 | 893.5391 | 0.0038167 | 893.3098 | 0.031548 | 893.3098 | 0.11012 | 893.3098 | 0.056672 | 889.016 | 0.019351
| 414.7411 | 0 |  |  | 414.7411 | 0 | 414.7411 | 0 | 676.7861 | 0 | 893.5503 | -0.047785 | 888.199 | -0.075854 | 676.7861 | 0 | 893.5503 | -0.29675 | 893.5503 | -0.047103 | 893.7799 | 0 | 893.5503 | -0.15452 | 893.5503 | -0.025421 | 893.5503 | -0.25276 | 678.6714 | 0.0010063 | 888.2 | -0.019232 | 893.7799 | -0.026762 | 676.7861 | 0.0055371 | 888.2 | -0.017962 | 893.5503 | -0.024993 | 888.2 | -0.022969 | 893.5503 | -0.023134 | 678.6714 | 0.00092725 | 678.6714 | 0.00087972 | 893.5503 | -0.047116 | 893.7799 | -0.015389 | 893.7799 | -0.0067295 | 893.5503 | 0.017489 | 1003.8515 | 0.039992 | 893.5503 | -0.012115 | 893.5503 | -0.040418 | 1003.8161 | 0 | 893.5503 | 2.7759 | 1008.8385 | 0.0009214 | 1003.8515 | 0.15739 | 1008.8385 | 0.094988 | 1061.4017 | 0.63109 | 1267.7869 | 0.021726 | 1039.1154 | 0.012132 | 1179.1063 | 0 | 1178.2885 | 0 | 893.55 | 0.0015174 | 893.7799 | -0.002936 | 893.5503 | -0.0036908 | 893.5503 | -0.018328 | 893.5503 | -0.038137 | 889.2556 | 0.018604
| 414.8211 | 0 |  |  | 414.8211 | 0 | 414.8211 | 0 | 676.9101 | 0.017153 | 893.7908 | -0.013385 | 888.4392 | 0.11084 | 676.9101 | 0.026867 | 893.7908 | 0.10876 | 893.7908 | 0.018033 | 894.0206 | 0 | 893.7908 | 0.093326 | 893.7908 | 0.024601 | 893.7908 | 0.11588 | 678.792 | 0.00050629 | 888.44 | 0.006757 | 894.0206 | 0.020187 | 676.9101 | 0.018911 | 888.44 | 0.016014 | 893.7908 | 0.014674 | 888.44 | 0.025301 | 893.7908 | 0.0095884 | 678.792 | 0.00046572 | 678.792 | 0.00042807 | 893.7908 | 0.052269 | 894.0206 | 0.0028019 | 894.0206 | 0.00035482 | 893.7908 | -0.012069 | 1004.02 | 0.027391 | 893.7908 | 0.027002 | 893.7908 | 0.00090201 | 1003.9859 | 0.0018258 | 893.7908 | 2.7433 | 1009.01 | 0.0023167 | 1004.02 | 0.16395 | 1009.01 | 0.093964 | 1061.5139 | 0.62962 | 1267.8656 | 0.021593 | 1039.1285 | 0.012148 | 1179.1743 | 0 | 1178.3564 | 0 | 893.791 | 0.00089993 | 894.0206 | -0.00032914 | 893.7908 | 0.024788 | 893.7908 | 0.038459 | 893.7908 | 0.052624 | 889.4953 | 0.019218
| 414.9011 | 0 |  |  | 414.9011 | 0 | 414.9011 | 0 | 677.034 | 0 | 894.0313 | -0.017078 | 888.6794 | -0.13157 | 677.034 | 0 | 894.0313 | -0.35854 | 894.0313 | -0.045819 | 894.2614 | 0 | 894.0313 | -0.168 | 894.0313 | -0.089249 | 894.0313 | -0.21413 | 678.9126 | 0.00099916 | 888.68 | -0.0015593 | 894.2614 | -0.012356 | 677.034 | 0.021001 | 888.68 | -0.013613 | 894.0313 | 0.0026335 | 888.68 | 0.0032645 | 894.0313 | -0.0054284 | 678.9126 | 0.0008918 | 678.9126 | 0.00092648 | 894.0313 | -0.042699 | 894.2614 | -0.011624 | 894.2614 | -0.0070695 | 894.0313 | -0.011774 | 1004.1886 | 0.030969 | 894.0313 | -0.015594 | 894.0313 | -0.0089662 | 1004.1557 | 0 | 894.0313 | 2.5932 | 1009.1814 | 0.00091153 | 1004.1886 | 0.1587 | 1009.1814 | 0.093046 | 1061.6261 | 0.62877 | 1267.9443 | 0.021454 | 1039.1417 | 0.012164 | 1179.2425 | 0 | 1178.4246 | 0 | 894.031 | 0.00053165 | 894.2614 | 0.0037433 | 894.0313 | -0.0037229 | 894.0313 | -0.025689 | 894.0313 | 0.022371 | 889.7349 | 0.018078
| 414.9811 | 0 |  |  | 414.9811 | 0 | 414.9811 | 0 | 677.158 | 0.011533 | 894.2719 | 0.021913 | 888.9197 | 0.099011 | 677.158 | 0.0089449 | 894.2719 | 0.12179 | 894.2719 | 0.022828 | 894.5022 | 0 | 894.2719 | 0.10448 | 894.2719 | 0.050228 | 894.2719 | 0.005555 | 679.0332 | 0.00049287 | 888.92 | 0.055613 | 894.5022 | 0.016391 | 677.158 | 0.019538 | 888.92 | 0.0024236 | 894.2719 | 0.0041395 | 888.92 | 0.0036143 | 894.2719 | 0.0034132 | 679.0332 | 0.00043942 | 679.0332 | 0.00049801 | 894.2719 | 0.023085 | 894.5022 | 0.0015418 | 894.5022 | 0.0050501 | 894.2719 | 0.013117 | 1004.3571 | 0.037002 | 894.2719 | 0.031836 | 894.2719 | 0.030329 | 1004.3254 | 0.0018258 | 894.2719 | 2.6189 | 1009.3529 | 0.0024 | 1004.3571 | 0.16472 | 1009.3529 | 0.091659 | 1061.7382 | 0.62739 | 1268.0231 | 0.021321 | 1039.155 | 0.01218 | 1179.3107 | 0 | 1178.4925 | 0 | 894.272 | 0.00076425 | 894.5022 | 0.0096886 | 894.2719 | 0.031999 | 894.2719 | 0.031849 | 894.2719 | 0.05305 | 889.9746 | 0.018817
| 415.061 | 0 |  |  | 415.061 | 0 | 415.061 | 0 | 677.282 | 0 | 894.5124 | -0.096551 | 889.1599 | -0.11304 | 677.282 | 0 | 894.5124 | -0.34269 | 894.5124 | -0.076714 | 894.743 | 0 | 894.5124 | -0.18693 | 894.5124 | -0.0055075 | 894.5124 | -0.18306 | 679.1538 | 0.00099455 | 889.16 | -0.066009 | 894.743 | -0.023519 | 677.282 | 0.010866 | 889.16 | -0.011438 | 894.5124 | -0.020998 | 889.16 | -0.021569 | 894.5124 | -0.02075 | 679.1538 | 0.00091315 | 679.1538 | 0.00092648 | 894.5124 | -0.048956 | 894.743 | -0.025131 | 894.743 | -0.014416 | 894.5124 | -0.043349 | 1004.5257 | 0.032944 | 894.5124 | -0.044607 | 894.5124 | 0.0046821 | 1004.4952 | 0 | 894.5124 | 2.4103 | 1009.5244 | 0.00064937 | 1004.5257 | 0.15947 | 1009.5244 | 0.090784 | 1061.8503 | 0.62597 | 1268.1019 | 0.021188 | 1039.1682 | 0.012197 | 1179.3788 | 0 | 1178.5605 | 0 | 894.512 | 0.00059811 | 894.743 | -0.01134 | 894.5124 | -0.017427 | 894.5124 | -0.02629 | 894.5124 | -0.028762 | 890.2143 | 0.018814
| 415.141 | 0 |  |  | 415.141 | 0 | 415.141 | 0 | 677.406 | 0.036754 | 894.753 | -0.089142 | 889.4001 | 0.090562 | 677.406 | 0.021923 | 894.753 | 0.1207 | 894.753 | 0.027244 | 894.9838 | 0 | 894.753 | 0.074894 | 894.753 | -0.0075578 | 894.753 | 0.074134 | 679.2745 | 0.00050377 | 889.4 | -0.034825 | 894.9838 | 0.00075468 | 677.406 | 0.038554 | 889.4 | 0.01248 | 894.753 | 0.0092344 | 889.4 | -0.00023318 | 894.753 | -0.0022353 | 679.2745 | 0.0004863 | 679.2745 | 0.00042807 | 894.753 | 0.030293 | 894.9838 | -0.0013703 | 894.9838 | -0.0065379 | 894.753 | 0.029232 | 1004.6942 | 0.040259 | 894.753 | 0.0017071 | 894.753 | 0.056374 | 1004.665 | 0.0013044 | 894.753 | 2.435 | 1009.6958 | 0.0029551 | 1004.6942 | 0.16504 | 1009.6958 | 0.089895 | 1061.9626 | 0.62492 | 1268.1807 | 0.021055 | 1039.1814 | 0.012215 | 1179.4469 | 0 | 1178.6287 | 0 | 894.753 | 0.0010245 | 894.9838 | -0.012368 | 894.753 | 0.023887 | 894.753 | 0.020732 | 894.753 | 0.054968 | 890.454 | 0.019675
| 415.221 | 0 |  |  | 415.221 | 0 | 415.221 | 0 | 677.53 | 0 | 894.9935 | -0.0057033 | 889.6403 | -0.040007 | 677.53 | 0 | 894.9935 | -0.25767 | 894.9935 | -0.039246 | 895.2246 | 0 | 894.9935 | -0.16329 | 894.9935 | -0.077626 | 894.9935 | -0.065317 | 679.3951 | 0.0010147 | 889.64 | -0.050418 | 895.2246 | -0.014585 | 677.53 | 0.022777 | 889.64 | 0.011393 | 894.9935 | -0.021989 | 889.64 | 0.0043138 | 894.9935 | 0.0043544 | 679.3951 | 0.0010069 | 679.3951 | 0.0009029 | 894.9935 | -0.066625 | 895.2246 | -0.00062886 | 895.2246 | -0.0031187 | 894.9935 | 0.0035546 | 1004.8628 | 0.036682 | 894.9935 | -0.016373 | 894.9935 | 0.0060952 | 1004.8348 | 0 | 894.9935 | 2.2748 | 1009.8673 | 0.00031372 | 1004.8628 | 0.16012 | 1009.8673 | 0.088771 | 1062.0748 | 0.6237 | 1268.2594 | 0.020927 | 1039.1947 | 0.012232 | 1179.515 | 0 | 1178.6967 | 0 | 894.994 | 0.00089716 | 895.2246 | 0.0099822 | 894.9935 | -0.0035621 | 894.9935 | -0.01083 | 894.9935 | -0.040693 | 890.6936 | 0.018769
| 415.301 | 0 |  |  | 415.301 | 0 | 415.301 | 0 | 677.654 | 0.024828 | 895.2341 | 0.026007 | 889.8806 | 0.17324 | 677.654 | 0.030951 | 895.2341 | -0.077972 | 895.2341 | -0.0039902 | 895.4654 | 0 | 895.2341 | 0.08376 | 895.2341 | -0.020343 | 895.2341 | 0.10245 | 679.5157 | 0.00051341 | 889.88 | 0.014034 | 895.4654 | 0.0096144 | 677.654 | 0.017135 | 889.88 | 0.0032391 | 895.2341 | 0.016106 | 889.88 | 0.021452 | 895.2341 | 0.013495 | 679.5157 | 0.00052975 | 679.5157 | 0.00047483 | 895.2341 | 0.03 | 895.4654 | 0.0053833 | 895.4654 | 0.0023798 | 895.2341 | 0.013242 | 1005.0313 | 0.044958 | 895.2341 | 0.040118 | 895.2341 | 0.038806 | 1005.0046 | 0.0013044 | 895.2341 | 2.3171 | 1010.0388 | 0.0031942 | 1005.0313 | 0.16548 | 1010.0388 | 0.087363 | 1062.1871 | 0.62258 | 1268.3383 | 0.020794 | 1039.2079 | 0.01225 | 1179.5832 | 0 | 1178.7648 | 0 | 895.234 | 0.00079194 | 895.4654 | 0.010386 | 895.2341 | 0.030346 | 895.2341 | 0.037708 | 895.2341 | 0.070734 | 890.9333 | 0.018849
| 415.381 | 0 |  |  | 415.381 | 0 | 415.381 | 0 | 677.778 | 0 | 895.4746 | -0.10536 | 890.1208 | -0.059594 | 677.778 | 0 | 895.4746 | -0.26149 | 895.4746 | -0.058743 | 895.7062 | 0 | 895.4746 | -0.21904 | 895.4746 | -0.063097 | 895.4746 | -0.19314 | 679.6363 | 0.00098659 | 890.12 | -0.027548 | 895.7062 | -0.029894 | 677.778 | 0 | 890.12 | -0.0035561 | 895.4746 | -0.036205 | 890.12 | 0.00081613 | 895.4746 | -0.024199 | 679.6363 | 0.00099013 | 679.6363 | 0.00094967 | 895.4746 | -0.043435 | 895.7062 | -0.031828 | 895.7062 | -0.0092545 | 895.4746 | -0.078702 | 1005.1999 | 0.032357 | 895.4746 | -0.072459 | 895.4746 | -0.020404 | 1005.1744 | 0.00017392 | 895.4746 | 2.1443 | 1010.2102 | 0.00070861 | 1005.1999 | 0.16122 | 1010.2102 | 0.086303 | 1062.2994 | 0.62194 | 1268.417 | 0.020661 | 1039.2211 | 0.012269 | 1179.6514 | 0 | 1178.8329 | 0 | 895.475 | 0.0011131 | 895.7062 | -0.014643 | 895.4746 | -0.027492 | 895.4746 | -0.0026041 | 895.4746 | -0.010938 | 891.173 | 0.01841
| 415.461 | 0 |  |  | 415.461 | 0 | 415.4609 | 0 | 677.902 | 0.019941 | 895.7152 | 0.017519 | 890.3611 | 0.04865 | 677.902 | 0.035464 | 895.7152 | 0.16834 | 895.7152 | 0.028298 | 895.947 | 0 | 895.7152 | 0.11262 | 895.7152 | 0.078456 | 895.7152 | -0.0046472 | 679.7569 | 0.00047988 | 890.36 | -0.0077966 | 895.947 | 0.0051599 | 677.902 | 0.021314 | 890.36 | -0.0013816 | 895.7152 | 0.035343 | 890.36 | -0.0058295 | 895.7152 | 0.016031 | 679.7569 | 0.00046572 | 679.7569 | 0.00048243 | 895.7152 | 0.019913 | 895.947 | 0.0083798 | 895.947 | 0.0080528 | 895.7152 | -0.0051276 | 1005.3684 | 0.03492 | 895.7152 | 0.067568 | 895.7152 | 0.049496 | 1005.3442 | 0.0013044 | 895.7152 | 2.2047 | 1010.3817 | 0.0027609 | 1005.3684 | 0.16592 | 1010.3817 | 0.085456 | 1062.4117 | 0.62131 | 1268.4959 | 0.020533 | 1039.2344 | 0.012288 | 1179.7196 | 0 | 1178.9009 | 0 | 895.715 | 0.0014343 | 895.947 | 0.0078904 | 895.7152 | 0.059341 | 895.7152 | 0.019981 | 895.7152 | 0.056033 | 891.4127 | 0.019168
| 415.5409 | 0 |  |  | 415.5409 | 0 | 415.5409 | 0 | 678.0261 | 0 | 895.9558 | -0.12367 | 890.6014 | -0.098927 | 678.0261 | 0 | 895.9558 | -0.22073 | 895.9558 | -0.057859 | 896.1879 | 0 | 895.9558 | -0.19094 | 895.9558 | -0.12951 | 895.9558 | -0.19398 | 679.8776 | 0.0010205 | 890.6 | 0.0025989 | 896.1879 | -0.040259 | 678.0261 | 0.02121 | 890.6 | -0.014429 | 895.9558 | -0.034222 | 890.6 | -0.0023318 | 895.9558 | -0.029476 | 679.8776 | 0.0010027 | 679.8776 | 0.00095726 | 895.9558 | -0.08687 | 896.1879 | -0.03406 | 896.1879 | -0.023786 | 895.9558 | -0.024235 | 1005.537 | 0.022319 | 895.9558 | -0.071975 | 895.9558 | 0.050928 | 1005.514 | 0 | 895.9558 | 2.0079 | 1010.5532 | 0.00093754 | 1005.537 | 0.16144 | 1010.5532 | 0.08488 | 1062.524 | 0.61966 | 1268.5746 | 0.020399 | 1039.2476 | 0.012307 | 1179.7877 | 0 | 1178.969 | 0 | 895.956 | 0.00046243 | 896.1879 | -0.01101 | 895.9558 | -0.012823 | 895.9558 | -0.021333 | 895.9558 | -0.02514 | 891.6524 | 0.017527
| 415.6209 | 0 |  |  | 415.6209 | 0 | 415.6209 | 0 | 678.1501 | 0.0031028 | 896.1964 | -0.024751 | 890.8416 | 0.087431 | 678.1501 | 0.044277 | 896.1964 | 0.15585 | 896.1964 | -0.012675 | 896.4287 | 0 | 896.1964 | 0.066899 | 896.1964 | -0.019542 | 896.1964 | 0.14611 | 679.9982 | 0.00054568 | 890.84 | -0.045222 | 896.4287 | -0.0021221 | 678.1501 | 0.0038058 | 890.84 | -0.013885 | 896.1964 | 0.012233 | 890.84 | 0.012359 | 896.1964 | -0.00057071 | 679.9982 | 0.00054042 | 679.9982 | 0.00048243 | 896.1964 | 0.053005 | 896.4287 | -0.0027478 | 896.4287 | -0.0038334 | 896.1964 | -0.016115 | 1005.7055 | 0.042181 | 896.1964 | 0.046427 | 896.1964 | 0.042255 | 1005.6838 | 0.00026087 | 896.1964 | 2.0705 | 1010.7246 | 0.0028648 | 1005.7055 | 0.16537 | 1010.7246 | 0.084034 | 1062.6364 | 0.6175 | 1268.6534 | 0.020271 | 1039.2609 | 0.012326 | 1179.856 | 0 | 1179.0371 | 0 | 896.196 | 9.3917e-05 | 896.4287 | 0.0010581 | 896.1964 | 0.025389 | 896.1964 | 0.034102 | 896.1964 | 0.047724 | 891.8922 | 0.018157
| 415.7009 | 0 |  |  | 415.7009 | 0 | 415.7009 | 0 | 678.2742 | 0 | 896.437 | -0.038104 | 891.0819 | -0.10654 | 678.2742 | 0 | 896.437 | -0.22339 | 896.437 | -0.048351 | 896.6696 | 0 | 896.437 | -0.16256 | 896.437 | -0.13367 | 896.437 | -0.15367 | 680.1188 | 0.0010704 | 891.08 | -0.044181 | 896.6696 | -0.021119 | 678.2742 | 0.0085033 | 891.08 | -0.013885 | 896.437 | -0.015642 | 891.08 | -0.0019821 | 896.437 | 0.0034378 | 680.1188 | 0.0010088 | 680.1188 | 0.0009029 | 896.437 | -0.051901 | 896.6696 | -0.013401 | 896.6696 | -0.0057935 | 896.437 | 0.038851 | 1005.8741 | 0.032944 | 896.437 | -0.062537 | 896.437 | -0.020252 | 1005.8536 | 0 | 896.437 | 1.8883 | 1010.8961 | 0.00087831 | 1005.8741 | 0.16176 | 1010.8961 | 0.083507 | 1062.7488 | 0.61647 | 1268.7323 | 0.020143 | 1039.274 | 0.012346 | 1179.9242 | 0 | 1179.1052 | 0 | 896.437 | 0.00093593 | 896.6696 | -0.0033608 | 896.437 | -0.002696 | 896.437 | -0.015624 | 896.437 | 0.0041323 | 892.1319 | 0.017642
| 415.7809 | 0 |  |  | 415.7809 | 0 | 415.7809 | 0 | 678.3982 | 0.020332 | 896.6776 | 0.0055144 | 891.3222 | 0.13865 | 678.3982 | 0.01379 | 896.6776 | 0.1741 | 896.6776 | 0.011024 | 896.9104 | 0 | 896.6776 | 0.12443 | 896.6776 | -0.017038 | 896.6776 | 0.17467 | 680.2394 | 0.00053059 | 891.32 | 0.050418 | 896.9104 | 0.023397 | 678.3982 | 0.018389 | 891.32 | 0.0097623 | 896.6776 | 0.015497 | 891.32 | -0.0012825 | 896.6776 | 0.008726 | 680.2394 | 0.00047563 | 680.2394 | 0.00042807 | 896.6776 | 0.054478 | 896.9104 | 0.0099176 | 896.9104 | 0.0066489 | 896.6776 | -0.010654 | 1006.0426 | 0.031289 | 896.6776 | 0.037513 | 896.6776 | 0.047114 | 1006.0234 | 0.00078262 | 896.6776 | 1.9219 | 1011.0676 | 0.0030151 | 1006.0426 | 0.16559 | 1011.0676 | 0.082768 | 1062.8612 | 0.61539 | 1268.8112 | 0.020015 | 1039.2872 | 0.012365 | 1179.9923 | 0 | 1179.1733 | 0 | 896.678 | 0.000983 | 896.9104 | 0.0080739 | 896.6776 | 0.043116 | 896.6776 | 0.030346 | 896.6776 | 0.057524 | 892.3716 | 0.018317
| 415.8609 | 0 |  |  | 415.8609 | 0 | 415.8609 | 0 | 678.5223 | 0 | 896.9182 | -0.076661 | 891.5625 | -0.13796 | 678.5223 | 0 | 896.9182 | -0.18545 | 896.9182 | -0.044561 | 897.1513 | 0 | 896.9182 | -0.19341 | 896.9182 | -0.14197 | 896.9182 | -0.22757 | 680.3601 | 0.0010402 | 891.56 | 0.0036384 | 897.1513 | -0.011456 | 678.5223 | 0.014419 | 891.56 | -0.023942 | 896.9182 | -0.024826 | 891.56 | -0.0040807 | 896.9182 | -0.0097914 | 680.3601 | 0.00095012 | 680.3601 | 0.00087972 | 896.9182 | -0.060367 | 897.1513 | -0.018308 | 897.1513 | -0.016095 | 896.9182 | -0.016115 | 1006.2112 | 0.03556 | 896.9182 | -0.050076 | 896.9182 | -0.013775 | 1006.1932 | 0 | 896.9182 | 1.7347 | 1011.2391 | 0.0010823 | 1006.2112 | 0.16198 | 1011.2391 | 0.081964 | 1062.9736 | 0.61297 | 1268.89 | 0.019887 | 1039.3005 | 0.012385 | 1180.0605 | 0 | 1179.2415 | 0 | 896.918 | 0.00080578 | 897.1513 | -0.0046241 | 896.9182 | 0.0031958 | 896.9182 | -0.034553 | 896.9182 | -0.01969 | 892.6114 | 0.017156
| 415.9409 | 0 |  |  | 415.9409 | 0 | 415.9409 | 0 | 678.6464 | 0.0016977 | 897.1588 | -0.028266 | 891.8028 | 0.054292 | 678.6464 | 0.051154 | 897.1588 | 0.031178 | 897.1588 | 0.01203 | 897.3922 | 0 | 897.1588 | 0.10843 | 897.1588 | 0.066418 | 897.1588 | 0.12344 | 680.4807 | 0.00051509 | 891.8 | 0.016113 | 897.3922 | 0.01412 | 678.6464 | 0.030195 | 891.8 | 0.00079277 | 897.1588 | 0.0087354 | 891.8 | 0.0053631 | 897.1588 | 0.011719 | 680.4807 | 0.00048173 | 680.4807 | 0.00045165 | 897.1588 | 0.071778 | 897.3922 | 0.0053328 | 897.3922 | 0.010389 | 897.1588 | 0.0015683 | 1006.3798 | 0.033905 | 897.1588 | 0.032641 | 897.1588 | 0.016643 | 1006.363 | 0.0018258 | 897.1588 | 1.8771 | 1011.4106 | 0.0020732 | 1006.3798 | 0.16493 | 1011.4106 | 0.080733 | 1063.0861 | 0.61134 | 1268.9689 | 0.019759 | 1039.3137 | 0.012405 | 1180.1288 | 0 | 1179.3096 | 0 | 897.159 | 0.0010938 | 897.3922 | 0.0058719 | 897.1588 | 0.032149 | 897.1588 | 0.036055 | 897.1588 | 0.073077 | 892.8511 | 0.018315
| 416.0209 | 0 |  |  | 416.0209 | 0 | 416.0209 | 0 | 678.7705 | 0 | 897.3994 | -0.12013 | 892.0431 | 0.00028514 | 678.7705 | 0 | 897.3994 | -0.46117 | 897.3994 | -0.064914 | 897.6331 | 0 | 897.3994 | -0.22695 | 897.3994 | -0.11042 | 897.3994 | -0.16879 | 680.6013 | 0.0010637 | 892.04 | -0.044181 | 897.633 | -0.039512 | 678.7705 | 0.0013843 | 892.04 | 0.008947 | 897.3994 | -0.028642 | 892.04 | 0.0011659 | 897.3994 | -0.021409 | 680.6013 | 0.0009505 | 680.6013 | 0.00087972 | 897.3994 | -0.056318 | 897.633 | -0.022897 | 897.633 | -0.020643 | 897.3994 | -0.022736 | 1006.5483 | 0.03257 | 897.3994 | -0.085043 | 897.3994 | 0.0014588 | 1006.5328 | 0 | 897.3994 | 1.7211 | 1011.5821 | 5.5942e-05 | 1006.5483 | 0.16165 | 1011.5821 | 0.079873 | 1063.1985 | 0.61062 | 1269.0477 | 0.019631 | 1039.3269 | 0.012426 | 1180.197 | 0 | 1179.3777 | 0 | 897.399 | 0.0003572 | 897.6331 | -0.018497 | 897.3994 | -0.013251 | 897.3994 | -0.017727 | 897.3994 | -0.024501 | 893.0909 | 0.017167
| 416.1009 | 0 |  |  | 416.1009 | 0 | 416.1009 | 0 | 678.8946 | 0.0062641 | 897.64 | 0.01757 | 892.2834 | 0.066361 | 678.8946 | 0.020498 | 897.64 | -0.076983 | 897.64 | 0.01906 | 897.8739 | 0 | 897.64 | 0.10235 | 897.64 | 0.07472 | 897.64 | 0.15031 | 680.7219 | 0.00055323 | 892.28 | 0.036903 | 897.8739 | 0.0023546 | 678.8946 | 0.020688 | 892.28 | 0.017373 | 897.64 | 0.022068 | 892.28 | 0.012359 | 897.64 | 0.0029563 | 680.7219 | 0.00047639 | 680.7219 | 0.00042807 | 897.64 | 0.10343 | 897.8739 | 0.0049084 | 897.8739 | 0.0064658 | 897.64 | 0.052093 | 1006.7169 | 0.032303 | 897.64 | 0.056022 | 897.64 | 0.012122 | 1006.7026 | 0.0013044 | 897.64 | 1.8063 | 1011.7536 | 0.002501 | 1006.7169 | 0.1634 | 1011.7536 | 0.079339 | 1063.311 | 0.60921 | 1269.1266 | 0.019508 | 1039.3402 | 0.012446 | 1180.2653 | 0 | 1179.4458 | 0 | 897.64 | 0.00078917 | 897.8739 | 0.0086611 | 897.64 | 0.022534 | 897.64 | 0.00755 | 897.64 | 0.072012 | 893.3306 | 0.01784
| 416.1809 | 0 |  |  | 416.1809 | 0 | 416.1809 | 0 | 679.0187 | 0 | 897.8806 | -0.066806 | 892.5237 | 0.051371 | 679.0187 | 0 | 897.8806 | -0.27089 | 897.8806 | -0.056187 | 898.1148 | 0 | 897.8806 | -0.1899 | 897.8806 | -0.11042 | 897.8806 | -0.25528 | 680.8426 | 0.00108 | 892.52 | -0.04834 | 898.1148 | -0.031721 | 679.0187 | 0 | 892.52 | 0.0081316 | 897.8806 | -0.011005 | 892.52 | 0.02425 | 897.8806 | -0.0047285 | 680.8426 | 0.00093258 | 680.8426 | 0.00083296 | 897.8806 | -0.057054 | 898.1148 | -0.028291 | 898.1148 | -0.018278 | 897.8806 | -0.035353 | 1006.8854 | 0.028512 | 897.8806 | -0.037404 | 897.8806 | -0.018201 | 1006.8725 | 0 | 897.8806 | 1.623 | 1011.9251 | 7.459e-05 | 1006.8854 | 0.16078 | 1011.9251 | 0.078713 | 1063.4236 | 0.60808 | 1269.2054 | 0.01938 | 1039.3534 | 0.012466 | 1180.3335 | 0 | 1179.514 | 0 | 897.881 | 0.00053442 | 898.1148 | -0.0038901 | 897.8806 | -0.01379 | 897.8806 | 0.00088754 | 897.8806 | -0.010353 | 893.5704 | 0.016718
| 416.2609 | 0 |  |  | 416.2609 | 0 | 416.2609 | 0 | 679.1429 | 0.019261 | 898.1213 | -0.013832 | 892.764 | 0.10934 | 679.1429 | 0.036109 | 898.1213 | 0.047224 | 898.1213 | 0.022173 | 898.3557 | 0 | 898.1213 | 0.066308 | 898.1213 | 0.053134 | 898.1213 | 0.022571 | 680.9632 | 0.00053269 | 892.76 | -0.00051979 | 898.3557 | 0.0034734 | 679.1429 | 0.02727 | 892.76 | -0.013341 | 898.1213 | -0.00026348 | 892.76 | -0.0058295 | 898.1213 | -0.01177 | 680.9632 | 0.00046496 | 680.9632 | 0.00041248 | 898.1213 | 0.053742 | 898.3557 | 0.0063491 | 898.3557 | -0.0030299 | 898.1213 | 0.017864 | 1007.054 | 0.039992 | 898.1213 | 0.030311 | 898.1213 | -0.0016199 | 1007.0423 | 0.0013044 | 898.1213 | 1.6767 | 1012.0965 | 0.0018143 | 1007.054 | 0.16318 | 1012.0965 | 0.077725 | 1063.5361 | 0.60702 | 1269.2844 | 0.019257 | 1039.3667 | 0.012487 | 1180.4017 | 0 | 1179.5821 | 0 | 898.121 | 0.00096916 | 898.3557 | 0.0066059 | 898.1213 | 0.030346 | 898.1213 | 0.036656 | 898.1213 | 0.034515 | 893.8102 | 0.017903
| 416.3409 | 0 |  |  | 416.3409 | 0 | 416.3409 | 0 | 679.267 | 0 | 898.3619 | -0.012105 | 893.0043 | -0.082007 | 679.267 | 0 | 898.3619 | -0.42235 | 898.3619 | -0.074242 | 898.5966 | 0 | 898.3619 | -0.18254 | 898.3619 | -0.067663 | 898.3619 | -0.23261 | 681.0839 | 0.0010302 | 893 | -0.071209 | 898.5966 | -0.01426 | 679.267 | 0 | 893 | -0.0043715 | 898.3619 | -0.027348 | 893 | -0.0047802 | 898.3619 | -0.0017879 | 681.0839 | 0.00093525 | 681.0839 | 0.00091089 | 898.3619 | -0.043067 | 898.5966 | -0.011776 | 898.5966 | -0.011257 | 898.3619 | 0.011301 | 1007.2225 | 0.023921 | 898.3619 | 0.0059693 | 898.3619 | 0.014611 | 1007.2121 | 0 | 898.3619 | 1.5766 | 1012.268 | 0.00087863 | 1007.2225 | 0.16155 | 1012.268 | 0.077134 | 1063.6487 | 0.60514 | 1269.3633 | 0.019134 | 1039.3799 | 0.012508 | 1180.47 | 0 | 1179.6503 | 0 | 898.362 | 0.00088885 | 898.5966 | 0.00018729 | 898.3619 | -0.013592 | 898.3619 | -0.011346 | 898.3619 | -0.025993 | 894.05 | 0.016898
| 416.4209 | 0 |  |  | 416.4209 | 0 | 416.4209 | 0 | 679.3912 | 0.018558 | 898.6026 | -0.074244 | 893.2446 | 0.074199 | 679.3912 | 0.026867 | 898.6026 | -0.17015 | 898.6026 | 0.020757 | 898.8376 | 0 | 898.6026 | 0.10147 | 898.6026 | -0.029095 | 898.6026 | 0.089852 | 681.2045 | 0.00050042 | 893.24 | -0.018192 | 898.8376 | 0.0018952 | 679.3912 | 0.0073644 | 893.24 | -0.018506 | 898.6026 | 0.0055967 | 893.24 | -0.00513 | 898.6026 | -0.013241 | 681.2045 | 0.00047715 | 681.2045 | 0.00050601 | 898.6026 | 0.046012 | 898.8376 | -0.0012084 | 898.8376 | -0.0023554 | 898.6026 | 0.029732 | 1007.3911 | 0.028993 | 898.6026 | 0.018158 | 898.6026 | 0.030732 | 1007.3819 | 0.0013044 | 898.6026 | 1.6244 | 1012.4395 | 0.0015828 | 1007.3911 | 0.16308 | 1012.4395 | 0.07633 | 1063.7612 | 0.60347 | 1269.4423 | 0.019011 | 1039.3931 | 0.012528 | 1180.5383 | 0 | 1179.7185 | 0 | 898.603 | 0.0014814 | 898.8376 | -0.0045507 | 898.6026 | 0.012386 | 898.6026 | 0.020732 | 898.6026 | 0.044741 | 894.2898 | 0.017646
| 416.5009 | 0 |  |  | 416.5009 | 0 | 416.5009 | 0 | 679.5153 | 0 | 898.8432 | -0.11401 | 893.485 | -0.1277 | 679.5153 | 0 | 898.8432 | -0.3177 | 898.8432 | -0.079393 | 899.0785 | 0 | 898.8432 | -0.21205 | 898.8432 | 0.013335 | 898.8432 | -0.22925 | 681.3251 | 0.0010784 | 893.48 | -0.024429 | 899.0785 | -0.041595 | 679.5153 | 0.0028674 | 893.48 | -0.012798 | 898.8432 | -0.038851 | 893.48 | -0.0065291 | 898.8432 | -0.007204 | 681.3251 | 0.0008979 | 681.3251 | 0.00092249 | 898.8432 | -0.12736 | 899.0785 | -0.02352 | 899.0785 | -0.015764 | 898.8432 | -0.055216 | 1007.5597 | 0.022639 | 898.8432 | -0.10107 | 898.8432 | -0.012374 | 1007.5517 | 0 | 898.8432 | 1.4733 | 1012.611 | 0.00051994 | 1007.5597 | 0.16012 | 1012.611 | 0.075477 | 1063.8739 | 0.6017 | 1269.5211 | 0.018889 | 1039.4064 | 0.012549 | 1180.6066 | 0 | 1179.7867 | 0 | 898.843 | 0.0016476 | 899.0785 | -0.013762 | 898.8432 | -0.015008 | 898.8432 | -0.033952 | 898.8432 | -0.013589 | 894.5296 | 0.016209
| 416.5809 | 0 |  |  | 416.5809 | 0 | 416.5809 | 0 | 679.6395 | 0.017153 | 899.0839 | -0.0028242 | 893.7253 | 0.026279 | 679.6395 | 0.021244 | 899.0839 | -0.041373 | 899.0839 | 0.026081 | 899.3194 | 0 | 899.0839 | 0.1109 | 899.0839 | 0.12868 | 899.0839 | 0.023881 | 681.4458 | 0.00058257 | 893.73 | -0.024429 | 899.3194 | -0.0018758 | 679.6395 | 0.02518 | 893.73 | -0.0016535 | 899.0839 | 0.011214 | 893.73 | -0.0026815 | 899.0839 | 0.0063416 | 681.4458 | 0.00043104 | 681.4458 | 0.00042407 | 899.0839 | 0.035572 | 899.3194 | 0.0034217 | 899.3194 | 0.00065239 | 899.0839 | 0.0040302 | 1007.7282 | 0.048268 | 899.0839 | 0.028624 | 899.0839 | -0.018751 | 1007.7216 | 0.0013044 | 899.0839 | 1.4996 | 1012.7825 | 0.0032052 | 1007.7282 | 0.16078 | 1012.7825 | 0.074623 | 1063.9867 | 0.59989 | 1269.6001 | 0.018766 | 1039.4196 | 0.012569 | 1180.6748 | 0 | 1179.8549 | 0 | 899.084 | 0.0018691 | 899.3194 | 0.0034363 | 899.0839 | 0.028243 | 899.0839 | 0.024187 | 899.0839 | 0.042185 | 894.7694 | 0.016916
| 416.661 | 0 |  |  | 416.661 | 0 | 416.6609 | 0 | 679.7637 | 0 | 899.3246 | -0.083449 | 893.9657 | -0.059434 | 679.7637 | 0 | 899.3246 | -0.30432 | 899.3246 | -0.060159 | 899.5604 | 0 | 899.3246 | -0.18779 | 899.3246 | -0.13865 | 899.3246 | -0.20742 | 681.5664 | 0.0011018 | 893.97 | -0.061854 | 899.5604 | -0.034424 | 679.7637 | 0.012015 | 893.97 | -0.0043715 | 899.3246 | -0.032066 | 893.97 | -0.0065291 | 899.3246 | -0.0065952 | 681.5664 | 0.00091734 | 681.5664 | 0.00078219 | 899.3246 | -0.053742 | 899.5604 | -0.021356 | 899.5604 | -0.015435 | 899.3246 | -0.060213 | 1007.8968 | 0.027338 | 899.3246 | -0.063754 | 899.3246 | 0.019899 | 1007.8914 | 0 | 899.3246 | 1.2965 | 1012.954 | 0.0016245 | 1007.8968 | 0.15881 | 1012.954 | 0.074111 | 1064.0994 | 0.59827 | 1269.6791 | 0.018648 | 1039.4327 | 0.01259 | 1180.7432 | 0 | 1179.9231 | 0 | 899.325 | 0.00057319 | 899.5604 | -0.0093217 | 899.3246 | -0.012893 | 899.3246 | -0.022534 | 899.3246 | -0.0020999 | 895.0092 | 0.016585
| 416.741 | 0 |  |  | 416.741 | 0 | 416.741 | 0 | 679.8878 | 0.013641 | 899.5652 | 0.01855 | 894.206 | 0.10115 | 679.8878 | 0.041053 | 899.5652 | -0.003413 | 899.5652 | 0.040286 | 899.8013 | 0 | 899.5652 | 0.096347 | 899.5652 | 0.091324 | 899.5652 | 0.02765 | 681.6871 | 0.00052305 | 894.21 | -0.0015593 | 899.8013 | 0.0095056 | 679.8878 | 0.013896 | 894.21 | 0.024168 | 899.5652 | 0.021203 | 894.21 | -0.00023318 | 899.5652 | 0.019025 | 681.6871 | 0.00049164 | 681.6871 | 0.00035812 | 899.5652 | 0.036809 | 899.8013 | 0.0065015 | 899.8013 | 0.013553 | 899.5652 | 0.0064247 | 1008.0653 | 0.034546 | 899.5652 | 0.02903 | 899.5652 | 0.028849 | 1008.0612 | 0.0013044 | 899.5652 | 1.4697 | 1013.1255 | 0.0052575 | 1008.0653 | 0.15914 | 1013.1255 | 0.073343 | 1064.2119 | 0.59637 | 1269.7579 | 0.018525 | 1039.446 | 0.01261 | 1180.8114 | 0 | 1179.9913 | 0 | 899.565 | 0.0017777 | 899.8013 | 0.0095419 | 899.5652 | 0.036205 | 899.5652 | 0.04567 | 899.5652 | 0.060507 | 895.249 | 0.018104
| 416.821 | 0 |  |  | 416.821 | 0 | 416.821 | 0 | 680.012 | 0 | 899.8059 | -0.070889 | 894.4464 | -0.047872 | 680.012 | 0 | 899.8059 | -0.33677 | 899.8059 | -0.046774 | 900.0423 | 0 | 899.8059 | -0.18231 | 899.8059 | -0.13201 | 899.8059 | -0.13604 | 681.8077 | 0.0010763 | 894.45 | -0.0098758 | 900.0423 | -0.03404 | 680.012 | 0.0088 | 894.45 | 0.018732 | 899.8059 | -0.022951 | 894.45 | -0.010027 | 899.8059 | 0.0013222 | 681.8077 | 0.0010267 | 681.8077 | 0.00085614 | 899.8059 | -0.089815 | 900.0423 | -0.020487 | 900.0423 | -0.010763 | 899.8059 | -0.047471 | 1008.2339 | 0.028886 | 899.8059 | -0.031866 | 899.8059 | 0.0035987 | 1008.2311 | 0 | 899.8059 | 1.2832 | 1013.297 | 0.0017978 | 1008.2339 | 0.15783 | 1013.297 | 0.073073 | 1064.3246 | 0.5938 | 1269.8369 | 0.018407 | 1039.4592 | 0.012631 | 1180.8798 | 0 | 1180.0594 | 0 | 899.806 | 0.0011934 | 900.0423 | -0.0080739 | 899.8059 | 1.6045e-05 | 899.8059 | -0.13791 | 899.8059 | -0.0019734 | 895.4888 | 0.016588
| 416.901 | 0 |  |  | 416.901 | 0 | 416.901 | 0 | 680.1363 | 0.011182 | 900.0466 | -0.01334 | 894.6867 | 0.083836 | 680.1363 | 0.030521 | 900.0466 | 0.21991 | 900.0466 | 0.021957 | 900.2832 | 0 | 900.0466 | 0.11781 | 900.0466 | -0.030721 | 900.0466 | 0.09741 | 681.9284 | 0.000557 | 894.69 | -0.025469 | 900.2832 | 0.01078 | 680.1363 | 0.018075 | 894.69 | -0.013341 | 900.0466 | 0.02052 | 894.69 | -0.0061794 | 900.0466 | 0.022982 | 681.9284 | 0.00054575 | 681.9284 | 0.00050601 | 900.0466 | 0.032482 | 900.2832 | -0.00022634 | 900.2832 | -0.0014341 | 900.0466 | 0.03198 | 1008.4025 | 0.032036 | 900.0466 | 0.050683 | 900.0466 | 0.006998 | 1008.4009 | 0.0018258 | 900.0466 | 1.3052 | 1013.4685 | 0.0033247 | 1008.4025 | 0.15827 | 1013.4685 | 0.072134 | 1064.4374 | 0.59043 | 1269.9159 | 0.018289 | 1039.4725 | 0.012651 | 1180.9481 | 0 | 1180.1277 | 0 | 900.047 | 0.0012405 | 900.2832 | 0.0055783 | 900.0466 | 0.046271 | 900.0466 | 0.13295 | 900.0466 | 0.032171 | 895.7287 | 0.017102
| 416.981 | 0 |  |  | 416.981 | 0 | 416.981 | 0 | 680.2605 | 0 | 900.2873 | -0.033967 | 894.9271 | -0.059099 | 680.2605 | 0 | 900.2873 | -0.39821 | 900.2873 | -0.060318 | 900.5242 | 0 | 900.2873 | -0.19181 | 900.2873 | -0.13906 | 900.2873 | -0.16459 | 682.049 | 0.0011404 | 894.93 | 0.0015593 | 900.5242 | -0.023108 | 680.2605 | 0 | 894.93 | 0.0078598 | 900.2873 | -0.015942 | 894.93 | 0.0053631 | 900.2873 | -0.0030776 | 682.049 | 0.0010382 | 682.049 | 0.00098084 | 900.2873 | -0.076563 | 900.5242 | -0.020953 | 900.5242 | -0.011108 | 900.2873 | -0.0076077 | 1008.571 | 0.031983 | 900.2873 | -0.072096 | 900.2873 | -0.031391 | 1008.5707 | 0 | 900.2873 | 1.2236 | 1013.64 | 0.00078868 | 1008.571 | 0.15717 | 1013.64 | 0.071543 | 1064.55 | 0.58814 | 1269.9949 | 0.018172 | 1039.4857 | 0.012671 | 1181.0164 | 0 | 1180.1959 | 0 | 900.287 | 0.00078363 | 900.5242 | -0.0010751 | 900.2873 | -4.6037e-05 | 900.2873 | -0.02599 | 900.2873 | -0.017426 | 895.9685 | 0.016035
| 417.061 | 0 |  |  | 417.061 | 0 | 417.061 | 0 | 680.3847 | 0.029129 | 900.528 | -0.017418 | 895.1675 | 0.12526 | 680.3847 | 0.03439 | 900.528 | 0.093194 | 900.528 | 0.016899 | 900.7652 | 0 | 900.528 | 0.087172 | 900.528 | 0.10461 | 900.528 | 0.13772 | 682.1697 | 0.00059137 | 895.17 | 0.0098758 | 900.7652 | -0.0049512 | 680.3847 | 0.015986 | 895.17 | -0.00083807 | 900.528 | 0.019106 | 895.17 | -0.00058295 | 900.528 | 0.013748 | 682.1697 | 0.00050116 | 682.1697 | 0.00048243 | 900.528 | 0.027229 | 900.7652 | -0.00061658 | 900.7652 | -1.1582e-05 | 900.528 | 0.0069124 | 1008.7396 | 0.04074 | 900.528 | 0.019463 | 900.528 | 0.030772 | 1008.7406 | 0.0018258 | 900.528 | 1.33 | 1013.8116 | 0.0020348 | 1008.7396 | 0.15717 | 1013.8116 | 0.071166 | 1064.6628 | 0.58755 | 1270.074 | 0.018054 | 1039.499 | 0.012691 | 1181.0847 | 0 | 1180.2642 | 0 | 900.528 | 0.001426 | 900.7652 | -0.0031446 | 900.528 | 0.018328 | 900.528 | 0.024938 | 900.528 | 0.02514 | 896.2084 | 0.017602
| 417.1411 | 0 |  |  | 417.1411 | 0 | 417.1411 | 0 | 680.5089 | 0 | 900.7687 | -0.13422 | 895.4079 | -0.028608 | 680.5089 | 0 | 900.7687 | -0.55389 | 900.7687 | -0.079869 | 901.0062 | 0 | 900.7687 | -0.20782 | 900.7687 | -0.11789 | 900.7687 | -0.25528 | 682.2903 | 0.0011417 | 895.41 | -0.014034 | 901.0061 | -0.048271 | 680.5089 | 0.0034607 | 895.41 | -0.0021971 | 900.7687 | -0.036357 | 895.41 | -0.010027 | 900.7687 | -0.024656 | 682.2903 | 0.00099013 | 682.2903 | 0.00080937 | 900.7687 | -0.098281 | 901.0061 | -0.026043 | 901.0061 | -0.018356 | 900.7687 | -0.0406 | 1008.9081 | 0.038657 | 900.7687 | -0.074137 | 900.7687 | -0.061007 | 1008.9104 | 0 | 900.7687 | 1.1103 | 1013.9831 | 0.00039598 | 1008.9081 | 0.15586 | 1013.9831 | 0.070868 | 1064.7756 | 0.58706 | 1270.1529 | 0.017941 | 1039.5122 | 0.012711 | 1181.1531 | 0 | 1180.3324 | 0 | 900.769 | 0.0017971 | 901.0062 | -0.015487 | 900.7687 | -0.010234 | 900.7687 | -0.010822 | 900.7687 | -0.01296 | 896.4482 | 0.017013
| 417.2211 | 0 |  |  | 417.2211 | 0 | 417.2211 | 0 | 680.6332 | 0.017153 | 901.0094 | 0.033638 | 895.6482 | 0.10493 | 680.6332 | 0.025792 | 901.0094 | -0.063802 | 901.0094 | 0.057852 | 901.2471 | 0 | 901.0094 | 0.13358 | 901.0094 | -0.064342 | 901.0094 | 0.17635 | 682.411 | 0.00055616 | 895.65 | 0.037943 | 901.2471 | 0.011602 | 680.6332 | 0.01118 | 895.65 | 0.0035108 | 901.0094 | 0.024185 | 895.65 | -0.021569 | 901.0094 | 0.016843 | 682.411 | 0.00049583 | 682.411 | 0.00033454 | 901.0094 | 0.078772 | 901.2471 | 0.012843 | 901.2471 | 0.0075714 | 901.0094 | 0.0014396 | 1009.0767 | 0.030808 | 901.0094 | 0.025377 | 901.0094 | 0.039818 | 1009.0802 | 0.0013044 | 901.0094 | 1.2061 | 1014.1546 | 0.0011345 | 1009.0767 | 0.15542 | 1014.1546 | 0.069993 | 1064.8884 | 0.58575 | 1270.2319 | 0.017823 | 1039.5254 | 0.012731 | 1181.2214 | 0 | 1180.4008 | 0 | 901.009 | 0.0017666 | 901.2471 | 0.019414 | 901.0094 | 0.022685 | 901.0094 | 0.055585 | 901.0094 | 0.045167 | 896.6881 | 0.016489
| 417.3011 | 0 |  |  | 417.3011 | 0 | 417.3011 | 0 | 680.7574 | 0 | 901.2501 | -0.082168 | 895.8886 | -0.099927 | 680.7574 | 0 | 901.2501 | -0.28058 | 901.2501 | -0.062976 | 901.4881 | 0 | 901.2501 | -0.15798 | 901.2501 | -0.14819 | 901.2501 | -0.23261 | 682.5316 | 0.001075 | 895.89 | -0.02339 | 901.4881 | -0.035781 | 680.7574 | 0.010553 | 895.89 | -0.0060024 | 901.2501 | -0.023539 | 895.89 | -0.0054798 | 901.2501 | -0.016945 | 682.5316 | 0.00097679 | 682.5316 | 0.00071625 | 901.2501 | -0.066625 | 901.4881 | -0.024075 | 901.4881 | -0.0076031 | 901.2501 | 0.0024662 | 1009.2453 | 0.032464 | 901.2501 | -0.048623 | 901.2501 | 0.016217 | 1009.2501 | 0 | 901.2501 | 1.1234 | 1014.3261 | 0.0012984 | 1009.2453 | 0.15433 | 1014.3261 | 0.069801 | 1065.0012 | 0.5831 | 1270.311 | 0.017711 | 1039.5387 | 0.012751 | 1181.2898 | 0 | 1180.469 | 0 | 901.25 | 0.0010827 | 901.4881 | -0.015671 | 901.2501 | -0.00028558 | 901.2501 | -0.021783 | 901.2501 | -0.021166 | 896.928 | 0.015445
| 417.3811 | 0 |  |  | 417.3811 | 0 | 417.3811 | 0 | 680.8817 | 0.021309 | 901.4909 | -0.00092887 | 896.129 | 0.07119 | 680.8817 | 0.029446 | 901.4909 | -0.027039 | 901.4909 | 0.018585 | 901.7291 | 0 | 901.4909 | 0.10827 | 901.4909 | 0.15691 | 901.4909 | -0.028531 | 682.6523 | 0.00052515 | 896.13 | -0.046258 | 901.7291 | 0.005828 | 680.8817 | 0.031345 | 896.13 | -0.00083807 | 901.4909 | 0.025535 | 896.13 | 0.0074619 | 901.4909 | 0.0090811 | 682.6523 | 0.00048287 | 682.6523 | 0.0003813 | 901.4909 | 0.046012 | 901.7291 | 0.0038419 | 901.7291 | -0.0050615 | 901.4909 | 0.00071716 | 1009.4138 | 0.040633 | 901.4909 | 0.031587 | 901.4909 | -0.021446 | 1009.4199 | 0.0018258 | 901.4909 | 1.1885 | 1014.4976 | 0.0010984 | 1009.4138 | 0.15335 | 1014.4976 | 0.069274 | 1065.1141 | 0.58021 | 1270.39 | 0.017598 | 1039.5519 | 0.01277 | 1181.3582 | 0 | 1180.5372 | 0 | 901.491 | 0.001858 | 901.7291 | 0.0051379 | 901.4909 | 0.029595 | 901.4909 | 0.028093 | 901.4909 | 0.03558 | 897.1679 | 0.016562
| 417.4612 | 0 |  |  | 417.4612 | 0 | 417.4612 | 0 | 681.006 | 0 | 901.7316 | -0.026793 | 896.3694 | -0.16405 | 681.006 | 0 | 901.7316 | -0.2239 | 901.7316 | -0.076492 | 901.9702 | 0 | 901.7316 | -0.21716 | 901.7316 | -0.079701 | 901.7316 | -0.22505 | 682.773 | 0.0010226 | 896.37 | 0.021311 | 901.9702 | -0.028914 | 681.006 | 0.015881 | 896.37 | -0.003828 | 901.7316 | -0.029186 | 896.37 | -0.009677 | 901.7316 | -0.0029905 | 682.773 | 0.00097756 | 682.773 | 0.0009029 | 901.7316 | -0.06368 | 901.9702 | -0.018093 | 901.9702 | -0.013164 | 901.7316 | -0.034354 | 1009.5824 | 0.037643 | 901.7316 | -0.045482 | 901.7316 | -0.012302 | 1009.5898 | 0 | 901.7316 | 1.0056 | 1014.6691 | 0.00054263 | 1009.5824 | 0.15269 | 1014.6691 | 0.068947 | 1065.2271 | 0.57867 | 1270.4691 | 0.017485 | 1039.5652 | 0.01279 | 1181.4265 | 0 | 1180.6055 | 0 | 901.732 | 0.0012737 | 901.9702 | -0.0048076 | 901.7316 | -0.019079 | 901.7316 | -0.0091062 | 901.7316 | -0.041972 | 897.4077 | 0.016357
| 417.5412 | 0 |  |  | 417.5412 | 0 | 417.5412 | 0 | 681.1303 | 0.017153 | 901.9723 | -0.055546 | 896.6099 | 0.052932 | 681.1303 | 0.030091 | 901.9723 | -0.024008 | 901.9723 | -0.00438 | 902.2112 | 0 | 901.9723 | 0.091396 | 901.9723 | 0.16937 | 901.9723 | 0.06306 | 682.8936 | 0.00051132 | 896.61 | 0.052495 | 902.2112 | -0.004709 | 681.1303 | 0.034061 | 896.61 | -0.0057306 | 901.9723 | 0.018986 | 896.61 | -0.018072 | 901.9723 | -0.0079143 | 682.8936 | 0.00049583 | 682.8936 | 0.0005216 | 901.9723 | 0.04822 | 902.2112 | -0.0012163 | 902.2112 | -0.0024312 | 901.9723 | 0.051344 | 1009.7509 | 0.034546 | 901.9723 | 0.010848 | 901.9723 | -0.021253 | 1009.7596 | 0.0013044 | 901.9723 | 1.1094 | 1014.8406 | 0.00099963 | 1009.7509 | 0.15072 | 1014.8406 | 0.067901 | 1065.34 | 0.57793 | 1270.5481 | 0.017373 | 1039.5784 | 0.012809 | 1181.4949 | 0 | 1180.6738 | 0 | 901.972 | 0.0012821 | 902.2112 | -0.00015513 | 901.9723 | 0.03891 | 901.9723 | 0.012456 | 901.9723 | 0.051559 | 897.6476 | 0.016349
| 417.6212 | 0 |  |  | 417.6212 | 0 | 417.6212 | 0 | 681.2546 | 0 | 902.2131 | -0.0027097 | 896.8503 | -0.10578 | 681.2546 | 0 | 902.2131 | -0.54086 | 902.2131 | -0.044431 | 902.4522 | 0 | 902.2131 | -0.1854 | 902.2131 | -0.15193 | 902.2131 | -0.19482 | 683.0143 | 0.00098575 | 896.85 | -0.042101 | 902.4522 | -0.023003 | 681.2546 | 0.013583 | 896.85 | -0.028563 | 902.2131 | -0.043796 | 896.85 | -0.011076 | 902.2131 | -0.012531 | 683.0143 | 0.00098556 | 683.0143 | 0.0009029 | 902.2131 | -0.061103 | 902.4522 | -0.0091156 | 902.4522 | -0.0038721 | 902.2131 | -0.019113 | 1009.9195 | 0.035667 | 902.2131 | -0.046014 | 902.2131 | 0.00060923 | 1009.9295 | 0 | 902.2131 | 0.95896 | 1015.0122 | 0.00021061 | 1009.9195 | 0.1504 | 1015.0122 | 0.067446 | 1065.4529 | 0.5769 | 1270.6272 | 0.01726 | 1039.5916 | 0.012828 | 1181.5633 | 0 | 1180.7421 | 0 | 902.213 | 0.00087224 | 902.4522 | 0.002292 | 902.2131 | -0.016976 | 902.2131 | -0.025088 | 902.2131 | -0.038776 | 897.8875 | 0.015108
| 417.7013 | 0 |  |  | 417.7013 | 0 | 417.7013 | 0 | 681.3789 | 0.019261 | 902.4538 | -0.023094 | 897.0907 | 0.065627 | 681.3789 | 0.019008 | 902.4538 | 0.21498 | 902.4538 | 0.020979 | 902.6932 | 0 | 902.4538 | 0.069015 | 902.4538 | 0.029436 | 902.4538 | 0.11672 | 683.1349 | 0.00048868 | 897.09 | -0.034825 | 902.6932 | 0.018629 | 681.3789 | 0.020374 | 897.09 | -0.0054588 | 902.4538 | 0.0047943 | 897.09 | 0.018305 | 902.4538 | 0.010045 | 683.1349 | 0.00049354 | 683.1349 | 0.00041648 | 902.4538 | 0.10417 | 902.6932 | 0.0028863 | 902.6932 | -0.0011277 | 902.4538 | 0.012269 | 1010.0881 | 0.037002 | 902.4538 | 0.028771 | 902.4538 | 0.0090018 | 1010.0993 | 0.0013044 | 902.4538 | 1.0368 | 1015.1837 | 0.0024724 | 1010.0881 | 0.1481 | 1015.1837 | 0.066678 | 1065.5659 | 0.57481 | 1270.7063 | 0.017152 | 1039.6049 | 0.012847 | 1181.6317 | 0 | 1180.8104 | 0 | 902.454 | 0.0026361 | 902.6932 | 0.0038534 | 902.4538 | 0.044017 | 902.4538 | 0.023286 | 902.4538 | 0.066686 | 898.1274 | 0.01632
| 417.7813 | 0 |  |  | 417.7813 | 0 | 417.7813 | 0 | 681.5032 | 0 | 902.6946 | -0.066819 | 897.3311 | -0.075155 | 681.5032 | 0 | 902.6946 | -0.36196 | 902.6946 | -0.074983 | 902.9343 | 0 | 902.6946 | -0.1643 | 902.6946 | -0.070154 | 902.6946 | -0.16795 | 683.2556 | 0.001 | 897.33 | 0.036903 | 902.9343 | -0.022494 | 681.5032 | 0.014732 | 897.33 | -0.012525 | 902.6946 | -0.033968 | 897.33 | -0.0016322 | 902.6946 | -0.0046418 | 683.2556 | 0.00099204 | 683.2556 | 0.00084455 | 902.6946 | -0.073619 | 902.9343 | -0.019081 | 902.9343 | -0.013924 | 902.6946 | -0.079951 | 1010.2566 | 0.035454 | 902.6946 | -0.0057684 | 902.6946 | -0.037421 | 1010.2692 | 0 | 902.6946 | 0.87418 | 1015.3552 | 0.00024022 | 1010.2566 | 0.14952 | 1015.3552 | 0.066088 | 1065.679 | 0.57201 | 1270.7854 | 0.01704 | 1039.618 | 0.012865 | 1181.7001 | 0 | 1180.8787 | 0 | 902.695 | 0.001415 | 902.9343 | -0.0058352 | 902.6946 | -0.015173 | 902.6946 | -0.03245 | 902.6946 | -0.011386 | 898.3674 | 0.01554
| 417.8613 | 0 |  |  | 417.8613 | 0 | 417.8613 | 0 | 681.6276 | 0.017153 | 902.9354 | -0.013482 | 897.5716 | 0.17087 | 681.6276 | 0.029446 | 902.9354 | 0.1714 | 902.9353 | -0.0079871 | 903.1753 | 0 | 902.9354 | 0.10329 | 902.9353 | -0.014466 | 902.9353 | 0.12596 | 683.3763 | 0.00053353 | 897.57 | 0.050418 | 903.1753 | 0.015372 | 681.6276 | 0.010657 | 897.57 | 0.012209 | 902.9354 | 0.019404 | 897.57 | 0.016206 | 902.9353 | 0.0057835 | 683.3763 | 0.00050231 | 683.3763 | 0.00047083 | 902.9353 | 0.037545 | 903.1753 | 0.00064723 | 903.1753 | 0.0020796 | 902.9353 | 0.028233 | 1010.4252 | 0.02659 | 902.9354 | 0.035174 | 902.9354 | 0.013717 | 1010.439 | 0.0018258 | 902.9354 | 1.0124 | 1015.5267 | 0.0016377 | 1010.4252 | 0.14777 | 1015.5267 | 0.064843 | 1065.792 | 0.56939 | 1270.8645 | 0.016932 | 1039.6313 | 0.012884 | 1181.7686 | 0 | 1180.947 | 0 | 902.935 | 0.0007504 | 903.1753 | 0.0032837 | 902.9353 | 0.020732 | 902.9353 | 0.036957 | 902.9353 | 0.075634 | 898.6073 | 0.015784
| 417.9414 | 0 |  |  | 417.9414 | 0 | 417.9414 | 0 | 681.7519 | 0 | 903.1761 | -0.12137 | 897.812 | -0.16157 | 681.7519 | 0 | 903.1761 | -0.48287 | 903.1761 | -0.072773 | 903.4164 | 0 | 903.1761 | -0.24099 | 903.1761 | -0.038561 | 903.1761 | -0.18138 | 683.4969 | 0.0010507 | 897.81 | -0.033785 | 903.4164 | -0.03047 | 681.7519 | 0.015881 | 897.81 | -0.033183 | 903.1761 | -0.01814 | 897.81 | -0.016322 | 903.1761 | -0.02217 | 683.4969 | 0.0008899 | 683.4969 | 0.00093408 | 903.1761 | -0.092759 | 903.4164 | -0.024627 | 903.4164 | -0.014634 | 903.1761 | -0.03198 | 1010.5938 | 0.045331 | 903.1761 | -0.061472 | 903.1761 | 0.014238 | 1010.6089 | 0 | 903.1761 | 0.88749 | 1015.6983 | 0.00021719 | 1010.5938 | 0.14843 | 1015.6983 | 0.064473 | 1065.905 | 0.56635 | 1270.9436 | 0.016825 | 1039.6445 | 0.012902 | 1181.8369 | 0 | 1181.0154 | 0 | 903.176 | 0.0013956 | 903.4164 | -0.013102 | 903.1761 | -0.012449 | 903.1761 | -0.0068141 | 903.1761 | -0.024927 | 898.8472 | 0.01535
| 418.0214 | 0 |  |  | 418.0214 | 0 | 418.0214 | 0 | 681.8762 | 0.010831 | 903.4169 | -0.0082743 | 898.0525 | 0.024996 | 681.8762 | 0.029016 | 903.4169 | 0.12925 | 903.4169 | 0.029958 | 903.6575 | 0 | 903.4169 | 0.089196 | 903.4169 | 0.066003 | 903.4169 | 0.14192 | 683.6176 | 0.00052766 | 898.05 | 0.012994 | 903.6575 | 0.010335 | 681.8762 | 0.015045 | 898.05 | 0.00024916 | 903.4169 | 0.023342 | 898.05 | -0.00058295 | 903.4169 | 0.019126 | 683.6176 | 0.0003975 | 683.6176 | 0.00050601 | 903.4169 | 0.097177 | 903.6575 | 0.003913 | 903.6575 | 0.003507 | 903.4169 | 0.031231 | 1010.7623 | 0.025042 | 903.4169 | 0.039149 | 903.4169 | 0.02856 | 1010.7788 | 0.0013044 | 903.4169 | 0.92829 | 1015.8698 | 0.0023441 | 1010.7623 | 0.14515 | 1015.8698 | 0.063833 | 1066.0181 | 0.56373 | 1271.0227 | 0.016717 | 1039.6578 | 0.01292 | 1181.9054 | 0 | 1181.0837 | 0 | 903.417 | 0.00090824 | 903.6575 | 0.0082574 | 903.4169 | 0.05243 | 903.4169 | 0.027041 | 903.4169 | 0.054755 | 899.0871 | 0.01669
| 418.1014 | 0 |  |  | 418.1014 | 0 | 418.1014 | 0 | 682.0006 | 0 | 903.6577 | -0.085609 | 898.2929 | -0.067088 | 682.0006 | 0 | 903.6577 | -0.26897 | 903.6577 | -0.064966 | 903.8985 | 0 | 903.6577 | -0.17255 | 903.6577 | -0.09506 | 903.6577 | -0.20574 | 683.7383 | 0.001078 | 898.29 | -0.020271 | 903.8985 | -0.034255 | 682.0006 | 0.022464 | 898.29 | -0.014156 | 903.6577 | -0.020248 | 898.29 | -0.011426 | 903.6577 | -0.018568 | 683.7383 | 0.00085179 | 683.7383 | 0.00097285 | 903.6577 | -0.061472 | 903.8985 | -0.031916 | 903.8985 | -0.012291 | 903.6577 | -0.054217 | 1010.9309 | 0.033425 | 903.6577 | -0.068185 | 903.6577 | 0.014955 | 1010.9486 | 0 | 903.6577 | 0.80725 | 1016.0413 | 0.00082488 | 1010.9309 | 0.14439 | 1016.0413 | 0.063228 | 1066.1311 | 0.56239 | 1271.1018 | 0.016609 | 1039.671 | 0.012938 | 1181.9738 | 0 | 1181.152 | 0 | 903.658 | 0.00053165 | 903.8985 | -0.01112 | 903.6577 | -0.0079223 | 903.6577 | -0.012508 | 903.6577 | -0.033023 | 899.3271 | 0.014971
| 418.1815 | 0 |  |  | 418.1815 | 0 | 418.1815 | 0 | 682.125 | 0.0066155 | 903.8985 | -0.039842 | 898.5334 | 0.095117 | 682.125 | 0.024503 | 903.8985 | 0.2487 | 903.8985 | -0.0058819 | 904.1396 | 0 | 903.8985 | 0.10211 | 903.8985 | 0.039481 | 903.8985 | 0.16207 | 683.8589 | 0.00056035 | 898.53 | 0.0077966 | 904.1396 | 0.010752 | 682.125 | 0.031345 | 898.53 | 0.0065008 | 903.8985 | 0.0097871 | 898.53 | 0.0039641 | 903.8985 | 0.011567 | 683.8589 | 0.00046153 | 683.8589 | 0.00047483 | 903.8985 | 0.00067189 | 904.1396 | -0.0060477 | 904.1396 | 3.4898e-05 | 903.8985 | 0.063961 | 1011.0995 | 0.02611 | 903.8985 | 0.04913 | 903.8985 | 0.060265 | 1011.1185 | 0.0013044 | 903.8985 | 0.90126 | 1016.2129 | 0.0026293 | 1011.0995 | 0.14242 | 1016.2129 | 0.062296 | 1066.2443 | 0.56049 | 1271.1809 | 0.016507 | 1039.6843 | 0.012955 | 1182.0422 | 0 | 1181.2203 | 0 | 903.898 | 0.0019189 | 904.1396 | 0.0029731 | 903.8985 | 0.034252 | 903.8985 | 0.033802 | 903.8985 | 0.033662 | 899.567 | 0.015799
| 418.2615 | 0 |  |  | 418.2615 | 0 | 418.2615 | 0 | 682.2494 | 0 | 904.1393 | -0.014571 | 898.7738 | -0.092831 | 682.2494 | 0 | 904.1393 | -0.49666 | 904.1393 | -0.052152 | 904.3807 | 0 | 904.1393 | -0.19384 | 904.1393 | -0.050228 | 904.1393 | -0.31238 | 683.9796 | 0.0011446 | 898.77 | 0.010915 | 904.3807 | -0.017224 | 682.2494 | 0.0022741 | 898.77 | 0.0081316 | 904.1393 | -0.027103 | 898.77 | 0.0092106 | 904.1393 | -0.0072547 | 683.9796 | 0.00099356 | 683.9796 | 0.00092648 | 904.1393 | -0.08687 | 904.3807 | -0.012695 | 904.3807 | -0.01353 | 904.1393 | -0.048345 | 1011.268 | 0.054729 | 904.1393 | -0.042181 | 904.1393 | -0.018603 | 1011.2884 | 0 | 904.1393 | 0.81501 | 1016.3844 | 0.00025339 | 1011.268 | 0.14231 | 1016.3844 | 0.061749 | 1066.3574 | 0.558 | 1271.2601 | 0.016405 | 1039.6975 | 0.012973 | 1182.1107 | 0 | 1181.2887 | 0 | 904.139 | 0.00078363 | 904.3807 | 0.0095786 | 904.1393 | 0.014995 | 904.1393 | -0.021333 | 904.1393 | 0.0086736 | 899.807 | 0.015089
| 418.3416 | 0 |  |  | 418.3416 | 0 | 418.3416 | 0 | 682.3737 | 0.0041566 | 904.3801 | -0.039509 | 899.0143 | 0.095619 | 682.3737 | 0.035034 | 904.3801 | 0.024312 | 904.3801 | 0.030783 | 904.6218 | 0 | 904.3801 | 0.096739 | 904.3801 | 0.10212 | 904.3801 | 0.074678 | 684.1003 | 0.00058718 | 899.01 | 0.026508 | 904.6218 | 0.0037834 | 682.3737 | 0.0091439 | 899.01 | -0.012525 | 904.3801 | 0.010204 | 899.01 | -0.0030314 | 904.3801 | -0.00048225 | 684.1003 | 0.00054042 | 684.1003 | 0.00045165 | 904.3801 | 0.0064998 | 904.6218 | 0.0082728 | 904.6218 | 0.002461 | 904.3801 | 0.042599 | 1011.4366 | 0.034065 | 904.3801 | 0.029325 | 904.3801 | 0.0098445 | 1011.4582 | 0.00078262 | 904.3801 | 0.86655 | 1016.5559 | 0.0023737 | 1011.4366 | 0.141 | 1016.5559 | 0.06113 | 1066.4706 | 0.55603 | 1271.3392 | 0.016297 | 1039.7107 | 0.01299 | 1182.1792 | 0 | 1181.3571 | 0 | 904.38 | 0.0006341 | 904.6218 | -0.00026344 | 904.3801 | 0.029746 | 904.3801 | 0.029595 | 904.3801 | 0.053476 | 900.047 | 0.015547
| 418.4216 | 0 |  |  | 418.4216 | 0 | 418.4216 | 0 | 682.4982 | 0 | 904.6209 | -0.028131 | 899.2548 | -0.053802 | 682.4982 | 0 | 904.6209 | -0.44961 | 904.6209 | -0.065963 | 904.8629 | 0 | 904.6209 | -0.1819 | 904.6209 | -0.21088 | 904.6209 | -0.12344 | 684.221 | 0.0011035 | 899.25 | 0.053536 | 904.8629 | -0.0069659 | 682.4982 | 0.0040539 | 899.25 | -0.0089922 | 904.6209 | -0.024841 | 899.25 | -0.0033811 | 904.6209 | -0.0071533 | 684.221 | 0.0010911 | 684.221 | 0.00085614 | 904.6209 | -0.050429 | 904.8629 | -0.016076 | 904.8629 | -0.012412 | 904.6209 | -0.036478 | 1011.6052 | 0.026483 | 904.6209 | -0.034605 | 904.6209 | -0.019091 | 1011.6281 | 0 | 904.6209 | 0.70125 | 1016.7275 | 0.00043657 | 1011.6052 | 0.14132 | 1016.7275 | 0.060817 | 1066.5837 | 0.55455 | 1271.4185 | 0.016195 | 1039.724 | 0.013007 | 1182.2477 | 0 | 1181.4254 | 0 | 904.621 | -0.00033782 | 904.8629 | -0.00057286 | 904.6209 | -0.0077801 | 904.6209 | -0.028994 | 904.6209 | -0.033023 | 900.2869 | 0.014776
| 418.5017 | 0 |  |  | 418.5017 | 0 | 418.5017 | 0 | 682.6226 | 0.029716 | 904.8617 | 0.00016255 | 899.4953 | 0.087075 | 682.6226 | 0.024932 | 904.8617 | 0.048768 | 904.8617 | 0.017553 | 905.104 | 0 | 904.8617 | 0.10004 | 904.8617 | 0.0080169 | 904.8617 | 0.08373 | 684.3416 | 0.00052598 | 899.5 | -0.028587 | 905.104 | 0.00040133 | 682.6226 | 0.0052886 | 899.5 | -0.0011099 | 904.8617 | 0.0179 | 899.5 | 0.0043138 | 904.8617 | 0.0027787 | 684.3416 | 0.00055452 | 684.3416 | 0.00040489 | 904.8617 | 0.020921 | 905.104 | 0.0069017 | 905.104 | -0.002745 | 904.8617 | -0.045222 | 1011.7737 | 0.031663 | 904.8617 | 0.014628 | 904.8617 | -0.0031183 | 1011.798 | 0.00078262 | 904.8617 | 0.84976 | 1016.899 | 0.0043931 | 1011.7737 | 0.14001 | 1016.899 | 0.060219 | 1066.697 | 0.55279 | 1271.4976 | 0.016092 | 1039.7372 | 0.013023 | 1182.3162 | 0 | 1181.4939 | 0 | 904.862 | 0.001534 | 905.104 | 0.00745 | 904.8617 | 0.026891 | 904.8617 | 0.01953 | 904.8617 | 0.043463 | 900.5269 | 0.015354
| 418.5817 | 0 |  |  | 418.5817 | 0 | 418.5817 | 0 | 682.747 | 0 | 905.1025 | -0.096817 | 899.7358 | -0.11496 | 682.747 | 0 | 905.1025 | -0.43397 | 905.1025 | -0.080444 | 905.3451 | 0 | 905.1025 | -0.23558 | 905.1025 | -0.15857 | 905.1025 | -0.050918 | 684.4623 | 0.0010528 | 899.74 | -0.019232 | 905.3451 | -0.038907 | 682.747 | 0.0073169 | 899.74 | -0.016875 | 905.1025 | -0.013772 | 899.74 | 0.0099102 | 905.1025 | -0.017046 | 684.4623 | 0.0010267 | 684.4623 | 0.00087972 | 905.1025 | -0.093496 | 905.3451 | -0.027265 | 905.3451 | -0.019535 | 905.1025 | -0.039476 | 1011.9423 | 0.03193 | 905.1025 | -0.075405 | 905.1025 | -0.018935 | 1011.9678 | 0 | 905.1025 | 0.67414 | 1017.0706 | 0.0025032 | 1011.9423 | 0.14078 | 1017.0706 | 0.06007 | 1066.8102 | 0.55061 | 1271.5768 | 0.015995 | 1039.7505 | 0.01304 | 1182.3846 | 0 | 1181.5623 | 0 | 905.103 | 0.00073933 | 905.3451 | -0.015817 | 905.1025 | -0.035905 | 905.1025 | -0.028243 | 905.1025 | -0.0066685 | 900.7669 | 0.01488
| 418.6618 | 0 |  |  | 418.6618 | 0 | 418.6618 | 0 | 682.8714 | 0.0016977 | 905.3433 | 0.023906 | 899.9762 | 0.11123 | 682.8714 | 0.041697 | 905.3433 | -0.011171 | 905.3433 | 0.01998 | 905.5862 | 0 | 905.3433 | 0.071913 | 905.3433 | 0.038994 | 905.3433 | 0.056293 | 684.583 | 0.00054149 | 899.98 | 0.041062 | 905.5862 | 0.022552 | 682.8714 | 0.011807 | 899.98 | 0.012209 | 905.3433 | 0.0030074 | 899.98 | 0.017955 | 905.3433 | 0.0063416 | 684.583 | 0.00047715 | 684.583 | 0.00047483 | 905.3433 | 0.065889 | 905.5862 | 0.0057342 | 905.5862 | -5.201e-05 | 905.3433 | -0.0047359 | 1012.1109 | 0.032464 | 905.3433 | 0.049283 | 905.3433 | 0.036248 | 1012.1377 | 0.0013044 | 905.3433 | 0.74437 | 1017.2421 | 0.0050985 | 1012.1109 | 0.13947 | 1017.2421 | 0.059721 | 1066.9235 | 0.54888 | 1271.656 | 0.015892 | 1039.7637 | 0.013056 | 1182.4531 | 0 | 1181.6306 | 0 | 905.343 | 0.0012654 | 905.5862 | 0.0088079 | 905.3433 | 0.02584 | 905.3433 | 0.021783 | 905.3433 | 0.058164 | 901.0069 | 0.016032
| 418.7418 | 0 |  |  | 418.7418 | 0 | 418.7418 | 0 | 682.9959 | 0 | 905.5842 | -0.0045008 | 900.2167 | -0.092673 | 682.9959 | 0 | 905.5842 | -0.1647 | 905.5842 | -0.058386 | 905.8274 | 0 | 905.5842 | -0.17474 | 905.5842 | 0.0080737 | 905.5842 | -0.19818 | 684.7037 | 0.0010088 | 900.22 | -0.015073 | 905.8274 | -0.01263 | 682.9959 | 0.0013843 | 900.22 | -0.005187 | 905.5842 | -0.027405 | 900.22 | 0.0015157 | 905.5842 | 0.003676 | 684.7037 | 0.00097756 | 684.7037 | 0.00094967 | 905.5842 | -0.051901 | 905.8274 | -0.016944 | 905.8274 | -0.011145 | 905.5842 | -0.020487 | 1012.2794 | 0.039245 | 905.5842 | -0.041026 | 905.5842 | -0.072016 | 1012.3076 | 0 | 905.5842 | 0.72991 | 1017.4136 | 0.0017496 | 1012.2794 | 0.13881 | 1017.4136 | 0.059266 | 1067.0367 | 0.5468 | 1271.7352 | 0.015795 | 1039.777 | 0.013072 | 1182.5216 | 0 | 1181.6991 | 0 | 905.584 | 0.00047627 | 905.8274 | 0.0031861 | 905.5842 | -0.016075 | 905.5842 | -0.028544 | 905.5842 | -0.020083 | 901.2469 | 0.014487
| 418.8219 | 0 |  |  | 418.8219 | 0 | 418.8219 | 0 | 683.1203 | 0 | 905.825 | -0.019578 | 900.4573 | 0.029699 | 683.1203 | 0.032025 | 905.825 | 0.12486 | 905.825 | 0.020974 | 906.0685 | 0 | 905.825 | 0.12973 | 905.825 | 0.071814 | 905.825 | 0.032424 | 684.8243 | 0.0004803 | 900.46 | -0.029627 | 906.0685 | 0.019218 | 683.1203 | 0.020688 | 900.46 | -0.0011099 | 905.825 | 0.018663 | 900.46 | 0.012708 | 905.825 | 0.0074577 | 684.8243 | 0.00050574 | 684.8243 | 0.00047483 | 905.825 | 0.087974 | 906.0685 | 0.0032211 | 906.0685 | 0.0037232 | 905.825 | 0.042349 | 1012.448 | 0.037109 | 905.825 | 0.028276 | 905.825 | -0.043455 | 1012.4775 | 0.0013044 | 905.825 | 0.72684 | 1017.5852 | 0.0035178 | 1012.448 | 0.13509 | 1017.5852 | 0.058114 | 1067.1501 | 0.54433 | 1271.8145 | 0.015698 | 1039.7902 | 0.013088 | 1182.5901 | 0 | 1181.7675 | 0 | 905.825 | 0.00021077 | 906.0685 | 0.007083 | 905.825 | 0.029746 | 905.825 | 0.020732 | 905.825 | 0.041119 | 901.4869 | 0.015354
| 418.9019 | 0 |  |  | 418.9019 | 0 | 418.902 | 0 | 683.2448 | 0 | 906.0658 | -0.029996 | 900.6978 | -0.058877 | 683.2448 | 0 | 906.0658 | -0.24561 | 906.0658 | -0.071484 | 906.3097 | 0 | 906.0658 | -0.18895 | 906.0658 | -0.10004 | 906.0658 | -0.16375 | 684.945 | 0.0010034 | 900.7 | -0.057695 | 906.3097 | -0.0080565 | 683.2448 | 0.010553 | 900.7 | 0.0040544 | 906.0658 | -0.0083984 | 900.7 | -0.010377 | 906.0658 | 0.0025924 | 684.945 | 0.001037 | 684.945 | 0.0009029 | 906.0658 | -0.034879 | 906.3097 | -0.0095016 | 906.3097 | -0.0083379 | 906.0658 | -0.00083591 | 1012.6166 | 0.031235 | 906.0658 | -0.053486 | 906.0658 | -0.00615 | 1012.6473 | 0 | 906.0658 | 0.63016 | 1017.7567 | 3.0669e-05 | 1012.6166 | 0.13389 | 1017.7567 | 0.057516 | 1067.2634 | 0.54176 | 1271.8937 | 0.0156 | 1039.8035 | 0.013103 | 1182.6586 | 0 | 1181.8359 | 0 | 906.066 | 0.00017568 | 906.3097 | 0.0013076 | 906.0658 | 0.001186 | 906.0658 | -0.0032366 | 906.0658 | -0.033876 | 901.7269 | 0.014402
| 418.982 | 0 |  |  | 418.982 | 0 | 418.982 | 0 | 683.3692 | 0.0045078 | 906.3067 | -0.0005028 | 900.9383 | 0.10426 | 683.3692 | 0.017517 | 906.3067 | 0.11905 | 906.3067 | 0.0052631 | 906.5508 | 0 | 906.3067 | 0.095303 | 906.3067 | 0.047323 | 906.3067 | 0.17215 | 685.0657 | 0.00052808 | 900.94 | 0.02235 | 906.5508 | -0.003101 | 683.3692 | 0.020165 | 900.94 | 0.0037826 | 906.3067 | 0.016192 | 900.94 | 0.005713 | 906.3067 | 0.0016381 | 685.0657 | 0.00053775 | 685.0657 | 0.00042807 | 906.3067 | 0.0946 | 906.5508 | 0.0029981 | 906.5508 | -0.00049981 | 906.3067 | 0.033729 | 1012.7852 | 0.039618 | 906.3067 | 0.048279 | 906.3067 | -0.003291 | 1012.8172 | 0.0023475 | 906.3067 | 0.69398 | 1017.9283 | 0.00051774 | 1012.7852 | 0.1316 | 1017.9283 | 0.056713 | 1067.3768 | 0.53879 | 1271.9729 | 0.015503 | 1039.8166 | 0.013118 | 1182.7272 | 0 | 1181.9043 | 0 | 906.307 | 0.00080025 | 906.5508 | 0.010092 | 906.3067 | 0.034102 | 906.3067 | 0.038609 | 906.3067 | 0.046872 | 901.967 | 0.01495
| 419.0621 | 0 |  |  | 419.0621 | 0 | 419.0621 | 0 | 683.4937 | 0 | 906.5476 | -0.085077 | 901.1788 | -0.061168 | 683.4937 | 0 | 906.5476 | -0.44925 | 906.5476 | -0.095653 | 906.792 | 0 | 906.5476 | -0.17119 | 906.5476 | -0.10544 | 906.5476 | -0.1352 | 685.1864 | 0.0010536 | 901.18 | 0.0098758 | 906.792 | -0.033326 | 683.4937 | 0.0019775 | 901.18 | 0.013839 | 906.5476 | -0.010529 | 901.18 | -0.014574 | 906.5476 | -0.021054 | 685.1864 | 0.0010294 | 685.1864 | 0.00087972 | 906.5476 | -0.092023 | 906.792 | -0.02242 | 906.792 | -0.020264 | 906.5476 | -0.046222 | 1012.9537 | 0.033211 | 906.5476 | -0.056974 | 906.5476 | -0.055625 | 1012.9871 | 0 | 906.5476 | 0.58134 | 1018.0998 | 0.0017858 | 1012.9537 | 0.13269 | 1018.0998 | 0.056151 | 1067.4904 | 0.53615 | 1272.0521 | 0.015406 | 1039.83 | 0.013133 | 1182.7957 | 0 | 1181.9728 | 0 | 906.548 | 0.0018525 | 906.792 | -0.013615 | 906.5476 | -0.0096001 | 906.5476 | -0.13941 | 906.5476 | -0.024501 | 902.207 | 0.014513
| 419.1421 | 0 |  |  | 419.1421 | 0 | 419.1421 | 0 | 683.6182 | 0.025219 | 906.7884 | -0.01698 | 901.4193 | 0.078455 | 683.6182 | 0.028801 | 906.7884 | 0.11764 | 906.7884 | 0.0022127 | 907.0331 | 0 | 906.7884 | 0.11449 | 906.7884 | -0.015632 | 906.7884 | 0.20154 | 685.3071 | 0.00052515 | 901.42 | 0.07225 | 907.0331 | -0.011021 | 683.6182 | 0 | 901.42 | -0.0070897 | 906.7884 | -0.0039976 | 901.42 | -0.02087 | 906.7884 | -0.0046311 | 685.3071 | 0.00050116 | 685.3071 | 0.00045165 | 906.7884 | 0.10086 | 907.0331 | -0.0020257 | 907.0331 | 0.0021782 | 906.7884 | 0.095567 | 1013.1223 | 0.032036 | 906.7884 | 0.050203 | 906.7884 | 0.028943 | 1013.157 | 0.0018258 | 906.7884 | 0.61388 | 1018.2714 | 0.0010552 | 1013.1223 | 0.13061 | 1018.2714 | 0.055261 | 1067.6036 | 0.53396 | 1272.1314 | 0.015309 | 1039.8431 | 0.013148 | 1182.8643 | 0 | 1182.0411 | 0 | 906.788 | 0.0020795 | 907.0331 | 0.0066426 | 906.7884 | 0.033952 | 906.7884 | 0.1322 | 906.7884 | 0.03771 | 902.447 | 0.01636
| 419.2222 | 0 |  |  | 419.2222 | 0 | 419.2222 | 0 | 683.7427 | 0 | 907.0293 | -0.079022 | 901.6599 | -0.058683 | 683.7427 | 0 | 907.0293 | -0.39648 | 907.0293 | -0.1096 | 907.2743 | 0 | 907.0293 | -0.19094 | 907.0293 | -0.15567 | 907.0293 | -0.21749 | 685.4278 | 0.0010184 | 901.66 | -0.063932 | 907.2743 | -0.010616 | 683.7427 | 0.0076135 | 901.66 | 0.0032391 | 907.0293 | -0.012904 | 901.66 | -0.0058295 | 907.0293 | -0.018162 | 685.4278 | 0.00099204 | 685.4278 | 0.00099643 | 907.0293 | -0.092391 | 907.2743 | -0.026622 | 907.2743 | -0.015431 | 907.0293 | 0.0094287 | 1013.2908 | 0.030702 | 907.0293 | -0.034294 | 907.0293 | -0.049393 | 1013.3269 | 0 | 907.0293 | 0.52633 | 1018.4429 | 0.00058136 | 1013.2908 | 0.13072 | 1018.4429 | 0.055062 | 1067.717 | 0.53242 | 1272.2106 | 0.015216 | 1039.8564 | 0.013162 | 1182.9327 | 0 | 1182.1096 | 0 | 907.029 | 0.0019162 | 907.2743 | -0.011083 | 907.0293 | 0.00020467 | 907.0293 | -0.040712 | 907.0293 | -0.01226 | 902.6871 | 0.01437
| 419.3023 | 0 |  |  | 419.3023 | 0 | 419.3023 | 0 | 683.8672 | 0.024242 | 907.2702 | 0.016888 | 901.9004 | 0.089198 | 683.8672 | 0.021244 | 907.2702 | 0.01747 | 907.2702 | 0.043258 | 907.5155 | 0 | 907.2702 | 0.15784 | 907.2702 | 0.10378 | 907.2702 | 0.058111 | 685.5485 | 0.00050252 | 901.9 | 0.046258 | 907.5155 | 0.010304 | 683.8672 | 0.0064748 | 901.9 | -0.0046433 | 907.2702 | -0.0046389 | 901.9 | 0.014107 | 907.2702 | 0.0068489 | 685.5485 | 0.00049888 | 685.5485 | 0.00054478 | 907.2702 | 0.045644 | 907.5155 | 0.020442 | 907.5155 | 0.0075964 | 907.2702 | 0.02436 | 1013.4594 | 0.031716 | 907.2702 | 0.045344 | 907.2702 | 0.026945 | 1013.4968 | 0.0013044 | 907.2702 | 0.66337 | 1018.6145 | 0.0041661 | 1013.4594 | 0.12788 | 1018.6145 | 0.054899 | 1067.8304 | 0.53094 | 1272.2899 | 0.015124 | 1039.8696 | 0.013176 | 1183.0013 | 0 | 1182.1781 | 0 | 907.27 | 0.0013624 | 907.5155 | 0.0079271 | 907.2702 | 0.03951 | 907.2702 | 0.034853 | 907.2702 | 0.054329 | 902.9271 | 0.015242
| 419.3823 | 0 |  |  | 419.3823 | 0 | 419.3823 | 0 | 683.9918 | 0 | 907.511 | -0.043947 | 902.141 | -0.13573 | 683.9918 | 0 | 907.511 | -0.18879 | 907.511 | -0.052207 | 907.7567 | 0 | 907.511 | -0.19327 | 907.511 | -0.13906 | 907.511 | -0.18306 | 685.6692 | 0.0010704 | 902.14 | -0.026508 | 907.7567 | -0.028061 | 683.9918 | 0.023927 | 902.14 | -0.00083807 | 907.511 | -0.025065 | 902.14 | -0.019821 | 907.511 | -0.012785 | 685.6692 | 0.0010503 | 685.6692 | 0.0010432 | 907.511 | -0.083925 | 907.7567 | -0.017126 | 907.7567 | -0.013786 | 907.511 | -0.0097078 | 1013.628 | 0.031556 | 907.511 | -0.03103 | 907.511 | -0.039338 | 1013.6667 | 0 | 907.511 | 0.51084 | 1018.7861 | 0.0035329 | 1013.628 | 0.12897 | 1018.7861 | 0.054422 | 1067.944 | 0.52898 | 1272.3691 | 0.015027 | 1039.8829 | 0.01319 | 1183.0698 | 0 | 1182.2466 | 0 | 907.511 | 0.00011277 | 907.7567 | -0.00378 | 907.511 | -0.016826 | 907.511 | -0.019981 | 907.511 | -0.020703 | 903.1672 | 0.013851
| 419.4624 | 0 |  |  | 419.4624 | 0 | 419.4624 | 0 | 684.1163 | 0.019261 | 907.7519 | -0.052225 | 902.3815 | 0.080986 | 684.1163 | 0.032455 | 907.7519 | 0.0064567 | 907.7519 | 0.0043542 | 907.9979 | 0 | 907.7519 | 0.13045 | 907.7519 | 0.024687 | 907.7519 | 0.14779 | 685.7899 | 0.00058047 | 902.38 | 0.041062 | 907.9979 | 0.0092355 | 684.1163 | 0.01212 | 902.38 | -2.2651e-05 | 907.7519 | 0.040028 | 902.38 | -0.01912 | 907.7519 | -0.001767 | 685.7899 | 0.00055985 | 685.7899 | 0.00049801 | 907.7519 | 0.082821 | 907.9979 | -0.0072584 | 907.9979 | 0.0031518 | 907.7519 | 0.071456 | 1013.7966 | 0.036895 | 907.7519 | 0.0030047 | 907.7519 | 0.00021747 | 1013.8366 | 0.00078262 | 907.7519 | 0.68654 | 1018.9576 | 0.0057416 | 1013.7966 | 0.12635 | 1018.9576 | 0.053654 | 1068.0575 | 0.52684 | 1272.4485 | 0.014935 | 1039.8961 | 0.013204 | 1183.1384 | 0 | 1182.3151 | 0 | 907.752 | 0.00089716 | 907.9979 | 0.0033156 | 907.7519 | 0.056486 | 907.7519 | 0.031098 | 907.7519 | 0.038137 | 903.4072 | 0.014648
| 419.5425 | 0 |  |  | 419.5425 | 0 | 419.5425 | 0 | 684.2408 | 0 | 907.9928 | -0.061572 | 902.6221 | -0.19721 | 684.2408 | 0 | 907.9928 | -0.073808 | 907.9928 | -0.0453 | 908.2391 | 0 | 907.9928 | -0.23907 | 907.9928 | -0.11208 | 907.9928 | -0.1881 | 685.9105 | 0.0011924 | 902.62 | -0.04314 | 908.2391 | -0.032705 | 684.2408 | 0.019434 | 902.62 | -0.014156 | 907.9928 | -0.022663 | 902.62 | -0.018421 | 907.9928 | -0.01106 | 685.9105 | 0.001069 | 685.9105 | 0.0010432 | 907.9928 | -0.094232 | 908.2391 | -0.030185 | 908.2391 | -0.013351 | 907.9928 | -0.073455 | 1013.9651 | 0.040846 | 907.9928 | -0.0404 | 907.9928 | 0.021499 | 1014.0065 | 0 | 907.9928 | 0.49745 | 1019.1292 | 0.0031314 | 1013.9651 | 0.12799 | 1019.1292 | 0.053433 | 1068.171 | 0.52415 | 1272.5278 | 0.014848 | 1039.9094 | 0.013217 | 1183.207 | 0 | 1182.3835 | 0 | 907.993 | 0.00018274 | 908.2391 | -0.01479 | 907.9928 | -0.024638 | 907.9928 | -0.021783 | 907.9928 | -0.03835 | 903.6473 | 0.014106
| 419.6225 | 0 |  |  | 419.6225 | 0 | 419.6225 | 0 | 684.3654 | 0.012236 | 908.2337 | 0.0023394 | 902.8626 | 0.04773 | 684.3654 | 0.021244 | 908.2337 | -0.023486 | 908.2337 | 0.02397 | 908.4803 | 0 | 908.2337 | 0.11809 | 908.2337 | 0.0047441 | 908.2337 | 0.20658 | 686.0312 | 0.00062448 | 902.86 | -0.032746 | 908.4803 | -0.0020878 | 684.3654 | 0.0076611 | 902.86 | -0.0089922 | 908.2337 | 0.01823 | 902.86 | -0.0040807 | 908.2337 | 0.019177 | 686.0312 | 0.00051488 | 686.0312 | 0.00054478 | 908.2337 | 0.035608 | 908.4803 | -0.0024733 | 908.4803 | 0.0018999 | 908.2337 | 0.03198 | 1014.1337 | 0.027872 | 908.2337 | -0.0055309 | 908.2337 | 0.034954 | 1014.1764 | 0.0018258 | 908.2337 | 0.641 | 1019.3007 | 0.003851 | 1014.1337 | 0.12416 | 1019.3007 | 0.052914 | 1068.2845 | 0.52121 | 1272.6071 | 0.014755 | 1039.9226 | 0.01323 | 1183.2756 | 0 | 1182.452 | 0 | 908.234 | 0.0010771 | 908.4803 | 0.006349 | 908.2337 | 0.03275 | 908.2337 | 0.03891 | 908.2337 | 0.063277 | 903.8874 | 0.014868
| 419.7026 | 0 |  |  | 419.7026 | 0 | 419.7026 | 0 | 684.49 | 0 | 908.4746 | -0.063803 | 903.1032 | 0.0086436 | 684.49 | 0 | 908.4746 | -0.40447 | 908.4746 | -0.076641 | 908.7215 | 0 | 908.4746 | -0.22733 | 908.4746 | -0.1071 | 908.4746 | -0.29055 | 686.1519 | 0.0011806 | 903.1 | -0.014034 | 908.7215 | -0.04325 | 684.49 | 0.036046 | 903.1 | 0.0065008 | 908.4746 | -0.035668 | 903.1 | 0.0074619 | 908.4746 | -0.010705 | 686.1519 | 0.0010294 | 686.1519 | 0.00098484 | 908.4746 | -0.051533 | 908.7215 | -0.02538 | 908.7215 | -0.014579 | 908.4746 | -0.034479 | 1014.3023 | 0.033425 | 908.4746 | -0.061173 | 908.4746 | -0.017036 | 1014.3463 | 0 | 908.4746 | 0.49285 | 1019.4723 | 0.0026192 | 1014.3023 | 0.12559 | 1019.4723 | 0.052288 | 1068.3982 | 0.51841 | 1272.6864 | 0.014663 | 1039.9359 | 0.013243 | 1183.3442 | 0 | 1182.5205 | 0 | 908.475 | 0.00157 | 908.7215 | -0.0096152 | 908.4746 | -0.016075 | 908.4746 | -0.021182 | 908.4746 | -0.024714 | 904.1275 | 0.013882
| 419.7827 | 0 |  |  | 419.7827 | 0 | 419.7827 | 0 | 684.6145 | 0.026588 | 908.7156 | 0.050546 | 903.3438 | 0.076542 | 684.6145 | 0.0011182 | 908.7156 | 0.006992 | 908.7156 | 0.038609 | 908.9627 | 0 | 908.7156 | 0.12628 | 908.7156 | 0.1291 | 908.7156 | 0.13436 | 686.2726 | 0.00056035 | 903.34 | 0.032746 | 908.9627 | 0.013653 | 684.6145 | 0.015359 | 903.34 | -0.006546 | 908.7156 | 0.0081135 | 903.34 | -0.013525 | 908.7156 | 0.0088782 | 686.2726 | 0.00052594 | 686.2726 | 0.00044765 | 908.7156 | 0.048956 | 908.9627 | 0.01155 | 908.9627 | 0.0052901 | 908.7156 | 0.033979 | 1014.4709 | 0.03257 | 908.7156 | 0.019742 | 908.7156 | 0.034913 | 1014.5162 | 0.0018258 | 908.7156 | 0.56606 | 1019.6439 | 0.0036308 | 1014.4709 | 0.12121 | 1019.6439 | 0.051712 | 1068.5116 | 0.5155 | 1272.7658 | 0.014576 | 1039.9491 | 0.013255 | 1183.4128 | 0 | 1182.589 | 0 | 908.716 | 0.00079471 | 908.9627 | 0.016295 | 908.7156 | 0.022685 | 908.7156 | 0.02584 | 908.7156 | 0.058803 | 904.3676 | 0.014999
| 419.8628 | 0 |  |  | 419.8628 | 0 | 419.8628 | 0 | 684.7391 | 0 | 908.9565 | -0.090525 | 903.5844 | -0.066867 | 684.7391 | 0 | 908.9565 | -0.43056 | 908.9565 | -0.09016 | 909.204 | 0 | 908.9565 | -0.24656 | 908.9565 | -0.19842 | 908.9565 | -0.24604 | 686.3933 | 0.0010872 | 903.58 | -0.029627 | 909.204 | -0.037066 | 684.7391 | 0.013269 | 903.58 | -0.007905 | 908.9565 | 0.0051132 | 903.58 | 0.0246 | 908.9565 | -0.02283 | 686.3933 | 0.0010397 | 686.3933 | 0.00078219 | 908.9565 | -0.12184 | 909.204 | -0.032306 | 909.204 | -0.021617 | 908.9565 | -0.015116 | 1014.6394 | 0.030114 | 908.9565 | -0.051268 | 908.9565 | -0.04182 | 1014.6861 | 0 | 908.9565 | 0.45454 | 1019.8154 | 0.0017726 | 1014.6394 | 0.1211 | 1019.8154 | 0.051292 | 1068.6252 | 0.51294 | 1272.8451 | 0.014489 | 1039.9624 | 0.013267 | 1183.4814 | 0 | 1182.6576 | 0 | 908.956 | 0.001091 | 909.204 | -0.018974 | 908.9565 | -0.022384 | 908.9565 | -0.016676 | 908.9565 | -0.0083373 | 904.6077 | 0.01299
| 419.9429 | 0 |  |  | 419.9429 | 0 | 419.9429 | 0 | 684.8637 | 0.032257 | 909.1974 | -0.065375 | 903.825 | 0.012308 | 684.8637 | 0.054378 | 909.1974 | 0.1873 | 909.1974 | 0.012754 | 909.4452 | 0 | 909.1974 | 0.099289 | 909.1974 | 0.062682 | 909.1974 | 0.042759 | 686.514 | 0.00052808 | 903.82 | 0.037943 | 909.4452 | 0.012816 | 684.8637 | 0.012747 | 903.82 | 0.015199 | 909.1974 | -0.010627 | 903.82 | 0.01026 | 909.1974 | 0.0082187 | 686.514 | 0.00052861 | 686.514 | 0.00035013 | 909.1974 | 0.049324 | 909.4452 | 0.0031343 | 909.4452 | 0.00057678 | 909.1974 | 0.053342 | 1014.808 | 0.037643 | 909.1974 | 0.042866 | 909.1974 | 0.041303 | 1014.856 | 0.0018258 | 909.1974 | 0.57808 | 1019.987 | 0.0038151 | 1014.808 | 0.12023 | 1019.987 | 0.05073 | 1068.7389 | 0.51159 | 1272.9244 | 0.014402 | 1039.9756 | 0.013278 | 1183.5501 | 0 | 1182.7261 | 0 | 909.197 | 0.0016088 | 909.4452 | -0.0029783 | 909.1974 | 0.015624 | 909.1974 | 0.022835 | 909.1974 | 0.026206 | 904.8478 | 0.015091
| 420.0229 | 0 |  |  | 420.0229 | 0 | 420.0229 | 0 | 684.9883 | 0 | 909.4383 | -0.06135 | 904.0656 | 0.026207 | 684.9883 | 0 | 909.4383 | -0.49168 | 909.4383 | -0.069535 | 909.6865 | 0 | 909.4383 | -0.21936 | 909.4383 | -0.07306 | 909.4383 | -0.17383 | 686.6347 | 0.0010419 | 904.07 | 0.0057175 | 909.6865 | -0.045301 | 684.9883 | 0.0088 | 904.07 | 0.01248 | 909.4383 | -0.049589 | 904.07 | -0.013175 | 909.4383 | -0.017807 | 686.6347 | 0.00098022 | 686.6347 | 0.0007706 | 909.4383 | -0.090183 | 909.6865 | -0.028049 | 909.6865 | -0.01895 | 909.4383 | -0.0411 | 1014.9766 | 0.031075 | 909.4383 | -0.094378 | 909.4383 | -0.043399 | 1015.0259 | 0 | 909.4383 | 0.43242 | 1020.1586 | 0.0021127 | 1014.9766 | 0.12187 | 1020.1586 | 0.050318 | 1068.8525 | 0.51017 | 1273.0038 | 0.014315 | 1039.9889 | 0.01329 | 1183.6186 | 0 | 1182.7946 | 0 | 909.438 | 0.002038 | 909.6865 | -0.016074 | 909.4383 | -0.020131 | 909.4383 | -0.0091938 | 909.4383 | -0.043676 | 905.0879 | 0.013779
| 420.103 | 0 |  |  | 420.103 | 0 | 420.103 | 0 | 685.1129 | 0.020723 | 909.6793 | -0.00031674 | 904.3062 | 0.053984 | 685.1129 | 0.010436 | 909.6793 | -0.03474 | 909.6793 | 0.0084874 | 909.9277 | 0 | 909.6793 | 0.16486 | 909.6793 | 0.0577 | 909.6793 | -0.012005 | 686.7554 | 0.00051886 | 904.31 | -0.063932 | 909.9277 | 0.010939 | 685.1129 | 0.051301 | 904.31 | 0.012753 | 909.6793 | -0.0024532 | 904.31 | 0.0050134 | 909.6793 | 0.0083709 | 686.7554 | 0.00047487 | 686.7554 | 0.00043606 | 909.6793 | 0.048956 | 909.9277 | 0.015674 | 909.9277 | 0.0062461 | 909.6793 | 0.028483 | 1015.1451 | 0.03193 | 909.6793 | 0.052753 | 909.6793 | 0.019635 | 1015.1958 | 0.0018258 | 909.6793 | 0.55524 | 1020.3301 | 0.0032995 | 1015.1451 | 0.12242 | 1020.3301 | 0.049443 | 1068.9663 | 0.5073 | 1273.0832 | 0.014228 | 1040.0021 | 0.013301 | 1183.6873 | 0 | 1182.8632 | 0 | 909.679 | 0.0016033 | 909.9277 | 0.0082574 | 909.6793 | 0.023736 | 909.6793 | 0.031398 | 909.6793 | 0.081813 | 905.328 | 0.014507
| 420.1831 | 0 |  |  | 420.1831 | 0 | 420.1831 | 0 | 685.2376 | 0 | 909.9202 | -0.080074 | 904.5468 | -0.11454 | 685.2376 | 0 | 909.9202 | -0.29225 | 909.9202 | -0.058231 | 910.169 | 0 | 909.9202 | -0.23662 | 909.9202 | -0.047738 | 909.9202 | -0.21749 | 686.8762 | 0.0010469 | 904.55 | 0.0098758 | 910.169 | -0.053079 | 685.2376 | 0.015672 | 904.55 | -0.00029446 | 909.9202 | -0.0027135 | 904.55 | -0.0016322 | 909.9202 | -0.016387 | 686.8762 | 0.0010141 | 686.8762 | 0.00085614 | 909.9202 | -0.078772 | 910.169 | -0.02479 | 910.169 | -0.011008 | 909.9202 | -0.00076958 | 1015.3137 | 0.034332 | 909.9202 | -0.088379 | 909.9202 | -0.064205 | 1015.3657 | 0 | 909.9202 | 0.39887 | 1020.5017 | 0.0018121 | 1015.3137 | 0.12253 | 1020.5017 | 0.049002 | 1069.08 | 0.50447 | 1273.1626 | 0.014141 | 1040.0154 | 0.013311 | 1183.756 | 0 | 1182.9316 | 0 | 909.92 | 0.0010495 | 910.169 | -0.016441 | 909.9202 | -0.024187 | 909.9202 | -0.0087558 | 909.9202 | -0.064129 | 905.5682 | 0.013013
| 420.2632 | 0 |  |  | 420.2632 | 0 | 420.2632 | 0 | 685.3622 | 0.026979 | 910.1612 | -0.036894 | 904.7874 | 0.16926 | 685.3622 | 0.027942 | 910.1612 | -0.052284 | 910.1612 | 0.012915 | 910.4103 | 0 | 910.1612 | 0.10071 | 910.1612 | 0.043587 | 910.1612 | 0.014814 | 686.9968 | 0.00053562 | 904.79 | 0.04314 | 910.4102 | 0.0027284 | 685.3622 | 0.02727 | 904.79 | -2.2651e-05 | 910.1612 | -0.011617 | 904.79 | -0.00023318 | 910.1612 | -0.0062908 | 686.9968 | 0.00055909 | 686.9968 | 0.00042807 | 910.1612 | 0.022272 | 910.4102 | 0.0068221 | 910.4102 | 0.0074515 | 910.1612 | -0.004032 | 1015.4823 | 0.035667 | 910.1612 | 0.033614 | 910.1612 | 0.013261 | 1015.5356 | 0.0013044 | 910.1612 | 0.51398 | 1020.6733 | 0.0045467 | 1015.4823 | 0.11925 | 1020.6733 | 0.048746 | 1069.1937 | 0.50224 | 1273.2419 | 0.014059 | 1040.0286 | 0.013321 | 1183.8246 | 0 | 1183.0002 | 0 | 910.161 | 0.0011464 | 910.4103 | -0.0025018 | 910.1612 | 0.035905 | 910.1612 | 0.01983 | 910.1612 | 0.044315 | 905.8083 | 0.014125
| 420.3433 | 0 |  |  | 420.3433 | 0 | 420.3433 | 0 | 685.4868 | 0 | 910.4021 | -0.0064705 | 905.028 | -0.081034 | 685.4868 | 0 | 910.4021 | -0.24345 | 910.4021 | -0.055013 | 910.6515 | 0 | 910.4021 | -0.19877 | 910.4021 | -0.080116 | 910.4021 | -0.21497 | 687.1176 | 0.0010071 | 905.03 | 0.020271 | 910.6515 | -0.027355 | 685.4868 | 0.0052405 | 905.03 | 0.025799 | 910.4021 | -0.020452 | 905.03 | -0.0033811 | 910.4021 | -0.013495 | 687.1176 | 0.00097184 | 687.1176 | 0.00080937 | 910.4021 | -0.033284 | 910.6515 | -0.015747 | 910.6515 | -0.010129 | 910.4021 | -0.014116 | 1015.6509 | 0.030435 | 910.4021 | -0.040599 | 910.4021 | 0.025276 | 1015.7055 | 0 | 910.4021 | 0.36276 | 1020.8449 | 0.0030132 | 1015.6509 | 0.11946 | 1020.8449 | 0.048575 | 1069.3075 | 0.49994 | 1273.3214 | 0.013972 | 1040.0419 | 0.013331 | 1183.8933 | 0 | 1183.0689 | 0 | 910.402 | 0.0002728 | 910.6515 | 0.00051021 | 910.4021 | 0.0098659 | 910.4021 | -0.023135 | 910.4021 | -0.0087891 | 906.0484 | 0.013416
| 420.4234 | 0 |  |  | 420.4234 | 0 | 420.4234 | 0 | 685.6115 | 0.0161 | 910.6431 | 0.026166 | 905.2686 | 0.086049 | 685.6115 | 0.034604 | 910.6431 | 0.10869 | 910.6431 | 0.032497 | 910.8928 | 0 | 910.6431 | 0.12739 | 910.6431 | 0.14902 | 910.6431 | 0.083974 | 687.2383 | 0.00047988 | 905.27 | 0.027548 | 910.8928 | 0.025032 | 685.6115 | 0.0041023 | 905.27 | -0.00029446 | 910.6431 | 0.012515 | 905.27 | -0.008278 | 910.6431 | 0.010603 | 687.2383 | 0.00042837 | 687.2383 | 0.0003813 | 910.6431 | 0.076931 | 910.8928 | 0.0166 | 910.8928 | 0.0030162 | 910.6431 | 0.023236 | 1015.8194 | 0.028993 | 910.6431 | 0.082863 | 910.6431 | 0.051257 | 1015.8755 | 0.0018258 | 910.6431 | 0.50798 | 1021.0164 | 0.0055228 | 1015.8194 | 0.11553 | 1021.0164 | 0.047907 | 1069.4213 | 0.49769 | 1273.4008 | 0.01389 | 1040.0551 | 0.013341 | 1183.9619 | 0 | 1183.1373 | 0 | 910.643 | 0.0013457 | 910.8928 | 0.015047 | 910.6431 | 0.041764 | 910.6431 | -0.0058049 | 910.6431 | 0.070308 | 906.2886 | 0.013974
| 420.5035 | 0 |  |  | 420.5035 | 0 | 420.5035 | 0 | 685.7362 | 0 | 910.8841 | -0.022598 | 905.5093 | -0.13511 | 685.7362 | 0 | 910.8841 | -0.47143 | 910.8841 | -0.062335 | 911.1341 | 0 | 910.8841 | -0.22439 | 910.8841 | -0.14114 | 910.8841 | -0.2452 | 687.359 | 0.0010264 | 905.51 | -0.025469 | 911.1341 | -0.023059 | 685.7362 | 0.014732 | 905.51 | 0.0026954 | 910.8841 | -0.012864 | 905.51 | -0.02052 | 910.8841 | -0.014307 | 687.359 | 0.00087923 | 687.359 | 0.00076301 | 910.8841 | -0.087606 | 911.1341 | -0.026491 | 911.1341 | -0.0080247 | 910.8841 | -0.0046514 | 1015.988 | 0.030061 | 910.8841 | -0.016524 | 910.8841 | -0.066828 | 1016.0454 | 0 | 910.8841 | 0.42981 | 1021.188 | 0.0014029 | 1015.988 | 0.11837 | 1021.188 | 0.047793 | 1069.5352 | 0.49498 | 1273.4802 | 0.013808 | 1040.0684 | 0.01335 | 1184.0306 | 0 | 1183.2059 | 0 | 910.884 | 0.0017196 | 911.1341 | 0.0050645 | 910.8841 | -0.0067227 | 910.8841 | -0.04567 | 910.8841 | -0.017884 | 906.5288 | 0.01301
| 420.5836 | 0 |  |  | 420.5836 | 0 | 420.5836 | 0 | 685.8608 | 0.012587 | 911.125 | -0.070467 | 905.7499 | 0.046294 | 685.8608 | 0.055883 | 911.125 | 0.23119 | 911.125 | 0.030516 | 911.3754 | 0 | 911.125 | 0.10059 | 911.125 | 0.025426 | 911.125 | 0.067785 | 687.4797 | 0.00055323 | 905.75 | -0.044181 | 911.3754 | -0.0034743 | 685.8608 | 0.0067713 | 905.75 | -0.0070897 | 911.125 | 0.03389 | 905.75 | -0.0026815 | 911.125 | 0.00048604 | 687.4797 | 0.00045771 | 687.4797 | 0.0003813 | 911.125 | 0.061103 | 911.3754 | 0.0080889 | 911.3754 | -0.0062145 | 911.125 | 0.061837 | 1016.1566 | 0.033318 | 911.125 | 0.035405 | 911.125 | 0.040581 | 1016.2153 | 0.0018258 | 911.125 | 0.50269 | 1021.3596 | 0.0040136 | 1016.1566 | 0.11389 | 1021.3596 | 0.047508 | 1069.6489 | 0.49213 | 1273.5597 | 0.013726 | 1040.0815 | 0.013358 | 1184.0992 | 0 | 1183.2745 | 0 | 911.125 | 0.0012931 | 911.3754 | -0.0053948 | 911.125 | 0.01968 | 911.125 | 0.019229 | 911.125 | 0.047511 | 906.7689 | 0.013523
| 420.6637 | 0 |  |  | 420.6637 | 0 | 420.6636 | 0 | 685.9855 | 0 | 911.366 | -0.065125 | 905.9905 | -0.082668 | 685.9855 | 0 | 911.366 | -0.57336 | 911.366 | -0.083085 | 911.6167 | 0 | 911.366 | -0.22636 | 911.366 | -0.085513 | 911.366 | -0.31994 | 687.6004 | 0.0010851 | 905.99 | 0.02235 | 911.6167 | -0.018063 | 685.9855 | 0.019747 | 905.99 | 0.015742 | 911.366 | -0.00055781 | 905.99 | -0.023318 | 911.366 | -0.027852 | 687.6004 | 0.00094249 | 687.6004 | 0.00074742 | 911.366 | -0.061472 | 911.6167 | -0.0029249 | 911.6167 | -0.0097833 | 911.366 | 0.0064779 | 1016.3252 | 0.024241 | 911.366 | -0.096845 | 911.366 | -0.031977 | 1016.3852 | 0 | 911.366 | 0.32477 | 1021.5312 | 0.00086217 | 1016.3252 | 0.1152 | 1021.5312 | 0.047394 | 1069.7628 | 0.48977 | 1273.639 | 0.013644 | 1040.0948 | 0.013366 | 1184.168 | 0 | 1183.3431 | 0 | 911.366 | 0.0012405 | 911.6167 | -0.0082941 | 911.366 | -0.022985 | 911.366 | -0.036055 | 911.366 | -0.023862 | 907.0091 | 0.013615
| 420.7437 | 0 |  |  | 420.7437 | 0 | 420.7437 | 0 | 686.1102 | 0.00029265 | 911.607 | -0.086889 | 906.2312 | 0.097393 | 686.1102 | 0.016026 | 911.607 | 0.10083 | 911.607 | 0.028662 | 911.858 | 0 | 911.607 | 0.092566 | 911.607 | 0.095476 | 911.607 | -0.034976 | 687.7211 | 0.00053478 | 906.23 | 0.02235 | 911.858 | 0.014704 | 686.1102 | 0.023091 | 906.23 | 0.0054135 | 911.607 | 0.016509 | 906.23 | 0.014107 | 911.607 | -0.0033781 | 687.7211 | 0.00048821 | 687.7211 | 0.00036572 | 911.607 | 0.045644 | 911.858 | 0.0090446 | 911.858 | -0.00018748 | 911.607 | 0.016865 | 1016.4937 | 0.040953 | 911.607 | 0.015717 | 911.607 | 0.016941 | 1016.5551 | 0.0018258 | 911.607 | 0.48277 | 1021.7028 | 0.0035288 | 1016.4937 | 0.11039 | 1021.7028 | 0.046868 | 1069.8767 | 0.48787 | 1273.7185 | 0.013562 | 1040.108 | 0.013374 | 1184.2367 | 0 | 1183.4117 | 0 | 911.607 | 0.0024395 | 911.858 | -0.008184 | 911.607 | 0.041163 | 911.607 | 0.05889 | 911.607 | 0.076912 | 907.2493 | 0.014007
| 420.8238 | 0 |  |  | 420.8238 | 0 | 420.8238 | 0 | 686.2349 | 0 | 911.848 | 0.015197 | 906.4718 | -0.046298 | 686.2349 | 0 | 911.848 | -0.26973 | 911.848 | -0.045274 | 912.0993 | 0 | 911.848 | -0.15974 | 911.848 | -0.079286 | 911.848 | -0.1797 | 687.8418 | 0.0010608 | 906.47 | -0.0077966 | 912.0993 | -0.0028333 | 686.2349 | 0.026643 | 906.47 | 0.0073161 | 911.848 | -0.020121 | 906.47 | 0.0043138 | 911.848 | 0.0070011 | 687.8418 | 0.001026 | 687.8418 | 0.00084055 | 911.848 | -0.050061 | 912.0993 | -0.006553 | 912.0993 | -0.0027129 | 911.848 | 0.0016239 | 1016.6623 | 0.027124 | 911.848 | -0.011037 | 911.848 | 0.0015294 | 1016.7251 | 0 | 911.848 | 0.41479 | 1021.8744 | 0.00029507 | 1016.6623 | 0.11313 | 1021.8744 | 0.04669 | 1069.9906 | 0.48612 | 1273.798 | 0.01348 | 1040.1213 | 0.013381 | 1184.3054 | 0 | 1183.4804 | 0 | 911.848 | 0.00026122 | 912.0993 | 0.012184 | 911.848 | 0.0065 | 911.848 | -0.035454 | 911.848 | -0.0092189 | 907.4895 | 0.012221
| 420.9039 | 0 |  |  | 420.9039 | 0 | 420.9039 | 0 | 686.3596 | 0.013641 | 912.089 | 0.010961 | 906.7125 | 0.1327 | 686.3596 | 0.053304 | 912.089 | 0.15886 | 912.089 | 0.03269 | 912.3407 | 0 | 912.089 | 0.13198 | 912.089 | 0.078456 | 912.089 | 0.131 | 687.9626 | 0.00053562 | 906.71 | -0.00051979 | 912.3407 | 0.011648 | 686.3596 | 0 | 906.71 | 0.0086751 | 912.089 | 0.01304 | 906.71 | 0.019004 | 912.089 | 0.0035873 | 687.9626 | 0.00053851 | 687.9626 | 0.00047483 | 912.089 | 0.074723 | 912.3407 | 0.013336 | 912.3407 | 0.00020046 | 912.089 | 0.0093185 | 1016.8309 | 0.02376 | 912.089 | -0.013829 | 912.089 | 0.0086786 | 1016.895 | 0.0023475 | 912.089 | 0.46733 | 1022.0459 | 0.0046202 | 1016.8309 | 0.11138 | 1022.0459 | 0.046199 | 1070.1046 | 0.48344 | 1273.8774 | 0.013403 | 1040.1346 | 0.013388 | 1184.3742 | 0 | 1183.549 | 0 | 912.089 | 0.00053165 | 912.3407 | 0.0077436 | 912.089 | 0.02614 | 912.089 | 0.030947 | 912.089 | 0.036858 | 907.7297 | 0.014085
| 420.984 | 0 |  |  | 420.984 | 0 | 420.984 | 0 | 686.4844 | 0 | 912.33 | -0.15143 | 906.9532 | -0.080093 | 686.4844 | 0 | 912.33 | -0.52084 | 912.33 | -0.09482 | 912.582 | 0 | 912.33 | -0.20876 | 912.33 | -0.14404 | 912.33 | -0.17551 | 688.0833 | 0.0011044 | 906.95 | 0.011954 | 912.582 | -0.046164 | 686.4844 | 0.012956 | 906.95 | -0.0095359 | 912.33 | -0.029381 | 906.95 | -0.038359 | 912.33 | -0.031657 | 688.0833 | 0.0010888 | 688.0833 | 0.00092648 | 912.33 | -0.068097 | 912.582 | -0.037996 | 912.582 | -0.028174 | 912.33 | -0.013492 | 1016.9995 | 0.037002 | 912.33 | -0.06166 | 912.33 | 0.0021396 | 1017.0649 | 0 | 912.33 | 0.295 | 1022.2175 | 0.0037975 | 1016.9995 | 0.11542 | 1022.2175 | 0.045858 | 1070.2185 | 0.48043 | 1273.9569 | 0.013321 | 1040.1478 | 0.013394 | 1184.4429 | 0 | 1183.6175 | 0 | 912.33 | 0.00048181 | 912.582 | -0.025286 | 912.33 | -0.050177 | 912.33 | -0.0022227 | 912.33 | -0.054755 | 907.9699 | 0.012705
| 421.0641 | 0 |  |  | 421.0641 | 0 | 421.0641 | 0 | 686.6091 | 0.010831 | 912.571 | 0.083367 | 907.1938 | 0.037434 | 686.6091 | 0.036109 | 912.571 | 0.1397 | 912.571 | 0.044828 | 912.8233 | 0 | 912.571 | 0.1584 | 912.571 | 0.12412 | 912.571 | 0.046372 | 688.204 | 0.00057669 | 907.19 | 0.028587 | 912.8233 | 0.018062 | 686.6091 | 0.014523 | 907.19 | 0.010306 | 912.571 | 0.0217 | 907.19 | 0.005713 | 912.571 | 0.01872 | 688.204 | 0.00055452 | 688.204 | 0.00048243 | 912.571 | 0.16196 | 912.8233 | 0.025771 | 912.8233 | 0.010737 | 912.571 | 0.038227 | 1017.168 | 0.030702 | 912.571 | 0.035677 | 912.571 | 0.042853 | 1017.2349 | 0.0023475 | 912.571 | 0.4917 | 1022.3891 | 0.0070539 | 1017.168 | 0.1116 | 1022.3891 | 0.04494 | 1070.3325 | 0.4783 | 1274.0365 | 0.013245 | 1040.1611 | 0.0134 | 1184.5116 | 0 | 1183.6863 | 0 | 912.571 | 0.00084178 | 912.8233 | 0.020955 | 912.571 | 0.082626 | 912.571 | 0.020732 | 912.571 | 0.061999 | 908.2101 | 0.013536
| 421.1442 | 0 |  |  | 421.1442 | 0 | 421.1442 | 0 | 686.7339 | 0 | 912.812 | -0.073219 | 907.4345 | -0.11709 | 686.7339 | 0 | 912.812 | -0.44893 | 912.812 | -0.085053 | 913.0647 | 0 | 912.812 | -0.24226 | 912.812 | -0.11333 | 912.812 | -0.029524 | 688.3247 | 0.0010985 | 907.43 | -0.04314 | 913.0647 | -0.020432 | 686.7339 | 0.0090966 | 907.43 | -0.0070897 | 912.812 | -0.008782 | 907.43 | -0.025068 | 912.812 | -0.0083201 | 688.3247 | 0.001037 | 688.3247 | 0.00095726 | 912.812 | -0.078772 | 913.0647 | -0.020919 | 913.0647 | -0.01818 | 912.812 | -0.0037967 | 1017.3366 | 0.040152 | 912.812 | -0.070884 | 912.812 | -0.025501 | 1017.4048 | 0 | 912.812 | 0.24652 | 1022.5607 | 0.0051445 | 1017.3366 | 0.11236 | 1022.5607 | 0.044642 | 1070.4465 | 0.47609 | 1274.116 | 0.013168 | 1040.1743 | 0.013406 | 1184.5803 | 0 | 1183.7549 | 0 | 912.812 | 0.0013513 | 913.0647 | -0.010202 | 912.812 | -0.0326 | 912.812 | -0.015173 | 912.812 | -0.072864 | 908.4503 | 0.012729
| 421.2244 | 0 |  |  | 421.2244 | 0 | 421.2244 | 0 | 686.8586 | 0.019941 | 913.0531 | -0.024712 | 907.6752 | 0.079467 | 686.8586 | 0.039548 | 913.0531 | -0.15115 | 913.053 | 0.0062278 | 913.3061 | 0 | 913.0531 | 0.10461 | 913.053 | -0.012237 | 913.053 | 0.079083 | 688.4454 | 0.00053688 | 907.68 | -0.024429 | 913.306 | -0.0087745 | 686.8586 | 0 | 907.68 | 0.026887 | 913.0531 | -0.0006985 | 907.68 | 0.031946 | 913.053 | 0.012277 | 688.4454 | 0.00048821 | 688.4454 | 0.00050601 | 913.053 | 0.053373 | 913.306 | 7.2659e-05 | 913.306 | -0.0006076 | 913.053 | 0.04035 | 1017.5052 | 0.029954 | 913.0531 | 0.025121 | 913.0531 | -0.011439 | 1017.5747 | 0.00078262 | 913.0531 | 0.37507 | 1022.7323 | 0.0076007 | 1017.5052 | 0.10897 | 1022.7323 | 0.044435 | 1070.5605 | 0.47338 | 1274.1954 | 0.013086 | 1040.1876 | 0.013411 | 1184.649 | 0 | 1183.8235 | 0 | 913.053 | 0.00058149 | 913.3061 | 0.0025708 | 913.053 | 0.042064 | 913.053 | 0.05243 | 913.053 | 0.044741 | 908.6905 | 0.0135
| 421.3045 | 0 |  |  | 421.3045 | 0 | 421.3045 | 0 | 686.9834 | 0 | 913.2941 | -0.12295 | 907.9159 | -0.096745 | 686.9834 | 0 | 913.2941 | -0.27999 | 913.2941 | -0.081539 | 913.5474 | 0 | 913.2941 | -0.25611 | 913.2941 | -0.082192 | 913.2941 | -0.34429 | 688.5662 | 0.0010868 | 907.92 | -0.026508 | 913.5474 | -0.052733 | 686.9834 | 0.0233 | 907.92 | -0.0016535 | 913.2941 | -0.060219 | 907.92 | -0.0072287 | 913.2941 | -0.017807 | 688.5662 | 0.00095469 | 688.5662 | 0.00092648 | 913.2941 | -0.088342 | 913.5474 | -0.039081 | 913.5474 | -0.02309 | 913.2941 | 0.022361 | 1017.6738 | 0.035667 | 913.2941 | -0.072083 | 913.2941 | -0.043088 | 1017.7446 | 0 | 913.2941 | 0.25778 | 1022.9039 | 0.0036516 | 1017.6738 | 0.11192 | 1022.9039 | 0.044322 | 1070.6747 | 0.47094 | 1274.275 | 0.013009 | 1040.2008 | 0.013415 | 1184.7178 | 0 | 1183.8922 | 0 | 913.294 | 0.0012516 | 913.5474 | -0.017799 | 913.2941 | -0.036656 | 913.2941 | -0.17847 | 913.2941 | -0.044315 | 908.9307 | 0.013272
| 421.3846 | 0 |  |  | 421.3846 | 0 | 421.3846 | 0 | 687.1082 | 0.031866 | 913.5351 | 0.034751 | 908.1566 | 0.080402 | 687.1082 | 0.017144 | 913.5351 | 0.071153 | 913.5351 | 0.023367 | 913.7888 | 0 | 913.5351 | 0.13335 | 913.5351 | 0.01667 | 913.5351 | 0.10749 | 688.6869 | 0.00055742 | 908.16 | -0.017152 | 913.7888 | 0.0060749 | 687.1082 | 0.0061784 | 908.16 | -0.020408 | 913.5351 | -0.0047578 | 908.16 | 0.0099102 | 913.5351 | 0.0075591 | 688.6869 | 0.0004722 | 688.6869 | 0.00045165 | 913.5351 | 0.062208 | 913.7888 | 0.0077213 | 913.7888 | 0.0010792 | 913.5351 | 0.042974 | 1017.8423 | 0.036735 | 913.5351 | 0.038777 | 913.5351 | -0.029114 | 1017.9146 | 0.0013044 | 913.5351 | 0.40061 | 1023.0755 | 0.0041847 | 1017.8423 | 0.10777 | 1023.0755 | 0.043831 | 1070.7887 | 0.46868 | 1274.3545 | 0.012932 | 1040.2141 | 0.013419 | 1184.7865 | 0 | 1183.9608 | 0 | 913.535 | 0.0017556 | 913.7888 | 0.018313 | 913.5351 | 0.036055 | 913.5351 | 0.14873 | 913.5351 | 0.061572 | 909.171 | 0.012895
| 421.4647 | 0 |  |  | 421.4647 | 0 | 421.4647 | 0 | 687.233 | 0 | 913.7762 | -0.0079318 | 908.3973 | -0.076727 | 687.233 | 0 | 913.7762 | -0.28594 | 913.7762 | -0.054711 | 914.0302 | 0 | 913.7762 | -0.2262 | 913.7762 | -0.026495 | 913.7762 | -0.20154 | 688.8076 | 0.0011136 | 908.4 | -0.02339 | 914.0302 | -0.0075316 | 687.233 | 0.0058338 | 908.4 | 0.0040544 | 913.7762 | -0.0084473 | 908.4 | -0.028914 | 913.7762 | -0.0067981 | 688.8076 | 0.00096079 | 688.8076 | 0.00094967 | 913.7762 | -0.072146 | 914.0302 | -0.0068955 | 914.0302 | -0.0047527 | 913.7762 | -0.012617 | 1018.0109 | 0.025149 | 913.7762 | -0.0564 | 913.7762 | -0.048002 | 1018.0845 | 0 | 913.7762 | 0.27976 | 1023.2471 | 0.0009225 | 1018.0109 | 0.10843 | 1023.2471 | 0.043795 | 1070.9028 | 0.46651 | 1274.4341 | 0.01286 | 1040.2273 | 0.013422 | 1184.8554 | 0 | 1184.0295 | 0 | 913.776 | 0.00096639 | 914.0302 | -0.00075148 | 913.7762 | -0.0084087 | 913.7762 | -0.034553 | 913.7762 | -0.034728 | 909.4112 | 0.012482
| 421.5448 | 0 |  |  | 421.5448 | 0 | 421.5448 | 0 | 687.3578 | 0.015046 | 914.0172 | 0.049986 | 908.638 | 0.08579 | 687.3578 | 0.036109 | 914.0172 | 0.11707 | 914.0172 | 0.024659 | 914.2716 | 0 | 914.0172 | 0.14914 | 914.0172 | 0.084683 | 914.0172 | 0.14192 | 688.9283 | 0.00056328 | 908.64 | -0.0088362 | 914.2715 | 0.024415 | 687.3578 | 0.019538 | 908.64 | 0.0073161 | 914.0172 | 0.0061327 | 908.64 | 0.016555 | 914.0172 | 0.015372 | 688.9283 | 0.00049049 | 688.9283 | 0.00055277 | 914.0172 | 0.099753 | 914.2715 | 0.019668 | 914.2715 | 0.012317 | 914.0172 | 0.028732 | 1018.1795 | 0.039138 | 914.0172 | 0.076292 | 914.0172 | 0.01136 | 1018.2545 | 0.0018258 | 914.0172 | 0.43736 | 1023.4187 | 0.0023956 | 1018.1795 | 0.10416 | 1023.4187 | 0.043198 | 1071.017 | 0.46441 | 1274.5137 | 0.012784 | 1040.2406 | 0.013425 | 1184.9241 | 0 | 1184.0983 | 0 | 914.017 | 0.00068672 | 914.2716 | 0.015744 | 914.0172 | 0.02629 | 914.0172 | 0.030497 | 914.0172 | 0.082452 | 909.6515 | 0.013532
| 421.6249 | 0 |  |  | 421.6249 | 0 | 421.6249 | 0 | 687.4826 | 0 | 914.2583 | -0.058948 | 908.8787 | -0.062296 | 687.4826 | 0 | 914.2583 | -0.43817 | 914.2583 | -0.053445 | 914.5129 | 0 | 914.2583 | -0.21856 | 914.2583 | -0.1814 | 914.2583 | -0.27963 | 689.0491 | 0.0010344 | 908.88 | 0.02235 | 914.5129 | -0.023527 | 687.4826 | 0.0043505 | 908.88 | 0.0021518 | 914.2583 | -0.032421 | 908.88 | 0.00081613 | 914.2583 | -0.0022572 | 689.0491 | 0.0010046 | 689.0491 | 0.00098843 | 914.2583 | -0.13988 | 914.5129 | -0.026299 | 914.5129 | -0.016938 | 914.2583 | -0.050344 | 1018.3481 | 0.030221 | 914.2583 | -0.058252 | 914.2583 | -0.014482 | 1018.4244 | 0 | 914.2583 | 0.2196 | 1023.5903 | 2.4132e-05 | 1018.3481 | 0.10624 | 1023.5903 | 0.042878 | 1071.1311 | 0.46216 | 1274.5931 | 0.012707 | 1040.2539 | 0.013427 | 1184.9929 | 0 | 1184.1669 | 0 | 914.258 | 0.0003932 | 914.5129 | -0.012845 | 914.2583 | 0.01953 | 914.2583 | 0.002404 | 914.2583 | -0.040693 | 909.8917 | 0.012082
| 421.705 | 0 |  |  | 421.705 | 0 | 421.705 | 0 | 687.6074 | 0.0094255 | 914.4993 | 0.0015649 | 909.1194 | 0.081632 | 687.6074 | 0.056958 | 914.4993 | 0.030388 | 914.4993 | 0.02349 | 914.7543 | 0 | 914.4993 | 0.12682 | 914.4993 | 0.034808 | 914.4993 | 0.11001 | 689.1698 | 0.00047318 | 909.12 | -0.093037 | 914.7543 | 0.011733 | 687.6074 | 0 | 909.12 | 0.010306 | 914.4993 | 0.011177 | 909.12 | -0.017722 | 914.4993 | -0.014509 | 689.1698 | 0.00051488 | 689.1698 | 0.00049042 | 914.4993 | 0.14172 | 914.7543 | 0.013068 | 914.7543 | 0.005076 | 914.4993 | 0.048345 | 1018.5166 | 0.032784 | 914.4993 | 0.036433 | 914.4993 | 0.079266 | 1018.5944 | 0.0013044 | 914.4993 | 0.43511 | 1023.7619 | 0.0022991 | 1018.5166 | 0.10209 | 1023.7619 | 0.042095 | 1071.2454 | 0.46004 | 1274.6727 | 0.012635 | 1040.2671 | 0.013429 | 1185.0617 | 0 | 1184.2356 | 0 | 914.499 | 0.0018137 | 914.7543 | 0.0048076 | 914.4993 | 0.063547 | 914.4993 | 0.027041 | 914.4993 | 0.035367 | 910.132 | 0.012853
| 421.7851 | 0 |  |  | 421.7851 | 0 | 421.7851 | 0 | 687.7322 | 0 | 914.7404 | -0.051145 | 909.3601 | -0.09937 | 687.7322 | 0 | 914.7404 | -0.32734 | 914.7404 | -0.052582 | 914.9958 | 0 | 914.7404 | -0.24154 | 914.7404 | -0.03973 | 914.7404 | -0.21245 | 689.2905 | 0.0010742 | 909.36 | 0.010915 | 914.9957 | -0.021212 | 687.7322 | 0 | 909.36 | 0.00052096 | 914.7404 | -0.02478 | 909.36 | 0.01096 | 914.7404 | -0.014307 | 689.2905 | 0.00098137 | 689.2905 | 0.00084055 | 914.7404 | -0.0019691 | 914.9957 | -0.018785 | 914.9957 | -0.018125 | 914.7404 | -0.020987 | 1018.6852 | 0.025042 | 914.7404 | -0.061719 | 914.7404 | 0.0070546 | 1018.7643 | 0 | 914.7404 | 0.21613 | 1023.9335 | 0.0025931 | 1018.6852 | 0.10591 | 1023.9335 | 0.041789 | 1071.3595 | 0.4574 | 1274.7523 | 0.012558 | 1040.2804 | 0.01343 | 1185.1305 | 0 | 1184.3043 | 0 | 914.74 | 0.0018912 | 914.9958 | -0.0078537 | 914.7404 | 0.010686 | 914.7404 | 0.0056475 | 914.7404 | -0.011242 | 910.3723 | 0.012364
| 421.8653 | 0 |  |  | 421.8653 | 0 | 421.8653 | 0 | 687.8571 | 0.038904 | 914.9815 | -0.0038806 | 909.6009 | 0.032225 | 687.8571 | 0.028371 | 914.9815 | 0.10077 | 914.9815 | 0.010398 | 915.2372 | 0 | 914.9815 | 0.095505 | 914.9815 | 0.026183 | 914.9815 | 0.11672 | 689.4113 | 0.0006031 | 909.6 | 0.054577 | 915.2372 | -0.00105 | 687.8571 | 0.011807 | 909.6 | -0.011982 | 914.9815 | 0.028287 | 909.6 | -0.034161 | 914.9815 | 0.0086753 | 689.4113 | 0.00046762 | 689.4113 | 0.00040489 | 914.9815 | 0.092759 | 915.2372 | 0.0038781 | 915.2372 | 0.0059375 | 914.9815 | 0.051968 | 1018.8538 | 0.036361 | 914.9815 | 0.049849 | 914.9815 | 0.020933 | 1018.9343 | 0.0013044 | 914.9815 | 0.34136 | 1024.1051 | 0.00066473 | 1018.8538 | 0.10285 | 1024.1051 | 0.04117 | 1071.4738 | 0.4544 | 1274.8319 | 0.012487 | 1040.2936 | 0.013431 | 1185.1993 | 0 | 1184.373 | 0 | 914.981 | 0.0012018 | 915.2372 | 0.014239 | 914.9815 | 0.038459 | 914.9815 | 0.017126 | 914.9815 | 0.064342 | 910.6125 | 0.013125
| 421.9454 | 0 |  |  | 421.9454 | 0 | 421.9454 | 0 | 687.9819 | 0 | 915.2225 | 0.0081215 | 909.8416 | -0.069837 | 687.9819 | 0 | 915.2225 | -0.19994 | 915.2225 | -0.056184 | 915.4786 | 0 | 915.2225 | -0.19105 | 915.2225 | -0.13657 | 915.2225 | -0.21581 | 689.532 | 0.0011555 | 909.84 | 0.012994 | 915.4786 | -0.025899 | 687.9819 | 0.02424 | 909.84 | 0.0016082 | 915.2225 | -0.012107 | 909.84 | -0.0086277 | 915.2225 | 0.00042087 | 689.532 | 0.00094516 | 689.532 | 0.0008989 | 915.2225 | -0.078404 | 915.4786 | -0.010506 | 915.4786 | -0.0079934 | 915.2225 | -0.029482 | 1019.0224 | 0.027017 | 915.2225 | -0.07625 | 915.2225 | 0.0018161 | 1019.1042 | 0 | 915.2225 | 0.23715 | 1024.2767 | 0.0023276 | 1019.0224 | 0.10613 | 1024.2767 | 0.041064 | 1071.588 | 0.45202 | 1274.9115 | 0.012415 | 1040.3069 | 0.013431 | 1185.2681 | 0 | 1184.4418 | 0 | 915.223 | 0.0012211 | 915.4786 | 0.0013033 | 915.2225 | 0.0057309 | 915.2225 | -0.03891 | 915.2225 | 0.0036243 | 910.8528 | 0.012177
| 422.0255 | 0 |  |  | 422.0255 | 0 | 422.0255 | 0 | 688.1068 | 0.0013465 | 915.4636 | 0.027965 | 910.0823 | 0.062099 | 688.1068 | 0.038473 | 915.4636 | 0.11815 | 915.4636 | 0.041623 | 915.72 | 0 | 915.4636 | 0.12666 | 915.4636 | 0.0025485 | 915.4636 | 0.073688 | 689.6527 | 0.00055532 | 910.08 | 0.042101 | 915.72 | 0.025078 | 688.1068 | 0.014732 | 910.08 | -0.009264 | 915.4636 | 0.025062 | 910.08 | -0.0012825 | 915.4636 | 0.022018 | 689.6527 | 0.00047906 | 689.6527 | 0.00050201 | 915.4636 | 0.084293 | 915.72 | 0.017447 | 915.72 | 0.013687 | 915.4636 | 0.047096 | 1019.191 | 0.034172 | 915.4636 | 0.026843 | 915.4636 | 0.031604 | 1019.2742 | 0.0013044 | 915.4636 | 0.38205 | 1024.4483 | 0.00087534 | 1019.191 | 0.10209 | 1024.4483 | 0.040224 | 1071.7023 | 0.44928 | 1274.9912 | 0.012338 | 1040.3201 | 0.013431 | 1185.3369 | 0 | 1184.5105 | 0 | 915.464 | 0.00075317 | 915.72 | 0.013909 | 915.4636 | 0.037708 | 915.4636 | 0.028844 | 915.4636 | 0.058377 | 911.0931 | 0.012654
| 422.1056 | 0 |  |  | 422.1056 | 0 | 422.1056 | 0 | 688.2316 | 0 | 915.7047 | -0.096024 | 910.3231 | -0.035829 | 688.2316 | 0 | 915.7047 | -0.44042 | 915.7047 | -0.065258 | 915.9615 | 0 | 915.7047 | -0.24335 | 915.7047 | -0.10876 | 915.7047 | -0.12764 | 689.7735 | 0.0010792 | 910.32 | -0.080564 | 915.9614 | -0.037963 | 688.2316 | 0.011493 | 910.32 | -0.013069 | 915.7047 | -0.026265 | 910.32 | -0.0030314 | 915.7047 | -0.025772 | 689.7735 | 0.00099661 | 689.7735 | 0.00088332 | 915.7047 | -0.10123 | 915.9614 | -0.019225 | 915.9614 | -0.016406 | 915.7047 | -0.01574 | 1019.3595 | 0.031449 | 915.7047 | -0.06724 | 915.7047 | 0.025105 | 1019.4441 | 0 | 915.7047 | 0.23616 | 1024.62 | 0.0007533 | 1019.3595 | 0.10449 | 1024.62 | 0.040068 | 1071.8166 | 0.44612 | 1275.0708 | 0.012266 | 1040.3334 | 0.01343 | 1185.4058 | 0 | 1184.5792 | 0 | 915.705 | 0.00033228 | 915.9615 | -0.020515 | 915.7047 | -0.020131 | 915.7047 | -0.010873 | 915.7047 | -0.066473 | 911.3334 | 0.011916
| 422.1857 | 0 |  |  | 422.1857 | 0 | 422.1857 | 0 | 688.3565 | 0.0087231 | 915.9458 | 0.0085091 | 910.5638 | 0.079216 | 688.3565 | 0.0018634 | 915.9458 | 0.056647 | 915.9458 | 0.024138 | 916.2029 | 0 | 915.9458 | 0.11497 | 915.9458 | 0.038329 | 915.9458 | 0.075263 | 689.8942 | 0.00052598 | 910.56 | 0.081605 | 916.2029 | 0.022926 | 688.3565 | 0.036464 | 910.56 | -0.0081769 | 915.9458 | 0.013832 | 910.56 | 0.0043138 | 915.9458 | 0.0047324 | 689.8942 | 0.00052174 | 689.8942 | 0.0003893 | 915.9458 | 0.033449 | 916.2029 | 0.014414 | 916.2029 | 0.010051 | 915.9458 | 0.08195 | 1019.5281 | 0.029313 | 915.9458 | 0.019386 | 915.9458 | 0.045467 | 1019.6141 | 0.0013044 | 915.9458 | 0.36948 | 1024.7916 | 0.0042607 | 1019.5281 | 0.099135 | 1024.7916 | 0.039634 | 1071.9309 | 0.44367 | 1275.1504 | 0.012195 | 1040.3467 | 0.013428 | 1185.4746 | 0 | 1184.648 | 0 | 915.946 | -0.00028798 | 916.2029 | 0.011597 | 915.9458 | 0.042665 | 915.9458 | 0.030947 | 915.9458 | 0.067325 | 911.5737 | 0.013215
| 422.2659 | 0 |  |  | 422.2659 | 0 | 422.2659 | 0 | 688.4814 | 0 | 916.1869 | -0.10327 | 910.8046 | -0.081623 | 688.4814 | 0 | 916.1869 | -0.41559 | 916.1869 | -0.085838 | 916.4443 | 0 | 916.1869 | -0.26726 | 916.1869 | -0.082192 | 916.1869 | -0.28299 | 690.015 | 0.0010419 | 910.8 | -0.00051979 | 916.4443 | -0.049751 | 688.4814 | 0.022986 | 910.8 | 0.0032391 | 916.1869 | -0.014231 | 910.8 | -0.026815 | 916.1869 | -0.026432 | 690.015 | 0.0010294 | 690.015 | 0.0009029 | 916.1869 | -0.113 | 916.4443 | -0.033138 | 916.4443 | -0.019685 | 916.1869 | -0.00178 | 1019.6967 | 0.024668 | 916.1869 | -0.078425 | 916.1869 | 0.030352 | 1019.784 | 0 | 916.1869 | 0.20406 | 1024.9632 | 0.00057396 | 1019.6967 | 0.10154 | 1024.9632 | 0.039648 | 1072.0452 | 0.44203 | 1275.2301 | 0.012123 | 1040.3599 | 0.013426 | 1185.5435 | 0 | 1184.7167 | 0 | 916.187 | 0.0010938 | 916.4443 | -0.023745 | 916.1869 | -0.024187 | 916.1869 | -0.041614 | 916.1869 | -0.0081629 | 911.814 | 0.012361
| 422.346 | 0 |  |  | 422.346 | 0 | 422.346 | 0 | 688.6063 | 0.030498 | 916.428 | -0.069857 | 911.0454 | 0.111 | 688.6063 | 0.01938 | 916.428 | 0.11204 | 916.428 | -0.0080452 | 916.6858 | 0 | 916.428 | 0.078929 | 916.428 | 0.024033 | 916.428 | 0.12848 | 690.1357 | 0.00051802 | 911.05 | 0.0036384 | 916.6858 | 0.017675 | 688.6063 | 0.012956 | 911.05 | 0.015199 | 916.428 | 0.0062619 | 911.05 | -0.019821 | 916.428 | -0.0024659 | 690.1357 | 0.00051374 | 690.1357 | 0.0005216 | 916.428 | 0.015134 | 916.6858 | -0.0043252 | 916.6858 | -0.0024938 | 916.428 | -0.014241 | 1019.8653 | 0.025255 | 916.428 | 0.021745 | 916.428 | 0.0025957 | 1019.954 | 0.0018258 | 916.428 | 0.27809 | 1025.1348 | 0.0036387 | 1019.8653 | 0.09837 | 1025.1348 | 0.038859 | 1072.1595 | 0.44049 | 1275.3097 | 0.012051 | 1040.3732 | 0.013423 | 1185.6123 | 0 | 1184.7855 | 0 | 916.428 | 0.0011685 | 916.6858 | -0.011927 | 916.428 | 0.030947 | 916.428 | 0.020732 | 916.428 | 0.041759 | 912.0544 | 0.013258
| 422.4261 | 0 |  |  | 422.4261 | 0 | 422.4261 | 0 | 688.7313 | 0 | 916.6692 | -0.040583 | 911.2861 | -0.0071935 | 688.7313 | 0 | 916.6692 | -0.50461 | 916.6691 | -0.060907 | 916.9273 | 0 | 916.6692 | -0.18745 | 916.6691 | -0.075965 | 916.6691 | -0.30819 | 690.2564 | 0.0010402 | 911.29 | 0.033785 | 916.9273 | -0.011363 | 688.7313 | 0 | 911.29 | 0.026343 | 916.6692 | -0.016311 | 911.29 | 0.00046636 | 916.6691 | -0.005124 | 690.2564 | 0.001037 | 690.2564 | 0.0009029 | 916.6691 | -0.06957 | 916.9273 | -0.0085483 | 916.9273 | -0.011145 | 916.6691 | 0.014366 | 1020.0338 | 0.029473 | 916.6692 | -0.036146 | 916.6692 | -0.040132 | 1020.124 | 0 | 916.6692 | 0.21687 | 1025.3064 | 0.0011663 | 1020.0338 | 0.10132 | 1025.3064 | 0.038731 | 1072.274 | 0.43891 | 1275.3894 | 0.011979 | 1040.3864 | 0.01342 | 1185.6811 | 0 | 1184.8543 | 0 | 916.669 | 0.00055657 | 916.9273 | 0.00057794 | 916.6691 | -0.016075 | 916.6691 | -0.022384 | 916.6691 | -0.011615 | 912.2947 | 0.012061
| 422.5063 | 0 |  |  | 422.5063 | 0 | 422.5063 | 0 | 688.8562 | 0.028738 | 916.9103 | 0.0054571 | 911.5269 | 0.067489 | 688.8562 | 0.020871 | 916.9103 | 0.17895 | 916.9103 | 0.021951 | 917.1687 | 0 | 916.9103 | 0.10917 | 916.9103 | 0.14072 | 916.9103 | 0.1881 | 690.3772 | 0.00052682 | 911.53 | 0.046258 | 917.1687 | 0.025186 | 688.8562 | 0.0076611 | 911.53 | 0.01085 | 916.9103 | 0.0035959 | 911.53 | 0.01026 | 916.9103 | 0.0062401 | 690.3772 | 0.00053127 | 690.3772 | 0.0003893 | 916.9103 | 0.04049 | 917.1687 | 0.010744 | 917.1687 | 0.012524 | 916.9103 | 0.012992 | 1020.2024 | 0.031823 | 916.9103 | 0.043183 | 916.9103 | 0.025141 | 1020.2939 | 0.0028693 | 916.9103 | 0.33521 | 1025.478 | 0.0033269 | 1020.2024 | 0.095528 | 1025.478 | 0.037906 | 1072.3884 | 0.43707 | 1275.469 | 0.011913 | 1040.3997 | 0.013416 | 1185.7501 | 0 | 1184.9231 | 0 | 916.91 | 0.00080578 | 917.1687 | 0.010826 | 916.9103 | 0.031098 | 916.9103 | 0.056787 | 916.9103 | 0.064129 | 912.535 | 0.013033
| 422.5864 | 0 |  |  | 422.5864 | 0 | 422.5864 | 0 | 688.9811 | 0 | 917.1514 | -0.070231 | 911.7677 | -0.11731 | 688.9811 | 0 | 917.1514 | -0.34775 | 917.1514 | -0.091034 | 917.4102 | 0 | 917.1514 | -0.22388 | 917.1514 | -0.12702 | 917.1514 | -0.20658 | 690.4979 | 0.0010813 | 911.77 | -0.021311 | 917.4102 | -0.037145 | 688.9811 | 0.0028674 | 911.77 | -0.013885 | 917.1514 | -0.042764 | 911.77 | -0.022619 | 917.1514 | -0.019938 | 690.4979 | 0.0010507 | 690.4979 | 0.00079379 | 917.1514 | -0.14908 | 917.4102 | -0.032068 | 917.4102 | -0.014754 | 917.1514 | -0.029982 | 1020.371 | 0.031449 | 917.1514 | -0.045386 | 917.1514 | 0.0045016 | 1020.4639 | 0 | 917.1514 | 0.1458 | 1025.6497 | 0.0010037 | 1020.371 | 0.094544 | 1025.6497 | 0.037749 | 1072.5029 | 0.4346 | 1275.5487 | 0.011841 | 1040.413 | 0.013412 | 1185.819 | 0 | 1184.9918 | 0 | 917.151 | 0.00139 | 917.4102 | -0.013212 | 917.1514 | -0.031849 | 917.1514 | -0.041914 | 917.1514 | -0.028123 | 912.7754 | 0.011656
| 422.6665 | 0 |  |  | 422.6665 | 0 | 422.6665 | 0 | 689.106 | 0.014343 | 917.3925 | 0.073793 | 912.0085 | 0.036362 | 689.106 | 0.030091 | 917.3925 | 0.063896 | 917.3925 | 0.033946 | 917.6517 | 0 | 917.3925 | 0.13893 | 917.3925 | 0.15691 | 917.3925 | 0.20826 | 690.6187 | 0.00055909 | 912.01 | 0.02235 | 917.6517 | 0.0082016 | 689.106 | 0.018911 | 912.01 | -0.0087205 | 917.3925 | 0.021237 | 912.01 | -0.022969 | 917.3925 | 0.0072547 | 690.6187 | 0.00052899 | 690.6187 | 0.00041248 | 917.3925 | 0.10491 | 917.6517 | 0.019452 | 917.6517 | 0.011971 | 917.3925 | 0.072081 | 1020.5396 | 0.040846 | 917.3925 | 0.038924 | 917.3925 | 0.052998 | 1020.6339 | 0.00078262 | 917.3925 | 0.32565 | 1025.8213 | 0.0039895 | 1020.5396 | 0.092031 | 1025.8213 | 0.037052 | 1072.6173 | 0.43206 | 1275.6284 | 0.011769 | 1040.4261 | 0.013407 | 1185.8878 | 0 | 1185.0607 | 0 | 917.393 | 0.0020491 | 917.6517 | 0.023267 | 917.3925 | 0.024638 | 917.3925 | 0.043266 | 917.3925 | 0.079469 | 913.0157 | 0.012424
| 422.7467 | 0 |  |  | 422.7467 | 0 | 422.7467 | 0 | 689.231 | 0 | 917.6337 | -0.087024 | 912.2493 | -0.016593 | 689.231 | 0 | 917.6337 | -0.6042 | 917.6337 | -0.089451 | 917.8932 | 0 | 917.6337 | -0.27696 | 917.6337 | -0.13118 | 917.6337 | -0.1226 | 690.7394 | 0.0010578 | 912.25 | -0.044181 | 917.8932 | -0.038446 | 689.231 | 0.0043505 | 912.25 | 0.00052096 | 917.6337 | -0.021218 | 912.25 | 0.027049 | 917.6337 | -0.023438 | 690.7394 | 0.0010061 | 690.7394 | 0.00078219 | 917.6337 | -0.066993 | 917.8932 | -0.03376 | 917.8932 | -0.014615 | 917.6337 | -0.013867 | 1020.7082 | 0.036308 | 917.6337 | -0.089353 | 917.6337 | -0.028545 | 1020.8038 | 0 | 917.6337 | 0.25412 | 1025.9929 | 0.0021785 | 1020.7082 | 0.094654 | 1025.9929 | 0.036952 | 1072.7318 | 0.42966 | 1275.7081 | 0.011703 | 1040.4395 | 0.013402 | 1185.9568 | 0 | 1185.1294 | 0 | 917.634 | 0.00079194 | 917.8932 | -0.011781 | 917.6337 | -0.028994 | 917.6337 | -0.016525 | 917.6337 | -0.0018751 | 913.2561 | 0.011535
| 422.8268 | 0 |  |  | 422.8268 | 0 | 422.8268 | 0 | 689.356 | 0.0076692 | 917.8748 | -0.057371 | 912.4901 | 0.048271 | 689.356 | 0.042772 | 917.8748 | 0.05638 | 917.8748 | -0.019803 | 918.1347 | 0 | 917.8748 | 0.093195 | 917.8748 | 0.044832 | 917.8748 | 0.055189 | 690.8602 | 0.00050461 | 912.49 | -0.011954 | 918.1347 | -0.0086602 | 689.356 | 0.021628 | 912.49 | -0.0032843 | 917.8748 | 0.0056501 | 912.49 | 0.002565 | 917.8748 | -0.011313 | 690.8602 | 0.00048706 | 690.8602 | 0.00037771 | 917.8748 | 0.001078 | 918.1347 | -0.0096418 | 918.1347 | 0.004241 | 917.8748 | 0.0073895 | 1020.8767 | 0.04405 | 917.8748 | 0.012864 | 917.8748 | -0.045736 | 1020.9738 | 0.0023475 | 917.8748 | 0.24641 | 1026.1645 | 0.0053409 | 1020.8767 | 0.094654 | 1026.1645 | 0.036654 | 1072.8463 | 0.42707 | 1275.7878 | 0.011631 | 1040.4526 | 0.013396 | 1186.0256 | 0 | 1185.1982 | 0 | 917.875 | 0.00065072 | 918.1347 | 0.00042557 | 917.8748 | 0.022835 | 917.8748 | 0.026891 | 917.8748 | 0.049641 | 913.4964 | 0.01253
| 422.9069 | 0 |  |  | 422.9069 | 0 | 422.9069 | 0 | 689.481 | 0 | 918.116 | -0.08655 | 912.7309 | -0.0074543 | 689.481 | 0 | 918.116 | -0.38043 | 918.116 | -0.074799 | 918.3762 | 0 | 918.116 | -0.29049 | 918.116 | -0.2445 | 918.116 | -0.33086 | 690.9809 | 0.001036 | 912.73 | -0.042101 | 918.3762 | -0.027097 | 689.481 | 0.013792 | 912.73 | 0.0092188 | 918.116 | -0.023404 | 912.73 | 0.016905 | 918.116 | -0.0093855 | 690.9809 | 0.00099204 | 690.9809 | 0.00073543 | 918.116 | -0.033876 | 918.3762 | -0.026869 | 918.3762 | -0.016663 | 918.116 | -0.041725 | 1021.0453 | 0.035293 | 918.116 | -0.071383 | 918.116 | -0.034117 | 1021.1438 | 0 | 918.116 | 0.14791 | 1026.3362 | 0.0017112 | 1021.0453 | 0.097168 | 1026.3362 | 0.036896 | 1072.9609 | 0.42476 | 1275.8675 | 0.01156 | 1040.4659 | 0.013389 | 1186.0946 | 0 | 1185.2671 | 0 | 918.116 | 0.00027664 | 918.3762 | -0.016405 | 918.116 | -0.016525 | 918.116 | -0.024337 | 918.116 | -0.029401 | 913.7368 | 0.01187
| 422.9871 | 0 |  |  | 422.9871 | 0 | 422.9871 | 0 | 689.6059 | 0.024828 | 918.3571 | 0.089064 | 912.9717 | 0.012928 | 689.6059 | 0.012672 | 918.3571 | 0.053568 | 918.3571 | 0.04038 | 918.6177 | 0 | 918.3571 | 0.14535 | 918.3571 | 0.061436 | 918.3571 | 0.072594 | 691.1017 | 0.00053646 | 912.97 | -0.037943 | 918.6177 | 0.032533 | 689.6059 | 0.02727 | 912.97 | -0.0032843 | 918.3571 | 0.010704 | 912.97 | 0.025301 | 918.3571 | 0.02491 | 691.1017 | 0.00051565 | 691.1017 | 0.00036572 | 918.3571 | 0.071778 | 918.6177 | 0.017512 | 918.6177 | 0.0079507 | 918.3571 | 0.021862 | 1021.2139 | 0.027765 | 918.3571 | 0.07037 | 918.3571 | 0.031398 | 1021.3138 | 0.0013044 | 918.3571 | 0.31752 | 1026.5078 | 0.0021927 | 1021.2139 | 0.094326 | 1026.5078 | 0.036184 | 1073.0754 | 0.42306 | 1275.9473 | 0.011493 | 1040.4792 | 0.013382 | 1186.1635 | 0 | 1185.3359 | 0 | 918.357 | 0.00095254 | 918.6177 | 0.023231 | 918.3571 | 0.05904 | 918.3571 | 0.023887 | 918.3571 | 0.084156 | 913.9772 | 0.012346
| 423.0672 | 0 |  |  | 423.0672 | 0 | 423.0672 | 0 | 689.7309 | 0 | 918.5983 | -0.10195 | 913.2125 | -0.12366 | 689.7309 | 0 | 918.5983 | -0.47693 | 918.5983 | -0.099569 | 918.8592 | 0 | 918.5983 | -0.25417 | 918.5983 | -0.044832 | 918.5983 | -0.26536 | 691.2224 | 0.0010851 | 913.21 | -0.04314 | 918.8592 | -0.021886 | 689.7309 | 0.022777 | 913.21 | -0.025572 | 918.5983 | -0.045974 | 913.21 | -0.016322 | 918.5983 | -0.016133 | 691.2224 | 0.0010149 | 691.2224 | 0.00093408 | 918.5983 | -0.075459 | 918.8592 | -0.019074 | 918.8592 | -0.015552 | 918.5983 | 0.010676 | 1021.3825 | 0.027017 | 918.5983 | -0.082927 | 918.5983 | -0.041153 | 1021.4837 | 0 | 918.5983 | 0.13834 | 1026.6794 | 0.00053178 | 1021.3825 | 0.096184 | 1026.6794 | 0.035914 | 1073.1901 | 0.42097 | 1276.027 | 0.011426 | 1040.4924 | 0.013374 | 1186.2324 | 0 | 1185.4047 | 0 | 918.598 | 0.0012516 | 918.8592 | -0.017983 | 918.5983 | -0.041914 | 918.5983 | -0.04582 | 918.5983 | -0.062425 | 914.2176 | 0.011947
| 423.1474 | 0 |  |  | 423.1474 | 0 | 423.1474 | 0 | 689.8559 | 0 | 918.8395 | -0.04029 | 913.4533 | 0.0084735 | 689.8559 | 0.019008 | 918.8395 | 0.33813 | 918.8395 | 0.0030567 | 919.1008 | 0 | 918.8395 | 0.125 | 918.8395 | -0.074305 | 918.8395 | -0.026318 | 691.3432 | 0.00055616 | 913.45 | 0.00051979 | 919.1008 | 0.0012191 | 689.8559 | 0.015359 | 913.45 | -0.0049152 | 918.8395 | -0.026134 | 913.45 | 0.0043138 | 918.8395 | 0.00010869 | 691.3432 | 0.00050497 | 691.3432 | 0.00057595 | 918.8395 | 0.027022 | 919.1008 | -0.00063291 | 919.1008 | -0.009044 | 918.8395 | 0.031731 | 1021.5511 | 0.025149 | 918.8395 | 0.03718 | 918.8395 | 0.004687 | 1021.6537 | 0.0018258 | 918.8395 | 0.2659 | 1026.851 | 0.0040759 | 1021.5511 | 0.09214 | 1026.851 | 0.035679 | 1073.3047 | 0.41844 | 1276.1068 | 0.011355 | 1040.5057 | 0.013366 | 1186.3014 | 0 | 1185.4735 | 0 | 918.839 | 0.0019355 | 919.1008 | -0.0046975 | 918.8395 | 0.021483 | 918.8395 | 0.016525 | 918.8395 | 0.063064 | 914.458 | 0.012429
| 423.2275 | 0 |  |  | 423.2275 | 0 | 423.2275 | 0 | 689.981 | 0 | 919.0806 | -0.078107 | 913.6941 | -0.13533 | 689.981 | 0 | 919.0806 | -0.61717 | 919.0806 | -0.063845 | 919.3423 | 0 | 919.0806 | -0.21273 | 919.0806 | -0.23246 | 919.0806 | -0.27544 | 691.4639 | 0.001135 | 913.69 | -0.033785 | 919.3423 | -0.03334 | 689.981 | 0.0028674 | 913.69 | -0.0021971 | 919.0806 | -0.025235 | 913.69 | -0.024367 | 919.0806 | -0.023946 | 691.4639 | 0.0009806 | 691.4639 | 0.00097285 | 919.0806 | -0.11779 | 919.3423 | -0.028693 | 919.3423 | -0.015719 | 919.0806 | -0.014366 | 1021.7196 | 0.042608 | 919.0806 | -0.065394 | 919.0806 | -0.043655 | 1021.8237 | 0 | 919.0806 | 0.1629 | 1027.0227 | 0.0010835 | 1021.7196 | 0.095528 | 1027.0227 | 0.035565 | 1073.4193 | 0.41641 | 1276.1865 | 0.011288 | 1040.5189 | 0.013358 | 1186.3704 | 0 | 1185.5424 | 0 | 919.081 | 0.0019549 | 919.3423 | -0.0066793 | 919.0806 | -0.024187 | 919.0806 | -0.038309 | 919.0806 | -0.0067717 | 914.6984 | 0.011453
| 423.3077 | 0 |  |  | 423.3077 | 0 | 423.3077 | 0 | 690.106 | 0.033039 | 919.3218 | 0.01885 | 913.935 | 0.07943 | 690.106 | 0.038473 | 919.3218 | -0.060901 | 919.3218 | 0.020807 | 919.5838 | 0 | 919.3218 | 0.13551 | 919.3218 | 0.057285 | 919.3218 | -0.036401 | 691.5847 | 0.00059053 | 913.93 | 0.033785 | 919.5838 | 0.015265 | 690.106 | 0.007068 | 913.93 | -0.0084487 | 919.3218 | 0.026731 | 913.93 | 0.0046636 | 919.3218 | 0.01801 | 691.5847 | 0.0004783 | 691.5847 | 0.00040489 | 919.3218 | 0.081349 | 919.5838 | 0.016256 | 919.5838 | -0.0026153 | 919.3218 | -0.093443 | 1021.8882 | 0.033638 | 919.3218 | 0.037582 | 919.3218 | -0.0041656 | 1021.9937 | 0.0013044 | 919.3218 | 0.30441 | 1027.1943 | 0.0048591 | 1021.8882 | 0.091593 | 1027.1943 | 0.035167 | 1073.5341 | 0.41494 | 1276.2664 | 0.011221 | 1040.5322 | 0.013348 | 1186.4393 | 0 | 1185.6113 | 0 | 919.322 | 0.0014814 | 919.5838 | 0.018019 | 919.3218 | 0.043867 | 919.3218 | 0.019079 | 919.3218 | 0.034302 | 914.9388 | 0.012468
| 423.3878 | 0 |  |  | 423.3878 | 0 | 423.3878 | 0 | 690.231 | 0 | 919.563 | -0.0086679 | 914.1758 | -0.045909 | 690.231 | 0 | 919.563 | -0.44967 | 919.563 | -0.071355 | 919.8254 | 0 | 919.563 | -0.23336 | 919.563 | -0.10419 | 919.563 | -0.22505 | 691.7055 | 0.0011643 | 914.18 | 0.017152 | 919.8254 | -0.028908 | 690.231 | 0.016822 | 914.18 | -0.011438 | 919.563 | -0.02085 | 914.18 | -0.017023 | 919.563 | -0.01248 | 691.7055 | 0.00093678 | 691.7055 | 0.00087972 | 919.563 | -0.04049 | 919.8254 | -0.010953 | 919.8254 | -0.012934 | 919.563 | -0.046971 | 1022.0568 | 0.0291 | 919.563 | -0.019703 | 919.563 | 0.040383 | 1022.1637 | 0 | 919.563 | 0.14885 | 1027.3659 | 0.0039234 | 1022.0568 | 0.093779 | 1027.3659 | 0.034982 | 1073.6487 | 0.413 | 1276.3461 | 0.01115 | 1040.5455 | 0.013339 | 1186.5082 | 0 | 1185.6802 | 0 | 919.563 | 0.0010356 | 919.8254 | -0.0067527 | 919.563 | -0.015323 | 919.563 | -0.030947 | 919.563 | -0.045593 | 915.1792 | 0.011371
| 423.468 | 0 |  |  | 423.468 | 0 | 423.468 | 0 | 690.3561 | 0.014343 | 919.8042 | -0.0015391 | 914.4166 | 0.04982 | 690.3561 | 0.027512 | 919.8042 | 0.16531 | 919.8042 | 0.030382 | 920.067 | 0 | 919.8042 | 0.12097 | 919.8042 | 0.080947 | 919.8042 | 0.16459 | 691.8262 | 0.0005834 | 914.42 | 0.0088362 | 920.067 | 0.0041496 | 690.3561 | 0.0058817 | 914.42 | -0.0021971 | 919.8042 | 0.01264 | 914.42 | 0.029497 | 919.8042 | -0.011871 | 691.8262 | 0.00046038 | 691.8262 | 0.00047483 | 919.8042 | 0.10233 | 920.067 | 0.010616 | 920.067 | -0.0016962 | 919.8042 | 0.005055 | 1022.2254 | 0.03556 | 919.8042 | 0.05331 | 919.8042 | 0.02062 | 1022.3337 | 0.0013044 | 919.8042 | 0.30292 | 1027.5376 | 0.0057416 | 1022.2254 | 0.0905 | 1027.5376 | 0.034534 | 1073.7634 | 0.41047 | 1276.4259 | 0.011083 | 1040.5587 | 0.013328 | 1186.5772 | 0 | 1185.749 | 0 | 919.804 | 0.0010771 | 920.067 | 0.013872 | 919.8042 | 0.044168 | 919.8042 | 0.060993 | 919.8042 | 0.0914 | 915.4196 | 0.012349
| 423.5481 | 0 |  |  | 423.5481 | 0 | 423.5481 | 0 | 690.4811 | 0 | 920.0454 | -0.066036 | 914.6575 | -0.02704 | 690.4811 | 0 | 920.0454 | -0.24729 | 920.0454 | -0.065961 | 920.3085 | 0 | 920.0454 | -0.20252 | 920.0454 | -0.2034 | 920.0454 | -0.20322 | 691.947 | 0.0011672 | 914.66 | 0.0088362 | 920.3085 | -0.01056 | 690.4811 | 0.012329 | 914.66 | 0.0070443 | 920.0454 | -0.02336 | 914.66 | 0.019353 | 920.0454 | 0.0036587 | 691.947 | 0.00097146 | 691.947 | 0.0009029 | 920.0454 | -0.10527 | 920.3085 | -0.014669 | 920.3085 | -0.010983 | 920.0454 | -0.011432 | 1022.394 | 0.035026 | 920.0454 | -0.066751 | 920.0454 | 0.00036 | 1022.5036 | 0 | 920.0454 | 0.15216 | 1027.7092 | 0.0023814 | 1022.394 | 0.092796 | 1027.7092 | 0.034292 | 1073.8782 | 0.40832 | 1276.5057 | 0.011017 | 1040.572 | 0.013318 | 1186.6462 | 0 | 1185.8179 | 0 | 920.045 | 0.0013208 | 920.3085 | -0.0063857 | 920.0454 | -0.011846 | 920.0454 | -0.15158 | 920.0454 | -0.064342 | 915.66 | 0.01222
| 423.6283 | 0 |  |  | 423.6283 | 0 | 423.6283 | 0 | 690.6062 | 0.010831 | 920.2866 | 0.01191 | 914.8983 | 0.13162 | 690.6062 | 0.035464 | 920.2866 | 0.23106 | 920.2866 | 0.020468 | 920.5501 | 0 | 920.2866 | 0.12301 | 920.2866 | 0.068493 | 920.2866 | 0.14947 | 692.0677 | 0.00059723 | 914.9 | 0.0046779 | 920.5501 | 0.0039303 | 690.6062 | 0.0094403 | 914.9 | -0.01171 | 920.2866 | 0.011987 | 914.9 | -0.012475 | 920.2866 | 0.018467 | 692.0677 | 0.00051298 | 692.0677 | 0.00042807 | 920.2866 | 0.070674 | 920.5501 | 0.0037375 | 920.5501 | 0.0019524 | 920.2866 | 0.063211 | 1022.5625 | 0.040099 | 920.2866 | 0.0096694 | 920.2866 | 0.050908 | 1022.6736 | 0.0018258 | 920.2866 | 0.25541 | 1027.8809 | 0.0066711 | 1022.5625 | 0.089517 | 1027.8809 | 0.033495 | 1073.9929 | 0.40611 | 1276.5855 | 0.01095 | 1040.5853 | 0.013307 | 1186.7152 | 0 | 1185.8868 | 0 | 920.287 | 0.0021598 | 920.5501 | 0.011047 | 920.2866 | 0.048224 | 920.2866 | 0.14152 | 920.2866 | 0.069029 | 915.9005 | 0.012919
| 423.7084 | 0 |  |  | 423.7084 | 0 | 423.7084 | 0 | 690.7313 | 0 | 920.5278 | -0.043313 | 915.1392 | -0.053045 | 690.7313 | 0 | 920.5278 | -0.34237 | 920.5278 | -0.07583 | 920.7917 | 0 | 920.5278 | -0.2565 | 920.5278 | -0.14778 | 920.5278 | -0.22505 | 692.1885 | 0.0011739 | 915.14 | 0.019232 | 920.7917 | -0.0051769 | 690.7313 | 0.030718 | 915.14 | 0.0048699 | 920.5278 | -0.020278 | 915.14 | -0.011776 | 920.5278 | -0.011009 | 692.1885 | 0.0009947 | 692.1885 | 0.00083296 | 920.5278 | -0.087974 | 920.7917 | -0.024747 | 920.7917 | -0.0079024 | 920.5278 | -0.067209 | 1022.7311 | 0.029367 | 920.5278 | -0.05009 | 920.5278 | 0.006275 | 1022.8436 | 0 | 920.5278 | 0.12313 | 1028.0525 | 0.0037492 | 1022.7311 | 0.091593 | 1028.0525 | 0.033246 | 1074.1078 | 0.40344 | 1276.6653 | 0.010883 | 1040.5985 | 0.013295 | 1186.7842 | 0 | 1185.9557 | 0 | 920.528 | 0.0016863 | 920.7917 | -0.0012133 | 920.5278 | -0.023436 | 920.5278 | -0.010705 | 920.5278 | -0.020265 | 916.1409 | 0.011028
| 423.7886 | 0 |  |  | 423.7886 | 0 | 423.7886 | 0 | 690.8564 | 0.010831 | 920.769 | -0.030334 | 915.3801 | 0.17083 | 690.8564 | 0.0055905 | 920.769 | -0.10331 | 920.769 | 0.019095 | 921.0333 | 0 | 920.769 | 0.074398 | 920.769 | 0.096721 | 920.769 | -0.034629 | 692.3093 | 0.00058634 | 915.38 | 0.0015593 | 921.0333 | 0.013207 | 690.8564 | 0.024867 | 915.38 | 0.021179 | 920.769 | 0.0096715 | 915.38 | 0.032295 | 920.769 | 0.0026853 | 692.3093 | 0.0004863 | 692.3093 | 0.00040489 | 920.769 | 0.041963 | 921.0333 | 0.0027807 | 921.0333 | -0.0020423 | 920.769 | -0.035853 | 1022.8997 | 0.031716 | 920.769 | 0.032201 | 920.769 | 0.045393 | 1023.0136 | 0.0018258 | 920.769 | 0.2829 | 1028.2241 | 0.0076554 | 1022.8997 | 0.088861 | 1028.2241 | 0.033019 | 1074.2225 | 0.40127 | 1276.7451 | 0.010812 | 1040.6118 | 0.013283 | 1186.8531 | 0 | 1186.0245 | 0 | 920.769 | 0.0010993 | 921.0333 | 0.0031616 | 920.769 | 0.042365 | 920.769 | 0.040412 | 920.769 | 0.039841 | 916.3814 | 0.012347
| 423.8687 | 0 |  |  | 423.8687 | 0 | 423.8687 | 0 | 690.9815 | 0 | 921.0103 | -0.064721 | 915.6209 | -0.028235 | 690.9815 | 0 | 921.0103 | -0.34786 | 921.0103 | -0.073082 | 921.2749 | 0 | 921.0103 | -0.24469 | 921.0103 | -0.05438 | 921.0103 | -0.15955 | 692.43 | 0.0011203 | 915.62 | -0.075368 | 921.2748 | -0.039813 | 690.9815 | 0.022777 | 915.62 | -0.0147 | 921.0103 | -0.015349 | 915.62 | -0.017722 | 921.0103 | -0.00072157 | 692.43 | 0.00094478 | 692.43 | 0.00085614 | 921.0103 | -0.085398 | 921.2748 | -0.033451 | 921.2748 | -0.013789 | 921.0103 | -0.0076021 | 1023.0683 | 0.03193 | 921.0103 | -0.066382 | 921.0103 | 0.010097 | 1023.1836 | 0 | 921.0103 | 0.13189 | 1028.3958 | 0.0032918 | 1023.0683 | 0.089954 | 1028.3958 | 0.032962 | 1074.3374 | 0.39936 | 1276.8249 | 0.010745 | 1040.6251 | 0.01327 | 1186.9221 | 0 | 1186.0935 | 0 | 921.01 | 0.00052334 | 921.2749 | -0.0068261 | 921.0103 | 0.0076517 | 921.0103 | -0.033501 | 921.0103 | -0.031106 | 916.6218 | 0.011225
| 423.9489 | 0 |  |  | 423.9489 | 0 | 423.9489 | 0 | 691.1066 | 0.019261 | 921.2515 | -0.037095 | 915.8618 | 0.076375 | 691.1066 | 0.017517 | 921.2515 | 0.14631 | 921.2515 | 0.038517 | 921.5164 | 0 | 921.2515 | 0.13843 | 921.2515 | 0.091324 | 921.2515 | 0.016726 | 692.5508 | 0.00054359 | 915.86 | 0.020271 | 921.5164 | 0.0072317 | 691.1066 | 0.023718 | 915.86 | -0.0073615 | 921.2515 | -0.0079995 | 915.86 | 0.0029147 | 921.2515 | -0.017046 | 692.5508 | 0.00046115 | 692.5508 | 0.00045165 | 921.2515 | 0.023007 | 921.5164 | 0.012225 | 921.5164 | 0.0044307 | 921.2515 | 0.03323 | 1023.2369 | 0.032303 | 921.2515 | 0.0474 | 921.2515 | 0.038781 | 1023.3536 | 0.0018258 | 921.2515 | 0.20697 | 1028.5674 | 0.0051237 | 1023.2369 | 0.084707 | 1028.5674 | 0.032329 | 1074.4523 | 0.39684 | 1276.9048 | 0.010679 | 1040.6383 | 0.013257 | 1186.9912 | 0 | 1186.1625 | 0 | 921.251 | 0.00030182 | 921.5164 | 0.003281 | 921.2515 | 0.061594 | 921.2515 | 0.042365 | 921.2515 | 0.073504 | 916.8623 | 0.011788
| 424.0291 | 0 |  |  | 424.0291 | 0 | 424.0291 | 0 | 691.2317 | 0 | 921.4927 | -0.044044 | 916.1027 | -0.016313 | 691.2317 | 0 | 921.4927 | -0.58951 | 921.4927 | -0.057945 | 921.7581 | 0 | 921.4927 | -0.28557 | 921.4927 | 0.0079684 | 921.4927 | -0.24772 | 692.6716 | 0.0010302 | 916.1 | -0.053536 | 921.7581 | -0.018336 | 691.2317 | 0.0088 | 916.1 | -0.012798 | 921.4927 | -0.048231 | 916.1 | -0.0044305 | 921.4927 | 0.007204 | 692.6716 | 0.00098022 | 692.6716 | 0.00092648 | 921.4927 | -0.062208 | 921.7581 | -0.0093326 | 921.7581 | -0.013782 | 921.4927 | -0.061338 | 1023.4054 | 0.028245 | 921.4927 | -0.023115 | 921.4927 | 0.011627 | 1023.5236 | 0 | 921.4927 | 0.099499 | 1028.7391 | 2.7423e-05 | 1023.4054 | 0.087112 | 1028.7391 | 0.032165 | 1074.5671 | 0.39457 | 1276.9847 | 0.010612 | 1040.6516 | 0.013244 | 1187.0602 | 0 | 1186.2313 | 0 | 921.493 | 0.00067564 | 921.7581 | -0.0083308 | 921.4927 | -0.0094793 | 921.4927 | -0.034703 | 921.4927 | -0.017944 | 917.1027 | 0.010684
| 424.1092 | 0 |  |  | 424.1092 | 0 | 424.1092 | 0 | 691.3569 | 0.012938 | 921.734 | 0.029105 | 916.3436 | 0.0086885 | 691.3569 | 0.045781 | 921.734 | -0.095359 | 921.734 | 0.050271 | 921.9997 | 0 | 921.734 | 0.14625 | 921.734 | 0.13948 | 921.734 | 0.1268 | 692.7923 | 0.00049203 | 916.34 | 0.00051979 | 921.9997 | 0.029151 | 691.3569 | 0.0020264 | 916.34 | -0.024213 | 921.734 | 0.025797 | 916.34 | 0.0064125 | 921.734 | -5.771e-05 | 692.7923 | 0.00052365 | 692.7923 | 0.00047483 | 921.734 | 0.057423 | 921.9997 | 0.024903 | 921.9997 | 0.0092624 | 921.734 | 0.055966 | 1023.574 | 0.035934 | 921.734 | 0.049785 | 921.734 | 0.068742 | 1023.6936 | 0.0018258 | 921.734 | 0.18883 | 1028.9107 | 0.0038776 | 1023.574 | 0.085254 | 1028.9107 | 0.031746 | 1074.6821 | 0.3927 | 1277.0646 | 0.010545 | 1040.6649 | 0.01323 | 1187.1293 | 0 | 1186.3003 | 0 | 921.734 | 0.0013845 | 921.9997 | 0.013505 | 921.734 | 0.029595 | 921.734 | 0.042515 | 921.734 | 0.074569 | 917.3432 | 0.012411
| 424.1894 | 0 |  |  | 424.1894 | 0 | 424.1894 | 0 | 691.482 | 0 | 921.9752 | -0.096643 | 916.5845 | -0.066642 | 691.482 | 0 | 921.9752 | -0.50613 | 921.9752 | -0.083413 | 922.2413 | 0 | 921.9752 | -0.20944 | 921.9752 | -0.10502 | 921.9752 | -0.25024 | 692.9131 | 0.0010168 | 916.58 | -0.030666 | 922.2413 | -0.054551 | 691.482 | 0.0070202 | 916.58 | -0.0013816 | 921.9752 | -0.016808 | 916.58 | 0.026699 | 921.9752 | -0.02633 | 692.9131 | 0.0010195 | 692.9131 | 0.00087972 | 921.9752 | -0.069938 | 922.2413 | -0.026891 | 922.2413 | -0.016253 | 921.9752 | -0.0070058 | 1023.7426 | 0.031556 | 921.9752 | -0.042858 | 921.9752 | -0.043164 | 1023.8636 | 0 | 921.9752 | 0.073841 | 1029.0824 | 0.00068887 | 1023.7426 | 0.089626 | 1029.0824 | 0.031575 | 1074.7971 | 0.39022 | 1277.1444 | 0.010479 | 1040.6781 | 0.013215 | 1187.1984 | 0 | 1186.3693 | 0 | 921.975 | 0.0010605 | 922.2413 | -0.012368 | 921.9752 | -0.014062 | 921.9752 | -0.020281 | 921.9752 | -0.035154 | 917.5837 | 0.010086
| 424.2695 | 0 |  |  | 424.2695 | 0 | 424.2696 | 0 | 691.6071 | 0.0031028 | 922.2165 | -0.029241 | 916.8254 | 0.017406 | 691.6071 | 0.03439 | 922.2165 | 0.014856 | 922.2165 | 0.036633 | 922.4829 | 0 | 922.2165 | 0.11578 | 922.2165 | -0.011888 | 922.2165 | 0.20742 | 693.0339 | 0.00053101 | 916.83 | -0.021311 | 922.4829 | -0.0016586 | 691.6071 | 0.0052886 | 916.83 | -0.016331 | 922.2165 | 0.006725 | 916.83 | 0.00011659 | 922.2165 | -0.0033475 | 693.0339 | 0.00049888 | 693.0339 | 0.00040489 | 922.2165 | 0.087974 | 922.4829 | -0.0033691 | 922.4829 | 0.0023725 | 922.2165 | 0.022361 | 1023.9112 | 0.036255 | 922.2165 | 0.042533 | 922.2165 | 0.0069732 | 1024.0336 | 0.0018258 | 922.2165 | 0.18479 | 1029.254 | 0.0045401 | 1023.9112 | 0.08744 | 1029.254 | 0.030935 | 1074.912 | 0.38823 | 1277.2244 | 0.010412 | 1040.6914 | 0.013201 | 1187.2673 | 0 | 1186.4382 | 0 | 922.216 | 0.0010578 | 922.4829 | 0.0016903 | 922.2165 | 0.033201 | 922.2165 | 0.015924 | 922.2165 | 0.049002 | 917.8242 | 0.012002
| 424.3497 | 0 |  |  | 424.3497 | 0 | 424.3497 | 0 | 691.7323 | 0 | 922.4577 | -0.043189 | 917.0663 | -0.12102 | 691.7323 | 0 | 922.4577 | -0.28066 | 922.4577 | -0.092972 | 922.7246 | 0 | 922.4577 | -0.26643 | 922.4577 | -0.13284 | 922.4577 | -0.26032 | 693.1547 | 0.0010205 | 917.07 | -0.058736 | 922.7246 | -0.019684 | 691.7323 | 0.0099864 | 917.07 | 0.0045981 | 922.4577 | -4.8851e-05 | 917.07 | 0.0032645 | 922.4577 | -0.012176 | 693.1547 | 0.00098746 | 693.1547 | 0.00087972 | 922.4577 | -0.10932 | 922.7246 | -0.010896 | 922.7246 | -0.0093898 | 922.4577 | -0.038726 | 1024.0798 | 0.028833 | 922.4577 | -0.05013 | 922.4577 | -0.032178 | 1024.2036 | 0 | 922.4577 | 0.086438 | 1029.4257 | 0.0026096 | 1024.0798 | 0.090282 | 1029.4257 | 0.030778 | 1075.027 | 0.387 | 1277.3042 | 0.010346 | 1040.7047 | 0.013185 | 1187.3364 | 0 | 1186.5072 | 0 | 922.458 | 0.0014343 | 922.7246 | -0.0068261 | 922.4577 | -0.0044695 | 922.4577 | -0.022084 | 922.4577 | -0.0023107 | 918.0647 | 0.010604
| 424.4299 | 0 |  |  | 424.4299 | 0 | 424.4299 | 0 | 691.8575 | 0.011182 | 922.699 | -0.05516 | 917.3072 | 0.025664 | 691.8575 | 0.046856 | 922.699 | -0.086609 | 922.699 | 0.010205 | 922.9662 | 0 | 922.699 | 0.099591 | 922.699 | 0.0020254 | 922.699 | 0.075396 | 693.2754 | 0.00049958 | 917.31 | 0.019232 | 922.9662 | 0.0010449 | 691.8575 | 0.022464 | 917.31 | -0.00029446 | 922.699 | 0.0078875 | 917.31 | -0.00093273 | 922.699 | 0.0020591 | 693.2754 | 0.00049354 | 693.2754 | 0.00047483 | 922.699 | 0.072146 | 922.9662 | 0.00037207 | 922.9662 | -0.0053035 | 922.699 | -0.046846 | 1024.2484 | 0.031289 | 922.699 | 0.066822 | 922.699 | 0.014416 | 1024.3736 | 0.0018258 | 922.699 | 0.19972 | 1029.5973 | 0.006343 | 1024.2484 | 0.088533 | 1029.5973 | 0.030544 | 1075.1421 | 0.38505 | 1277.3842 | 0.010279 | 1040.7179 | 0.01317 | 1187.4055 | 0 | 1186.5762 | 0 | 922.699 | 0.001354 | 922.9662 | 0.0012952 | 922.699 | 0.014775 | 922.699 | 0.023586 | 922.699 | 0.047511 | 918.3052 | 0.012014
| 424.5101 | 0 |  |  | 424.5101 | 0 | 424.5101 | 0 | 691.9827 | 0 | 922.9403 | -0.08285 | 917.5481 | -0.10002 | 691.9827 | 0 | 922.9403 | -0.39557 | 922.9403 | -0.10692 | 923.2079 | 0 | 922.9403 | -0.24096 | 922.9403 | -0.12495 | 922.9403 | -0.29811 | 693.3962 | 0.001013 | 917.55 | 0.017152 | 923.2079 | -0.024096 | 691.9827 | 0.0085033 | 917.55 | -0.010895 | 922.9403 | -0.023363 | 917.55 | -0.022269 | 922.9403 | -0.0035426 | 693.3962 | 0.00097451 | 693.3962 | 0.0010196 | 922.9403 | -0.15718 | 923.2079 | -0.027618 | 923.2079 | -0.0195 | 922.9403 | -0.0047754 | 1024.4169 | 0.05003 | 922.9403 | -0.039481 | 922.9403 | -0.040308 | 1024.5437 | 0 | 922.9403 | 0.052694 | 1029.769 | 0.00093458 | 1024.4169 | 0.090938 | 1029.769 | 0.03043 | 1075.2571 | 0.3827 | 1277.4641 | 0.010213 | 1040.7312 | 0.013154 | 1187.4746 | 0 | 1186.6451 | 0 | 922.94 | 0.0018414 | 923.2079 | -0.0096152 | 922.9403 | -0.019079 | 922.9403 | -0.023135 | 922.9403 | -0.061786 | 918.5457 | 0.011192
| 424.5902 | 0 |  |  | 424.5902 | 0 | 424.5902 | 0 | 692.1079 | 0.0062641 | 923.1816 | 0.0098423 | 917.789 | 0.13769 | 692.1079 | 0.035464 | 923.1816 | 0.17606 | 923.1816 | 0.0066897 | 923.4495 | 0 | 923.1816 | 0.16892 | 923.1816 | 0.07555 | 923.1816 | 0.029377 | 693.517 | 0.00052221 | 917.79 | 0.066009 | 923.4495 | -0.00011324 | 692.1079 | 0.018911 | 917.79 | -0.0011099 | 923.1816 | -0.0045992 | 917.79 | 0.0099102 | 923.1816 | -0.0044742 | 693.517 | 0.00049049 | 693.517 | 0.00054478 | 923.1816 | 0.11816 | 923.4495 | 0.0075785 | 923.4495 | -0.0020486 | 923.1816 | 0.017364 | 1024.5855 | 0.036255 | 923.1816 | 0.011252 | 923.1816 | 0.053286 | 1024.7137 | 0.0018258 | 923.1816 | 0.23713 | 1029.9407 | 0.0023518 | 1024.5855 | 0.087549 | 1029.9407 | 0.029797 | 1075.3722 | 0.38053 | 1277.5441 | 0.010146 | 1040.7445 | 0.013137 | 1187.5437 | 0 | 1186.7141 | 0 | 923.182 | 0.0012821 | 923.4495 | 0.0053214 | 923.1816 | 0.031398 | 923.1816 | 0.019981 | 923.1816 | 0.076912 | 918.7862 | 0.011676
| 424.6704 | 0 |  |  | 424.6704 | 0 | 424.6704 | 0 | 692.2331 | 0 | 923.4228 | -0.059703 | 918.03 | -0.045918 | 692.2331 | 0 | 923.4228 | -0.58301 | 923.4229 | -0.052225 | 923.6912 | 0 | 923.4228 | -0.23008 | 923.4229 | -0.086343 | 923.4229 | -0.15619 | 693.6378 | 0.0010293 | 918.03 | 0.0025989 | 923.6912 | -0.050541 | 692.2331 | 0 | 918.03 | -0.010351 | 923.4228 | 0.0015104 | 918.03 | -0.011076 | 923.4229 | -0.022525 | 693.6378 | 0.00097451 | 693.6378 | 0.0009029 | 923.4229 | -0.071042 | 923.6912 | -0.021274 | 923.6912 | -0.0038388 | 923.4229 | -0.013242 | 1024.7541 | 0.037803 | 923.4228 | -0.066126 | 923.4228 | -0.018584 | 1024.8837 | 0 | 923.4228 | 0.095869 | 1030.1123 | 0.0011035 | 1024.7541 | 0.088642 | 1030.1123 | 0.029989 | 1075.4872 | 0.37858 | 1277.6239 | 0.010079 | 1040.7577 | 0.013121 | 1187.6128 | 0 | 1186.7831 | 0 | 923.423 | 0.00068395 | 923.6912 | -0.0055783 | 923.4229 | -0.01346 | 923.4229 | -0.040111 | 923.4229 | -0.065407 | 919.0267 | 0.010335
| 424.7506 | 0 |  |  | 424.7506 | 0 | 424.7506 | 0 | 692.3583 | 0.017153 | 923.6641 | -0.0015364 | 918.2709 | 0.089458 | 692.3583 | 0.021923 | 923.6641 | 0.082732 | 923.6641 | -0.021114 | 923.9328 | 0 | 923.6641 | 0.12669 | 923.6641 | 0.10585 | 923.6641 | 0.25864 | 693.7586 | 0.00051299 | 918.27 | 0.031706 | 923.9328 | 0.013586 | 692.3583 | 0.0038058 | 918.27 | -0.01171 | 923.6641 | 0.00023526 | 918.27 | 0.0015157 | 923.6641 | 0.0048064 | 693.7586 | 0.00049354 | 693.7586 | 0.00035812 | 923.6641 | 0.12073 | 923.9328 | -0.0039832 | 923.9328 | 0.0014484 | 923.6641 | -0.028732 | 1024.9227 | 0.033051 | 923.6641 | 0.023733 | 923.6641 | 0.013043 | 1025.0537 | 0.00078262 | 923.6641 | 0.21962 | 1030.284 | 0.003973 | 1024.9227 | 0.086347 | 1030.284 | 0.029854 | 1075.6022 | 0.377 | 1277.7039 | 0.010013 | 1040.771 | 0.013104 | 1187.6819 | 0 | 1186.852 | 0 | 923.664 | 0.00039597 | 923.9328 | 0.0025996 | 923.6641 | 0.036205 | 923.6641 | 0.031548 | 923.6641 | 0.033023 | 919.2673 | 0.011563
| 424.8308 | 0 |  |  | 424.8308 | 0 | 424.8308 | 0 | 692.4835 | 0 | 923.9054 | -0.031808 | 918.5118 | -0.074568 | 692.4835 | 0 | 923.9054 | -0.44716 | 923.9054 | -0.046079 | 924.1745 | 0 | 923.9054 | -0.28093 | 923.9054 | -0.14986 | 923.9054 | -0.21749 | 693.8793 | 0.0010256 | 918.51 | -0.049377 | 924.1745 | -0.025577 | 692.4835 | 0 | 918.51 | -0.011982 | 923.9054 | -0.023069 | 918.51 | -0.011426 | 923.9054 | -0.010755 | 693.8793 | 0.001026 | 693.8793 | 0.00069266 | 923.9054 | -0.03865 | 924.1745 | -0.0061219 | 924.1745 | -0.012725 | 923.9054 | -0.034979 | 1025.0913 | 0.03209 | 923.9054 | -0.043403 | 923.9054 | -0.0086478 | 1025.2237 | 0 | 923.9054 | 0.078245 | 1030.4556 | 0.00056162 | 1025.0913 | 0.089079 | 1030.4556 | 0.029782 | 1075.7174 | 0.3753 | 1277.7838 | 0.0099462 | 1040.7843 | 0.013086 | 1187.751 | 0 | 1186.9211 | 0 | 923.905 | 3.5889e-05 | 924.1745 | -0.00077965 | 923.9054 | 0.0028827 | 923.9054 | -0.013048 | 923.9054 | -0.0082439 | 919.5078 | 0.010163
| 424.9109 | 0 |  |  | 424.9109 | 0 | 424.9109 | 0 | 692.6087 | 0.033039 | 924.1467 | -0.025874 | 918.7528 | 0.080309 | 692.6087 | 0.040193 | 924.1467 | -0.10086 | 924.1467 | 0.024756 | 924.4162 | 0 | 924.1467 | 0.16265 | 924.1467 | 0.072644 | 924.1467 | 0.054273 | 694.0001 | 0.00051509 | 918.75 | -0.030666 | 924.4162 | 0.014946 | 692.6087 | 0.014732 | 918.75 | 0.011665 | 924.1467 | 0.0028137 | 918.75 | -0.00513 | 924.1467 | 0.0025103 | 694.0001 | 0.00053966 | 694.0001 | 0.00033454 | 924.1467 | 0.07141 | 924.4162 | 0.0071269 | 924.4162 | 0.0014949 | 924.1467 | 0.024985 | 1025.2598 | 0.035774 | 924.1467 | 0.023485 | 924.1467 | 0.020605 | 1025.3937 | 0.0023475 | 924.1467 | 0.19218 | 1030.6273 | 0.0052959 | 1025.2598 | 0.086238 | 1030.6273 | 0.029114 | 1075.8325 | 0.37309 | 1277.8639 | 0.0098796 | 1040.7975 | 0.013069 | 1187.8201 | 0 | 1186.9901 | 0 | 924.147 | 0.00066733 | 924.4162 | 0.0049544 | 924.1467 | 0.02614 | 924.1467 | 0.048975 | 924.1467 | 0.04602 | 919.7484 | 0.011751
| 424.9911 | 0 |  |  | 424.9911 | 0 | 424.9911 | 0 | 692.734 | 0 | 924.388 | -0.080454 | 918.9937 | -0.11929 | 692.734 | 0 | 924.388 | -0.22419 | 924.388 | -0.11095 | 924.6579 | 0 | 924.388 | -0.2623 | 924.388 | -0.09174 | 924.388 | -0.25108 | 694.1209 | 0.0010536 | 918.99 | -0.0025989 | 924.6579 | -0.019734 | 692.734 | 0.01118 | 918.99 | -0.014429 | 924.388 | -0.040219 | 918.99 | 0.0050134 | 924.388 | -0.0015177 | 694.1209 | 0.0010061 | 694.1209 | 0.00073943 | 924.388 | -0.095704 | 924.6579 | -0.0305 | 924.6579 | -0.022179 | 924.388 | -0.075329 | 1025.4284 | 0.025149 | 924.388 | -0.081486 | 924.388 | 0.0093179 | 1025.5637 | 0 | 924.388 | 0.04579 | 1030.799 | 0.004935 | 1025.4284 | 0.087003 | 1030.799 | 0.029405 | 1075.9478 | 0.37059 | 1277.9439 | 0.009813 | 1040.8108 | 0.013051 | 1187.8892 | 0 | 1187.0592 | 0 | 924.388 | 0.0013153 | 924.6579 | -0.013175 | 924.388 | 0.00058685 | 924.388 | -0.013993 | 924.388 | -0.0095225 | 919.9889 | 0.010697
| 425.0713 | 0 |  |  | 425.0713 | 0 | 425.0713 | 0 | 692.8593 | 0.032648 | 924.6294 | -0.0086068 | 919.2347 | 0.10408 | 692.8593 | 0.048145 | 924.6294 | -0.11363 | 924.6294 | 0.026611 | 924.8996 | 0 | 924.6294 | 0.07974 | 924.6294 | 0.15401 | 924.6294 | 0.069839 | 694.2417 | 0.0005394 | 919.23 | -0.019232 | 924.8996 | 0.0059552 | 692.8593 | 0.023718 | 919.23 | 0.0062289 | 924.6294 | 9.0507e-05 | 919.23 | 0.018305 | 924.6294 | 0.018416 | 694.2417 | 0.00046915 | 694.2417 | 0.00040489 | 924.6294 | 0.050061 | 924.8996 | 0.016303 | 924.8996 | 0.0077925 | 924.6294 | 0.040475 | 1025.597 | 0.040473 | 924.6294 | 0.035447 | 924.6294 | -0.0065623 | 1025.7338 | 0.0013044 | 924.6294 | 0.18617 | 1030.9706 | 0.007382 | 1025.597 | 0.084707 | 1030.9706 | 0.028972 | 1076.0631 | 0.36809 | 1278.0238 | 0.0097465 | 1040.8241 | 0.013032 | 1187.9582 | 0 | 1187.1282 | 0 | 924.629 | 0.0017888 | 924.8996 | 0.0068628 | 924.6294 | 0.031698 | 924.6294 | 0.034853 | 924.6294 | 0.085435 | 920.2295 | 0.011266
| 425.1515 | 0 |  |  | 425.1515 | 0 | 425.1515 | 0 | 692.9845 | 0 | 924.8707 | -0.072815 | 919.4757 | -0.14945 | 692.9845 | 0 | 924.8707 | -0.40261 | 924.8707 | -0.067794 | 925.1413 | 0 | 924.8707 | -0.21206 | 924.8707 | -0.23661 | 924.8707 | -0.35521 | 694.3625 | 0.0010897 | 919.48 | -0.0098758 | 925.1413 | -0.020434 | 692.9845 | 0.022986 | 919.48 | 0.0018799 | 924.8707 | -0.033069 | 919.48 | -0.0030314 | 924.8707 | -0.013951 | 694.3625 | 0.00097527 | 694.3625 | 0.00087972 | 924.8707 | -0.074355 | 925.1413 | -0.030741 | 925.1413 | -0.014954 | 924.8707 | -0.04997 | 1025.7656 | 0.044691 | 924.8707 | -0.086801 | 924.8707 | -0.019398 | 1025.9038 | 0 | 924.8707 | 0.055867 | 1031.1423 | 0.0038622 | 1025.7656 | 0.087659 | 1031.1423 | 0.029043 | 1076.1783 | 0.36629 | 1278.1038 | 0.0096799 | 1040.8373 | 0.013014 | 1188.0275 | 0 | 1187.1973 | 0 | 924.871 | 0.0019577 | 925.1413 | -0.01068 | 924.8707 | -0.05243 | 924.8707 | -0.025088 | 924.8707 | -0.059442 | 920.47 | 0.010171
| 425.2317 | 0 |  |  | 425.2317 | 0 | 425.2317 | 0 | 693.1098 | 0.013641 | 925.112 | -0.029744 | 919.7166 | 0.024685 | 693.1098 | 0.027512 | 925.112 | 0.0339 | 925.112 | 0.039122 | 925.383 | 0 | 925.112 | 0.13264 | 925.112 | 0.12619 | 925.112 | 0.25276 | 694.4833 | 0.00055448 | 919.72 | 0.058736 | 925.383 | -0.003072 | 693.1098 | 0.020165 | 919.72 | -0.007905 | 925.112 | 0.0035628 | 919.72 | -0.01947 | 925.112 | 0.00045998 | 694.4833 | 0.00050764 | 694.4833 | 0.00047483 | 925.112 | 0.030405 | 925.383 | 0.0013226 | 925.383 | 0.0010969 | 925.112 | 0.0017909 | 1025.9342 | 0.030595 | 925.112 | 0.0029221 | 925.112 | 0.039647 | 1026.0738 | 0.0013044 | 925.112 | 0.19882 | 1031.314 | 0.0091318 | 1025.9342 | 0.083942 | 1031.314 | 0.028545 | 1076.2935 | 0.36503 | 1278.1838 | 0.0096133 | 1040.8506 | 0.012995 | 1188.0966 | 0 | 1187.2662 | 0 | 925.112 | 0.0019245 | 925.383 | -0.00047285 | 925.112 | 0.053933 | 925.112 | 0.047172 | 925.112 | 0.027058 | 920.7106 | 0.011334
| 425.3119 | 0 |  |  | 425.3119 | 0 | 425.3119 | 0 | 693.2351 | 0 | 925.3533 | -0.11222 | 919.9576 | -0.16058 | 693.2351 | 0 | 925.3533 | -0.53358 | 925.3533 | -0.057384 | 925.6247 | 0 | 925.3533 | -0.22092 | 925.3533 | -0.12702 | 925.3533 | -0.25528 | 694.6041 | 0.001096 | 919.96 | -0.040022 | 925.6247 | -0.040355 | 693.2351 | 0.014732 | 919.96 | -0.0054588 | 925.3533 | -0.026505 | 919.96 | -0.02087 | 925.3533 | -0.029374 | 694.6041 | 0.0009848 | 694.6041 | 0.00099643 | 925.3533 | -0.072882 | 925.6247 | -0.031374 | 925.6247 | -0.022781 | 925.3533 | 0.00053437 | 1026.1028 | 0.042341 | 925.3533 | -0.085198 | 925.3533 | -0.062527 | 1026.2438 | 0 | 925.3533 | 0.039351 | 1031.4856 | 0.0068352 | 1026.1028 | 0.086675 | 1031.4856 | 0.028673 | 1076.4087 | 0.36316 | 1278.2638 | 0.0095467 | 1040.8639 | 0.012975 | 1188.1658 | 0 | 1187.3353 | 0 | 925.353 | 0.0010024 | 925.6247 | -0.020148 | 925.3533 | -0.019079 | 925.3533 | 0.0096952 | 925.3533 | -0.017464 | 920.9512 | 0.010504
| 425.392 | 0 |  |  | 425.392 | 0 | 425.392 | 0 | 693.3604 | 0.019941 | 925.5947 | -0.00025083 | 920.1986 | 0.11826 | 693.3604 | 0.0055905 | 925.5947 | 0.075028 | 925.5947 | 0.039615 | 925.8665 | 0 | 925.5947 | 0.13854 | 925.5947 | 0.086758 | 925.5947 | 0.048383 | 694.7248 | 0.0005482 | 920.2 | -0.0046779 | 925.8665 | 0.0084005 | 693.3604 | 0.011493 | 920.2 | -0.0095359 | 925.5947 | 0.012845 | 920.2 | -0.015274 | 925.5947 | 0.01319 | 694.7248 | 0.00047906 | 694.7248 | 0.0005216 | 925.5947 | 0.052637 | 925.8665 | 0.0057141 | 925.8665 | -0.0081599 | 925.5947 | -0.04847 | 1026.2713 | 0.03791 | 925.5947 | 0.04567 | 925.5947 | 0.024366 | 1026.4139 | 0.00026087 | 925.5947 | 0.23237 | 1031.6573 | 0.0077101 | 1026.2713 | 0.082084 | 1031.6573 | 0.02804 | 1076.524 | 0.36103 | 1278.3439 | 0.0094801 | 1040.8771 | 0.012956 | 1188.2349 | 0 | 1187.4044 | 0 | 925.595 | -0.00018909 | 925.8665 | 0.010826 | 925.5947 | 0.042515 | 925.5947 | 0.020281 | 925.5947 | 0.048363 | 921.1918 | 0.011373
| 425.4722 | 0 |  |  | 425.4722 | 0 | 425.4722 | 0 | 693.4857 | 0 | 925.836 | -0.077473 | 920.4396 | -0.085609 | 693.4857 | 0 | 925.836 | -0.43071 | 925.836 | -0.066184 | 926.1082 | 0 | 925.836 | -0.23353 | 925.836 | -0.20423 | 925.836 | -0.25528 | 694.8456 | 0.0010373 | 920.44 | -0.0088362 | 926.1082 | -0.019152 | 693.4857 | 0.02424 | 920.44 | -0.003828 | 925.836 | -0.0092029 | 920.44 | -0.0054798 | 925.836 | -0.024047 | 694.8456 | 0.00094935 | 694.8456 | 0.0010196 | 925.836 | -0.052269 | 926.1082 | -0.041794 | 926.1082 | -0.018117 | 925.836 | -0.083199 | 1026.4399 | 0.052646 | 925.836 | -0.045328 | 925.836 | -0.023072 | 1026.5839 | 0 | 925.836 | 0.0066024 | 1031.829 | 0.0043635 | 1026.4399 | 0.085473 | 1031.829 | 0.028161 | 1076.6394 | 0.35912 | 1278.424 | 0.0094135 | 1040.8904 | 0.012936 | 1188.3041 | 0 | 1187.4735 | 0 | 925.836 | 0.00060641 | 926.1082 | -0.017873 | 925.836 | -0.01953 | 925.836 | -0.016375 | 925.836 | -0.043889 | 921.4324 | 0.0093566
| 425.5524 | 0 |  |  | 425.5524 | 0 | 425.5524 | 0 | 693.611 | 0.018558 | 926.0774 | 0.046625 | 920.6805 | 0.12319 | 693.611 | 0.036539 | 926.0774 | 0.0028257 | 926.0774 | 0.045271 | 926.35 | 0 | 926.0774 | 0.17446 | 926.0774 | 0.07472 | 926.0774 | 0.23513 | 694.9664 | 0.00049791 | 920.68 | 0.00051979 | 926.3499 | 0.03113 | 693.611 | 0.017449 | 920.68 | 0.0056853 | 926.0774 | 0.046061 | 920.68 | 0.012359 | 926.0774 | 0.0048975 | 694.9664 | 0.00048249 | 694.9664 | 0.00049801 | 926.0774 | 0.10675 | 926.3499 | 0.021881 | 926.3499 | 0.013979 | 926.0774 | 0.051094 | 1026.6085 | 0.032677 | 926.0774 | 0.069606 | 926.0774 | 0.046731 | 1026.7539 | 0.0013044 | 926.0774 | 0.23987 | 1032.0006 | 0.0071633 | 1026.6085 | 0.083614 | 1032.0006 | 0.027357 | 1076.7548 | 0.357 | 1278.5039 | 0.009347 | 1040.9037 | 0.012916 | 1188.3733 | 0 | 1187.5426 | 0 | 926.077 | 0.00028798 | 926.35 | 0.020478 | 926.0774 | 0.068505 | 926.0774 | 0.027342 | 926.0774 | 0.074569 | 921.673 | 0.011073
| 425.6326 | 0 |  |  | 425.6326 | 0 | 425.6326 | 0 | 693.7364 | 0 | 926.3187 | -0.050306 | 920.9215 | -0.12717 | 693.7364 | 0 | 926.3187 | -0.31584 | 926.3187 | -0.067515 | 926.5917 | 0 | 926.3187 | -0.2004 | 926.3187 | -0.23163 | 926.3187 | -0.48285 | 695.0872 | 0.00095893 | 920.92 | 0.0046779 | 926.5917 | -0.025798 | 693.7364 | 0.024867 | 920.92 | -0.00029446 | 926.3187 | -0.027185 | 920.92 | -0.010377 | 926.3187 | -0.0075591 | 695.0872 | 0.00098403 | 695.0872 | 0.0010196 | 926.3187 | -0.10859 | 926.5917 | -0.021209 | 926.5917 | -0.019179 | 926.3187 | -0.0041544 | 1026.7771 | 0.024615 | 926.3187 | -0.065059 | 926.3187 | 0.044377 | 1026.924 | 0 | 926.3187 | 0.067894 | 1032.1723 | 0.0015061 | 1026.7771 | 0.087112 | 1032.1723 | 0.027392 | 1076.8701 | 0.35481 | 1278.584 | 0.0092753 | 1040.9169 | 0.012896 | 1188.4425 | 0 | 1187.6117 | 0 | 926.319 | 0.001019 | 926.5917 | -0.012221 | 926.3187 | -0.0098809 | 926.3187 | -0.068955 | 926.3187 | -0.01841 | 921.9136 | 0.010597
| 425.7128 | 0 |  |  | 425.7128 | 0 | 425.7128 | 0 | 693.8617 | 0.026979 | 926.5601 | -0.067328 | 921.1625 | 0.11945 | 693.8617 | 0.029016 | 926.5601 | 0.055018 | 926.5601 | 0.0070752 | 926.8334 | 0 | 926.5601 | 0.13643 | 926.5601 | 0.021972 | 926.5601 | 0.083594 | 695.208 | 0.00047108 | 921.16 | 0.027548 | 926.8335 | 0.029201 | 693.8617 | 0.013896 | 921.16 | 0.014383 | 926.5601 | 0.035528 | 921.16 | -0.0061794 | 926.5601 | -0.0012836 | 695.208 | 0.00051488 | 695.208 | 0.0005216 | 926.5601 | 0.068465 | 926.8335 | -0.00066976 | 926.8335 | 0.007306 | 926.5601 | 0.037727 | 1026.9457 | 0.030702 | 926.5601 | 0.023418 | 926.5601 | 0.063083 | 1027.094 | 0.0013044 | 926.5601 | 0.13429 | 1032.344 | 0.0027873 | 1026.9457 | 0.083614 | 1032.344 | 0.026909 | 1076.9855 | 0.3528 | 1278.6641 | 0.0092087 | 1040.9302 | 0.012876 | 1188.5116 | 0 | 1187.6808 | 0 | 926.56 | 0.0022789 | 926.8334 | -0.0052847 | 926.5601 | 0.02629 | 926.5601 | 0.035905 | 926.5601 | 0.074995 | 922.1542 | 0.011687
| 425.793 | 0 |  |  | 425.793 | 0 | 425.793 | 0 | 693.9871 | 0 | 926.8014 | -0.037228 | 921.4035 | -0.078852 | 693.9871 | 0 | 926.8014 | -0.42765 | 926.8015 | -0.047723 | 927.0752 | 0 | 926.8014 | -0.2794 | 926.8015 | -0.1374 | 926.8015 | -0.35521 | 695.3288 | 0.0010059 | 921.4 | -0.037943 | 927.0752 | -0.029967 | 693.9871 | 0.017449 | 921.4 | -0.011167 | 926.8014 | -0.027249 | 921.4 | -0.014924 | 926.8015 | -0.010349 | 695.3288 | 0.00093868 | 695.3288 | 0.00098084 | 926.8015 | -0.11411 | 927.0752 | -0.01753 | 927.0752 | -0.01368 | 926.8015 | -0.028483 | 1027.1143 | 0.031075 | 926.8014 | -0.021259 | 926.8014 | -0.021197 | 1027.264 | 0 | 926.8014 | 0.053015 | 1032.5157 | 0.00016454 | 1027.1143 | 0.084161 | 1032.5157 | 0.027051 | 1077.101 | 0.35109 | 1278.7441 | 0.0091421 | 1040.9435 | 0.012855 | 1188.5808 | 0 | 1187.7499 | 0 | 926.801 | 0.0017057 | 927.0752 | -0.0057251 | 926.8015 | -0.010934 | 926.8015 | -0.17532 | 926.8015 | -0.027697 | 922.3948 | 0.010364
| 425.8732 | 0 |  |  | 425.8732 | 0 | 425.8732 | 0 | 694.1124 | 0.022091 | 927.0428 | 0.054688 | 921.6446 | 0.20433 | 694.1124 | 0.022783 | 927.0428 | 0.174 | 927.0428 | 0.065013 | 927.317 | 0 | 927.0428 | 0.15665 | 927.0428 | 0.12412 | 927.0428 | 0.12008 | 695.4496 | 0.00054526 | 921.64 | 0.015073 | 927.317 | 0.024263 | 694.1124 | 0.015986 | 921.64 | 0.013295 | 927.0428 | 0.038103 | 921.64 | 0.025301 | 927.0428 | 0.018822 | 695.4496 | 0.00043904 | 695.4496 | 0.00049042 | 927.0428 | 0.045275 | 927.317 | 0.024061 | 927.317 | 0.017279 | 927.0428 | 0.068583 | 1027.2828 | 0.035293 | 927.0428 | 0.087689 | 927.0428 | 0.03042 | 1027.4341 | 0.0013044 | 927.0428 | 0.19675 | 1032.6874 | 0.0042099 | 1027.2828 | 0.080991 | 1032.6874 | 0.026318 | 1077.2164 | 0.34949 | 1278.8242 | 0.0090755 | 1040.9568 | 0.012834 | 1188.65 | 0 | 1187.819 | 0 | 927.043 | 0.0007061 | 927.317 | 0.021286 | 927.0428 | 0.047473 | 927.0428 | 0.1313 | 927.0428 | 0.052624 | 922.6354 | 0.011621
| 425.9534 | 0 |  |  | 425.9534 | 0 | 425.9534 | 0 | 694.2378 | 0 | 927.2842 | -0.14446 | 921.8856 | -0.049593 | 694.2378 | 0 | 927.2842 | -0.29546 | 927.2842 | -0.069043 | 927.5588 | 0 | 927.2842 | -0.20503 | 927.2842 | -0.089664 | 927.2842 | -0.32666 | 695.5704 | 0.0010696 | 921.89 | -0.031706 | 927.5588 | -0.0073082 | 694.2378 | 0.00079102 | 921.89 | -0.0024689 | 927.2842 | -0.03388 | 921.89 | 0.0067623 | 927.2842 | -0.02704 | 695.5704 | 0.00096002 | 695.5704 | 0.00096525 | 927.2842 | -0.077668 | 927.5588 | -0.013169 | 927.5588 | -0.0093662 | 927.2842 | -0.045097 | 1027.4514 | 0.034706 | 927.2842 | -0.048489 | 927.2842 | 0.010823 | 1027.6041 | 0 | 927.2842 | 0.098887 | 1032.859 | 0.0032458 | 1027.4514 | 0.085473 | 1032.859 | 0.02624 | 1077.3319 | 0.3474 | 1278.9044 | 0.0090089 | 1040.97 | 0.012813 | 1188.7192 | 0 | 1187.8881 | 0 | 927.284 | 0.00078086 | 927.5588 | -0.019084 | 927.2842 | -0.023736 | 927.2842 | -0.015774 | 927.2842 | -0.050068 | 922.8761 | 0.010104
| 426.0336 | 0 |  |  | 426.0336 | 0 | 426.0336 | 0 | 694.3632 | 0.0097769 | 927.5256 | -0.039725 | 922.1266 | 0.09378 | 694.3632 | 0.024932 | 927.5256 | 0.25235 | 927.5256 | 0.040463 | 927.8006 | 0 | 927.5256 | 0.17961 | 927.5256 | 0.029114 | 927.5256 | 0.2049 | 695.6912 | 0.00053185 | 922.13 | -0.0088362 | 927.8005 | 0.027064 | 694.3632 | 0.01421 | 922.13 | 0.0045981 | 927.5256 | 0.021451 | 922.13 | 0.005713 | 927.5256 | -0.0019949 | 695.6912 | 0.00052975 | 695.6912 | 0.00050601 | 927.5256 | 0.085766 | 927.8005 | 0.017218 | 927.8005 | 0.0071877 | 927.5256 | 0.0058178 | 1027.62 | 0.037643 | 927.5256 | -0.0045603 | 927.5256 | 0.0027616 | 1027.7742 | 0.0013044 | 927.5256 | 0.13323 | 1033.0307 | 0.0076007 | 1027.62 | 0.082303 | 1033.0307 | 0.025941 | 1077.4474 | 0.34504 | 1278.9845 | 0.0089424 | 1040.9833 | 0.012792 | 1188.7886 | 0 | 1187.9573 | 0 | 927.526 | 0.00017028 | 927.8006 | 0.0014742 | 927.5256 | 0.071059 | 927.5256 | 0.037407 | 927.5256 | 0.088204 | 923.1167 | 0.011189
| 426.1138 | 0 |  |  | 426.1138 | 0 | 426.1138 | 0 | 694.4886 | 0 | 927.767 | -0.042061 | 922.3676 | -0.10227 | 694.4886 | 0 | 927.767 | -0.30999 | 927.767 | -0.086042 | 928.0423 | 0 | 927.767 | -0.18153 | 927.767 | -0.22457 | 927.767 | -0.31742 | 695.812 | 0.001005 | 922.37 | -0.037943 | 928.0423 | -0.026418 | 694.4886 | 0.015881 | 922.37 | 0.0067725 | 927.767 | -0.040865 | 922.37 | -0.0040807 | 927.767 | 0.0019699 | 695.812 | 0.00098937 | 695.812 | 0.00097285 | 927.767 | -0.01568 | 928.0423 | -0.022156 | 928.0423 | -0.0069751 | 927.767 | -0.0084496 | 1027.7886 | 0.042448 | 927.767 | -0.050434 | 927.767 | -0.00089088 | 1027.9442 | 0 | 927.767 | 0.081879 | 1033.2024 | 0.0036253 | 1027.7886 | 0.084817 | 1033.2024 | 0.025764 | 1077.563 | 0.34251 | 1279.0646 | 0.0088758 | 1040.9966 | 0.012771 | 1188.8578 | 0 | 1188.0264 | 0 | 927.767 | 0.00074763 | 928.0423 | -0.0053214 | 927.767 | -0.029595 | 927.767 | -0.036205 | 927.767 | -0.064768 | 923.3574 | 0.0098932
| 426.194 | 0 |  |  | 426.194 | 0 | 426.194 | 0 | 694.614 | 0.03128 | 928.0084 | -0.06571 | 922.6087 | 0.010304 | 694.614 | 0.017517 | 928.0084 | 0.16948 | 928.0084 | -0.0086173 | 928.2841 | 0 | 928.0084 | 0.12549 | 928.0084 | 0.040495 | 928.0084 | -0.041245 | 695.9328 | 0.00047821 | 922.61 | -0.030666 | 928.2841 | -0.00027294 | 694.614 | 0.021314 | 922.61 | -0.015516 | 928.0084 | -0.020971 | 922.61 | 0.002565 | 928.0084 | -0.0073562 | 695.9328 | 0.00046686 | 695.9328 | 0.00049801 | 928.0084 | 0.061103 | 928.2841 | -0.01002 | 928.2841 | -0.00066338 | 928.0084 | -0.016865 | 1027.9572 | 0.042822 | 928.0084 | 0.00095026 | 928.0084 | 0.05146 | 1028.1143 | 0.0013044 | 928.0084 | 0.12947 | 1033.3741 | 0.0056322 | 1027.9572 | 0.080554 | 1033.3741 | 0.025287 | 1077.6785 | 0.3399 | 1279.1448 | 0.0088092 | 1041.0099 | 0.012749 | 1188.927 | 0 | 1188.0956 | 0 | 928.008 | 0.00077256 | 928.2841 | -0.012037 | 928.0084 | 0.042665 | 928.0084 | 0.048074 | 928.0084 | 0.047937 | 923.598 | 0.011205
| 426.2742 | 0 |  |  | 426.2742 | 0 | 426.2742 | 0 | 694.7394 | 0 | 928.2498 | -0.0017643 | 922.8497 | -0.082747 | 694.7394 | 0 | 928.2498 | -0.57059 | 928.2498 | -0.034962 | 928.5259 | 0 | 928.2498 | -0.19749 | 928.2498 | -0.15982 | 928.2498 | -0.21833 | 696.0536 | 0.0010285 | 922.85 | -0.09096 | 928.5259 | -0.020005 | 694.7394 | 0.02633 | 922.85 | -0.015244 | 928.2498 | -0.0079274 | 922.85 | -0.011076 | 928.2498 | 0.0038494 | 696.0536 | 0.0009646 | 696.0536 | 0.00092648 | 928.2498 | -0.04822 | 928.5259 | -0.0059251 | 928.5259 | -0.0072465 | 928.2498 | 0.020113 | 1028.1257 | 0.03193 | 928.2498 | -0.010739 | 928.2498 | -0.010943 | 1028.2843 | 0 | 928.2498 | 0.044299 | 1033.5458 | 0.00086766 | 1028.1257 | 0.084598 | 1033.5458 | 0.02518 | 1077.7941 | 0.33788 | 1279.2249 | 0.0087426 | 1041.0231 | 0.012728 | 1188.9962 | 0 | 1188.1647 | 0 | 928.25 | 0.0013485 | 928.5259 | 0.013138 | 928.2498 | 0.0033994 | 928.2498 | -0.03906 | 928.2498 | -0.031745 | 923.8387 | 0.010177
| 426.3544 | 0 |  |  | 426.3544 | 0 | 426.3544 | 0 | 694.8648 | 0.018558 | 928.4912 | -0.020652 | 923.0907 | 0.082276 | 694.8648 | 0.030951 | 928.4912 | 0.1946 | 928.4912 | -0.0020855 | 928.7678 | 0 | 928.4912 | 0.18183 | 928.4912 | 0.16521 | 928.4912 | 0.089852 | 696.1744 | 0.00055323 | 923.09 | -0.055613 | 928.7678 | 0.018357 | 694.8648 | 0.02424 | 923.09 | 0.020906 | 928.4912 | 0.020508 | 923.09 | 0.015856 | 928.4912 | 0.0036837 | 696.1744 | 0.0005065 | 696.1744 | 0.00042807 | 928.4912 | 0.082821 | 928.7678 | 0.0038469 | 928.7678 | -0.0051772 | 928.4912 | 0.029482 | 1028.2943 | 0.029473 | 928.4912 | 0.055177 | 928.4912 | 0.038737 | 1028.4544 | 0.0013044 | 928.4912 | 0.22299 | 1033.7175 | 0.0015236 | 1028.2943 | 0.080445 | 1033.7175 | 0.025123 | 1077.9097 | 0.33671 | 1279.305 | 0.0086709 | 1041.0364 | 0.012706 | 1189.0656 | 0 | 1188.2339 | 0 | 928.491 | 0.00036274 | 928.7678 | 0.006716 | 928.4912 | 0.023436 | 928.4912 | 0.05859 | 928.4912 | 0.035793 | 924.0793 | 0.011034
| 426.4346 | 0 |  |  | 426.4346 | 0 | 426.4346 | 0 | 694.9903 | 0 | 928.7326 | -0.052612 | 923.3318 | -0.14187 | 694.9903 | 0 | 928.7326 | -0.49156 | 928.7326 | -0.066263 | 929.0096 | 0 | 928.7326 | -0.29266 | 928.7326 | -0.17767 | 928.7326 | -0.3401 | 696.2952 | 0.0011048 | 923.33 | -0.015073 | 929.0096 | -0.046272 | 694.9903 | 0.015881 | 923.33 | -0.010895 | 928.7326 | -0.027707 | 923.33 | -0.00513 | 928.7326 | -0.010096 | 696.2952 | 0.0009867 | 696.2952 | 0.00092648 | 928.7326 | -0.10527 | 929.0096 | -0.036034 | 929.0096 | -0.017584 | 928.7326 | 0.033355 | 1028.4629 | 0.037162 | 928.7326 | -0.090676 | 928.7326 | 0.0061044 | 1028.6244 | 0 | 928.7326 | -0.00018992 | 1033.8892 | 0.0018834 | 1028.4629 | 0.083287 | 1033.8892 | 0.024825 | 1078.0254 | 0.33572 | 1279.3853 | 0.0086043 | 1041.0497 | 0.012685 | 1189.1348 | 0 | 1188.303 | 0 | 928.733 | 0.0011298 | 929.0096 | -0.010313 | 928.7326 | -0.013028 | 928.7326 | -0.034553 | 928.7326 | -0.021305 | 924.32 | 0.0094929
| 426.5148 | 0 |  |  | 426.5148 | 0 | 426.5148 | 0 | 695.1157 | 0.010831 | 928.974 | -0.0038791 | 923.5729 | 0.12773 | 695.1157 | 0.050295 | 928.974 | 0.25618 | 928.974 | 0.01481 | 929.2514 | 0 | 928.974 | 0.11303 | 928.974 | -0.0098175 | 928.974 | 0.21749 | 696.416 | 0.0005658 | 923.57 | 0.047299 | 929.2514 | -0.0079245 | 695.1157 | 0.02936 | 923.57 | 0.017373 | 928.974 | -0.0034992 | 923.57 | 0.0081613 | 928.974 | -0.005885 | 696.416 | 0.0004863 | 696.416 | 0.00049801 | 928.974 | 0.093496 | 929.2514 | 0.01518 | 929.2514 | 0.0029757 | 928.974 | 0.10931 | 1028.6315 | 0.031182 | 928.974 | 0.026462 | 928.974 | -0.0062541 | 1028.7945 | 0.0018258 | 928.974 | 0.15631 | 1034.0609 | 0.0031207 | 1028.6315 | 0.079242 | 1034.0609 | 0.024526 | 1078.141 | 0.3341 | 1279.4653 | 0.0085378 | 1041.0629 | 0.012663 | 1189.2041 | 0 | 1188.3722 | 0 | 928.974 | 0.002182 | 929.2514 | 0.0086611 | 928.974 | 0.037107 | 928.974 | 0.051679 | 928.974 | 0.071586 | 924.5607 | 0.010455
| 426.5951 | 0 |  |  | 426.5951 | 0 | 426.5951 | 0 | 695.2412 | 0 | 929.2154 | -0.06841 | 923.8139 | -0.13623 | 695.2412 | 0 | 929.2154 | -0.42316 | 929.2155 | -0.093888 | 929.4932 | 0 | 929.2154 | -0.27958 | 929.2155 | -0.13491 | 929.2155 | -0.27292 | 696.5368 | 0.0010985 | 923.81 | -0.037943 | 929.4932 | -0.035065 | 695.2412 | 0.0096899 | 923.81 | -0.018506 | 929.2154 | -0.0032017 | 923.81 | -0.012475 | 929.2155 | -0.029983 | 696.5368 | 0.00094211 | 696.5368 | 0.00094967 | 929.2155 | -0.099017 | 929.4932 | -0.020544 | 929.4932 | -0.01911 | 929.2155 | -0.014366 | 1028.8001 | 0.050778 | 929.2154 | -0.019184 | 929.2154 | -0.02805 | 1028.9645 | 0 | 929.2154 | 0.047404 | 1034.2325 | 0.00028629 | 1028.8001 | 0.082521 | 1034.2325 | 0.024327 | 1078.2567 | 0.3322 | 1279.5455 | 0.0084712 | 1041.0762 | 0.012641 | 1189.2733 | 0 | 1188.4414 | 0 | 929.215 | 0.0014177 | 929.4932 | -0.012845 | 929.2155 | -0.011435 | 929.2155 | 0.0060777 | 929.2155 | -0.042185 | 924.8014 | 0.0092449
| 426.6753 | 0 |  |  | 426.6753 | 0 | 426.6753 | 0 | 695.3667 | 0.019261 | 929.4569 | -0.12139 | 924.055 | 0.1024 | 695.3667 | 0.036969 | 929.4569 | -0.0029038 | 929.4569 | 0.012308 | 929.7351 | 0 | 929.4569 | 0.14622 | 929.4569 | 0.0085439 | 929.4569 | 0.067731 | 696.6577 | 0.00054526 | 924.05 | -0.011954 | 929.7351 | 0.01378 | 695.3667 | 0.021314 | 924.05 | -0.011438 | 929.4569 | 0.028422 | 924.05 | -0.018072 | 929.4569 | -0.013951 | 696.6577 | 0.00046915 | 696.6577 | 0.00045165 | 929.4569 | 0.099385 | 929.7351 | 0.0012734 | 929.7351 | -0.0030098 | 929.4569 | 0.014116 | 1028.9687 | 0.040206 | 929.4569 | 0.055243 | 929.4569 | -0.036079 | 1029.1346 | 0.0023475 | 929.4569 | 0.15841 | 1034.4042 | 0.0034235 | 1028.9687 | 0.078259 | 1034.4042 | 0.024135 | 1078.3724 | 0.33042 | 1279.6257 | 0.0084046 | 1041.0895 | 0.01262 | 1189.3427 | 0 | 1188.5106 | 0 | 929.457 | 0.00027117 | 929.7351 | -0.021249 | 929.4569 | 0.024788 | 929.4569 | 0.022685 | 929.4569 | 0.05582 | 925.0421 | 0.010451
| 426.7555 | 0 |  |  | 426.7555 | 0 | 426.7555 | 0 | 695.4921 | 0 | 929.6983 | -0.029008 | 924.2961 | -0.10422 | 695.4921 | 0 | 929.6983 | -0.24945 | 929.6983 | -0.080265 | 929.9769 | 0 | 929.6983 | -0.22336 | 929.6983 | -0.030486 | 929.6983 | -0.30735 | 696.7785 | 0.001049 | 924.3 | 0.015073 | 929.9769 | -0.03555 | 695.4921 | 0.010283 | 924.3 | -0.016331 | 929.6983 | -0.012583 | 924.3 | -0.0019821 | 929.6983 | 0.0071533 | 696.7785 | 0.00090247 | 696.7785 | 0.00097285 | 929.6983 | -0.060735 | 929.9769 | -0.025542 | 929.9769 | -0.013042 | 929.6983 | -0.0061748 | 1029.1372 | 0.033211 | 929.6983 | -0.037205 | 929.6983 | 0.035433 | 1029.3046 | 0 | 929.6983 | 0.0071393 | 1034.5759 | 0.0012757 | 1029.1372 | 0.080882 | 1034.5759 | 0.023964 | 1078.4882 | 0.32845 | 1279.7059 | 0.008338 | 1041.1028 | 0.012598 | 1189.412 | 0 | 1188.5798 | 0 | 929.698 | -0.00032951 | 929.9769 | 0.00083098 | 929.6983 | 0.014757 | 929.6983 | -0.038459 | 929.6983 | -0.0060193 | 925.2828 | 0.0096997
| 426.8357 | 0 |  |  | 426.8357 | 0 | 426.8357 | 0 | 695.6176 | 0.024828 | 929.9398 | 0.024457 | 924.5371 | 0.057323 | 695.6176 | 0.034604 | 929.9398 | 0.098895 | 929.9398 | -0.0043944 | 930.2188 | 0 | 929.9398 | 0.11078 | 929.9398 | 0.13948 | 929.9398 | 0.023007 | 696.8993 | 0.00051718 | 924.54 | 0.0088362 | 930.2188 | 0.017594 | 695.6176 | 0.016508 | 924.54 | -0.010623 | 929.9398 | 0.0050886 | 924.54 | -0.0058295 | 929.9398 | 0.02907 | 696.8993 | 0.00044476 | 696.8993 | 0.0005216 | 929.9398 | 0.053005 | 930.2188 | -0.0038069 | 930.2188 | -2.0554e-05 | 929.9398 | 0.0010531 | 1029.3058 | 0.040633 | 929.9398 | 0.04524 | 929.9398 | 0.0056509 | 1029.4747 | 0.0018258 | 929.9398 | 0.19078 | 1034.7476 | 0.0057416 | 1029.3058 | 0.07804 | 1034.7476 | 0.023558 | 1078.6039 | 0.32644 | 1279.7861 | 0.0082714 | 1041.116 | 0.012576 | 1189.4812 | 0 | 1188.649 | 0 | 929.94 | 1.6007e-05 | 930.2188 | 0.0047342 | 929.9398 | 0.028243 | 929.9398 | 0.027943 | 929.9398 | 0.11292 | 925.5235 | 0.0099823
| 426.9159 | 0 |  |  | 426.9159 | 0 | 426.9159 | 0 | 695.7431 | 0 | 930.1812 | -0.084237 | 924.7782 | -0.032246 | 695.7431 | 0 | 930.1812 | -0.50723 | 930.1812 | -0.092186 | 930.4606 | 0 | 930.1812 | -0.28974 | 930.1812 | -0.14114 | 930.1812 | -0.19734 | 697.0201 | 0.0010218 | 924.78 | -0.0098758 | 930.4606 | -0.040762 | 695.7431 | 0.02424 | 924.78 | 0.0092188 | 930.1812 | -0.023719 | 924.78 | -0.0019821 | 930.1812 | -0.0098421 | 697.0201 | 0.00093182 | 697.0201 | 0.0009029 | 930.1812 | -0.13509 | 930.4606 | -0.046802 | 930.4606 | -0.022326 | 930.1812 | -0.099689 | 1029.4744 | 0.037055 | 930.1812 | -0.056277 | 930.1812 | -0.0070721 | 1029.6448 | 0 | 930.1812 | -0.0060932 | 1034.9193 | 0.0031401 | 1029.4744 | 0.081756 | 1034.9193 | 0.023722 | 1078.7197 | 0.32438 | 1279.8663 | 0.0082048 | 1041.1293 | 0.012555 | 1189.5505 | 0 | 1188.7183 | 0 | 930.181 | 0.0010467 | 930.4606 | -0.022644 | 930.1812 | -0.024638 | 930.1812 | -0.051529 | 930.1812 | -0.054542 | 925.7642 | 0.0095681
| 426.9961 | 0 |  |  | 426.9961 | 0 | 426.9961 | 0 | 695.8686 | 0.022678 | 930.4227 | -0.023156 | 925.0193 | 0.016217 | 695.8686 | 0.046641 | 930.4227 | -0.129 | 930.4227 | -0.0095062 | 930.7025 | 0 | 930.4227 | 0.17341 | 930.4227 | 0.0036212 | 930.4227 | -0.055098 | 697.1409 | 0.00051634 | 925.02 | -0.0077966 | 930.7025 | -0.0013167 | 695.8686 | 0.021314 | 925.02 | -0.0081769 | 930.4227 | -0.0011147 | 925.02 | -0.0089774 | 930.4227 | 0.010755 | 697.1409 | 0.00049621 | 697.1409 | 0.0003813 | 930.4227 | 0.031513 | 930.7025 | 0.0038715 | 930.7025 | -0.0087507 | 930.4227 | 0.0056727 | 1029.643 | 0.031449 | 930.4227 | 0.0094367 | 930.4227 | -0.045432 | 1029.8148 | 0.0023475 | 930.4227 | 0.21051 | 1035.091 | 0.0089678 | 1029.643 | 0.07968 | 1035.091 | 0.023487 | 1078.8354 | 0.32211 | 1279.9467 | 0.0081383 | 1041.1426 | 0.012533 | 1189.6199 | 0 | 1188.7875 | 0 | 930.423 | 0.00056765 | 930.7025 | 0.0079271 | 930.4227 | 0.068655 | 930.4227 | 0.048674 | 930.4227 | 0.08373 | 926.005 | 0.010457
| 427.0763 | 0 |  |  | 427.0763 | 0 | 427.0764 | 0 | 695.9942 | 0 | 930.6641 | -0.05657 | 925.2604 | -0.10369 | 695.9942 | 0 | 930.6641 | -0.41386 | 930.6641 | -0.044471 | 930.9444 | 0 | 930.6641 | -0.20463 | 930.6641 | -0.070154 | 930.6641 | -0.25024 | 697.2617 | 0.001013 | 925.26 | 0.025469 | 930.9444 | -0.011196 | 695.9942 | 0.015045 | 925.26 | -0.0068178 | 930.6641 | -0.011629 | 925.26 | 0.0039641 | 930.6641 | -0.017655 | 697.2617 | 0.0009646 | 697.2617 | 0.00078619 | 930.6641 | -0.084293 | 930.9444 | -0.020272 | 930.9444 | -0.0070517 | 930.6641 | -0.071456 | 1029.8116 | 0.0354 | 930.6641 | -0.09577 | 930.6641 | 0.024093 | 1029.9849 | 0 | 930.6641 | 0.012116 | 1035.2627 | 0.0044893 | 1029.8116 | 0.082412 | 1035.2627 | 0.023381 | 1078.9513 | 0.31975 | 1280.0269 | 0.0080717 | 1041.1559 | 0.012512 | 1189.6892 | 0 | 1188.8567 | 0 | 930.664 | 0.00095254 | 930.9444 | -0.0079271 | 930.6641 | 0.0076795 | 930.6641 | -0.028243 | 930.6641 | -0.020395 | 926.2457 | 0.0094974
| 427.1566 | 0 |  |  | 427.1566 | 0 | 427.1566 | 0 | 696.1197 | 0 | 930.9056 | -0.0067893 | 925.5015 | 0.21051 | 696.1197 | 0.03396 | 930.9056 | -0.040792 | 930.9056 | 0.058092 | 931.1863 | 0 | 930.9056 | 0.14277 | 930.9056 | 0.07389 | 930.9056 | 0.12176 | 697.3826 | 0.00050713 | 925.5 | 0.026508 | 931.1863 | 0.018754 | 696.1197 | 0.018911 | 925.5 | -0.0011099 | 930.9056 | 0.012469 | 925.5 | 0.007112 | 930.9056 | 0.0062401 | 697.3826 | 0.00047182 | 697.3826 | 0.00042807 | 930.9056 | 0.073251 | 931.1863 | 0.011729 | 931.1863 | 0.005561 | 930.9056 | -0.007672 | 1029.9802 | 0.039245 | 930.9056 | 0.05615 | 930.9056 | 0.031549 | 1030.155 | 0.00078262 | 930.9056 | 0.1961 | 1035.4344 | 0.0066711 | 1029.9802 | 0.079133 | 1035.4344 | 0.023004 | 1079.0671 | 0.31769 | 1280.1071 | 0.0080051 | 1041.1691 | 0.012491 | 1189.7585 | 0 | 1188.9259 | 0 | 930.906 | 0.0019854 | 931.1863 | 0.0098354 | 930.9056 | 0.048224 | 930.9056 | 0.025539 | 930.9056 | 0.074356 | 926.4864 | 0.010376
| 427.2368 | 0 |  |  | 427.2368 | 0 | 427.2368 | 0 | 696.2452 | 0 | 931.1471 | -0.076308 | 925.7426 | -0.10896 | 696.2452 | 0 | 931.1471 | -0.51076 | 931.1471 | -0.10644 | 931.4282 | 0 | 931.1471 | -0.26477 | 931.1471 | -0.16978 | 931.1471 | -0.30483 | 697.5034 | 0.0010608 | 925.74 | 0.04314 | 931.4282 | -0.037764 | 696.2452 | 0.019747 | 925.74 | 0.0018799 | 931.1471 | -0.031448 | 925.74 | -0.00513 | 931.1471 | -0.022576 | 697.5034 | 0.00094211 | 697.5034 | 0.0009029 | 931.1471 | -0.090919 | 931.4282 | -0.035744 | 931.4282 | -0.030402 | 931.1471 | -0.054842 | 1030.1488 | 0.03775 | 931.1471 | -0.063201 | 931.1471 | -0.014011 | 1030.325 | 0 | 931.1471 | 0.0081417 | 1035.6061 | 0.002879 | 1030.1488 | 0.080445 | 1035.6061 | 0.023061 | 1079.1832 | 0.31643 | 1280.1874 | 0.0079385 | 1041.1824 | 0.01247 | 1189.8279 | 0 | 1188.9952 | 0 | 931.147 | 0.00068118 | 931.4282 | -0.01545 | 931.1471 | -0.034553 | 931.1471 | -0.030497 | 931.1471 | -0.077552 | 926.7272 | 0.0095841
| 427.317 | 0 |  |  | 427.317 | 0 | 427.317 | 0 | 696.3708 | 0.012236 | 931.3885 | -0.0054669 | 925.9837 | 0.11518 | 696.3708 | 0.031595 | 931.3885 | -0.031911 | 931.3886 | 0.033581 | 931.6701 | 0 | 931.3885 | 0.15716 | 931.3886 | 0.050644 | 931.3886 | 0.25696 | 697.6242 | 0.00056789 | 925.98 | 0.032746 | 931.6701 | 0.0051072 | 696.3708 | 0.0041023 | 925.98 | 0.0084033 | 931.3885 | 0.0043963 | 925.98 | -0.018771 | 931.3886 | -0.0037351 | 697.6242 | 0.00047182 | 697.6242 | 0.00049801 | 931.3886 | 0.083189 | 931.6701 | 0.0085212 | 931.6701 | 0.0074095 | 931.3886 | 0.031356 | 1030.3173 | 0.043836 | 931.3885 | 0.068883 | 931.3885 | 0.084586 | 1030.4951 | 0.00078262 | 931.3885 | 0.16101 | 1035.7778 | 0.0053682 | 1030.3173 | 0.077712 | 1035.7778 | 0.022705 | 1079.2988 | 0.31508 | 1280.2677 | 0.0078719 | 1041.1957 | 0.012449 | 1189.8972 | 0 | 1189.0645 | 0 | 931.389 | -1.0145e-05 | 931.6701 | 0.012441 | 931.3886 | 0.052881 | 931.3886 | 0.053031 | 931.3886 | 0.049002 | 926.9679 | 0.0096672
| 427.3972 | 0 |  |  | 427.3972 | 0 | 427.3973 | 0 | 696.4964 | 0 | 931.63 | -0.028371 | 926.2248 | -0.13882 | 696.4964 | 0 | 931.63 | -0.46689 | 931.63 | -0.061573 | 931.912 | 0 | 931.63 | -0.24688 | 931.63 | -0.065172 | 931.63 | -0.22001 | 697.745 | 0.0010654 | 926.22 | -0.038983 | 931.912 | -0.026327 | 696.4964 | 0.017658 | 926.22 | 0.0035108 | 931.63 | -0.011891 | 926.22 | 0.011659 | 931.63 | -0.0082694 | 697.745 | 0.00094478 | 697.745 | 0.00097285 | 931.63 | -0.08098 | 931.912 | -0.018769 | 931.912 | -0.012467 | 931.63 | -0.012113 | 1030.4859 | 0.030862 | 931.63 | -0.065103 | 931.63 | -0.015412 | 1030.6652 | 0 | 931.63 | 0.057564 | 1035.9495 | 0.00053971 | 1030.4859 | 0.080445 | 1035.9495 | 0.02311 | 1079.4148 | 0.31286 | 1280.3479 | 0.0078054 | 1041.209 | 0.012428 | 1189.9667 | 0 | 1189.1337 | 0 | 931.63 | 0.00030459 | 931.912 | -0.0018903 | 931.63 | -0.0084166 | 931.63 | -0.0329 | 931.63 | -0.044102 | 927.2087 | 0.0096887
| 427.4775 | 0 |  |  | 427.4775 | 0 | 427.4775 | 0 | 696.6219 | 0.010128 | 931.8715 | 0.049943 | 926.466 | 0.10481 | 696.6219 | 0.018635 | 931.8715 | 0.056984 | 931.8715 | 0.048091 | 932.1539 | 0 | 931.8715 | 0.19437 | 931.8715 | 0.065588 | 931.8715 | 0.14528 | 697.8658 | 0.00050168 | 926.47 | -0.046258 | 932.1539 | 0.014531 | 696.6219 | 0.038554 | 926.47 | 0.013295 | 931.8715 | 0.00056349 | 926.47 | 0.0064125 | 931.8715 | 0.016387 | 697.8658 | 0.00047448 | 697.8658 | 0.00049801 | 931.8715 | 0.058895 | 932.1539 | 0.010522 | 932.1539 | 0.0061251 | 931.8715 | 0.020737 | 1030.6545 | 0.033798 | 931.8715 | 0.066049 | 931.8715 | 0.040351 | 1030.8353 | 0.0013044 | 931.8715 | 0.13538 | 1036.1212 | 0.0048933 | 1030.6545 | 0.077603 | 1036.1212 | 0.02294 | 1079.5308 | 0.31088 | 1280.4282 | 0.0077388 | 1041.2223 | 0.012408 | 1190.036 | 0 | 1189.203 | 0 | 931.872 | 0.0010467 | 932.1539 | 0.021946 | 931.8715 | 0.050778 | 931.8715 | 0.012145 | 931.8715 | 0.0816 | 927.4494 | 0.010804
| 427.5577 | 0 |  |  | 427.5577 | 0 | 427.5577 | 0 | 696.7475 | 0 | 932.113 | 0.014787 | 926.7071 | -0.17826 | 696.7475 | 0 | 932.113 | -0.30178 | 932.113 | -0.042422 | 932.3958 | 0 | 932.113 | -0.2311 | 932.113 | -0.047323 | 932.113 | -0.26536 | 697.9867 | 0.0010256 | 926.71 | -0.017152 | 932.3958 | -0.018591 | 696.7475 | 0.030718 | 926.71 | -0.011167 | 932.113 | -0.022015 | 926.71 | -0.030314 | 932.113 | 0.0046498 | 697.9867 | 0.00092191 | 697.9867 | 0.00094967 | 932.113 | -0.0347 | 932.3958 | -0.01931 | 932.3958 | -0.0038476 | 932.113 | -0.013117 | 1030.8231 | 0.039992 | 932.113 | -0.072883 | 932.113 | -0.011265 | 1031.0053 | 0 | 932.113 | -0.010275 | 1036.293 | 7.706e-06 | 1030.8231 | 0.080773 | 1036.293 | 0.023025 | 1079.6467 | 0.30938 | 1280.5085 | 0.0076722 | 1041.2355 | 0.012388 | 1190.1054 | 0 | 1189.2722 | 0 | 932.113 | 0.0010882 | 932.3958 | 0.013322 | 932.113 | -0.015323 | 932.113 | -0.048975 | 932.113 | 0.011651 | 927.6902 | 0.009838
| 427.6379 | 0 |  |  | 427.6379 | 0 | 427.6379 | 0 | 696.8731 | 0.0069668 | 932.3545 | 0.0015831 | 926.9482 | 0.12564 | 696.8731 | 0.026437 | 932.3545 | -0.046616 | 932.3545 | 0.029085 | 932.6377 | 0 | 932.3545 | 0.076802 | 932.3545 | 0.17144 | 932.3545 | 0.029473 | 698.1075 | 0.00053101 | 926.95 | 0.045222 | 932.6377 | 0.01806 | 696.8731 | 0.032912 | 926.95 | -0.0084487 | 932.3545 | -0.0040891 | 926.95 | -0.0079281 | 932.3545 | -0.014357 | 698.1075 | 0.00044819 | 698.1075 | 0.00045165 | 932.3545 | 0.064784 | 932.6377 | -6.6066e-05 | 932.6377 | 0.0034314 | 932.3545 | 0.015241 | 1030.9917 | 0.031716 | 932.3545 | 0.065815 | 932.3545 | 0.018691 | 1031.1754 | 0.0013044 | 932.3545 | 0.18264 | 1036.4647 | 0.0024242 | 1030.9917 | 0.078696 | 1036.4647 | 0.022876 | 1079.7627 | 0.30766 | 1280.5889 | 0.0076056 | 1041.2488 | 0.012368 | 1190.1748 | 0 | 1189.3416 | 0 | 932.355 | 0.00021283 | 932.6377 | 0.0036699 | 932.3545 | 0.054533 | 932.3545 | 0.037858 | 932.3545 | 0.077765 | 927.931 | 0.010847
| 427.7182 | 0 |  |  | 427.7182 | 0 | 427.7182 | 0 | 696.9987 | 0 | 932.596 | -0.074631 | 927.1894 | -0.095427 | 696.9987 | 0 | 932.596 | -0.41647 | 932.596 | -0.080095 | 932.8796 | 0 | 932.596 | -0.26288 | 932.596 | -0.12578 | 932.596 | -0.25192 | 698.2283 | 0.0010423 | 927.19 | -0.018192 | 932.8796 | -0.040929 | 696.9987 | 0.015881 | 927.19 | 0.0054135 | 932.596 | -0.0086279 | 927.19 | 0.0015157 | 932.596 | -0.033331 | 698.2283 | 0.0009707 | 698.2283 | 0.00085614 | 932.596 | -0.1119 | 932.8796 | -0.033673 | 932.8796 | -0.015878 | 932.596 | -0.023236 | 1031.1602 | 0.030061 | 932.596 | -0.064445 | 932.596 | -0.00051778 | 1031.3455 | 0 | 932.596 | -0.022093 | 1036.6364 | 0.0012582 | 1031.1602 | 0.082959 | 1036.6364 | 0.022911 | 1079.8788 | 0.30565 | 1280.6692 | 0.007539 | 1041.2621 | 0.012348 | 1190.2441 | 0 | 1189.4109 | 0 | 932.596 | 0.0015396 | 932.8796 | -0.0067894 | 932.596 | -0.005622 | 932.596 | -0.038309 | 932.596 | -0.03558 | 928.1718 | 0.0090297
| 427.7984 | 0 |  |  | 427.7984 | 0 | 427.7984 | 0 | 697.1244 | 0.018558 | 932.8375 | 0.06722 | 927.4305 | -0.032475 | 697.1244 | 0.01379 | 932.8375 | 0.10488 | 932.8375 | 0.040206 | 933.1216 | 0 | 932.8375 | 0.14882 | 932.8375 | 0.15359 | 932.8375 | 0.039607 | 698.3491 | 0.00051593 | 927.43 | 0.053536 | 933.1216 | 0.0025413 | 697.1244 | 0.027479 | 927.43 | -0.011167 | 932.8375 | -0.0003662 | 927.43 | -0.0033811 | 932.8375 | 0.0068489 | 698.3491 | 0.00052975 | 698.3491 | 0.00040489 | 932.8375 | 0.1119 | 933.1216 | 0.012292 | 933.1216 | 0.0085295 | 932.8375 | 0.004179 | 1031.3288 | 0.033531 | 932.8375 | 0.020722 | 932.8375 | 0.057075 | 1031.5156 | 0.0018258 | 932.8375 | 0.18568 | 1036.8081 | 0.0039533 | 1031.3288 | 0.07968 | 1036.8081 | 0.02225 | 1079.9949 | 0.30337 | 1280.7495 | 0.0074776 | 1041.2754 | 0.012329 | 1190.3136 | 0 | 1189.4802 | 0 | 932.838 | 0.0011215 | 933.1216 | 0.0080739 | 932.8375 | 0.044919 | 932.8375 | 0.012171 | 932.8375 | 0.074569 | 928.4126 | 0.0097237
| 427.8786 | 0 |  |  | 427.8786 | 0 | 427.8786 | 0 | 697.25 | 0 | 933.0791 | -0.07724 | 927.6716 | -0.056294 | 697.25 | 0 | 933.0791 | -0.2114 | 933.0791 | -0.087051 | 933.3635 | 0 | 933.0791 | -0.26121 | 933.0791 | -0.013203 | 933.0791 | -0.29475 | 698.47 | 0.0010411 | 927.67 | -0.035864 | 933.3635 | -0.043182 | 697.25 | 0.011807 | 927.67 | 0.011122 | 933.0791 | -0.023731 | 927.67 | -0.021918 | 933.0791 | -0.012632 | 698.47 | 0.00098327 | 698.47 | 0.00094967 | 933.0791 | -0.085398 | 933.3635 | -0.023489 | 933.3635 | -0.020318 | 933.0791 | 0.0070797 | 1031.4974 | 0.032197 | 933.0791 | -0.031787 | 933.0791 | 0.018992 | 1031.6856 | 0 | 933.0791 | -0.017678 | 1036.9798 | 0.001053 | 1031.4974 | 0.08427 | 1036.9798 | 0.022036 | 1080.1108 | 0.3015 | 1280.8298 | 0.007411 | 1041.2886 | 0.012311 | 1190.3831 | 0 | 1189.5494 | 0 | 933.079 | 0.00071994 | 933.3635 | -0.009762 | 933.0791 | -0.036205 | 933.0791 | -0.038008 | 933.0791 | -0.028762 | 928.6534 | 0.0093506
| 427.9589 | 0 |  |  | 427.9589 | 0 | 427.9589 | 0 | 697.3756 | 0.0016977 | 933.3206 | 0.00018432 | 927.9128 | 0.066474 | 697.3756 | 0.042127 | 933.3206 | 0.088812 | 933.3206 | 0.045999 | 933.6055 | 0 | 933.3206 | 0.19377 | 933.3206 | 0.10004 | 933.3206 | 0.12932 | 698.5908 | 0.00053478 | 927.91 | -0.04314 | 933.6055 | 0.011823 | 697.3756 | 0.031972 | 927.91 | -0.00056627 | 933.3206 | -0.010441 | 927.91 | 0.0067623 | 933.3206 | 0.0053269 | 698.5908 | 0.00046153 | 698.5908 | 0.00054478 | 933.3206 | 0.05595 | 933.6055 | 0.0035097 | 933.6055 | -0.0041803 | 933.3206 | 0.02411 | 1031.666 | 0.037109 | 933.3206 | 0.021425 | 933.3206 | 0.030049 | 1031.8557 | 0.0023475 | 933.3206 | 0.13602 | 1037.1515 | 0.0031723 | 1031.666 | 0.081428 | 1037.1515 | 0.021738 | 1080.2272 | 0.29985 | 1280.9102 | 0.0073444 | 1041.3019 | 0.012292 | 1190.4524 | 0 | 1189.6188 | 0 | 933.321 | 0.00015792 | 933.6055 | 0.0074867 | 933.3206 | 0.047923 | 933.3206 | 0.054834 | 933.3206 | 0.061572 | 928.8942 | 0.0098321
| 428.0391 | 0 |  |  | 428.0391 | 0 | 428.0391 | 0 | 697.5013 | 0 | 933.5621 | -0.094576 | 928.154 | -0.11542 | 697.5013 | 0 | 933.5621 | -0.37918 | 933.5621 | -0.11106 | 933.8474 | 0 | 933.5621 | -0.25405 | 933.5621 | -0.091324 | 933.5621 | -0.24856 | 698.7116 | 0.001088 | 928.15 | -0.050418 | 933.8474 | -0.042846 | 697.5013 | 0.034897 | 928.15 | -0.005187 | 933.5621 | -0.066804 | 928.15 | 0.0011659 | 933.5621 | -0.035614 | 698.7116 | 0.00096727 | 698.7116 | 0.00092648 | 933.5621 | -0.090551 | 933.8474 | -0.034019 | 933.8474 | -0.025777 | 933.5621 | -0.092818 | 1031.8346 | 0.028139 | 933.5621 | -0.086537 | 933.5621 | -0.093416 | 1032.0258 | 0 | 933.5621 | -0.0031673 | 1037.3232 | 0.0036944 | 1031.8346 | 0.084489 | 1037.3232 | 0.021574 | 1080.3431 | 0.29817 | 1280.9906 | 0.007283 | 1041.3152 | 0.012274 | 1190.5219 | 0 | 1189.6881 | 0 | 933.562 | 0.00088332 | 933.8474 | -0.023378 | 933.5621 | -0.043567 | 933.5621 | -0.17321 | 933.5621 | -0.056459 | 929.135 | 0.0095289
| 428.1194 | 0 |  |  | 428.1194 | 0 | 428.1194 | 0 | 697.6269 | 0.0083718 | 933.8037 | -0.0020562 | 928.3951 | 0.081542 | 697.6269 | 0.04922 | 933.8037 | -0.20355 | 933.8036 | -0.0023008 | 934.0894 | 0 | 933.8037 | 0.12482 | 933.8036 | 0.07638 | 933.8036 | 0.12512 | 698.8325 | 0.00056328 | 928.4 | 0.037943 | 934.0894 | -0.013573 | 697.6269 | 0.030822 | 928.4 | -0.010895 | 933.8037 | 0.024229 | 928.4 | 0.016555 | 933.8036 | 0.015118 | 698.8325 | 0.00051298 | 698.8325 | 0.0003933 | 933.8036 | 0.096072 | 934.0894 | 0.0037794 | 934.0894 | -0.0018955 | 933.8036 | 0.0018818 | 1032.0032 | 0.043943 | 933.8037 | 0.060436 | 933.8037 | -0.014315 | 1032.1959 | 0.0023475 | 933.8037 | 0.1333 | 1037.495 | 1.0969e-06 | 1032.0032 | 0.079133 | 1037.495 | 0.021183 | 1080.4594 | 0.29692 | 1281.0709 | 0.0072164 | 1041.3285 | 0.012257 | 1190.5913 | 0 | 1189.7575 | 0 | 933.804 | 0.0020158 | 934.0894 | 0.0063857 | 933.8036 | 0.014951 | 933.8036 | 0.15819 | 933.8036 | 0.047511 | 929.3758 | 0.010603
| 428.1996 | 0 |  |  | 428.1996 | 0 | 428.1996 | 0 | 697.7526 | 0 | 934.0452 | -0.061475 | 928.6363 | -0.066153 | 697.7526 | 0 | 934.0452 | -0.54588 | 934.0452 | -0.10443 | 934.3314 | 0 | 934.0452 | -0.29316 | 934.0452 | -0.18763 | 934.0452 | -0.50888 | 698.9533 | 0.0010557 | 928.64 | -0.021311 | 934.3314 | -0.026053 | 697.7526 | 0.0073169 | 928.64 | -0.027203 | 934.0452 | -0.0078825 | 928.64 | -0.027165 | 934.0452 | -0.038557 | 698.9533 | 0.0010027 | 698.9533 | 0.00089131 | 934.0452 | -0.10564 | 934.3314 | -0.0378 | 934.3314 | -0.02031 | 934.0452 | 0.050344 | 1032.1717 | 0.026483 | 934.0452 | -0.040951 | 934.0452 | -0.078455 | 1032.366 | 0 | 934.0452 | 0.03511 | 1037.6667 | 0.0039829 | 1032.1717 | 0.082194 | 1037.6667 | 0.021076 | 1080.5754 | 0.29553 | 1281.1512 | 0.0071549 | 1041.3418 | 0.01224 | 1190.6608 | 0 | 1189.8268 | 0 | 934.045 | 0.000983 | 934.3314 | -0.010202 | 934.0452 | -0.027192 | 934.0452 | -0.03245 | 934.0452 | -0.019162 | 929.6166 | 0.009235
| 428.2799 | 0 |  |  | 428.2799 | 0 | 428.2798 | 0 | 697.8783 | 0 | 934.2867 | -0.061919 | 928.8775 | 0.038134 | 697.8783 | 0.038473 | 934.2867 | 0.14615 | 934.2867 | 0.021636 | 934.5734 | 0 | 934.2867 | 0.15314 | 934.2867 | 0.063512 | 934.2867 | 0.099089 | 699.0741 | 0.00050252 | 928.88 | 0.086801 | 934.5734 | -0.0093225 | 697.8783 | 0.04148 | 928.88 | 0.020906 | 934.2867 | 0.0421 | 928.88 | 0.0050134 | 934.2867 | -0.009284 | 699.0741 | 0.00049049 | 699.0741 | 0.00051001 | 934.2867 | 0.10049 | 934.5734 | 4.9667e-05 | 934.5734 | 0.0032187 | 934.2867 | 0.11218 | 1032.3403 | 0.037856 | 934.2867 | 0.025541 | 934.2867 | -0.053469 | 1032.5361 | 0.0023475 | 934.2867 | 0.13007 | 1037.8384 | 0.00096747 | 1032.3403 | 0.079898 | 1037.8384 | 0.021211 | 1080.6916 | 0.29391 | 1281.2317 | 0.0070883 | 1041.355 | 0.012224 | 1190.7302 | 0 | 1189.8962 | 0 | 934.287 | 0.0015147 | 934.5734 | -0.0046975 | 934.2867 | 0.041764 | 934.2867 | 0.031698 | 934.2867 | 0.053263 | 929.8575 | 0.0094798
| 428.3601 | 0 |  |  | 428.3601 | 0 | 428.3601 | 0 | 698.004 | 0 | 934.5283 | -0.029178 | 929.1187 | -0.15903 | 698.004 | 0 | 934.5283 | -0.68538 | 934.5283 | -0.083438 | 934.8153 | 0 | 934.5283 | -0.22839 | 934.5283 | -0.061436 | 934.5283 | -0.28047 | 699.195 | 0.00095222 | 929.12 | -0.033785 | 934.8153 | -0.017461 | 698.004 | 0.021837 | 929.12 | -0.014429 | 934.5283 | -0.0077888 | 929.12 | 0.0074619 | 934.5283 | -0.0016067 | 699.195 | 0.0010141 | 699.195 | 0.00095366 | 934.5283 | -0.058527 | 934.8153 | -0.026394 | 934.8153 | -0.013533 | 934.5283 | -0.04035 | 1032.5089 | 0.029954 | 934.5283 | -0.051478 | 934.5283 | -0.047526 | 1032.7062 | 0 | 934.5283 | -0.008993 | 1038.0101 | 0.0010344 | 1032.5089 | 0.082959 | 1038.0101 | 0.021154 | 1080.8079 | 0.29226 | 1281.3121 | 0.0070269 | 1041.3683 | 0.012208 | 1190.7997 | 0 | 1189.9656 | 0 | 934.528 | 0.00064795 | 934.8153 | 0.0013075 | 934.5283 | 0.0017181 | 934.5283 | -0.03891 | 934.5283 | -0.041972 | 930.0983 | 0.0078964
| 428.4403 | 0 |  |  | 428.4403 | 0 | 428.4403 | 0 | 698.1297 | 0.0076692 | 934.7699 | -0.0084093 | 929.3598 | 0.018027 | 698.1297 | 0.029446 | 934.7699 | 0.10982 | 934.7699 | 0.041438 | 935.0573 | 0 | 934.7699 | 0.13894 | 934.7699 | 0.079286 | 934.7699 | 0.16039 | 699.3158 | 0.00045557 | 929.36 | 0.015073 | 935.0573 | 0.013042 | 698.1297 | 0.034897 | 929.36 | -0.0084487 | 934.7699 | 0.012735 | 929.36 | -0.010726 | 934.7699 | 0.012734 | 699.3158 | 0.00052861 | 699.3158 | 0.00045525 | 934.7699 | 0.047852 | 935.0573 | 0.012469 | 935.0573 | -0.0010723 | 934.7699 | 0.031606 | 1032.6775 | 0.036415 | 934.7699 | 0.047306 | 934.7699 | 0.043308 | 1032.8763 | 0.0018258 | 934.7699 | 0.13677 | 1038.1818 | 0.0059603 | 1032.6775 | 0.078696 | 1038.1818 | 0.02082 | 1080.9242 | 0.29015 | 1281.3925 | 0.0069654 | 1041.3816 | 0.012193 | 1190.8691 | 0 | 1190.0349 | 0 | 934.77 | 0.00078086 | 935.0573 | 0.0032287 | 934.7699 | 0.026741 | 934.7699 | 0.02599 | 934.7699 | 0.039841 | 930.3392 | 0.010192
| 428.5206 | 0 |  |  | 428.5206 | 0 | 428.5206 | 0 | 698.2554 | 0 | 935.0114 | -0.13398 | 929.601 | -0.097414 | 698.2554 | 0 | 935.0114 | -0.36952 | 935.0114 | -0.070553 | 935.2993 | 0 | 935.0114 | -0.27583 | 935.0114 | -0.16272 | 935.0114 | -0.28047 | 699.4366 | 0.00094761 | 929.6 | 0.0077966 | 935.2993 | -0.04696 | 698.2554 | 0.015672 | 929.6 | -0.0043715 | 935.0114 | -0.057098 | 929.6 | 0.011659 | 935.0114 | -0.035462 | 699.4366 | 0.0010309 | 699.4366 | 0.00079019 | 935.0114 | -0.12257 | 935.2993 | -0.035692 | 935.2993 | -0.032635 | 935.0114 | -0.093318 | 1032.8461 | 0.029367 | 935.0114 | -0.062327 | 935.0114 | -0.06033 | 1033.0464 | 0 | 935.0114 | -0.08361 | 1038.3536 | 0.0039357 | 1032.8461 | 0.082084 | 1038.3536 | 0.02087 | 1081.0404 | 0.28789 | 1281.4729 | 0.006904 | 1041.3949 | 0.012178 | 1190.9386 | 0 | 1190.1044 | 0 | 935.011 | 0.00093593 | 935.2993 | -0.031415 | 935.0114 | -0.05198 | 935.0114 | -0.046421 | 935.0114 | -0.078191 | 930.58 | 0.0085064
| 428.6008 | 0 |  |  | 428.6008 | 0 | 428.6008 | 0 | 698.3811 | 0.0161 | 935.253 | -0.030923 | 929.8422 | 0.064018 | 698.3811 | 0.036969 | 935.253 | 0.18061 | 935.253 | 0.039926 | 935.5413 | 0 | 935.253 | 0.092464 | 935.253 | 0.080116 | 935.253 | 0.23765 | 699.5575 | 0.00049455 | 929.84 | 0.019232 | 935.5414 | 0.0091066 | 698.3811 | 0.01421 | 929.84 | -2.2651e-05 | 935.253 | 0.017263 | 929.84 | -0.011776 | 935.253 | -0.010907 | 699.5575 | 0.00050688 | 699.5575 | 0.00033454 | 935.253 | 0.13951 | 935.5414 | 0.0050277 | 935.5414 | -0.0003887 | 935.253 | 0.059963 | 1033.0147 | 0.031449 | 935.253 | 0.10408 | 935.253 | 0.075217 | 1033.2165 | 0.0013044 | 935.253 | 0.17056 | 1038.5253 | 0.0079288 | 1033.0147 | 0.078259 | 1038.5253 | 0.020379 | 1081.1567 | 0.28614 | 1281.5533 | 0.0068425 | 1041.4082 | 0.012164 | 1191.0081 | 0 | 1190.1737 | 0 | 935.253 | 0.00087224 | 935.5413 | -0.0013187 | 935.253 | 0.047172 | 935.253 | 0.0041685 | 935.253 | 0.03281 | 930.8209 | 0.0096756
| 428.6811 | 0 |  |  | 428.6811 | 0 | 428.6811 | 0 | 698.5069 | 0 | 935.4946 | -0.10247 | 930.0834 | -0.1433 | 698.5069 | 0 | 935.4946 | -0.58824 | 935.4946 | -0.088945 | 935.7834 | 0 | 935.4946 | -0.29941 | 935.4946 | -0.14197 | 935.4946 | -0.16375 | 699.6783 | 0.0010176 | 930.08 | -0.045222 | 935.7834 | -0.032879 | 698.5069 | 0.012956 | 930.08 | -0.017147 | 935.4946 | -0.045811 | 930.08 | -0.00093273 | 935.4946 | -0.039673 | 699.6783 | 0.0010328 | 699.6783 | 0.00080937 | 935.4946 | -0.13988 | 935.7834 | -0.054871 | 935.7834 | -0.022534 | 935.4946 | -0.02461 | 1033.1832 | 0.042341 | 935.4946 | -0.0266 | 935.4946 | -0.025227 | 1033.3866 | 0 | 935.4946 | -0.031825 | 1038.697 | 0.0039379 | 1033.1832 | 0.07968 | 1038.697 | 0.019945 | 1081.2731 | 0.28475 | 1281.6338 | 0.006781 | 1041.4214 | 0.012151 | 1191.0776 | 0 | 1190.2432 | 0 | 935.495 | 0.0014011 | 935.7834 | -0.027781 | 935.4946 | -0.031698 | 935.4946 | -0.057388 | 935.4946 | -0.018662 | 931.0617 | 0.0085443
| 428.7613 | 0 |  |  | 428.7613 | 0 | 428.7613 | 0 | 698.6326 | 0.016451 | 935.7362 | -0.026002 | 930.3246 | 0.11045 | 698.6326 | 0.03439 | 935.7362 | -0.2375 | 935.7362 | 0.040646 | 936.0254 | 0 | 935.7362 | 0.159 | 935.7362 | -0.0077267 | 935.7362 | 0.11756 | 699.7992 | 0.00052473 | 930.32 | 0.025469 | 936.0254 | 0.023683 | 698.6326 | 0.0088474 | 930.32 | 0.01547 | 935.7362 | 0.0093528 | 930.32 | 0.0064125 | 935.7362 | -0.0053776 | 699.7992 | 0.00053394 | 699.7992 | 0.00047483 | 935.7362 | 0.051533 | 936.0254 | 0.0010155 | 936.0254 | 0.0040411 | 935.7362 | -0.09082 | 1033.3518 | 0.032837 | 935.7362 | 0.025142 | 935.7362 | 0.03634 | 1033.5567 | 0.0018258 | 935.7362 | 0.060542 | 1038.8688 | 0.0084756 | 1033.3518 | 0.075089 | 1038.8688 | 0.019525 | 1081.3894 | 0.28327 | 1281.7142 | 0.0067196 | 1041.4347 | 0.012139 | 1191.1471 | 0 | 1190.3125 | 0 | 935.736 | 0.00073656 | 936.0254 | 0.0004459 | 935.7362 | 0.021182 | 935.7362 | 0.037708 | 935.7362 | 0.073504 | 931.3026 | 0.0096985
| 428.8416 | 0 |  |  | 428.8416 | 0 | 428.8416 | 0 | 698.7584 | 0 | 935.9777 | -0.044975 | 930.5659 | -0.11753 | 698.7584 | 0 | 935.9777 | -0.71879 | 935.9777 | -0.087125 | 936.2674 | 0 | 935.9777 | -0.26557 | 935.9777 | -0.11748 | 935.9777 | -0.37956 | 699.92 | 0.001088 | 930.57 | -0.02339 | 936.2674 | -0.033954 | 698.7584 | 0.011807 | 930.57 | -0.014156 | 935.9777 | -0.044845 | 930.57 | -0.013525 | 935.9777 | -0.025975 | 699.92 | 0.0010241 | 699.92 | 0.00098484 | 935.9777 | -0.020817 | 936.2674 | -0.029734 | 936.2674 | -0.011724 | 935.9777 | -0.083324 | 1033.5204 | 0.031235 | 935.9777 | -0.055842 | 935.9777 | -0.028587 | 1033.7268 | 0 | 935.9777 | 0.024892 | 1039.0405 | 0.0035529 | 1033.5204 | 0.079242 | 1039.0405 | 0.019604 | 1081.5059 | 0.28163 | 1281.7947 | 0.0066581 | 1041.448 | 0.012127 | 1191.2166 | 0 | 1190.382 | 0 | 935.978 | 0.003237 | 936.2674 | -0.0080372 | 935.9777 | -0.0077407 | 935.9777 | -0.01953 | 935.9777 | -0.029188 | 931.5435 | 0.0092098
| 428.9219 | 0 |  |  | 428.9219 | 0 | 428.9218 | 0 | 698.8841 | 0 | 936.2193 | 0.022172 | 930.8071 | 0.19873 | 698.8841 | 0.015653 | 936.2193 | 0.11654 | 936.2193 | 0.015766 | 936.5095 | 0 | 936.2193 | 0.15414 | 936.2193 | 0.02903 | 936.2193 | 0.27879 | 700.0409 | 0.0005658 | 930.81 | -0.038983 | 936.5095 | 0.018237 | 698.8841 | 0.032285 | 930.81 | 0.013024 | 936.2193 | 0.010283 | 930.81 | 0.0022152 | 936.2193 | 0.0011261 | 700.0409 | 0.00049507 | 700.0409 | 0.00051001 | 936.2193 | 0.090551 | 936.5095 | 0.012228 | 936.5095 | 0.0035238 | 936.2193 | 0.095817 | 1033.689 | 0.03839 | 936.2193 | 0.046207 | 936.2193 | 0.043612 | 1033.8969 | 0.0018258 | 936.2193 | 0.16388 | 1039.2122 | 0.0061243 | 1033.689 | 0.078477 | 1039.2122 | 0.019212 | 1081.6222 | 0.27968 | 1281.8752 | 0.0065967 | 1041.4613 | 0.012116 | 1191.2861 | 0 | 1190.4513 | 0 | 936.219 | 0.0025973 | 936.5095 | 0.016735 | 936.2193 | 0.059641 | 936.2193 | 0.047773 | 936.2193 | 0.095448 | 931.7844 | 0.010418
| 429.0021 | 0 |  |  | 429.0021 | 0 | 429.0021 | 0 | 699.0099 | 0 | 936.4609 | -0.060481 | 931.0483 | -0.088446 | 699.0099 | 0 | 936.4609 | -0.47435 | 936.4609 | -0.093891 | 936.7515 | 0 | 936.4609 | -0.27298 | 936.4609 | -0.073475 | 936.4609 | -0.35857 | 700.1617 | 0.0010939 | 931.05 | -0.02339 | 936.7515 | -0.021131 | 699.0099 | 0.0055371 | 931.05 | -0.012798 | 936.4609 | -0.01852 | 931.05 | -0.0089774 | 936.4609 | -0.023134 | 700.1617 | 0.00096993 | 700.1617 | 0.0010548 | 936.4609 | -0.065152 | 936.7515 | -0.019983 | 936.7515 | -0.020312 | 936.4609 | -0.013367 | 1033.8576 | 0.051899 | 936.4609 | -0.034253 | 936.4609 | 0.0095722 | 1034.067 | 0 | 936.4609 | -0.022326 | 1039.3839 | 0.0026008 | 1033.8576 | 0.081866 | 1039.3839 | 0.019732 | 1081.7386 | 0.27744 | 1281.9557 | 0.0065352 | 1041.4746 | 0.012105 | 1191.3556 | 0 | 1190.5207 | 0 | 936.461 | 0.0022651 | 936.7515 | -0.024809 | 936.4609 | -0.0081053 | 936.4609 | -0.054083 | 936.4609 | -0.010551 | 932.0253 | 0.0088045
| 429.0824 | 0 |  |  | 429.0824 | 0 | 429.0824 | 0 | 699.1357 | 0.0059129 | 936.7025 | -0.016996 | 931.2895 | 0.090717 | 699.1357 | 0.016399 | 936.7025 | 0.022315 | 936.7025 | 0.0080775 | 936.9936 | 0 | 936.7025 | 0.18117 | 936.7025 | 0.07472 | 936.7025 | 0.086493 | 700.2826 | 0.00053478 | 931.29 | 0.030666 | 936.9935 | -0.004769 | 699.1357 | 0.035838 | 931.29 | -0.022582 | 936.7025 | 0.053618 | 931.29 | 0.00081613 | 936.7025 | -0.00027284 | 700.2826 | 0.00048249 | 700.2826 | 0.00054478 | 936.7025 | 0.0088186 | 936.9935 | 0.013703 | 936.9935 | 0.0046387 | 936.7025 | -0.029107 | 1034.0262 | 0.028726 | 936.7025 | 0.036573 | 936.7025 | 0.066179 | 1034.2371 | 0.0023475 | 936.7025 | 0.099074 | 1039.5557 | 0.0071086 | 1034.0262 | 0.077712 | 1039.5557 | 0.019362 | 1081.8551 | 0.27544 | 1282.0361 | 0.0064789 | 1041.4879 | 0.012096 | 1191.4252 | 0 | 1190.5902 | 0 | 936.703 | 0.0010938 | 936.9936 | 0.0025691 | 936.7025 | 0.048074 | 936.7025 | 0.037407 | 936.7025 | 0.099496 | 932.2662 | 0.010062
| 429.1626 | 0 |  |  | 429.1626 | 0 | 429.1626 | 0 | 699.2615 | 0 | 936.9442 | -0.046851 | 931.5308 | -0.088723 | 699.2615 | 0 | 936.9442 | -0.81277 | 936.9442 | -0.10627 | 937.2356 | 0 | 936.9442 | -0.32646 | 936.9442 | -0.25405 | 936.9442 | -0.38796 | 700.4034 | 0.0010528 | 931.53 | 0.0025989 | 937.2356 | -0.029514 | 699.2615 | 0.014419 | 931.53 | -0.00029446 | 936.9442 | -0.042027 | 931.53 | 0.0039641 | 936.9442 | -0.018568 | 700.4034 | 0.00099928 | 700.4034 | 0.0009029 | 936.9442 | -0.11742 | 937.2356 | -0.041357 | 937.2356 | -0.025855 | 936.9442 | -0.05784 | 1034.1947 | 0.025522 | 936.9442 | -0.075255 | 936.9442 | -0.003759 | 1034.4072 | 0 | 936.9442 | 0.0061974 | 1039.7274 | 0.0006746 | 1034.1947 | 0.081428 | 1039.7274 | 0.019298 | 1081.9716 | 0.27381 | 1282.1167 | 0.0064174 | 1041.5011 | 0.012087 | 1191.4948 | 0 | 1190.6597 | 0 | 936.944 | 0.0013624 | 937.2356 | -0.015671 | 936.9442 | -0.021483 | 936.9442 | -0.025539 | 936.9442 | -0.036858 | 932.5071 | 0.0086625
| 429.2429 | 0 |  |  | 429.2429 | 0 | 429.2429 | 0 | 699.3873 | 0.019261 | 937.1858 | -0.019655 | 931.772 | 0.20657 | 699.3873 | 0.012299 | 937.1858 | 0.14433 | 937.1858 | 0.032917 | 937.4777 | 0 | 937.1858 | 0.17412 | 937.1858 | 0.11333 | 937.1858 | 0.075907 | 700.5243 | 0.00052389 | 931.77 | 0.037943 | 937.4777 | -0.0014862 | 699.3873 | 0.025494 | 931.77 | 0.010578 | 937.1858 | 0.014828 | 931.77 | -0.00058295 | 937.1858 | -0.0055806 | 700.5243 | 0.00052899 | 700.5243 | 0.00035812 | 937.1858 | 0.13362 | 937.4777 | 0.010016 | 937.4777 | 0.0028745 | 937.1858 | -0.027733 | 1034.3633 | 0.041487 | 937.1858 | 0.054688 | 937.1858 | -0.018474 | 1034.5773 | 0.0013044 | 937.1858 | 0.20451 | 1039.8991 | 0.0056322 | 1034.3633 | 0.078805 | 1039.8991 | 0.018942 | 1082.0881 | 0.27238 | 1282.1973 | 0.0063611 | 1041.5144 | 0.012079 | 1191.5643 | 0 | 1190.7291 | 0 | 937.186 | 0.0011491 | 937.4777 | 0.010643 | 937.1858 | 0.048674 | 937.1858 | 0.050477 | 937.1858 | 0.058803 | 932.748 | 0.010141
| 429.3231 | 0 |  |  | 429.3231 | 0 | 429.3231 | 0 | 699.5131 | 0 | 937.4274 | -0.13894 | 932.0133 | -0.0259 | 699.5131 | 0 | 937.4274 | -0.75596 | 937.4274 | -0.1418 | 937.7197 | 0 | 937.4274 | -0.35228 | 937.4274 | -0.19552 | 937.4274 | -0.38544 | 700.6451 | 0.0010654 | 932.01 | -0.015073 | 937.7197 | -0.042259 | 699.5131 | 0.013792 | 932.01 | 0.0010646 | 937.4274 | -0.045759 | 932.01 | -0.009677 | 937.4274 | -0.037694 | 700.6451 | 0.00095278 | 700.6451 | 0.00083296 | 937.4274 | -0.20908 | 937.7197 | -0.045372 | 937.7197 | -0.028594 | 937.4274 | -0.046347 | 1034.5319 | 0.036415 | 937.4274 | -0.11249 | 937.4274 | -0.0035872 | 1034.7474 | 0 | 937.4274 | -0.068883 | 1040.0709 | 0.0021105 | 1034.5319 | 0.082194 | 1040.0709 | 0.019198 | 1082.2046 | 0.27117 | 1282.2777 | 0.0063047 | 1041.5277 | 0.012072 | 1191.6338 | 0 | 1190.7986 | 0 | 937.427 | 0.001642 | 937.7197 | -0.020001 | 937.4274 | -0.03275 | 937.4274 | -0.050027 | 937.4274 | -0.085861 | 932.9889 | 0.0080338
| 429.4034 | 0 |  |  | 429.4034 | 0 | 429.4034 | 0 | 699.639 | 0.017153 | 937.669 | -0.024215 | 932.2545 | 0.10951 | 699.639 | 0.0085722 | 937.669 | 0.049501 | 937.669 | 0.0066388 | 937.9618 | 0 | 937.669 | 0.090623 | 937.669 | 0.012311 | 937.669 | 0.14444 | 700.7659 | 0.00054568 | 932.25 | 0.054577 | 937.9618 | -0.017841 | 699.639 | 0.028419 | 932.25 | 0.0043263 | 937.669 | -0.0052718 | 932.25 | 0.0036143 | 937.669 | 0.00034134 | 700.7659 | 0.00043409 | 700.7659 | 0.00047483 | 937.669 | 0.03865 | 937.9618 | -0.012137 | 937.9618 | -0.0060973 | 937.669 | 0.0063994 | 1034.7005 | 0.033211 | 937.669 | 0.0057235 | 937.669 | 9.0417e-06 | 1034.9175 | 0.0013044 | 937.669 | 0.1423 | 1040.2426 | 0.0057962 | 1034.7005 | 0.077822 | 1040.2426 | 0.018707 | 1082.3212 | 0.27003 | 1282.3583 | 0.0062484 | 1041.541 | 0.012066 | 1191.7034 | 0 | 1190.868 | 0 | 937.669 | 0.0012876 | 937.9618 | -0.0039268 | 937.669 | 0.029445 | 937.669 | 0.013825 | 937.669 | 0.064129 | 933.2299 | 0.0098049
| 429.4837 | 0 |  |  | 429.4837 | 0 | 429.4837 | 0 | 699.7648 | 0 | 937.9107 | -0.068011 | 932.4958 | -0.10528 | 699.7648 | 0 | 937.9107 | -0.67625 | 937.9107 | -0.083473 | 938.2039 | 0 | 937.9107 | -0.34015 | 937.9107 | -0.21669 | 937.9107 | -0.40308 | 700.8868 | 0.0010608 | 932.5 | 0.051458 | 938.2039 | -0.051729 | 699.7648 | 0.025076 | 932.5 | -0.0011099 | 937.9107 | -0.00059 | 932.5 | 0.016206 | 937.9107 | -0.0078128 | 700.8868 | 0.00096879 | 700.8868 | 0.00092648 | 937.9107 | -0.10307 | 938.2039 | -0.026026 | 938.2039 | -0.025 | 937.9107 | -0.050344 | 1034.8691 | 0.03855 | 937.9107 | -0.084728 | 937.9107 | -0.042481 | 1035.0876 | 0 | 937.9107 | -0.10202 | 1040.4144 | 0.0023221 | 1034.8691 | 0.080663 | 1040.4144 | 0.018722 | 1082.4377 | 0.26901 | 1282.4388 | 0.006192 | 1041.5543 | 0.012061 | 1191.773 | 0 | 1190.9375 | 0 | 937.911 | -0.00031013 | 938.2039 | -0.012845 | 937.9107 | 0.016075 | 937.9107 | -0.025239 | 937.9107 | -0.041759 | 933.4708 | 0.008014
| 429.5639 | 0 |  |  | 429.5639 | 0 | 429.5639 | 0 | 699.8907 | 0.015046 | 938.1523 | 0.0062131 | 932.737 | 0.2205 | 699.8907 | 0.025792 | 938.1523 | -0.037292 | 938.1523 | 0.047414 | 938.446 | 0 | 938.1523 | 0.19897 | 938.1523 | 0.053134 | 938.1523 | 0.35185 | 701.0077 | 0.00051509 | 932.74 | 0.044181 | 938.446 | 0.026739 | 699.8907 | 0.04033 | 932.74 | 0.014655 | 938.1523 | 0.025757 | 932.74 | -0.0058295 | 938.1523 | -0.0027183 | 701.0077 | 0.00055642 | 701.0077 | 0.00045165 | 938.1523 | 0.15718 | 938.446 | 0.0071314 | 938.446 | 0.0036115 | 938.1523 | -0.0032158 | 1035.0376 | 0.030061 | 938.1523 | 0.042371 | 938.1523 | -0.037169 | 1035.2578 | 0.0018258 | 938.1523 | 0.20064 | 1040.5861 | 0.0074914 | 1035.0376 | 0.078587 | 1040.5861 | 0.018558 | 1082.5546 | 0.26777 | 1282.5194 | 0.0061357 | 1041.5676 | 0.012057 | 1191.8425 | 0 | 1191.007 | 0 | 938.152 | 0.0011796 | 938.446 | 0.014129 | 938.1523 | 0.019981 | 938.1523 | 0.011968 | 938.1523 | 0.066473 | 933.7117 | 0.0096937
| 429.6442 | 0 |  |  | 429.6442 | 0 | 429.6442 | 0 | 700.0165 | 0 | 938.3939 | -0.01821 | 932.9783 | -0.12613 | 700.0165 | 0 | 938.3939 | -0.7794 | 938.394 | -0.086021 | 938.6881 | 0 | 938.3939 | -0.33751 | 938.394 | -0.10793 | 938.394 | -0.29391 | 701.1285 | 0.0010482 | 932.98 | 0.0025989 | 938.6881 | -0.040427 | 700.0165 | 0.0043505 | 932.98 | -0.010351 | 938.3939 | -0.042315 | 932.98 | 0.0081613 | 938.394 | -0.0043391 | 701.1285 | 0.0010069 | 701.1285 | 0.00088731 | 938.394 | -0.057423 | 938.6881 | -0.026952 | 938.6881 | -0.021961 | 938.394 | 0.046472 | 1035.2062 | 0.028352 | 938.3939 | -0.061916 | 938.3939 | -0.053883 | 1035.4279 | 0 | 938.3939 | -0.010665 | 1040.7578 | 0.0026358 | 1035.2062 | 0.081428 | 1040.7578 | 0.018807 | 1082.671 | 0.26543 | 1282.6 | 0.0060794 | 1041.5808 | 0.012053 | 1191.9121 | 0 | 1191.0765 | 0 | 938.394 | -0.00032397 | 938.6881 | -0.0062389 | 938.394 | -0.01938 | 938.394 | -0.051679 | 938.394 | -0.03771 | 933.9527 | 0.0087687
| 429.7245 | 0 |  |  | 429.7245 | 0 | 429.7245 | 0 |  |  | 938.6356 | 0.043494 | 933.2196 | 0.080531 | 700.1424 | 0.041267 | 938.6356 | 0.28354 | 938.6356 | 0.0081254 | 938.9302 | 0 | 938.6356 | 0.16847 | 938.6356 | 0.10046 | 938.6356 | 0.0039251 | 701.2494 | 0.00054275 | 933.22 | -0.020271 | 938.9302 | 0.0054865 | 700.1424 | 0.034375 | 933.22 | -0.0032843 | 938.6356 | 0.041049 | 933.22 | -0.012125 | 938.6356 | -0.0055298 | 701.2494 | 0.00047105 | 701.2494 | 0.00043606 | 938.6356 | 0.059999 | 938.9302 | 0.00058258 | 938.9302 | 0.0086675 | 938.6356 | 0.034604 | 1035.3748 | 0.040953 | 938.6356 | 0.027796 | 938.6356 | 0.019996 | 1035.598 | 0.0018258 | 938.6356 | 0.15537 | 1040.9296 | 0.0076554 | 1035.3748 | 0.077494 | 1040.9296 | 0.018131 | 1082.7877 | 0.26308 | 1282.6805 | 0.006023 | 1041.5941 | 0.012051 | 1191.9818 | 0 | 1191.146 | 0 | 938.636 | 0.00074763 | 938.9302 | 0.006716 | 938.6356 | 0.044618 | 938.6356 | 0.044919 | 938.6356 | 0.052198 | 934.1936 | 0.0091348
| 429.8048 | 0 |  |  | 429.8048 | 0 | 429.8048 | 0 |  |  | 938.8773 | -0.014954 | 933.4609 | -0.10389 | 700.2683 | 0 | 938.8773 | -0.54094 | 938.8773 | -0.053834 | 939.1723 | 0 | 938.8773 | -0.27158 | 938.8773 | -0.068078 | 938.8773 | -0.14611 | 701.3702 | 0.0010666 | 933.46 | -0.02235 | 939.1723 | -0.026075 | 700.2683 | 0.0043505 | 933.46 | -0.0084487 | 938.8773 | -0.016695 | 933.46 | -0.00023318 | 938.8773 | -0.0021303 | 701.3702 | 0.00094402 | 701.3702 | 0.00084055 | 938.8773 | -0.096072 | 939.1723 | -0.016318 | 939.1723 | -0.013293 | 938.8773 | -0.012617 | 1035.5434 | 0.024134 | 938.8773 | -0.079585 | 938.8773 | -0.045766 | 1035.7681 | 0 | 938.8773 | 0.016932 | 1041.1013 | 0.0024307 | 1035.5434 | 0.080773 | 1041.1013 | 0.018131 | 1082.9045 | 0.26144 | 1282.7611 | 0.0059667 | 1041.6074 | 0.012049 | 1192.0514 | 0 | 1191.2156 | 0 | 938.877 | 0.0023924 | 939.1723 | 0.0077803 | 938.8773 | -0.014125 | 938.8773 | -0.061594 | 938.8773 | -0.045167 | 934.4346 | 0.0078598
| 429.885 | 0 |  |  | 429.885 | 0 | 429.885 | 0 |  |  | 939.1189 | -0.059738 | 933.7021 | 0.041148 | 700.3942 | 0.035679 | 939.1189 | -0.13059 | 939.1189 | -0.0033664 | 939.4144 | 0 | 939.1189 | 0.13592 | 939.1189 | 0.26899 | 939.1189 | 0.41819 | 701.4911 | 0.00053353 | 933.7 | -0.015073 | 939.4144 | -0.018551 | 700.3942 | 0.025494 | 933.7 | -0.022582 | 939.1189 | 0.026798 | 933.7 | -0.016322 | 939.1189 | -0.00039899 | 701.4911 | 0.00049354 | 701.4911 | 0.00040489 | 939.1189 | 0.077668 | 939.4144 | -0.0052142 | 939.4144 | 0.0005147 | 939.1189 | -0.0064316 | 1035.712 | 0.036148 | 939.1189 | 0.072332 | 939.1189 | 0.074742 | 1035.9383 | 0.0018258 | 939.1189 | 0.15982 | 1041.2731 | 0.00292 | 1035.712 | 0.077384 | 1041.2731 | 0.018017 | 1083.021 | 0.25966 | 1282.8417 | 0.0059155 | 1041.6207 | 0.012048 | 1192.121 | 0 | 1191.285 | 0 | 939.119 | 0.0016199 | 939.4144 | 0.004147 | 939.1189 | 0.020732 | 939.1189 | 0.053031 | 939.1189 | 0.069242 | 934.6756 | 0.0089117
| 429.9653 | 0 |  |  | 429.9653 | 0 | 429.9653 | 0 |  |  | 939.3606 | -0.03171 | 933.9434 | -0.11762 | 700.5201 | 0 | 939.3606 | -0.55115 | 939.3606 | -0.059236 | 939.6566 | 0 | 939.3606 | -0.34359 | 939.3606 | -0.15816 | 939.3606 | -0.40392 | 701.6119 | 0.0010771 | 933.94 | -0.0036384 | 939.6565 | -0.024574 | 700.5201 | 0.024867 | 933.94 | 0.010034 | 939.3606 | -0.019213 | 933.94 | -0.0061794 | 939.3606 | -0.013596 | 701.6119 | 0.00094935 | 701.6119 | 0.00083296 | 939.3606 | -0.045275 | 939.6565 | -0.018425 | 939.6565 | -0.015169 | 939.3606 | 0.00062897 | 1035.8806 | 0.030862 | 939.3606 | -0.10462 | 939.3606 | -0.060299 | 1036.1084 | 0 | 939.3606 | 0.0059474 | 1041.4448 | 0.00083036 | 1035.8806 | 0.081538 | 1041.4448 | 0.018238 | 1083.1377 | 0.25813 | 1282.9222 | 0.0058591 | 1041.634 | 0.012048 | 1192.1906 | 0 | 1191.3546 | 0 | 939.361 | 0.00072271 | 939.6566 | -0.0025711 | 939.3606 | -0.030647 | 939.3606 | -0.028694 | 939.3606 | -0.036219 | 934.9166 | 0.0076216
| 430.0456 | 0 |  |  | 430.0456 | 0 | 430.0456 | 0 |  |  | 939.6023 | -0.04059 | 934.1847 | 0.15725 | 700.646 | 0.04879 | 939.6023 | 0.027438 | 939.6023 | -0.046745 | 939.8987 | 0 | 939.6023 | 0.18961 | 939.6023 | 0.17269 | 939.6023 | 0.10161 | 701.7328 | 0.00055323 | 934.18 | 0.029627 | 939.8987 | 0.0083251 | 700.646 | 0.028419 | 934.18 | -0.0049152 | 939.6023 | 0.04208 | 934.18 | 0.0088609 | 939.6023 | 0.013343 | 701.7328 | 0.00046572 | 701.7328 | 0.00042807 | 939.6023 | 0.083925 | 939.8987 | -0.0029134 | 939.8987 | -0.007556 | 939.6023 | 0.026859 | 1036.0491 | 0.036521 | 939.6023 | 0.062888 | 939.6023 | 0.013046 | 1036.2785 | 0.00078262 | 939.6023 | 0.066166 | 1041.6166 | 0.0041584 | 1036.0491 | 0.07804 | 1041.6166 | 0.017747 | 1083.2544 | 0.25672 | 1283.0029 | 0.0058079 | 1041.6473 | 0.012049 | 1192.2603 | 0 | 1191.4241 | 0 | 939.602 | 0.0013956 | 939.8987 | -0.001097 | 939.6023 | 0.031999 | 939.6023 | -0.00085563 | 939.6023 | 0.056672 | 935.1575 | 0.0091172
| 430.1259 | 0 |  |  | 430.1259 | 0 | 430.1259 | 0 |  |  | 939.8439 | -0.16223 | 934.426 | -0.1246 | 700.7719 | 0 | 939.8439 | -0.78329 | 939.8439 | -0.084635 | 940.1408 | 0 | 939.8439 | -0.32651 | 939.8439 | -0.19718 | 939.8439 | -0.14108 | 701.8537 | 0.0011173 | 934.43 | 0.053536 | 940.1408 | -0.062256 | 700.7719 | 0.0099864 | 934.43 | -0.017418 | 939.8439 | -0.035457 | 934.43 | -0.00023318 | 939.8439 | -0.031302 | 701.8537 | 0.00090057 | 701.8537 | 0.00073943 | 939.8439 | -0.19509 | 940.1408 | -0.044758 | 940.1408 | -0.038565 | 939.8439 | 0.05734 | 1036.2177 | 0.033585 | 939.8439 | -0.098857 | 939.8439 | -0.026192 | 1036.4487 | 0 | 939.8439 | -0.039683 | 1041.7883 | 0.0019317 | 1036.2177 | 0.080117 | 1041.7883 | 0.018167 | 1083.3712 | 0.25519 | 1283.0835 | 0.0057567 | 1041.6606 | 0.012051 | 1192.3298 | 0 | 1191.4936 | 0 | 939.844 | -0.00020704 | 940.1408 | -0.043709 | 939.8439 | -0.060242 | 939.8439 | -0.057388 | 939.8439 | -0.054542 | 935.3985 | 0.0086085
| 430.2061 | 0 |  |  | 430.2061 | 0 | 430.2061 | 0 |  |  | 940.0856 | -0.026631 | 934.6673 | 0.058583 | 700.8979 | 0.023428 | 940.0856 | 0.15936 | 940.0856 | 0.024775 | 940.383 | 0 | 940.0856 | 0.16591 | 940.0856 | 0.11291 | 940.0856 | 0.16207 | 701.9745 | 0.00056496 | 934.67 | -0.0088362 | 940.383 | -0.0004461 | 700.8979 | 0.016822 | 934.67 | -0.0087205 | 940.0856 | -0.0068766 | 934.67 | 0.014458 | 940.0856 | -0.00019506 | 701.9745 | 0.00043828 | 701.9745 | 0.00031136 | 940.0856 | 0.11889 | 940.383 | 0.015691 | 940.383 | 0.0057887 | 940.0856 | 0.0044613 | 1036.3863 | 0.028619 | 940.0856 | 0.037886 | 940.0856 | 0.0014965 | 1036.6188 | 0.00078262 | 940.0856 | 0.16003 | 1041.9601 | 0.0044688 | 1036.3863 | 0.07487 | 1041.9601 | 0.017882 | 1083.488 | 0.25371 | 1283.1642 | 0.0057055 | 1041.6738 | 0.012054 | 1192.3995 | 0 | 1191.5632 | 0 | 940.086 | 0.00062026 | 940.383 | 0.0086244 | 940.0856 | 0.049876 | 940.0856 | 0.04597 | 940.0856 | 0.057311 | 935.6395 | 0.010059
| 430.2864 | 0 |  |  | 430.2864 | 0 | 430.2864 | 0 |  |  | 940.3273 | -0.043595 | 934.9086 | -0.083954 | 701.0239 | 0 | 940.3273 | -0.45665 | 940.3273 | -0.09516 | 940.6251 | 0 | 940.3273 | -0.34185 | 940.3273 | -0.27978 | 940.3273 | -0.39804 | 702.0954 | 0.0010939 | 934.91 | -0.0025989 | 940.6251 | -0.046691 | 701.0239 | 0.0073169 | 934.91 | 0.0024236 | 940.3273 | -0.011519 | 934.91 | 0.0095605 | 940.3273 | -0.026432 | 702.0954 | 0.00092915 | 702.0954 | 0.00057595 | 940.3273 | -0.087238 | 940.6251 | -0.020352 | 940.6251 | -0.020406 | 940.3273 | -0.012617 | 1036.5549 | 0.030595 | 940.3273 | -0.043557 | 940.3273 | 0.0059144 | 1036.7889 | 0 | 940.3273 | 0.015066 | 1042.1318 | 0.0024308 | 1036.5549 | 0.076401 | 1042.1318 | 0.017754 | 1083.6049 | 0.25207 | 1283.2449 | 0.0056543 | 1041.6871 | 0.012058 | 1192.4692 | 0 | 1191.6328 | 0 | 940.327 | 0.00034613 | 940.6251 | 0.0022829 | 940.3273 | -0.036055 | 940.3273 | -0.19109 | 940.3273 | -0.059655 | 935.8805 | 0.00845
| 430.3667 | 0 |  |  | 430.3667 | 0 | 430.3667 | 0 |  |  | 940.569 | 0.089567 | 935.15 | 0.15325 | 701.1498 | 0.042772 | 940.569 | 0.23341 | 940.569 | 0.068913 | 940.8673 | 0 | 940.569 | 0.2155 | 940.569 | 0.11748 | 940.569 | -0.093211 | 702.2163 | 0.00053101 | 935.15 | 0.019232 | 940.8673 | 0.065867 | 701.1498 | 0 | 935.15 | -0.0013816 | 940.569 | 0.020139 | 935.15 | 0.021103 | 940.569 | 0.040992 | 702.2163 | 0.0004943 | 702.2163 | 0.0002646 | 940.569 | 0.064416 | 940.8673 | 0.028771 | 940.8673 | 0.01288 | 940.569 | 0.019988 | 1036.7235 | 0.034279 | 940.569 | 0.047216 | 940.569 | 0.042518 | 1036.959 | 0.0023475 | 940.569 | 0.17936 | 1042.3036 | 0.003803 | 1036.7235 | 0.07334 | 1042.3036 | 0.017527 | 1083.7217 | 0.25061 | 1283.3254 | 0.0056031 | 1041.7004 | 0.012062 | 1192.5388 | 0 | 1191.7024 | 0 | 940.569 | 0.0013956 | 940.8673 | 0.039892 | 940.569 | 0.092842 | 940.569 | 0.19049 | 940.569 | 0.11888 | 936.1215 | 0.010144
| 430.447 | 0 |  |  | 430.447 | 0 | 430.447 | 0 |  |  | 940.8107 | -0.093301 | 935.3913 | -0.1948 | 701.2758 | 0 | 940.8107 | -0.61439 | 940.8107 | -0.12042 | 941.1095 | 0 | 940.8107 | -0.39431 | 940.8107 | -0.18888 | 940.8107 | -0.15199 | 702.3371 | 0.0010323 | 935.39 | 0.033785 | 941.1094 | -0.060139 | 701.2758 | 0.021001 | 935.39 | -0.021767 | 940.8107 | -0.04258 | 935.39 | -0.0054798 | 940.8107 | -0.041144 | 702.3371 | 0.0010126 | 702.3371 | 0.00066948 | 940.8107 | -0.13141 | 941.1094 | -0.054088 | 941.1094 | -0.025765 | 940.8107 | -0.061837 | 1036.892 | 0.037002 | 940.8107 | -0.10777 | 940.8107 | -0.06459 | 1037.1292 | 0 | 940.8107 | -0.10921 | 1042.4753 | 0.0028311 | 1036.892 | 0.077166 | 1042.4753 | 0.017918 | 1083.8386 | 0.24932 | 1283.4061 | 0.0055518 | 1041.7137 | 0.012068 | 1192.6085 | 0 | 1191.7719 | 0 | 940.811 | 0.0019106 | 941.1095 | -0.024185 | 940.8107 | -0.046271 | 940.8107 | -0.0053397 | 940.8107 | -0.013546 | 936.3626 | 0.0087295
| 430.5273 | 0 |  |  | 430.5273 | 0 | 430.5273 | 0 |  |  | 941.0524 | -0.030201 | 935.6326 | -0.064291 | 701.4018 | 0.026437 | 941.0524 | 0.1696 | 941.0524 | 0.017034 | 941.3516 | 0 | 941.0524 | 0.17644 | 941.0524 | 0.10917 | 941.0524 | 0.12344 | 702.458 | 0.00050922 | 935.63 | -0.032746 | 941.3516 | 0.00035267 | 701.4018 | 0.01421 | 935.63 | -0.021767 | 941.0524 | 0.0079273 | 935.63 | -0.0016322 | 941.0524 | -0.0099943 | 702.458 | 0.00052632 | 702.458 | 0.00040489 | 941.0524 | 0.08687 | 941.3516 | -0.0019984 | 941.3516 | -0.0043943 | 941.0524 | -0.011685 | 1037.0606 | 0.030808 | 941.0524 | 0.048089 | 941.0524 | -0.038652 | 1037.2993 | 0.0013044 | 941.0524 | 0.24054 | 1042.6471 | 0.0042187 | 1037.0606 | 0.074652 | 1042.6471 | 0.017704 | 1083.9556 | 0.24794 | 1283.4868 | 0.0055006 | 1041.7271 | 0.012074 | 1192.6782 | 0 | 1191.8416 | 0 | 941.052 | 0.0012876 | 941.3516 | 0.008918 | 941.0524 | 0.054684 | 941.0524 | 0.024187 | 941.0524 | 0.057098 | 936.6036 | 0.010027
| 430.6076 | 0 |  |  | 430.6076 | 0 | 430.6076 | 0 |  |  | 941.2941 | -0.091706 | 935.8739 | 0.036192 | 701.5278 | 0 | 941.2941 | -0.76694 | 941.2941 | -0.11325 | 941.5938 | 0 | 941.2941 | -0.35349 | 941.2941 | -0.17393 | 941.2941 | -0.37033 | 702.5789 | 0.00096521 | 935.87 | -0.028587 | 941.5938 | -0.061562 | 701.5278 | 0.0055371 | 935.87 | 0.008947 | 941.2941 | -0.060642 | 935.87 | 0.016555 | 941.2941 | -0.033483 | 702.5789 | 0.0010088 | 702.5789 | 0.00076301 | 941.2941 | -0.12368 | 941.5938 | -0.043201 | 941.5938 | -0.028937 | 941.2941 | 0.029857 | 1037.2292 | 0.042502 | 941.2941 | -0.13012 | 941.2941 | -0.070358 | 1037.4695 | 0 | 941.2941 | -0.025804 | 1042.8189 | 0.003294 | 1037.2292 | 0.077822 | 1042.8189 | 0.017313 | 1084.0725 | 0.24657 | 1283.5675 | 0.0054545 | 1041.7404 | 0.012081 | 1192.7479 | 0 | 1191.9111 | 0 | 941.294 | 0.0026084 | 941.5938 | -0.017909 | 941.2941 | -0.040111 | 941.2941 | -0.08473 | 941.2941 | -0.012384 | 936.8446 | 0.0083348
| 430.6879 | 0 |  |  | 430.6879 | 0 | 430.6878 | 0 |  |  | 941.5359 | 0.026948 | 936.1153 | 0.12266 | 701.6538 | 0.010808 | 941.5359 | 0.40464 | 941.5359 | 0.046898 | 941.836 | 0 | 941.5359 | 0.1111 | 941.5359 | -0.085928 | 941.5359 | 0.00055859 | 702.6997 | 0.0004694 | 936.12 | -0.017152 | 941.836 | 0.012479 | 701.6538 | 0.024867 | 936.12 | -0.010623 | 941.5359 | -0.012102 | 936.12 | 0.0085112 | 941.5359 | 0.0032201 | 702.6997 | 0.00049087 | 702.6997 | 0.00035812 | 941.5359 | 0.061472 | 941.836 | 0.032637 | 941.836 | 0.0026792 | 941.5359 | 0.1283 | 1037.3978 | 0.034012 | 941.5359 | 0.084882 | 941.5359 | 0.072057 | 1037.6396 | 0.0023475 | 941.5359 | 0.16181 | 1042.9906 | 0.0040684 | 1037.3978 | 0.075089 | 1042.9906 | 0.017434 | 1084.1895 | 0.2451 | 1283.6482 | 0.0054033 | 1041.7537 | 0.012089 | 1192.8176 | 0 | 1191.9807 | 0 | 941.536 | 0.0017611 | 941.836 | 0.016772 | 941.5359 | 0.068505 | 941.5359 | 0.018779 | 941.5359 | 0.11505 | 937.0856 | 0.009321
| 430.7681 | 0 |  |  | 430.7681 | 0 | 430.7681 | 0 |  |  | 941.7776 | -0.1787 | 936.3566 | -0.11097 | 701.7798 | 0 | 941.7776 | -1.2353 | 941.7776 | -0.14782 | 942.0782 | 0 | 941.7776 | -0.37012 | 941.7776 | -0.19676 | 941.7776 | -0.25192 | 702.8206 | 0.00099706 | 936.36 | -0.036903 | 942.0782 | -0.046394 | 701.7798 | 0.02424 | 936.36 | -0.0040998 | 941.7776 | -0.029414 | 936.36 | -0.0093273 | 941.7776 | -0.054284 | 702.8206 | 0.00098937 | 702.8206 | 0.00078619 | 941.7776 | -0.10307 | 942.0782 | -0.051658 | 942.0782 | -0.037008 | 941.7776 | -0.009744 | 1037.5664 | 0.02958 | 941.7776 | -0.11259 | 941.7776 | -0.00050559 | 1037.8097 | 0 | 941.7776 | -0.074108 | 1043.1624 | 0.0081475 | 1037.5664 | 0.07804 | 1043.1624 | 0.017043 | 1084.3064 | 0.24318 | 1283.7289 | 0.0053572 | 1041.767 | 0.012098 | 1192.8873 | 0 | 1192.0503 | 0 | 941.778 | 0.0016669 | 942.0782 | -0.066609 | 941.7776 | -0.042966 | 941.7776 | -0.038609 | 941.7776 | -0.063916 | 937.3267 | 0.0076497
| 430.8484 | 0 |  |  | 430.8484 | 0 | 430.8484 | 0 |  |  | 942.0193 | -0.050625 | 936.598 | 0.16731 | 701.9058 | 0.030951 | 942.0193 | 0.050486 | 942.0193 | 0.057777 | 942.3204 | 0 | 942.0193 | 0.14667 | 942.0193 | -0.0093411 | 942.0193 | 0.060854 | 702.9415 | 0.00065381 | 936.6 | 0.045222 | 942.3204 | -0.0091037 | 701.9058 | 0.011807 | 936.6 | -0.023398 | 942.0193 | -0.0080423 | 936.6 | 0.00046636 | 942.0193 | -0.0059357 | 702.9415 | 0.00060063 | 702.9415 | 0.00052559 | 942.0193 | -0.008675 | 942.3204 | 0.00353 | 942.3204 | -0.009092 | 942.0193 | 0.021612 | 1037.7349 | 0.051739 | 942.0193 | 0.061791 | 942.0193 | 0.082358 | 1037.9799 | 0.0013044 | 942.0193 | 0.13663 | 1043.3341 | 0.0066165 | 1037.7349 | 0.078368 | 1043.3341 | 0.016431 | 1084.4235 | 0.24126 | 1283.8096 | 0.0053111 | 1041.7802 | 0.012108 | 1192.957 | 0 | 1192.1199 | 0 | 942.019 | 0.0014122 | 942.3204 | -0.017909 | 942.0193 | 0.033802 | 942.0193 | 0.015323 | 942.0193 | 0.10141 | 937.5677 | 0.0098211
| 430.9287 | 0 |  |  | 430.9287 | 0 | 430.9287 | 0 |  |  | 942.2611 | -0.05462 | 936.8393 | 0.10877 | 702.0318 | 0 | 942.2611 | 0.098826 | 942.2611 | 0.019294 | 942.5626 | 0 | 942.2611 | 0.11378 | 942.2611 | -0.053964 | 942.2611 | 0.10413 | 703.0624 | 0.00081098 | 936.84 | -0.032746 | 942.5626 | 0.01839 | 702.0318 | 0.018284 | 936.84 | -0.0019253 | 942.2611 | 0.018405 | 936.84 | -0.0016322 | 942.2611 | 0.0034028 | 703.0624 | 0.00072068 | 703.0624 | 0.00065789 | 942.2611 | 0.043803 | 942.5626 | -0.00080268 | 942.5626 | -0.007995 | 942.2611 | -0.034479 | 1037.9035 | 0.045598 | 942.2611 | 0.025485 | 942.2611 | 0.052343 | 1038.15 | 0 | 942.2611 | 0.17494 | 1043.5059 | 0.0077101 | 1037.9035 | 0.079789 | 1043.5059 | 0.015812 | 1084.5404 | 0.23978 | 1283.8904 | 0.005265 | 1041.7935 | 0.012118 | 1193.0267 | 0 | 1192.1896 | 0 | 942.261 | -0.00037659 | 942.5626 | -0.0019951 | 942.2611 | 0.045069 | 942.2611 | 0.041614 | 942.2611 | 0.078404 | 937.8088 | 0.0091093
| 431.009 | 0 |  |  | 431.009 | 0 | 431.009 | 0 |  |  | 942.5028 | -0.084492 | 937.0807 | -0.16591 | 702.1579 | 0.011181 | 942.5028 | -0.51214 | 942.5028 | -0.10952 | 942.8048 | 0 | 942.5028 | -0.35098 | 942.5028 | -0.04081 | 942.5028 | -0.35941 | 703.1832 | 0.00038139 | 937.08 | 0.006757 | 942.8048 | -0.079553 | 702.1579 | 0.016299 | 937.08 | -0.00083807 | 942.5028 | -0.03688 | 937.08 | -0.012475 | 942.5028 | -0.031556 | 703.1832 | 0.00030413 | 703.1832 | 0.00029177 | 942.5028 | -0.15975 | 942.8048 | -0.045969 | 942.8048 | -0.013695 | 942.5028 | -0.10631 | 1038.0721 | 0.035187 | 942.5028 | -0.13982 | 942.5028 | -0.054386 | 1038.3202 | 0.00026087 | 942.5028 | -0.10863 | 1043.6777 | 0.0010399 | 1038.0721 | 0.079352 | 1043.6777 | 0.016104 | 1084.6575 | 0.23844 | 1283.9711 | 0.0052189 | 1041.8068 | 0.012129 | 1193.0964 | 0 | 1192.2592 | 0 | 942.503 | 0.0024644 | 942.8048 | -0.024625 | 942.5028 | -0.069106 | 942.5028 | -0.015173 | 942.5028 | -0.05092 | 938.0499 | 0.0086855
| 431.0893 | 0 |  |  | 431.0893 | 0 | 431.0893 | 0 |  |  | 942.7445 | -0.021317 | 937.3221 | 0.10232 | 702.284 | 0 | 942.7445 | 0.35621 | 942.7446 | 0.051681 | 943.047 | 0 | 942.7445 | 0.17657 | 942.7446 | 0.14736 | 942.7446 | 0.14779 | 703.3041 | 0.00034367 | 937.32 | 0.0077966 | 943.047 | 0.041637 | 702.284 | 0.019434 | 937.32 | 0.0024236 | 942.7445 | 0.021992 | 937.32 | 0.0011659 | 942.7446 | -0.016437 | 703.3041 | 0.00029384 | 703.3041 | 0.00033854 | 942.7446 | 0.089447 | 943.047 | 0.0072942 | 943.047 | 0.0039411 | 942.7446 | 0.015865 | 1038.2407 | 0.040846 | 942.7445 | 0.050494 | 942.7445 | 0.022999 | 1038.4903 | 0 | 942.7445 | 0.2241 | 1043.8494 | 0.0034586 | 1038.2407 | 0.077166 | 1043.8494 | 0.015855 | 1084.7748 | 0.23699 | 1284.0519 | 0.0051728 | 1041.8201 | 0.012141 | 1193.1663 | 0 | 1192.3289 | 0 | 942.745 | 0.0013264 | 943.047 | 0.0053948 | 942.7446 | 0.062496 | 942.7446 | 0.043717 | 942.7446 | 0.10184 | 938.2909 | 0.0087704
| 431.1696 | 0 |  |  | 431.1696 | 0 | 431.1696 | 0 |  |  | 942.9863 | -0.024656 | 937.5634 | -0.15444 | 702.41 | 0.020498 | 942.9863 | -0.31402 | 942.9863 | -0.075133 | 943.2893 | 0 | 942.9863 | -0.28603 | 942.9863 | -0.059361 | 942.9863 | -0.56011 | 703.425 | 0.00031391 | 937.56 | 0.015073 | 943.2893 | -0.042727 | 702.41 | 0.0023231 | 937.56 | -0.016603 | 942.9863 | -0.012063 | 937.56 | -0.010027 | 942.9863 | -0.027903 | 703.425 | 0.00029193 | 703.425 | 0.00033094 | 942.9863 | -0.10859 | 943.2893 | -0.025932 | 943.2893 | -0.0057846 | 942.9863 | -0.023985 | 1038.4093 | 0.025362 | 942.9863 | -0.074376 | 942.9863 | 0.0075737 | 1038.6605 | 0.00026087 | 942.9863 | 0.00055928 | 1044.0212 | 0.0010695 | 1038.4093 | 0.078149 | 1044.0212 | 0.015955 | 1084.8917 | 0.23582 | 1284.1326 | 0.0051267 | 1041.8334 | 0.012154 | 1193.236 | 0 | 1192.3984 | 0 | 942.986 | 0.0005455 | 943.2893 | -0.0083675 | 942.9863 | -0.023887 | 942.9863 | -0.012391 | 942.9863 | -0.02301 | 938.532 | 0.0083952
| 431.2499 | 0 |  |  | 431.2499 | 0 | 431.2499 | 0 |  |  | 943.2281 | 0.0034912 | 937.8048 | 0.19424 | 702.5361 | 0 | 943.2281 | -0.31954 | 943.2281 | 0.053276 | 943.5315 | 0 | 943.2281 | 0.16236 | 943.2281 | 0.015413 | 943.2281 | 0.38628 | 703.5459 | 0.00031685 | 937.8 | 0.010915 | 943.5315 | 0.0093087 | 702.5361 | 0.0037574 | 937.8 | 0.010034 | 943.2281 | 0.005234 | 937.8 | 0.017256 | 943.2281 | 0.026381 | 703.5459 | 0.00033195 | 703.5459 | 0.00040489 | 943.2281 | 0.057423 | 943.5315 | 0.010347 | 943.5315 | 0.007532 | 943.2281 | 0.054966 | 1038.5778 | 0.046293 | 943.2281 | 0.072177 | 943.2281 | 0.029529 | 1038.8306 | 0.00017392 | 943.2281 | 0.044965 | 1044.193 | 0.0022684 | 1038.5778 | 0.075198 | 1044.193 | 0.015948 | 1085.0089 | 0.23451 | 1284.2134 | 0.0050807 | 1041.8467 | 0.012167 | 1193.3057 | 0 | 1192.4681 | 0 | 943.228 | 0.0014648 | 943.5315 | 0.0090648 | 943.2281 | 0.058139 | 943.2281 | 0.080223 | 943.2281 | 0.036645 | 938.7731 | 0.0099
| 431.3302 | 0 |  |  | 431.3302 | 0 | 431.3302 | 0 |  |  | 943.4698 | -0.061963 | 938.0462 | -0.091891 | 702.6622 | 0.036539 | 943.4698 | -1.0072 | 943.4698 | -0.092448 | 943.7737 | 0 | 943.4698 | -0.39076 | 943.4698 | -0.14155 | 943.4698 | -0.52064 | 703.6667 | 0.00035792 | 938.05 | 0.041062 | 943.7737 | -0.034155 | 702.6622 | 0 | 938.05 | -0.0019253 | 943.4698 | -0.039786 | 938.05 | 0.012009 | 943.4698 | 0.006646 | 703.6667 | 0.00038226 | 703.6667 | 0.00028818 | 943.4698 | -0.054846 | 943.7737 | -0.034157 | 943.7737 | -0.020827 | 943.4698 | 0.0042016 | 1038.7464 | 0.037376 | 943.4698 | -0.086709 | 943.4698 | -0.067417 | 1039.0008 | 0.00026087 | 943.4698 | -0.042193 | 1044.3647 | 0.00048264 | 1038.7464 | 0.078259 | 1044.3647 | 0.016211 | 1085.126 | 0.23238 | 1284.2942 | 0.0050397 | 1041.86 | 0.01218 | 1193.3755 | 0 | 1192.5378 | 0 | 943.47 | 0.0026804 | 943.7737 | -0.013248 | 943.4698 | -0.02629 | 943.4698 | -0.011838 | 943.4698 | -0.035154 | 939.0142 | 0.0081981
| 431.4105 | 0 |  |  | 431.4105 | 0 | 431.4105 | 0 |  |  | 943.7116 | -0.049442 | 938.2876 | 0.092298 | 702.7883 | 0 | 943.7116 | -0.21937 | 943.7116 | 0.039634 | 944.016 | 0 | 943.7116 | 0.23491 | 943.7116 | 0.10917 | 943.7116 | 0.040159 | 703.7876 | 0.00038433 | 938.29 | -0.0098758 | 944.016 | 0.0081526 | 702.7883 | 0.0010877 | 938.29 | 0.0013364 | 943.7116 | -0.03309 | 938.29 | -0.012825 | 943.7116 | 0.0068996 | 703.7876 | 0.0003693 | 703.7876 | 0.00022982 | 943.7116 | 0.11374 | 944.016 | 0.013313 | 944.016 | -0.0031612 | 943.7116 | 0.036977 | 1038.915 | 0.055263 | 943.7116 | 0.050172 | 943.7116 | -0.0096921 | 1039.1709 | 0.00017392 | 943.7116 | 0.15064 | 1044.5365 | 0.0055775 | 1038.915 | 0.076729 | 1044.5365 | 0.015834 | 1085.2432 | 0.23042 | 1284.3749 | 0.0049936 | 1041.8733 | 0.012195 | 1193.4453 | 0 | 1192.6074 | 0 | 943.712 | 0.0021404 | 944.016 | 0.010973 | 943.7116 | 0.040562 | 943.7116 | -0.0064973 | 943.7116 | 0.089909 | 939.2553 | 0.010196
| 431.4908 | 0 |  |  | 431.4908 | 0 | 431.4908 | 0 |  |  | 943.9534 | -0.05737 | 938.529 | -0.1289 | 702.9144 | 0.0067085 | 943.9534 | -0.48277 | 943.9534 | -0.14348 | 944.2582 | 0 | 943.9534 | -0.38084 | 943.9534 | -0.12661 | 943.9534 | -0.61301 | 703.9085 | 0.00037301 | 938.53 | 0.00051979 | 944.2582 | -0.046545 | 702.9144 | 0.0035093 | 938.53 | 0.0094906 | 943.9534 | -0.028657 | 938.53 | -0.0058295 | 943.9534 | -0.014104 | 703.9085 | 0.00034148 | 703.9085 | 0.00019865 | 943.9534 | -0.12626 | 944.2582 | -0.048872 | 944.2582 | -0.02202 | 943.9534 | -0.029982 | 1039.0836 | 0.030328 | 943.9534 | -0.13447 | 943.9534 | -0.051084 | 1039.3411 | 0 | 943.9534 | -0.091805 | 1044.7083 | 0.0019755 | 1039.0836 | 0.080226 | 1044.7083 | 0.015919 | 1085.3605 | 0.22894 | 1284.4557 | 0.0049526 | 1041.8866 | 0.012209 | 1193.515 | 0 | 1192.6771 | 0 | 943.953 | 0.00079748 | 944.2582 | -0.017579 | 943.9534 | -0.029445 | 943.9534 | -0.0060227 | 943.9534 | -0.013715 | 939.4964 | 0.0085719
| 431.5711 | 0 |  |  | 431.5711 | 0 | 431.5711 | 0 |  |  | 944.1952 | -0.010271 | 938.7703 | 0.10799 | 703.0406 | 0 | 944.1952 | 0.1066 | 944.1952 | 0.051491 | 944.5005 | 0 | 944.1952 | 0.1997 | 944.1952 | 0.001993 | 944.1952 | 0.1142 | 704.0294 | 0.00031978 | 938.77 | -0.019232 | 944.5005 | 0.0095808 | 703.0406 | 0.0070202 | 938.77 | 0.0075879 | 944.1952 | -0.016796 | 938.77 | -0.00093273 | 944.1952 | 0.014966 | 704.0294 | 0.00032814 | 704.0294 | 0.00031536 | 944.1952 | 0.13141 | 944.5005 | 0.0077844 | 944.5005 | 0.0019936 | 944.1952 | -0.046347 | 1039.2522 | 0.036788 | 944.1952 | 0.09967 | 944.1952 | 0.025668 | 1039.5113 | 0.00069566 | 944.1952 | 0.19494 | 1044.88 | 0.0047101 | 1039.2522 | 0.076838 | 1044.88 | 0.015485 | 1085.4777 | 0.22789 | 1284.5365 | 0.0049116 | 1041.8999 | 0.012225 | 1193.5848 | 0 | 1192.7468 | 0 | 944.195 | 9.4111e-05 | 944.5005 | 0.018313 | 944.1952 | 0.030947 | 944.1952 | 0.047022 | 944.1952 | 0.053476 | 939.7375 | 0.0097785
| 431.6514 | 0 |  |  | 431.6514 | 0 | 431.6514 | 0 |  |  | 944.4369 | 0.11114 | 939.0118 | -0.21448 | 703.1667 | 0.020871 | 944.4369 | -0.51816 | 944.4369 | -0.006066 | 944.7428 | 0 | 944.4369 | -0.33922 | 944.4369 | -0.16978 | 944.4369 | -0.28803 | 704.1503 | 0.0003005 | 939.01 | -0.044181 | 944.7428 | -0.00063916 | 703.1667 | 0.012433 | 939.01 | 0.00079277 | 944.4369 | 0.010677 | 939.01 | 0.019004 | 944.4369 | 0.033534 | 704.1503 | 0.00033004 | 704.1503 | 0.00036572 | 944.4369 | -0.0086369 | 944.7428 | 0.02026 | 944.7428 | 0.01484 | 944.4369 | 0.029232 | 1039.4207 | 0.031342 | 944.4369 | -0.067371 | 944.4369 | -0.040521 | 1039.6814 | 0.00078262 | 944.4369 | 0.028332 | 1045.0518 | 0.000747 | 1039.4207 | 0.080117 | 1045.0518 | 0.015713 | 1085.5951 | 0.22694 | 1284.6173 | 0.0048707 | 1041.9131 | 0.012241 | 1193.6547 | 0 | 1192.8165 | 0 | 944.437 | 0.0012488 | 944.7428 | 0.043342 | 944.4369 | 0.040712 | 944.4369 | -0.076918 | 944.4369 | -0.0066137 | 939.9786 | 0.0082894
| 431.7317 | 0 |  |  | 431.7317 | 0 | 431.7317 | 0 |  |  | 944.6787 | -0.02597 | 939.2532 | 0.14633 | 703.2928 | 0 | 944.6787 | -0.14702 | 944.6787 | 0.015847 | 944.9851 | 0 | 944.6787 | 0.20365 | 944.6787 | -0.030122 | 944.6787 | 0.076776 | 704.2712 | 0.00027326 | 939.25 | -0.020271 | 944.985 | 0.017433 | 703.2928 | 0.0067236 | 939.25 | 0.0054135 | 944.6787 | 0.043032 | 939.25 | -0.0054798 | 944.6787 | 0.025417 | 704.2712 | 0.00032204 | 704.2712 | 0.00031935 | 944.6787 | 0.070674 | 944.985 | -0.0027405 | 944.985 | -0.00092433 | 944.6787 | -0.00030476 | 1039.5893 | 0.040366 | 944.6787 | 0.059588 | 944.6787 | 0.01011 | 1039.8516 | 0.00017392 | 944.6787 | 0.17361 | 1045.2236 | 0.0034575 | 1039.5893 | 0.077166 | 1045.2236 | 0.015186 | 1085.7122 | 0.22523 | 1284.6982 | 0.0048246 | 1041.9264 | 0.012257 | 1193.7244 | 0 | 1192.8862 | 0 | 944.679 | -0.00056211 | 944.9851 | 0.0067527 | 944.6787 | 0.042966 | 944.6787 | 0.043266 | 944.6787 | 0.054116 | 940.2197 | 0.0094683
| 431.812 | 0 |  |  | 431.812 | 0 | 431.812 | 0 |  |  | 944.9205 | -0.041161 | 939.4946 | -0.2244 | 703.419 | 0.030521 | 944.9205 | -0.37345 | 944.9205 | -0.095861 | 945.2273 | 0 | 944.9205 | -0.35135 | 944.9205 | -0.22001 | 944.9205 | -0.52904 | 704.3921 | 0.00036714 | 939.49 | -0.006757 | 945.2273 | -0.060217 | 703.419 | 0.012433 | 939.49 | -0.0024689 | 944.9205 | -0.074956 | 939.49 | 0.011659 | 944.9205 | -0.023743 | 704.3921 | 0.00030337 | 704.3921 | 0.00024901 | 944.9205 | -0.10932 | 945.2273 | -0.023462 | 945.2273 | -0.020749 | 944.9205 | -0.13854 | 1039.7579 | 0.046827 | 944.9205 | -0.079127 | 944.9205 | -0.0093062 | 1040.0218 | 0.00026087 | 944.9205 | -0.10854 | 1045.3954 | 0.0021829 | 1039.7579 | 0.080554 | 1045.3954 | 0.015542 | 1085.8295 | 0.22341 | 1284.7791 | 0.0047836 | 1041.9397 | 0.012273 | 1193.7942 | 0 | 1192.9559 | 0 | 944.921 | 0.0019272 | 945.2273 | -0.019157 | 944.9205 | 0.0043187 | 944.9205 | -0.028393 | 944.9205 | -0.038563 | 940.4609 | 0.0076387
| 431.8924 | 0 |  |  | 431.8924 | 0 | 431.8924 | 0 |  |  | 945.1623 | 0.086301 | 939.736 | 0.24211 | 703.5452 | 0 | 945.1623 | -0.024234 | 945.1623 | 0.054526 | 945.4696 | 0 | 945.1623 | 0.20839 | 945.1623 | -0.03419 | 945.1623 | 0.15451 | 704.513 | 0.00036588 | 939.74 | -0.0098758 | 945.4696 | 0.034639 | 703.5452 | 0.013269 | 939.74 | 0.016557 | 945.1623 | 0.041159 | 939.74 | 0.01096 | 945.1623 | 0.037999 | 704.513 | 0.0003007 | 704.513 | 0.00022583 | 945.1623 | 0.08687 | 945.4696 | 0.059122 | 945.4696 | 0.01953 | 945.1623 | 0.10506 | 1039.9265 | 0.036628 | 945.1623 | 0.092141 | 945.1623 | 0.12234 | 1040.1919 | 0 | 945.1623 | 0.16058 | 1045.5671 | 0.0073273 | 1039.9265 | 0.077166 | 1045.5671 | 0.015009 | 1085.9469 | 0.22177 | 1284.8599 | 0.0047477 | 1041.953 | 0.01229 | 1193.864 | 0 | 1193.0256 | 0 | 945.162 | 0.00098854 | 945.4696 | 0.044883 | 945.1623 | 0.07812 | 945.1623 | 0.015173 | 945.1623 | 0.086926 | 940.702 | 0.0092392
| 431.9727 | 0 |  |  | 431.9727 | 0 | 431.9727 | 0 |  |  | 945.4041 | -0.040642 | 939.9774 | -0.061993 | 703.6713 | 0.011554 | 945.4041 | -0.45255 | 945.4041 | -0.12439 | 945.7119 | 0 | 945.4041 | -0.29468 | 945.4041 | -0.17518 | 945.4041 | -0.44254 | 704.6338 | 0.00041743 | 939.98 | 0.02339 | 945.7119 | -0.026979 | 703.6713 | 0.009737 | 939.98 | -0.006546 | 945.4041 | -0.0019525 | 939.98 | 0.0095605 | 945.4041 | -0.025011 | 704.6338 | 0.00029917 | 704.6338 | 0.00028418 | 945.4041 | -0.1465 | 945.7119 | -0.03059 | 945.7119 | -0.026564 | 945.4041 | -0.059963 | 1040.095 | 0.022265 | 945.4041 | -0.11476 | 945.4041 | -0.074843 | 1040.3621 | 0.00078262 | 945.4041 | 0.013448 | 1045.7389 | 0.0030044 | 1040.095 | 0.081538 | 1045.7389 | 0.015371 | 1086.0642 | 0.22044 | 1284.9408 | 0.0047068 | 1041.9663 | 0.012308 | 1193.9338 | 0 | 1193.0955 | 0 | 945.404 | 0.0014454 | 945.7119 | -0.013872 | 945.4041 | -0.018779 | 945.4041 | -0.061744 | 945.4041 | -0.017744 | 940.9432 | 0.0078181
| 432.053 | 0 |  |  | 432.053 | 0 | 432.053 | 0 |  |  | 945.646 | -0.071412 | 940.2188 | 0.24017 | 703.7975 | 0 | 945.646 | 0.2088 | 945.646 | -0.039319 | 945.9542 | 0 | 945.646 | 0.26504 | 945.646 | 0.019671 | 945.646 | 0.16711 | 704.7547 | 0.00036379 | 940.22 | -0.020271 | 945.9542 | 0.024028 | 703.7975 | 0.012642 | 940.22 | 0.0043263 | 945.646 | 0.019125 | 940.22 | 0.020753 | 945.646 | -0.019177 | 704.7547 | 0.00029536 | 704.7547 | 0.00028818 | 945.646 | 0.11816 | 945.9542 | 0.0010682 | 945.9542 | -0.010793 | 945.646 | 0.019488 | 1040.2636 | 0.036682 | 945.646 | 0.050758 | 945.646 | 0.06086 | 1040.5322 | 0.00017392 | 945.646 | 0.11603 | 1045.9107 | 0.0086944 | 1040.2636 | 0.079898 | 1045.9107 | 0.015009 | 1086.1816 | 0.21928 | 1285.0216 | 0.0046658 | 1041.9796 | 0.012325 | 1194.0037 | 0 | 1193.1652 | 0 | 945.646 | 0.0015756 | 945.9542 | -0.010129 | 945.646 | 0.04552 | 945.646 | 0.050027 | 945.646 | 0.062212 | 941.1843 | 0.0091421
| 432.1333 | 0 |  |  | 432.1333 | 0 | 432.1333 | 0 |  |  | 945.8878 | -0.10144 | 940.4603 | -0.21067 | 703.9237 | 0.024503 | 945.8878 | -0.59438 | 945.8878 | -0.11645 | 946.1965 | 0 | 945.8878 | -0.40172 | 945.8878 | -0.2308 | 945.8878 | -0.46018 | 704.8756 | 0.00031391 | 940.46 | 0.044181 | 946.1965 | -0.059233 | 703.9237 | 0.02215 | 940.46 | -0.018233 | 945.8878 | -0.041492 | 940.46 | -0.024017 | 945.8878 | -0.02633 | 704.8756 | 0.00033004 | 704.8756 | 0.00032695 | 945.8878 | -0.10859 | 946.1965 | -0.066039 | 946.1965 | -0.037955 | 945.8878 | 0.012992 | 1040.4322 | 0.027872 | 945.8878 | -0.050566 | 945.8878 | -0.086072 | 1040.7024 | 0.00078262 | 945.8878 | -0.13984 | 1046.0825 | 0.0041518 | 1040.4322 | 0.082631 | 1046.0825 | 0.01545 | 1086.2991 | 0.21775 | 1285.1025 | 0.0046248 | 1041.9929 | 0.012343 | 1194.0736 | 0 | 1193.2349 | 0 | 945.888 | 0.0025946 | 946.1965 | -0.013469 | 945.8878 | -0.051078 | 945.8878 | -0.059341 | 945.8878 | -0.0023213 | 941.4255 | 0.0074597
| 432.2136 | 0 |  |  | 432.2136 | 0 | 432.2136 | 0 |  |  | 946.1296 | 0.021954 | 940.7017 | 0.17247 | 704.0499 | 0 | 946.1296 | 0.28978 | 946.1296 | 0.061197 | 946.4389 | 0 | 946.1296 | 0.20997 | 946.1296 | 0.10917 | 946.1296 | 0.22925 | 704.9965 | 0.0002808 | 940.7 | 0.0088362 | 946.4388 | 0.018108 | 704.0499 | 0.0022741 | 940.7 | -0.0098077 | 946.1296 | 0.00034205 | 940.7 | -0.0065291 | 946.1296 | 0.033382 | 704.9965 | 0.00037349 | 704.9965 | 0.00034254 | 946.1296 | 0.058895 | 946.4388 | 0.029909 | 946.4388 | 0.0058519 | 946.1296 | 0.020113 | 1040.6008 | 0.039779 | 946.1296 | 0.083113 | 946.1296 | 0.012173 | 1040.8726 | 0 | 946.1296 | 0.16495 | 1046.2542 | 0.0070539 | 1040.6008 | 0.078696 | 1046.2542 | 0.014987 | 1086.4165 | 0.21613 | 1285.1834 | 0.004589 | 1042.0062 | 0.012361 | 1194.1434 | 0 | 1193.3047 | 0 | 946.13 | 0.0023564 | 946.4389 | 0.017285 | 946.1296 | 0.050627 | 946.1296 | 0.0093419 | 946.1296 | 0.086074 | 941.6666 | 0.0091304
| 432.2939 | 0 |  |  | 432.2939 | 0 | 432.2939 | 0 |  |  | 946.3714 | -0.033236 | 940.9432 | -0.26429 | 704.1762 | 0.013417 | 946.3714 | -0.85409 | 946.3714 | -0.12314 | 946.6812 | 0 | 946.3714 | -0.36689 | 946.3714 | -0.19386 | 946.3714 | -0.29559 | 705.1174 | 0.000285 | 940.94 | -0.026508 | 946.6812 | -0.047082 | 704.1762 | 0.0026195 | 940.94 | -0.019321 | 946.3714 | -0.061586 | 940.94 | -0.026116 | 946.3714 | -0.012429 | 705.1174 | 0.00038073 | 705.1174 | 0.00027259 | 946.3714 | -0.15129 | 946.6812 | -0.031003 | 946.6812 | -0.016301 | 946.3714 | -0.036103 | 1040.7694 | 0.033158 | 946.3714 | -0.045409 | 946.3714 | -0.029762 | 1041.0428 | 0 | 946.3714 | -0.061097 | 1046.426 | 0.0028706 | 1040.7694 | 0.080226 | 1046.426 | 0.015023 | 1086.5339 | 0.21436 | 1285.2643 | 0.004548 | 1042.0195 | 0.012379 | 1194.2133 | 0 | 1193.3744 | 0 | 946.371 | 0.0010384 | 946.6812 | -0.011854 | 946.3714 | -0.0029648 | 946.3714 | -0.058139 | 946.3714 | -0.035154 | 941.9078 | 0.0083385
| 432.3743 | 0 |  |  | 432.3743 | 0 | 432.3742 | 0 |  |  | 946.6133 | 0.056384 | 941.1846 | 0.10185 | 704.3024 | 0 | 946.6133 | 0.49379 | 946.6133 | 0.079397 | 946.9235 | 0 | 946.6133 | 0.21529 | 946.6133 | 0.056455 | 946.6133 | 0.29727 | 705.2383 | 0.00031601 | 941.18 | 0.006757 | 946.9235 | 0.013325 | 704.3024 | 0.030718 | 941.18 | -0.011982 | 946.6133 | 0.036839 | 941.18 | 0.011309 | 946.6133 | 0.037238 | 705.2383 | 0.00034071 | 705.2383 | 0.00021423 | 946.6133 | 0.10822 | 946.9235 | 0.034011 | 946.9235 | 0.023026 | 946.6133 | 0.054217 | 1040.9379 | 0.031182 | 946.6133 | 0.082429 | 946.6133 | -0.028112 | 1041.2129 | 0 | 946.6133 | 0.18173 | 1046.5978 | 0.0079288 | 1040.9379 | 0.077384 | 1046.5978 | 0.014632 | 1086.6515 | 0.21268 | 1285.3452 | 0.0045122 | 1042.0328 | 0.012397 | 1194.2832 | 0 | 1193.4442 | 0 | 946.613 | 0.00049288 | 946.9235 | 0.028956 | 946.6133 | 0.064599 | 946.6133 | 0.056036 | 946.6133 | 0.11079 | 942.149 | 0.0094715
| 432.4546 | 0 |  |  | 432.4546 | 0 | 432.4546 | 0 |  |  | 946.8551 | -0.055397 | 941.4261 | -0.13277 | 704.4286 | 0.010436 | 946.8551 | -0.92269 | 946.8551 | -0.10926 | 947.1658 | 0 | 946.8551 | -0.33282 | 946.8551 | -0.079286 | 946.8551 | -0.393 | 705.3592 | 0.00034535 | 941.43 | -0.02339 | 947.1658 | -0.034188 | 704.4286 | 0.025494 | 941.43 | -0.00083807 | 946.8551 | -0.055179 | 941.43 | 0.0050134 | 946.8551 | -0.016742 | 705.3592 | 0.00029727 | 705.3592 | 0.00014389 | 946.8551 | -0.11043 | 947.1658 | -0.037265 | 947.1658 | -0.02344 | 946.8551 | -0.071082 | 1041.1065 | 0.032036 | 946.8551 | -0.069259 | 946.8551 | -0.073314 | 1041.3831 | 0 | 946.8551 | -0.051178 | 1046.7696 | 0.0019613 | 1041.1065 | 0.07957 | 1046.7696 | 0.014418 | 1086.7688 | 0.2115 | 1285.4262 | 0.0044763 | 1042.0461 | 0.012415 | 1194.353 | 0 | 1193.5139 | 0 | 946.855 | 0.00074487 | 947.1658 | -0.0044039 | 946.8551 | -0.037557 | 946.8551 | -0.18028 | 946.8551 | -0.090761 | 942.3902 | 0.007606
| 432.5349 | 0 |  |  | 432.5349 | 0 | 432.5349 | 0 |  |  | 947.097 | 0.047795 | 941.6675 | 0.10636 | 704.5549 | 0 | 947.097 | -0.029559 | 947.097 | 0.05127 | 947.4082 | 0 | 947.097 | 0.14676 | 947.097 | -0.062682 | 947.097 | 0.064092 | 705.4801 | 0.00032104 | 941.67 | 0.0057175 | 947.4082 | 0.029163 | 704.5549 | 0.02215 | 941.67 | 0.0062289 | 947.097 | 0.026112 | 941.67 | 0.0074619 | 947.097 | 0.033483 | 705.4801 | 0.00031061 | 705.4801 | 0.00019065 | 947.097 | 0.23263 | 947.4082 | 0.02819 | 947.4082 | 0.0093477 | 947.097 | 0.061962 | 1041.2751 | 0.04138 | 947.097 | 0.03145 | 947.097 | 0.012647 | 1041.5533 | 0.00017392 | 947.097 | 0.14828 | 1046.9414 | 0.0081475 | 1041.2751 | 0.077384 | 1046.9414 | 0.01397 | 1086.8864 | 0.21038 | 1285.5071 | 0.0044353 | 1042.0594 | 0.012433 | 1194.423 | 0 | 1193.5837 | 0 | 947.097 | 0.001271 | 947.4082 | 0.022864 | 947.097 | 0.047473 | 947.097 | 0.19905 | 947.097 | 0.13145 | 942.6314 | 0.0092778
| 432.6152 | 0 |  |  | 432.6152 | 0 | 432.6152 | 0 |  |  | 947.3388 | -0.043135 | 941.909 | -0.24815 | 704.6812 | 0.032455 | 947.3388 | -0.7485 | 947.3388 | -0.16571 | 947.6505 | 0 | 947.3388 | -0.25576 | 947.3388 | -0.15982 | 947.3388 | -0.33758 | 705.601 | 0.00031517 | 941.91 | -0.038983 | 947.6505 | -0.044367 | 704.6812 | 0.016508 | 941.91 | -0.022039 | 947.3388 | -0.055876 | 941.91 | 0.0050134 | 947.3388 | -0.020192 | 705.601 | 0.00036206 | 705.601 | 0.00021783 | 947.3388 | -0.1708 | 947.6505 | -0.045314 | 947.6505 | -0.014693 | 947.3388 | -0.063586 | 1041.4437 | 0.040633 | 947.3388 | -0.037213 | 947.3388 | 0.037868 | 1041.7235 | 0 | 947.3388 | 0.021939 | 1047.1132 | 0.0038348 | 1041.4437 | 0.080335 | 1047.1132 | 0.014176 | 1087.0039 | 0.20895 | 1285.588 | 0.0043995 | 1042.0728 | 0.012452 | 1194.4928 | 0 | 1193.6536 | 0 | 947.339 | 0.0042532 | 947.6505 | -0.01068 | 947.3388 | -0.041463 | 947.3388 | -0.035304 | 947.3388 | -0.020511 | 942.8726 | 0.0089907
| 432.6955 | 0 |  |  | 432.6955 | 0 | 432.6955 | 0 |  |  | 947.5807 | -0.0086358 | 942.1504 | 0.14576 | 704.8074 | 0 | 947.5807 | 0.18153 | 947.5807 | 0.023185 | 947.8929 | 0 | 947.5807 | 0.19854 | 947.5807 | -0.0088594 | 947.5807 | 0.19734 | 705.7219 | 0.0002938 | 942.15 | 0.018192 | 947.8929 | 0.010744 | 704.8074 | 0.0052405 | 942.15 | 0.0018799 | 947.5807 | -0.0083096 | 942.15 | 0.012708 | 947.5807 | 0.017959 | 705.7219 | 0.00035939 | 705.7219 | 0.00031136 | 947.5807 | 0.14908 | 947.8929 | 0.020814 | 947.8929 | 0.0029562 | 947.5807 | 0.1218 | 1041.6122 | 0.039031 | 947.5807 | 0.04494 | 947.5807 | -0.015285 | 1041.8937 | 0 | 947.5807 | 0.14938 | 1047.285 | 0.006015 | 1041.6122 | 0.078805 | 1047.285 | 0.014148 | 1087.1216 | 0.20752 | 1285.6689 | 0.0043636 | 1042.0861 | 0.01247 | 1194.5627 | 0 | 1193.7234 | 0 | 947.581 | 0.003356 | 947.8929 | 0.017285 | 947.5807 | 0.044017 | 947.5807 | 0.038309 | 947.5807 | 0.11675 | 943.1138 | 0.0091499
| 432.7759 | 0 |  |  | 432.7759 | 0 | 432.7759 | 0 |  |  | 947.8226 | -0.035711 | 942.3919 | -0.01652 | 704.9337 | 0.0078267 | 947.8226 | -0.6494 | 947.8226 | -0.094356 | 948.1353 | 0 | 947.8226 | -0.33173 | 947.8226 | -0.21918 | 947.8226 | -0.32162 | 705.8428 | 0.00032272 | 942.39 | 0.0025989 | 948.1353 | -0.056565 | 704.9337 | 0.017449 | 942.39 | 0.0065008 | 947.8226 | -0.065309 | 942.39 | 0.021802 | 947.8226 | -0.018923 | 705.8428 | 0.00035138 | 705.8428 | 0.00036212 | 947.8226 | -0.040122 | 948.1353 | -0.032851 | 948.1353 | -0.01876 | 947.8226 | -0.11918 | 1041.7808 | 0.039351 | 947.8226 | -0.10099 | 947.8226 | -0.036732 | 1042.0638 | 0 | 947.8226 | -0.060785 | 1047.4567 | 0.00060988 | 1041.7808 | 0.080882 | 1047.4567 | 0.014603 | 1087.2391 | 0.20648 | 1285.7499 | 0.0043278 | 1042.0994 | 0.012488 | 1194.6326 | 0 | 1193.7932 | 0 | 947.823 | 0.003309 | 948.1353 | -0.0090648 | 947.8226 | -0.030497 | 947.8226 | -0.06535 | 947.8226 | -0.088417 | 943.355 | 0.0074963
| 432.8562 | 0 |  |  | 432.8562 | 0 | 432.8562 | 0 |  |  | 948.0644 | -0.019196 | 942.6334 | 0.02705 | 705.06 | 0 | 948.0644 | 0.27499 | 948.0644 | 0.076133 | 948.3776 | 0 | 948.0644 | 0.20608 | 948.0644 | 0.095476 | 948.0644 | 0.10329 | 705.9637 | 0.00031685 | 942.63 | 0.026508 | 948.3776 | 0.0063249 | 705.06 | 0.0040539 | 942.63 | 0.0045981 | 948.0644 | 0.011354 | 942.63 | -0.010027 | 948.0644 | 0.01522 | 705.9637 | 0.0002805 | 705.9637 | 0.00029977 | 948.0644 | 0.18037 | 948.3776 | 0.0064497 | 948.3776 | -0.0012715 | 948.0644 | 0.086322 | 1041.9494 | 0.045598 | 948.0644 | 0.016599 | 948.0644 | 0.018104 | 1042.234 | 0 | 948.0644 | 0.14378 | 1047.6285 | 0.0040355 | 1041.9494 | 0.078587 | 1047.6285 | 0.014482 | 1087.3568 | 0.20532 | 1285.8308 | 0.0042919 | 1042.1127 | 0.012506 | 1194.7025 | 0 | 1193.863 | 0 | 948.064 | 0.0013624 | 948.3776 | 0.0025557 | 948.0644 | 0.033051 | 948.0644 | 0.015624 | 948.0644 | 0.11207 | 943.5962 | 0.009578
| 432.9365 | 0 |  |  | 432.9365 | 0 | 432.9365 | 0 |  |  | 948.3063 | -0.0057382 | 942.8749 | -0.20864 | 705.1863 | 0.049865 | 948.3063 | -0.67599 | 948.3063 | -0.070259 | 948.62 | 0 | 948.3063 | -0.30172 | 948.3063 | -0.03175 | 948.3063 | -0.34261 | 706.0846 | 0.00032774 | 942.87 | -0.030666 | 948.62 | -0.033272 | 705.1863 | 0.0026195 | 942.87 | -0.017147 | 948.3063 | -0.0072642 | 942.87 | -0.018421 | 948.3063 | -0.010958 | 706.0846 | 0.00030451 | 706.0846 | 0.0002646 | 948.3063 | -0.21386 | 948.62 | -0.014356 | 948.62 | -0.019048 | 948.3063 | 0.0071397 | 1042.118 | 0.035667 | 948.3063 | -0.13277 | 948.3063 | -0.066461 | 1042.4042 | 0.0013044 | 948.3063 | -0.043789 | 1047.8003 | 0.0029935 | 1042.118 | 0.080445 | 1047.8003 | 0.014639 | 1087.4745 | 0.20374 | 1285.9119 | 0.0042561 | 1042.1259 | 0.012523 | 1194.7725 | 0 | 1193.9329 | 0 | 948.306 | 0.0043612 | 948.62 | -0.0019537 | 948.3063 | -0.023135 | 948.3063 | -0.012437 | 948.3063 | -0.056033 | 943.8374 | 0.0081149
| 433.0168 | 0 |  |  | 433.0168 | 0 | 433.0169 | 0 |  |  | 948.5482 | 0.024315 | 943.1164 | 0.40446 | 705.3127 | 0 | 948.5482 | 0.28544 | 948.5482 | 0.069145 | 948.8624 | 0 | 948.5482 | 0.16239 | 948.5482 | 0.11955 | 948.5482 | 0.23933 | 706.2055 | 0.00029254 | 943.12 | 0.04314 | 948.8624 | 0.016394 | 705.3127 | 0.012015 | 943.12 | 0.010578 | 948.5482 | 0.012611 | 943.12 | 0.022852 | 948.5482 | 0.017351 | 706.2055 | 0.0003228 | 706.2055 | 0.00022982 | 948.5482 | 0.14024 | 948.8624 | 0.038075 | 948.8624 | 0.017319 | 948.5482 | 0.029607 | 1042.2866 | 0.039779 | 948.5482 | 0.089104 | 948.5482 | -0.099548 | 1042.5744 | 0 | 948.5482 | 0.04003 | 1047.9721 | 0.0011419 | 1042.2866 | 0.077166 | 1047.9721 | 0.014262 | 1087.5922 | 0.20202 | 1285.9928 | 0.0042253 | 1042.1392 | 0.012541 | 1194.8424 | 0 | 1194.0027 | 0 | 948.548 | -0.0013125 | 948.8624 | 0.038351 | 948.5482 | 0.09149 | 948.5482 | 0.046721 | 948.5482 | 0.096087 | 944.0786 | 0.0099346
| 433.0972 | 0 |  |  | 433.0972 | 0 | 433.0972 | 0 |  |  | 948.7901 | 0.019479 | 943.3579 | -0.18488 | 705.439 | 0.042557 | 948.7901 | -0.78273 | 948.7901 | -0.066126 | 949.1048 | 0 | 948.7901 | -0.37281 | 948.7901 | -0.26733 | 948.7901 | -0.31994 | 706.3264 | 0.000285 | 943.36 | -0.026508 | 949.1048 | -0.025895 | 705.439 | 0.012956 | 943.36 | 0.0043263 | 948.7901 | -0.0047252 | 943.36 | -0.030664 | 948.7901 | -0.019329 | 706.3264 | 0.00034872 | 706.3264 | 0.00031136 | 948.7901 | -0.11595 | 949.1048 | -0.0025636 | 949.1048 | -0.0059383 | 948.7901 | -0.010786 | 1042.4551 | 0.041861 | 948.7901 | -0.016796 | 948.7901 | -0.022225 | 1042.7446 | 0 | 948.7901 | -0.065056 | 1048.1439 | 0.0013108 | 1042.4551 | 0.079898 | 1048.1439 | 0.01434 | 1087.7098 | 0.20052 | 1286.0738 | 0.0041895 | 1042.1525 | 0.012558 | 1194.9124 | 0 | 1194.0725 | 0 | 948.79 | 0.00092485 | 949.1048 | 0.013762 | 948.7901 | -0.011387 | 948.7901 | -0.10606 | 948.7901 | 0.040693 | 944.3199 | 0.00791
| 433.1775 | 0 |  |  | 433.1775 | 0 | 433.1775 | 0 |  |  | 949.032 | 0.013544 | 943.5994 | 0.23819 | 705.5653 | 0 | 949.032 | 0.15593 | 949.032 | 0.084355 | 949.3472 | 0 | 949.032 | 0.21177 | 949.032 | 0.14031 | 949.032 | 0.10833 | 706.4473 | 0.00028583 | 943.6 | 0.006757 | 949.3472 | 0.023558 | 705.5653 | 0.0082067 | 943.6 | -0.0043715 | 949.032 | 0.041811 | 943.6 | -0.0047802 | 949.032 | 0.0208 | 706.4473 | 0.00032395 | 706.4473 | 0.00026859 | 949.032 | 0.12368 | 949.3472 | 0.024974 | 949.3472 | 0.020939 | 949.032 | -0.028483 | 1042.6237 | 0.039138 | 949.032 | 0.078211 | 949.032 | 0.090162 | 1042.9148 | 0 | 949.032 | 0.2417 | 1048.3157 | 0.0038096 | 1042.6237 | 0.077712 | 1048.3157 | 0.013728 | 1087.8276 | 0.19926 | 1286.1549 | 0.0041536 | 1042.1658 | 0.012575 | 1194.9823 | 0 | 1194.1423 | 0 | 949.032 | 0.00045689 | 949.3472 | 0.022974 | 949.032 | 0.094344 | 949.032 | 0.027492 | 949.032 | 0.015449 | 944.5611 | 0.0077799
| 433.2579 | 0 |  |  | 433.2579 | 0 | 433.2579 | 0 |  |  | 949.2739 | -0.03455 | 943.8409 | -0.099508 | 705.6917 | 0.026007 | 949.2739 | -0.655 | 949.2739 | -0.10612 | 949.5896 | 0 | 949.2739 | -0.41735 | 949.2739 | -0.1868 | 949.2739 | -0.49461 | 706.5682 | 0.00031224 | 943.84 | -0.096155 | 949.5896 | -0.07027 | 705.6917 | 0.015359 | 943.84 | 0.0054135 | 949.2739 | -0.024813 | 943.84 | 0.0029147 | 949.2739 | -0.016031 | 706.5682 | 0.00030984 | 706.5682 | 0.00024901 | 949.2739 | -0.1119 | 949.5896 | -0.053445 | 949.5896 | -0.013201 | 949.2739 | 0.025609 | 1042.7923 | 0.032837 | 949.2739 | -0.09832 | 949.2739 | -0.03125 | 1043.085 | 0.00026087 | 949.2739 | -0.13353 | 1048.4875 | 0.00099051 | 1042.7923 | 0.079898 | 1048.4875 | 0.013885 | 1087.9454 | 0.1975 | 1286.2358 | 0.0041229 | 1042.1791 | 0.012591 | 1195.0522 | 0 | 1194.2122 | 0 | 949.274 | 0.0025946 | 949.5896 | -0.011047 | 949.2739 | -0.036506 | 949.2739 | -0.031398 | 949.2739 | -0.028762 | 944.8024 | 0.0080938
| 433.3382 | 0 |  |  | 433.3382 | 0 | 433.3382 | 0 |  |  | 949.5158 | 0.033422 | 944.0824 | 0.036781 | 705.8181 | 0 | 949.5158 | 0.30012 | 949.5158 | 0.028542 | 949.832 | 0 | 949.5158 | 0.12143 | 949.5158 | -0.0058905 | 949.5158 | 0.1797 | 706.6891 | 0.00035499 | 944.08 | -0.006757 | 949.832 | 0.019929 | 705.8181 | 0.0090966 | 944.08 | -0.0040998 | 949.5158 | 0.013872 | 944.08 | 0.0043138 | 949.5158 | 0.036578 | 706.6891 | 0.0003228 | 706.6891 | 0.00019865 | 949.5158 | 0.14208 | 949.832 | 0.011148 | 949.832 | 0.010644 | 949.5158 | 0.15003 | 1042.9608 | 0.04074 | 949.5158 | 0.015042 | 949.5158 | 0.063708 | 1043.2552 | 0 | 949.5158 | 0.088027 | 1048.6593 | 0.0047354 | 1042.9608 | 0.075526 | 1048.6593 | 0.013693 | 1088.0632 | 0.19549 | 1286.3169 | 0.0040871 | 1042.1924 | 0.012608 | 1195.1222 | 0 | 1194.2821 | 0 | 949.516 | 0.0005095 | 949.832 | 0.019561 | 949.5158 | 0.036957 | 949.5158 | 0.044618 | 949.5158 | 0.15489 | 945.0436 | 0.0091153
| 433.4185 | 0 |  |  | 433.4185 | 0 | 433.4185 | 0 |  |  | 949.7577 | -0.13257 | 944.3239 | -0.22534 | 705.9444 | 0.036969 | 949.7577 | -0.71091 | 949.7577 | -0.13993 | 950.0744 | 0 | 949.7577 | -0.40113 | 949.7577 | -0.27522 | 949.7577 | -0.35017 | 706.81 | 0.00037385 | 944.32 | -0.088882 | 950.0744 | -0.087756 | 705.9444 | 0 | 944.32 | -0.023398 | 949.7577 | -0.074661 | 944.32 | -0.018771 | 949.7577 | -0.048703 | 706.81 | 0.00032204 | 706.81 | 0.00021783 | 949.7577 | -0.17484 | 950.0744 | -0.074463 | 950.0744 | -0.051372 | 949.7577 | -0.088571 | 1043.1294 | 0.027338 | 949.7577 | -0.18203 | 949.7577 | -0.042865 | 1043.4254 | 0.00026087 | 949.7577 | -0.11692 | 1048.8311 | 0.00032249 | 1043.1294 | 0.076838 | 1048.8311 | 0.013892 | 1088.181 | 0.19451 | 1286.398 | 0.0040563 | 1042.2057 | 0.012623 | 1195.1923 | 0 | 1194.3519 | 0 | 949.758 | 0.0031428 | 950.0744 | -0.040846 | 949.7577 | -0.061144 | 949.7577 | -0.0087497 | 949.7577 | -0.093317 | 945.2849 | 0.0073978
| 433.4989 | 0 |  |  | 433.4989 | 0 | 433.4989 | 0 |  |  | 949.9996 | -0.064814 | 944.5654 | 0.0079418 | 706.0708 | 0 | 949.9996 | -0.077074 | 949.9996 | 0.0048489 | 950.3169 | 0 | 949.9996 | 0.088778 | 949.9996 | -0.023631 | 949.9996 | -0.13688 | 706.9309 | 0.00035834 | 944.57 | -0.089919 | 950.3168 | 0.025261 | 706.0708 | 0.0076135 | 944.57 | -0.0013816 | 949.9996 | 0.0074896 | 944.57 | 0.0095605 | 949.9996 | -0.036122 | 706.9309 | 0.00030794 | 706.9309 | 0.00024141 | 949.9996 | 0.087238 | 950.3168 | -0.011624 | 950.3168 | -0.0028511 | 949.9996 | 0.037477 | 1043.298 | 0.053127 | 949.9996 | 0.094444 | 949.9996 | 0.023236 | 1043.5956 | 0 | 949.9996 | 0.064984 | 1049.0029 | 0.0040191 | 1043.298 | 0.075198 | 1049.0029 | 0.013558 | 1088.2988 | 0.19391 | 1286.479 | 0.0040205 | 1042.219 | 0.012639 | 1195.2622 | 0 | 1194.4219 | 0 | 950 | 0.0014897 | 950.3169 | 0.003004 | 949.9996 | 0.056637 | 949.9996 | 0.034703 | 949.9996 | 0.060933 | 945.5262 | 0.0084035
| 433.5792 | 0 |  |  | 433.5792 | 0 | 433.5792 | 0 |  |  | 950.2415 | -0.063645 | 944.807 | -0.067513 | 706.1972 | 0.042127 | 950.2415 | -0.77771 | 950.2415 | -0.089846 | 950.5593 | 0 | 950.2415 | -0.36653 | 950.2415 | -0.22457 | 950.2415 | -0.28215 | 707.0518 | 0.0002829 | 944.81 | -0.038983 | 950.5593 | -0.060184 | 706.1972 | 0.024553 | 944.81 | -0.0021971 | 950.2415 | -0.049702 | 944.81 | -0.0093273 | 950.2415 | -0.032773 | 707.0518 | 0.00031594 | 707.0518 | 0.00026859 | 950.2415 | -0.070306 | 950.5593 | -0.036762 | 950.5593 | -0.021898 | 950.2415 | -0.019363 | 1043.4666 | 0.038123 | 950.2415 | -0.12012 | 950.2415 | 0.047406 | 1043.7658 | 0 | 950.2415 | 0.019899 | 1049.1747 | 0.00051994 | 1043.4666 | 0.077822 | 1049.1747 | 0.013558 | 1088.4167 | 0.19237 | 1286.5601 | 0.0039897 | 1042.2323 | 0.012654 | 1195.3321 | 0 | 1194.4917 | 0 | 950.242 | 0.0017389 | 950.5593 | -0.017726 | 950.2415 | -0.0326 | 950.2415 | -0.036656 | 950.2415 | -0.048363 | 945.7674 | 0.0074094
| 433.6596 | 0 |  |  | 433.6596 | 0 | 433.6596 | 0 |  |  | 950.4834 | 0.0099448 | 945.0485 | 0.097628 | 706.3236 | 0 | 950.4834 | 0.30105 | 950.4834 | 0.0073268 | 950.8017 | 0 | 950.4834 | 0.17848 | 950.4834 | 0.10253 | 950.4834 | 0.044117 | 707.1728 | 0.00026949 | 945.05 | -0.014034 | 950.8017 | 0.030734 | 706.3236 | 0.021837 | 945.05 | 0.0045981 | 950.4834 | 0.026103 | 945.05 | 0.013408 | 950.4834 | 0.0087767 | 707.1728 | 0.00036282 | 707.1728 | 0.00031136 | 950.4834 | 0.06184 | 950.8017 | 0.01493 | 950.8017 | 0.0053913 | 950.4834 | -0.03273 | 1043.6351 | 0.029473 | 950.4834 | 0.042361 | 950.4834 | 0.04004 | 1043.936 | 0 | 950.4834 | 0.19251 | 1049.3465 | 0.0074367 | 1043.6351 | 0.075963 | 1049.3465 | 0.012825 | 1088.5347 | 0.19094 | 1286.6411 | 0.003959 | 1042.2456 | 0.012668 | 1195.4022 | 0 | 1194.5617 | 0 | 950.483 | 0.0031179 | 950.8017 | 0.01123 | 950.4834 | 0.071359 | 950.4834 | 0.041614 | 950.4834 | 0.096513 | 946.0087 | 0.0091413
| 433.7399 | 0 |  |  | 433.7399 | 0 | 433.7399 | 0 |  |  | 950.7254 | -0.0027966 | 945.29 | -0.06863 | 706.4501 | 0.024288 | 950.7254 | -0.62268 | 950.7254 | -0.11466 | 951.0442 | 0 | 950.7254 | -0.37132 | 950.7254 | -0.18016 | 950.7254 | -0.27544 | 707.2937 | 0.00027536 | 945.29 | -0.052495 | 951.0442 | -0.041682 | 706.4501 | 0.019852 | 945.29 | 0.011122 | 950.7254 | -0.027504 | 945.29 | -0.00058295 | 950.7254 | 0.0011697 | 707.2937 | 0.00035939 | 707.2937 | 0.00031136 | 950.7254 | -0.050797 | 951.0442 | -0.034989 | 951.0442 | -0.018547 | 950.7254 | -0.020363 | 1043.8037 | 0.027498 | 950.7254 | -0.020334 | 950.7254 | -0.023249 | 1044.1062 | 0.00026087 | 950.7254 | -0.0057095 | 1049.5183 | 0.0018691 | 1043.8037 | 0.079352 | 1049.5183 | 0.012718 | 1088.6526 | 0.1902 | 1286.7223 | 0.0039232 | 1042.2589 | 0.012682 | 1195.4722 | 0 | 1194.6316 | 0 | 950.725 | 0.0035139 | 951.0442 | -0.0040369 | 950.7254 | -0.018178 | 950.7254 | -0.05243 | 950.7254 | -0.065834 | 946.25 | 0.0073477
| 433.8202 | 0 |  |  | 433.8202 | 0 | 433.8202 | 0 |  |  | 950.9673 | -0.021588 | 945.5316 | 0.20897 | 706.5765 | 0 | 950.9673 | -0.10346 | 950.9673 | 0.045285 | 951.2866 | 0 | 950.9673 | 0.24316 | 950.9673 | 0.069739 | 950.9673 | 0.07472 | 707.4146 | 0.00032607 | 945.53 | 0.0046779 | 951.2866 | 0.034153 | 706.5765 | 0.012956 | 945.53 | 0.0016082 | 950.9673 | 0.036721 | 945.53 | -0.0068788 | 950.9673 | 0.00066573 | 707.4146 | 0.00030946 | 707.4146 | 0.0003893 | 950.9673 | 0.092023 | 951.2866 | 0.037088 | 951.2866 | 0.020699 | 950.9673 | 0.11456 | 1043.9723 | 0.039031 | 950.9673 | 0.063832 | 950.9673 | -0.000277 | 1044.2764 | 0 | 950.9673 | 0.21115 | 1049.6901 | 0.0079835 | 1043.9723 | 0.078149 | 1049.6901 | 0.012306 | 1088.7705 | 0.18934 | 1286.8033 | 0.0038924 | 1042.2722 | 0.012696 | 1195.5422 | 0 | 1194.7014 | 0 | 950.967 | 0.00084732 | 951.2866 | -0.0074133 | 950.9673 | 0.047172 | 950.9673 | 0.080974 | 950.9673 | 0.17151 | 946.4913 | 0.0095416
| 433.9006 | 0 |  |  | 433.9006 | 0 | 433.9006 | 0 |  |  | 951.2093 | -0.064497 | 945.7731 | -0.14363 | 706.7029 | 0.018635 | 951.2093 | -1.2054 | 951.2093 | -0.14439 | 951.5291 | 0 | 951.2093 | -0.3249 | 951.2093 | -0.072644 | 951.2093 | -0.44338 | 707.5355 | 0.00033152 | 945.77 | 0.0015593 | 951.5291 | -0.067336 | 706.7029 | 0.020165 | 945.77 | -0.0013816 | 951.2093 | -0.047573 | 945.77 | -0.0019821 | 951.2093 | -0.031099 | 707.5355 | 0.00031327 | 707.5355 | 0.00043606 | 951.2093 | -0.098281 | 951.5291 | -0.043569 | 951.5291 | -0.025675 | 951.2093 | -0.0046132 | 1044.1409 | 0.027498 | 951.2093 | -0.078456 | 951.2093 | -0.092593 | 1044.4466 | 0.00026087 | 951.2093 | -0.13722 | 1049.8619 | 0.0027138 | 1044.1409 | 0.080991 | 1049.8619 | 0.012569 | 1088.8887 | 0.1882 | 1286.8844 | 0.0038617 | 1042.2855 | 0.012709 | 1195.6122 | 0 | 1194.7714 | 0 | 951.209 | 0.00088055 | 951.5291 | -0.020075 | 951.2093 | -0.012432 | 951.2093 | -0.069106 | 951.2093 | -0.05092 | 946.7326 | 0.0073853
| 433.9809 | 0 |  |  | 433.9809 | 0 | 433.9809 | 0 |  |  | 951.4512 | -0.030052 | 946.0147 | 0.15743 | 706.8294 | 0 | 951.4512 | -0.30057 | 951.4512 | 0.034142 | 951.7715 | 0 | 951.4512 | 0.22355 | 951.4512 | -0.014634 | 951.4512 | -0.019397 | 707.6564 | 0.00030847 | 946.01 | 0.055613 | 951.7715 | 0.010407 | 706.8294 | 0.0088 | 946.01 | -0.0054588 | 951.4512 | 0.019329 | 946.01 | -0.015973 | 951.4512 | 0.013241 | 707.6564 | 0.00034757 | 707.6564 | 0.00045165 | 951.4512 | 0.13435 | 951.7715 | 0.015911 | 951.7715 | 0.0044324 | 951.4512 | 0.070332 | 1044.3094 | 0.044691 | 951.4512 | 0.063077 | 951.4512 | 0.041923 | 1044.6168 | 0 | 951.4512 | 0.19831 | 1050.0337 | 0.0057962 | 1044.3094 | 0.077166 | 1050.0337 | 0.012441 | 1089.0065 | 0.18696 | 1286.9656 | 0.003831 | 1042.2988 | 0.012721 | 1195.6823 | 0 | 1194.8413 | 0 | 951.451 | 0.00015045 | 951.7715 | 0.011414 | 951.4512 | 0.043567 | 951.4512 | 0.03906 | 951.4512 | 0.07606 | 946.9739 | 0.0091427
| 434.0613 | 0 |  |  | 434.0613 | 0 | 434.0613 | 0 |  |  | 951.6932 | -0.040914 | 946.2562 | -0.036133 | 706.9558 | 0.032885 | 951.6932 | -0.69412 | 951.6932 | -0.072693 | 952.014 | 0 | 951.6932 | -0.2921 | 951.6932 | -0.16895 | 951.6932 | -0.23933 | 707.7773 | 0.00030721 | 946.26 | -0.078486 | 952.014 | -0.049868 | 706.9558 | 0.019225 | 946.26 | -0.0057306 | 951.6932 | -0.046274 | 946.26 | -0.0012825 | 951.6932 | -0.028461 | 707.7773 | 0.00038073 | 707.7773 | 0.00037771 | 951.6932 | -0.070674 | 952.014 | -0.029678 | 952.014 | -0.016373 | 951.6932 | -0.0099458 | 1044.478 | 0.037643 | 951.6932 | -0.043742 | 951.6932 | -0.037495 | 1044.787 | 0 | 951.6932 | -0.11328 | 1050.2055 | 0.00037405 | 1044.478 | 0.079898 | 1050.2055 | 0.013294 | 1089.1245 | 0.18548 | 1287.0466 | 0.0038002 | 1042.3121 | 0.012733 | 1195.7523 | 0 | 1194.9113 | 0 | 951.693 | 0.0010384 | 952.014 | -0.010019 | 951.6932 | 0.0043595 | 951.6932 | -0.0054102 | 951.6932 | -0.049215 | 947.2152 | 0.0067406
| 434.1416 | 0 |  |  | 434.1416 | 0 | 434.1416 | 0 |  |  | 951.9351 | 0.021547 | 946.4978 | 0.27503 | 707.0823 | 0 | 951.9351 | 0.25227 | 951.9351 | 0.044483 | 952.2565 | 0 | 951.9351 | 0.27388 | 951.9351 | 0.11374 | 951.9351 | 0.24352 | 707.8983 | 0.00031727 | 946.5 | 0.077446 | 952.2565 | 0.017573 | 707.0823 | 0.0025708 | 946.5 | 0.0010646 | 951.9351 | 0.029078 | 946.5 | -0.011776 | 951.9351 | 0.016945 | 707.8983 | 0.00032547 | 707.8983 | 0.00024501 | 951.9351 | 0.10491 | 952.2565 | 0.01033 | 952.2565 | -0.0065473 | 951.9351 | 0.10106 | 1044.6466 | 0.034813 | 951.9351 | 0.078198 | 951.9351 | 0.029458 | 1044.9572 | 0 | 951.9351 | 0.20342 | 1050.3773 | 0.007546 | 1044.6466 | 0.07651 | 1050.3773 | 0.012974 | 1089.2426 | 0.18384 | 1287.1278 | 0.0037695 | 1042.3254 | 0.012744 | 1195.8224 | 0 | 1194.9812 | 0 | 951.935 | 0.0016254 | 952.2565 | 0.020955 | 951.9351 | 0.054233 | 951.9351 | 0.073913 | 951.9351 | 0.081813 | 947.4566 | 0.008956
| 434.222 | 0 |  |  | 434.222 | 0 | 434.222 | 0 |  |  | 952.1771 | -0.11386 | 946.7394 | -0.25116 | 707.2088 | 0.020871 | 952.1771 | -0.7945 | 952.1771 | -0.10543 | 952.499 | 0 | 952.1771 | -0.39189 | 952.1771 | -0.15857 | 952.1771 | -0.53156 | 708.0192 | 0.00035415 | 946.74 | -0.011954 | 952.499 | -0.094167 | 707.2088 | 0.0094403 | 946.74 | -0.024757 | 952.1771 | -7.6685e-05 | 946.74 | -0.028914 | 952.1771 | -0.048855 | 708.0192 | 0.00031785 | 708.0192 | 0.00021783 | 952.1771 | -0.17558 | 952.499 | -0.037978 | 952.499 | -0.040078 | 952.1771 | -0.034729 | 1044.8151 | 0.035667 | 952.1771 | -0.198 | 952.1771 | 0.018163 | 1045.1274 | 0 | 952.1771 | -0.044353 | 1050.5491 | 0.0024264 | 1044.8151 | 0.079024 | 1050.5491 | 0.013031 | 1089.3607 | 0.18234 | 1287.209 | 0.0037388 | 1042.3387 | 0.012755 | 1195.8925 | 0 | 1195.0512 | 0 | 952.177 | 0.0022401 | 952.499 | -0.036443 | 952.1771 | -0.074063 | 952.1771 | -0.070007 | 952.1771 | -0.078191 | 947.6979 | 0.0077293
| 434.3023 | 0 |  |  | 434.3023 | 0 | 434.3023 | 0 |  |  | 952.4191 | -0.013883 | 946.9809 | 0.011284 | 707.3353 | 0 | 952.4191 | 0.024038 | 952.4191 | -0.03816 | 952.7415 | 0 | 952.4191 | 0.16768 | 952.4191 | 0.17144 | 952.4191 | 0.12596 | 708.1401 | 0.00033655 | 946.98 | 0.0025989 | 952.7415 | 0.018027 | 707.3353 | 0.028942 | 946.98 | 0.0010646 | 952.4191 | -0.0077798 | 946.98 | 0.011659 | 952.4191 | 0.032317 | 708.1401 | 0.0003007 | 708.1401 | 0.00017906 | 952.4191 | 0.037177 | 952.7415 | 0.0058687 | 952.7415 | 0.0089125 | 952.4191 | 0.043973 | 1044.9837 | 0.032197 | 952.4191 | 0.041438 | 952.4191 | 0.11052 | 1045.2976 | 0 | 952.4191 | 0.16613 | 1050.7209 | 0.0056869 | 1044.9837 | 0.076182 | 1050.7209 | 0.012348 | 1089.4788 | 0.18105 | 1287.2902 | 0.0037081 | 1042.3521 | 0.012765 | 1195.9625 | 0 | 1195.1211 | 0 | 952.419 | 0.00085839 | 952.7415 | 0.01112 | 952.4191 | 0.050327 | 952.4191 | 0.029896 | 952.4191 | 0.049002 | 947.9392 | 0.0087574
| 434.3827 | 0 |  |  | 434.3827 | 0 | 434.3827 | 0 |  |  | 952.661 | -0.089369 | 947.2225 | -0.24362 | 707.4618 | 0.031595 | 952.661 | -0.98686 | 952.661 | -0.095986 | 952.984 | 0 | 952.661 | -0.36881 | 952.661 | -0.046077 | 952.661 | -0.38628 | 708.261 | 0.00033571 | 947.22 | -0.055613 | 952.984 | -0.059825 | 707.4618 | 0.0067713 | 947.22 | -0.010895 | 952.661 | -0.042103 | 947.22 | -0.0023318 | 952.661 | -0.041753 | 708.261 | 0.00033081 | 708.261 | 0.00018666 | 952.661 | -0.15828 | 952.984 | -0.043704 | 952.984 | -0.029524 | 952.661 | -0.0042505 | 1045.1523 | 0.031182 | 952.661 | -0.14055 | 952.661 | -0.03057 | 1045.4678 | 0 | 952.661 | -0.080064 | 1050.8928 | 0.0025218 | 1045.1523 | 0.079024 | 1050.8928 | 0.012085 | 1089.5969 | 0.17965 | 1287.3712 | 0.0036824 | 1042.3654 | 0.012775 | 1196.0326 | 0 | 1195.1912 | 0 | 952.661 | 0.0011491 | 952.984 | -0.020368 | 952.661 | -0.027492 | 952.661 | -0.03891 | 952.661 | -0.049002 | 948.1806 | 0.0081367
| 434.4631 | 0 |  |  | 434.4631 | 0 | 434.4631 | 0 |  |  | 952.903 | -0.042141 | 947.4641 | 0.14121 | 707.5883 | 0 | 952.903 | 0.5067 | 952.903 | 0.026401 | 953.2265 | 0 | 952.903 | 0.2573 | 952.903 | 0.11706 | 952.903 | 0.34177 | 708.3819 | 0.00031727 | 947.46 | -0.021311 | 953.2265 | 0.00018141 | 707.5883 | 0.0019775 | 947.46 | 0.01085 | 952.903 | 0.015084 | 947.46 | 0.013408 | 952.903 | 0.014307 | 708.3819 | 0.00033919 | 708.3819 | 0.00023742 | 952.903 | 0.10491 | 953.2265 | 0.0081928 | 953.2265 | 0.0021305 | 952.903 | 0.089071 | 1045.3209 | 0.048802 | 952.903 | 0.021126 | 952.903 | -0.0026927 | 1045.6381 | 0 | 952.903 | 0.1814 | 1051.0646 | 0.0080929 | 1045.3209 | 0.076182 | 1051.0646 | 0.01116 | 1089.7151 | 0.17813 | 1287.4524 | 0.0036517 | 1042.3787 | 0.012783 | 1196.1027 | 0 | 1195.2611 | 0 | 952.903 | 0.00016266 | 953.2265 | -0.0028121 | 952.903 | 0.04597 | 952.903 | 0.024788 | 952.903 | 0.074356 | 948.4219 | 0.0081168
| 434.5434 | 0 |  |  | 434.5434 | 0 | 434.5434 | 0 |  |  | 953.145 | 0.022032 | 947.7057 | -0.17468 | 707.7149 | 0.025792 | 953.145 | -0.54709 | 953.145 | -0.085376 | 953.469 | 0 | 953.145 | -0.28869 | 953.145 | -0.070154 | 953.145 | -0.23429 | 708.5029 | 0.00034912 | 947.71 | -0.042101 | 953.469 | -0.029587 | 707.7149 | 0.01212 | 947.71 | -0.020951 | 953.145 | -0.016874 | 947.71 | -0.0068788 | 953.145 | -0.020293 | 708.5029 | 0.00035939 | 708.5029 | 0.00029577 | 953.145 | -0.022602 | 953.469 | -0.0063677 | 953.469 | -0.010205 | 953.145 | -0.092569 | 1045.4894 | 0.037536 | 953.145 | -0.050057 | 953.145 | -0.0072778 | 1045.8083 | 0 | 953.145 | -0.02059 | 1051.2364 | 0.0029628 | 1045.4894 | 0.078149 | 1051.2364 | 0.011232 | 1089.8333 | 0.17686 | 1287.5337 | 0.003621 | 1042.392 | 0.012792 | 1196.1727 | 0 | 1195.3311 | 0 | 953.145 | 0.0018802 | 953.469 | 0.023708 | 953.145 | -0.016375 | 953.145 | -0.074063 | 953.145 | 0.0073506 | 948.6633 | 0.0079999
| 434.6238 | 0 |  |  | 434.6238 | 0 | 434.6238 | 0 |  |  | 953.387 | 0.0036959 | 947.9473 | 0.083543 | 707.8414 | 0 | 953.387 | -0.068206 | 953.387 | 0.039878 | 953.7115 | 0 | 953.387 | 0.16403 | 953.387 | 0.082192 | 953.387 | 0.17467 | 708.6238 | 0.00037594 | 947.95 | 0.029627 | 953.7115 | 0.018711 | 707.8414 | 0.0082067 | 947.95 | 0.00024916 | 953.387 | 0.040591 | 947.95 | 0.0081613 | 953.387 | 0.01593 | 708.6238 | 0.00037082 | 708.6238 | 0.00035013 | 953.387 | 0.12331 | 953.7115 | 0.004203 | 953.7115 | 0.013885 | 953.387 | -0.0026562 | 1045.658 | 0.04074 | 953.387 | 0.02684 | 953.387 | 0.04686 | 1045.9785 | 0 | 953.387 | 0.2974 | 1051.4082 | 0.0028728 | 1045.658 | 0.076073 | 1051.4082 | 0.010919 | 1089.9514 | 0.17572 | 1287.6149 | 0.0035954 | 1042.4053 | 0.012799 | 1196.2428 | 0 | 1195.4011 | 0 | 953.387 | -0.00041258 | 953.7115 | 0.022754 | 953.387 | 0.076918 | 953.387 | 0.064749 | 953.387 | 0.095022 | 948.9047 | 0.0088447
| 434.7041 | 0 |  |  | 434.7041 | 0 | 434.7041 | 0 |  |  | 953.629 | -0.078607 | 948.1889 | -0.081108 | 707.9679 | 0.023858 | 953.629 | -0.70609 | 953.629 | -0.089823 | 953.954 | 0 | 953.629 | -0.41807 | 953.629 | -0.22956 | 953.629 | -0.36865 | 708.7447 | 0.00037972 | 948.19 | -0.070168 | 953.954 | -0.071433 | 707.9679 | 0.0085507 | 948.19 | -0.0095359 | 953.629 | -0.067664 | 948.19 | 0.0015157 | 953.629 | -0.013292 | 708.7447 | 0.00036892 | 708.7447 | 0.00034254 | 953.629 | -0.19803 | 953.954 | -0.054956 | 953.954 | -0.017246 | 953.629 | -0.011437 | 1045.8266 | 0.026216 | 953.629 | -0.10145 | 953.629 | -0.065604 | 1046.1487 | 0 | 953.629 | -0.16014 | 1051.58 | 0.00091811 | 1045.8266 | 0.079789 | 1051.58 | 0.011473 | 1090.0697 | 0.17434 | 1287.696 | 0.0035647 | 1042.4186 | 0.012806 | 1196.313 | 0 | 1195.4711 | 0 | 953.629 | 0.00046243 | 953.954 | -0.017359 | 953.629 | -0.036356 | 953.629 | -0.24923 | 953.629 | -0.095022 | 949.146 | 0.0063858
| 434.7845 | 0 |  |  | 434.7845 | 0 | 434.7845 | 0 |  |  | 953.871 | -0.041541 | 948.4305 | 0.04002 | 708.0945 | 0 | 953.871 | -0.13094 | 953.871 | 0.0056033 | 954.1966 | 0 | 953.871 | 0.12421 | 953.871 | 0.14031 | 953.871 | 0.075535 | 708.8657 | 0.00036211 | 948.43 | 0.031706 | 954.1966 | -0.020927 | 708.0945 | 0.0064269 | 948.43 | 0.0021518 | 953.871 | 0.0061893 | 948.43 | 0.013408 | 953.871 | -0.0029525 | 708.8657 | 0.00035863 | 708.8657 | 0.00033454 | 953.871 | 0.05411 | 954.1966 | 0.014515 | 954.1966 | -0.0033092 | 953.871 | -0.079077 | 1045.9951 | 0.053714 | 953.871 | 0.083615 | 953.871 | -0.035222 | 1046.3189 | 0 | 953.871 | 0.090182 | 1051.7518 | 0.0054681 | 1045.9951 | 0.077822 | 1051.7518 | 0.011232 | 1090.1879 | 0.17283 | 1287.7772 | 0.0035339 | 1042.4319 | 0.012812 | 1196.3831 | 0 | 1195.5411 | 0 | 953.871 | -0.00010415 | 954.1966 | 0.0090281 | 953.871 | 0.01983 | 953.871 | 0.24307 | 953.871 | 0.12016 | 949.3874 | 0.0088488
| 434.8649 | 0 |  |  | 434.8649 | 0 | 434.8649 | 0 |  |  | 954.113 | -0.11601 | 948.6721 | -0.19274 | 708.2211 | 0.038688 | 954.113 | -0.51301 | 954.113 | -0.11524 | 954.4391 | 0 | 954.113 | -0.37505 | 954.113 | -0.28352 | 954.113 | -0.35773 | 708.9866 | 0.00031391 | 948.67 | 0.012994 | 954.4391 | -0.065193 | 708.2211 | 0.016299 | 948.67 | -0.014972 | 954.113 | -0.060637 | 948.67 | 0.0053631 | 954.113 | -0.030592 | 708.9866 | 0.00035405 | 708.9866 | 0.00032695 | 954.113 | -0.18662 | 954.4391 | -0.055217 | 954.4391 | -0.028442 | 954.113 | -0.096191 | 1046.1637 | 0.036735 | 954.113 | -0.085446 | 954.113 | -0.085542 | 1046.4892 | 0 | 954.113 | -0.1087 | 1051.9237 | 0.00017112 | 1046.1637 | 0.080773 | 1051.9237 | 0.011737 | 1090.3062 | 0.17154 | 1287.8585 | 0.0035083 | 1042.4452 | 0.012818 | 1196.4531 | 0 | 1195.6112 | 0 | 954.113 | 2.6006e-05 | 954.4391 | -0.032626 | 954.113 | -0.03921 | 954.113 | -0.043416 | 954.113 | -0.030254 | 949.6288 | 0.0058597
| 434.9452 | 0 |  |  | 434.9452 | 0 | 434.9452 | 0 |  |  | 954.355 | 0.0075617 | 948.9137 | 0.076884 | 708.3477 | 0 | 954.355 | 0.0042855 | 954.355 | -0.0015228 | 954.6817 | 0 | 954.355 | 0.16777 | 954.355 | 0.074305 | 954.355 | 0.20574 | 709.1075 | 0.00032607 | 948.91 | 0.0046779 | 954.6817 | 0.017178 | 708.3477 | 0.011807 | 948.91 | -0.0049152 | 954.355 | 0.01219 | 948.91 | 0.0018654 | 954.355 | 0.013951 | 709.1075 | 0.00031213 | 709.1075 | 0.00028018 | 954.355 | 0.024635 | 954.6817 | 0.0042518 | 954.6817 | 0.014102 | 954.355 | 0.075454 | 1046.3323 | 0.047307 | 954.355 | -0.0069124 | 954.355 | 0.058716 | 1046.6594 | 0 | 954.355 | 0.1997 | 1052.0955 | 0.0083116 | 1046.3323 | 0.077822 | 1052.0955 | 0.011438 | 1090.4244 | 0.17076 | 1287.9397 | 0.0034776 | 1042.4585 | 0.012823 | 1196.5233 | 0 | 1195.6811 | 0 | 954.355 | 0.0013928 | 954.6817 | 0.017212 | 954.355 | 0.022534 | 954.355 | 0.014722 | 954.355 | 0.090335 | 949.8702 | 0.0081572
| 435.0256 | 0 |  |  | 435.0256 | 0 | 435.0256 | 0 |  |  | 954.597 | -0.05923 | 949.1553 | -0.17945 | 708.4743 | 0.010436 | 954.597 | -0.40726 | 954.597 | -0.13903 | 954.9242 | 0 | 954.597 | -0.32488 | 954.597 | -0.11333 | 954.597 | -0.24269 | 709.2284 | 0.00035205 | 949.16 | 0.055613 | 954.9242 | -0.048006 | 708.4743 | 0.015672 | 949.16 | 0.01547 | 954.597 | -0.080827 | 949.16 | 0.019004 | 954.597 | -0.024453 | 709.2284 | 0.00031404 | 709.2284 | 0.000257 | 954.597 | -0.097913 | 954.9242 | -0.036766 | 954.9242 | -0.023187 | 954.597 | -0.077828 | 1046.5008 | 0.03775 | 954.597 | -0.033001 | 954.597 | -0.057072 | 1046.8296 | 0 | 954.597 | -0.043627 | 1052.2673 | 0.0017156 | 1046.5008 | 0.07957 | 1052.2673 | 0.011779 | 1090.5427 | 0.16985 | 1288.021 | 0.003452 | 1042.4718 | 0.012828 | 1196.5935 | 0 | 1195.7512 | 0 | 954.597 | 0.0017999 | 954.9242 | -0.0051379 | 954.597 | -0.0092565 | 954.597 | 0.0049213 | 954.597 | -0.065834 | 950.1116 | 0.0063766
| 435.106 | 0 |  |  | 435.106 | 0 | 435.106 | 0 |  |  | 954.8391 | -0.024272 | 949.3969 | 0.20834 | 708.6009 | 0 | 954.8391 | -0.013335 | 954.8391 | -0.033002 | 955.1668 | 0 | 954.8391 | 0.23953 | 954.8391 | -0.17103 | 954.8391 | 0.17467 | 709.3494 | 0.00037468 | 949.4 | -0.012994 | 955.1668 | 0.0040371 | 708.6009 | 0.021837 | 949.4 | 0.016286 | 954.8391 | -0.011299 | 949.4 | 0.0018654 | 954.8391 | 0.0016587 | 709.3494 | 0.0003167 | 709.3494 | 0.00023742 | 954.8391 | 0.10896 | 955.1668 | -0.0054004 | 955.1668 | -0.002051 | 954.8391 | 0.022112 | 1046.6694 | 0.049443 | 954.8391 | 0.072645 | 954.8391 | -0.0081492 | 1046.9998 | 0 | 954.8391 | 0.17622 | 1052.4391 | 0.0062337 | 1046.6694 | 0.076729 | 1052.4391 | 0.010961 | 1090.6611 | 0.16834 | 1288.1022 | 0.0034264 | 1042.4851 | 0.012832 | 1196.6636 | 0 | 1195.8213 | 0 | 954.839 | 0.00038212 | 955.1668 | 0.007817 | 954.8391 | 0.013164 | 954.8391 | 0.029295 | 954.8391 | 0.078404 | 950.353 | 0.0081425
| 435.1863 | 0 |  |  | 435.1863 | 0 | 435.1863 | 0 |  |  | 955.0811 | -0.086589 | 949.6386 | -0.12978 | 708.7275 | 0.020498 | 955.0811 | -1.0558 | 955.0811 | -0.16676 | 955.4093 | 0 | 955.0811 | -0.34464 | 955.0811 | 0.069324 | 955.0811 | -0.39804 | 709.4703 | 0.00037301 | 949.64 | -0.077446 | 955.4093 | -0.063145 | 708.7275 | 0.029569 | 949.64 | -0.0089922 | 955.0811 | -0.074879 | 949.64 | 0.0022152 | 955.0811 | -0.04779 | 709.4703 | 0.00034605 | 709.4703 | 0.00033094 | 955.0811 | -0.14319 | 955.4093 | -0.045485 | 955.4093 | -0.031248 | 955.0811 | -0.14941 | 1046.838 | 0.03209 | 955.0811 | -0.10129 | 955.0811 | -0.1195 | 1047.1701 | 0 | 955.0811 | -0.054426 | 1052.6109 | 0.0020139 | 1046.838 | 0.079789 | 1052.6109 | 0.011374 | 1090.7795 | 0.16699 | 1288.1835 | 0.0033956 | 1042.4984 | 0.012835 | 1196.7338 | 0 | 1195.8914 | 0 | 955.081 | 0.00079748 | 955.4093 | -0.023818 | 955.0811 | -0.0032706 | 955.0811 | -0.068505 | 955.0811 | -0.052411 | 950.5944 | 0.0074462
| 435.2667 | 0 |  |  | 435.2667 | 0 | 435.2667 | 0 |  |  | 955.3231 | -0.045168 | 949.8802 | 0.17303 | 708.8541 | 0 | 955.3231 | 0.28102 | 955.3231 | -0.0075553 | 955.6519 | 0 | 955.3231 | 0.211 | 955.3231 | 0.19635 | 955.3231 | 0.1436 | 709.5912 | 0.00033152 | 949.88 | 0.012994 | 955.6519 | -0.014626 | 708.8541 | 0.0052405 | 949.88 | 0.021721 | 955.3231 | -0.013776 | 949.88 | 0.0060627 | 955.3231 | 0.0097406 | 709.5912 | 0.00034529 | 709.5912 | 0.00030736 | 955.3231 | 0.15754 | 955.6519 | 0.0041387 | 955.6519 | -0.00094809 | 955.3231 | -0.038352 | 1047.0066 | 0.036895 | 955.3231 | 0.047892 | 955.3231 | 0.061056 | 1047.3403 | 0 | 955.3231 | 0.14149 | 1052.7828 | 0.0063977 | 1047.0066 | 0.078696 | 1052.7828 | 0.010933 | 1090.8981 | 0.16597 | 1288.2648 | 0.00337 | 1042.5118 | 0.012837 | 1196.804 | 0 | 1195.9614 | 0 | 955.323 | 0.0014233 | 955.6519 | -0.0088446 | 955.3231 | 0.018328 | 955.3231 | 0.054383 | 955.3231 | 0.079682 | 950.8358 | 0.0093143
| 435.3471 | 0 |  |  | 435.3471 | 0 | 435.3471 | 0 |  |  | 955.5652 | -0.014836 | 950.1218 | -0.13213 | 708.9808 | 0.017144 | 955.5652 | -0.46978 | 955.5652 | -0.12174 | 955.8945 | 0 | 955.5652 | -0.28069 | 955.5652 | -0.27107 | 955.5652 | -0.31826 | 709.7122 | 0.00031685 | 950.12 | 0.0088362 | 955.8945 | -0.043361 | 708.9808 | 0.018389 | 950.12 | -0.017147 | 955.5652 | -0.016054 | 950.12 | -0.0037309 | 955.5652 | -0.00045693 | 709.7122 | 0.00035024 | 709.7122 | 0.00033854 | 955.5652 | -0.14503 | 955.8945 | -0.043918 | 955.8945 | -0.01316 | 955.5652 | -0.031606 | 1047.1751 | 0.03193 | 955.5652 | -0.10551 | 955.5652 | -0.015252 | 1047.5105 | 0.00026087 | 955.5652 | -0.040136 | 1052.9546 | 0.0015302 | 1047.1751 | 0.081538 | 1052.9546 | 0.011395 | 1091.0164 | 0.16479 | 1288.3461 | 0.0033444 | 1042.5251 | 0.01284 | 1196.8742 | 0 | 1196.0315 | 0 | 955.565 | 0.0017777 | 955.8945 | -0.018423 | 955.5652 | -0.0067427 | 955.5652 | -0.062496 | 955.5652 | -0.0060875 | 951.0772 | 0.0074915
| 435.4275 | 0 |  |  | 435.4275 | 0 | 435.4275 | 0 |  |  | 955.8072 | 0.060533 | 950.3635 | -0.0064781 | 709.1074 | 0.0041092 | 955.8072 | 0.046557 | 955.8072 | 0.11116 | 956.1371 | 0 | 955.8072 | 0.20864 | 955.8072 | 0.037196 | 955.8072 | 0.11756 | 709.8331 | 0.00034325 | 950.36 | 0.031706 | 956.1371 | 0.022874 | 709.1074 | 0.0079102 | 950.36 | 0.00079277 | 955.8072 | 0.014476 | 950.36 | -0.0047802 | 955.8072 | 0.02354 | 709.8331 | 0.00035024 | 709.8331 | 0.00036212 | 955.8072 | 0.082453 | 956.1371 | 0.025992 | 956.1371 | 0.013125 | 955.8072 | -0.029482 | 1047.3437 | 0.044477 | 955.8072 | 0.041254 | 955.8072 | 0.02468 | 1047.6808 | 0 | 955.8072 | 0.13065 | 1053.1264 | 0.0051017 | 1047.3437 | 0.077822 | 1053.1264 | 0.010926 | 1091.1348 | 0.16322 | 1288.4274 | 0.0033188 | 1042.5385 | 0.012841 | 1196.9442 | 0 | 1196.1016 | 0 | 955.807 | 0.00096085 | 956.1371 | 0.024112 | 955.8072 | 0.095095 | 955.8072 | 0.036656 | 955.8072 | 0.0914 | 951.3186 | 0.0076722
| 435.5078 | 0 |  |  | 435.5078 | 0 | 435.5078 | 0 |  |  | 956.0493 | -0.051416 | 950.6051 | -0.12358 | 709.2341 | 0.024932 | 956.0493 | -0.30686 | 956.0493 | -0.11179 | 956.3797 | 0 | 956.0493 | -0.41744 | 956.0493 | -0.13076 | 956.0493 | -0.25696 | 709.9541 | 0.00036211 | 950.61 | 0.006757 | 956.3797 | -0.03406 | 709.2341 | 0.026643 | 950.61 | 0.00079277 | 956.0493 | -0.043315 | 950.61 | -0.0089774 | 956.0493 | -0.031403 | 709.9541 | 0.00035291 | 709.9541 | 0.00037371 | 956.0493 | -0.14613 | 956.3797 | -0.031795 | 956.3797 | -0.015141 | 956.0493 | 0.054966 | 1047.5123 | 0.040953 | 956.0493 | -0.060564 | 956.0493 | 0.0026012 | 1047.851 | 0 | 956.0493 | -0.082427 | 1053.2982 | 0.00070641 | 1047.5123 | 0.078805 | 1053.2982 | 0.011786 | 1091.2533 | 0.16215 | 1288.5087 | 0.0032932 | 1042.5518 | 0.012842 | 1197.0144 | 0 | 1196.1716 | 0 | 956.049 | 0.0013762 | 956.3797 | -0.010606 | 956.0493 | -0.0047615 | 956.0493 | -0.087133 | 956.0493 | -0.036645 | 951.5601 | 0.0074142
| 435.5882 | 0 |  |  | 435.5882 | 0 | 435.5882 | 0 |  |  | 956.2913 | 0.00071324 | 950.8468 | 0.072637 | 709.3608 | 0 | 956.2913 | 0.1101 | 956.2913 | 0.033486 | 956.6223 | 0 | 956.2913 | 0.29773 | 956.2913 | 0.067663 | 956.2913 | -0.067893 | 710.075 | 0.00035331 | 950.85 | -0.011954 | 956.6223 | 0.024126 | 709.3608 | 0.00049437 | 950.85 | -0.00083807 | 956.2913 | 0.029268 | 950.85 | -0.0016322 | 956.2913 | 0.0030249 | 710.075 | 0.00031594 | 710.075 | 0.00035812 | 956.2913 | 0.17448 | 956.6223 | 0.026457 | 956.6223 | 0.010235 | 956.2913 | 0.044598 | 1047.6808 | 0.041594 | 956.2913 | 0.057667 | 956.2913 | -0.0053146 | 1048.0212 | 0 | 956.2913 | 0.1659 | 1053.4701 | 0.0024812 | 1047.6808 | 0.076182 | 1053.4701 | 0.011402 | 1091.3718 | 0.16158 | 1288.59 | 0.0032676 | 1042.5651 | 0.012843 | 1197.0847 | 0 | 1196.2417 | 0 | 956.291 | 0.00019002 | 956.6223 | 0.012258 | 956.2913 | 0.033651 | 956.2913 | 0.03245 | 956.2913 | 0.087139 | 951.8015 | 0.0091398
| 435.6686 | 0 |  |  | 435.6686 | 0 | 435.6686 | 0 |  |  | 956.5334 | -0.018321 | 951.0885 | -0.078662 | 709.4874 | 0.012299 | 956.5334 | -0.43428 | 956.5334 | -0.09622 | 956.8649 | 0 | 956.5334 | -0.31522 | 956.5334 | -0.12453 | 956.5334 | -0.29643 | 710.1959 | 0.00036505 | 951.09 | -0.006757 | 956.8649 | -0.061775 | 709.4874 | 0.031136 | 951.09 | 0.00052096 | 956.5334 | -0.035717 | 951.09 | -0.011776 | 956.5334 | -0.012429 | 710.1959 | 0.00036129 | 710.1959 | 0.00024501 | 956.5334 | -0.1119 | 956.8649 | -0.033897 | 956.8649 | -0.025872 | 956.5334 | -0.080451 | 1047.8494 | 0.037002 | 956.5334 | -0.093708 | 956.5334 | -0.017267 | 1048.1915 | 0 | 956.5334 | -0.16378 | 1053.6419 | 0.00077661 | 1047.8494 | 0.078477 | 1053.6419 | 0.011829 | 1091.4904 | 0.16047 | 1288.6713 | 0.003242 | 1042.5784 | 0.012843 | 1197.1549 | 0 | 1196.3119 | 0 | 956.533 | 0.0020103 | 956.8649 | -0.010826 | 956.5334 | -0.034703 | 956.5334 | -0.025689 | 956.5334 | 0.00806 | 952.043 | 0.0069295
| 435.749 | 0 |  |  | 435.749 | 0 | 435.749 | 0 |  |  | 956.7755 | 0.12489 | 951.3301 | 0.20714 | 709.6141 | 0 | 956.7755 | 0.077891 | 956.7755 | 0.11334 | 957.1075 | 0 | 956.7755 | 0.25516 | 956.7755 | 0.19095 | 956.7755 | 0.22925 | 710.3169 | 0.00038516 | 951.33 | -0.0088362 | 957.1075 | 0.044523 | 709.6141 | 0 | 951.33 | 0.00079277 | 956.7755 | 0.014707 | 951.33 | -0.012825 | 956.7755 | 0.039013 | 710.3169 | 0.00035405 | 710.3169 | 0.00024501 | 956.7755 | 0.21239 | 957.1075 | 0.043387 | 957.1075 | 0.038164 | 956.7755 | 0.066085 | 1048.018 | 0.050991 | 956.7755 | 0.08337 | 956.7755 | 0.025835 | 1048.3617 | 0 | 956.7755 | 0.18964 | 1053.8137 | 0.0066711 | 1048.018 | 0.075745 | 1053.8137 | 0.011352 | 1091.6089 | 0.15893 | 1288.7527 | 0.0032164 | 1042.5917 | 0.012842 | 1197.2251 | 0 | 1196.382 | 0 | 956.775 | 0.001534 | 957.1075 | 0.053288 | 956.7755 | 0.08503 | 956.7755 | 0.060843 | 956.7755 | 0.15212 | 952.2844 | 0.0087032
| 435.8293 | 0 |  |  | 435.8293 | 0 | 435.8293 | 0 |  |  | 957.0175 | -0.038737 | 951.5718 | -0.05009 | 709.7409 | 0.0089449 | 957.0175 | -0.38472 | 957.0175 | -0.13847 | 957.3501 | 0 | 957.0175 | -0.28181 | 957.0175 | -0.15069 | 957.0175 | -0.46774 | 710.4378 | 0.00036379 | 951.57 | -0.0015593 | 957.3501 | -0.037382 | 709.7409 | 0.0020264 | 951.57 | -0.0084487 | 957.0175 | -0.06665 | 951.57 | 0.0039641 | 957.0175 | -0.015626 | 710.4378 | 0.00036282 | 710.4378 | 0.00023742 | 957.0175 | -0.11632 | 957.3501 | -0.025809 | 957.3501 | -0.010491 | 957.0175 | 0.019863 | 1048.1865 | 0.038283 | 957.0175 | -0.071342 | 957.0175 | -0.014388 | 1048.532 | 0 | 957.0175 | -0.17661 | 1053.9856 | 0.0030242 | 1048.1865 | 0.077166 | 1053.9856 | 0.011665 | 1091.7275 | 0.15758 | 1288.834 | 0.0031908 | 1042.605 | 0.012841 | 1197.2953 | 0 | 1196.4522 | 0 | 957.018 | 0.0024755 | 957.3501 | -0.013689 | 957.0175 | -0.024037 | 957.0175 | -0.035905 | 957.0175 | -0.021263 | 952.5259 | 0.0069434
| 435.9097 | 0 |  |  | 435.9097 | 0 | 435.9097 | 0 |  |  | 957.2596 | -0.044837 | 951.8135 | 0.16225 | 709.8676 | 0 | 957.2596 | 0.16453 | 957.2596 | 0.044104 | 957.5927 | 0 | 957.2596 | 0.15341 | 957.2596 | -0.023377 | 957.2596 | 0.26284 | 710.5588 | 0.00032691 | 951.81 | 0.053536 | 957.5927 | 0.0066614 | 709.8676 | 0.010553 | 951.81 | 0.010578 | 957.2596 | -0.015868 | 951.81 | -0.00058295 | 957.2596 | -0.020851 | 710.5588 | 0.00031404 | 710.5588 | 0.0002646 | 957.2596 | 0.070674 | 957.5927 | -0.0041233 | 957.5927 | -0.0042997 | 957.2596 | 0.052468 | 1048.3551 | 0.045331 | 957.2596 | 0.088697 | 957.2596 | 0.020792 | 1048.7022 | 0 | 957.2596 | 0.042013 | 1054.1574 | 0.0083116 | 1048.3551 | 0.075308 | 1054.1574 | 0.011104 | 1091.8461 | 0.15663 | 1288.9154 | 0.0031652 | 1042.6183 | 0.01284 | 1197.3655 | 0 | 1196.5222 | 0 | 957.26 | 0.00081409 | 957.5927 | -0.013542 | 957.2596 | 0.018478 | 957.2596 | 0.07166 | 957.2596 | 0.052198 | 952.7674 | 0.0085349
| 435.9901 | 0 |  |  | 435.9901 | 0 | 435.9901 | 0 |  |  | 957.5017 | -0.087078 | 952.0551 | -0.086644 | 709.9943 | 0.027512 | 957.5017 | -0.85639 | 957.5017 | -0.12889 | 957.8354 | 0 | 957.5017 | -0.3169 | 957.5017 | -0.22624 | 957.5017 | -0.22253 | 710.6797 | 0.0003114 | 952.06 | -0.033785 | 957.8354 | -0.076589 | 709.9943 | 0.0073644 | 952.06 | 0.013295 | 957.5017 | -0.018105 | 952.06 | -0.026815 | 957.5017 | -0.036426 | 710.6797 | 0.00031785 | 710.6797 | 0.00026859 | 957.5017 | -0.19325 | 957.8354 | -0.047038 | 957.8354 | -0.02924 | 957.5017 | -0.034479 | 1048.5237 | 0.036895 | 957.5017 | -0.038103 | 957.5017 | -0.012911 | 1048.8725 | 0 | 957.5017 | 0.0098695 | 1054.3292 | 0.0047946 | 1048.5237 | 0.078915 | 1054.3292 | 0.011381 | 1091.9647 | 0.15524 | 1288.9967 | 0.0031396 | 1042.6316 | 0.012838 | 1197.4358 | 0 | 1196.5924 | 0 | 957.502 | 0.0008667 | 957.8354 | -0.023818 | 957.5017 | -0.05859 | 957.5017 | -0.01968 | 957.5017 | -0.042824 | 953.0088 | 0.0062965
| 436.0705 | 0 |  |  | 436.0705 | 0 | 436.0705 | 0 |  |  | 957.7438 | -0.052731 | 952.2968 | 0.12291 | 710.121 | 0 | 957.7438 | 0.22472 | 957.7438 | 0.0083273 | 958.078 | 0 | 957.7438 | 0.17803 | 957.7438 | -0.034079 | 957.7438 | -0.0087385 | 710.8007 | 0.00033864 | 952.3 | -0.016113 | 958.078 | 0.0056453 | 710.121 | 0.027165 | 952.3 | 0.0078598 | 957.7438 | 0.0084359 | 952.3 | 0.0046636 | 957.7438 | 0.010603 | 710.8007 | 0.00033195 | 710.8007 | 0.000257 | 957.7438 | 0.080244 | 958.078 | -0.0035342 | 958.078 | -0.0053809 | 957.7438 | 0.043224 | 1048.6922 | 0.039725 | 957.7438 | 0.027409 | 957.7438 | 0.019934 | 1049.0427 | 0.00017392 | 957.7438 | 0.13032 | 1054.5011 | 0.0076007 | 1048.6922 | 0.077275 | 1054.5011 | 0.010919 | 1092.0834 | 0.15398 | 1289.0781 | 0.0031139 | 1042.6449 | 0.012835 | 1197.506 | 0 | 1196.6625 | 0 | 957.744 | 7.036e-07 | 958.078 | -0.0014557 | 957.7438 | 0.064899 | 957.7438 | 0.021032 | 957.7438 | 0.11441 | 953.2503 | 0.00827
| 436.1509 | 0 |  |  | 436.1509 | 0 | 436.1509 | 0 |  |  | 957.9859 | -0.092675 | 952.5385 | -0.076835 | 710.2478 | 0.018262 | 957.9859 | -0.46285 | 957.9859 | -0.15548 | 958.3207 | 0 | 957.9859 | -0.34544 | 957.9859 | -0.14404 | 957.9859 | -0.21581 | 710.9216 | 0.00033068 | 952.54 | -0.0088362 | 958.3207 | -0.040365 | 710.2478 | 0.007068 | 952.54 | -0.0046433 | 957.9859 | -0.045008 | 952.54 | -0.0044305 | 957.9859 | -0.027852 | 710.9216 | 0.00033538 | 710.9216 | 0.0002606 | 957.9859 | -0.1984 | 958.3207 | -0.049411 | 958.3207 | -0.017992 | 957.9859 | -0.052718 | 1048.8608 | 0.036255 | 957.9859 | -0.070839 | 957.9859 | -0.071569 | 1049.2129 | 0 | 957.9859 | -0.078175 | 1054.6729 | 6.4718e-05 | 1048.8608 | 0.07957 | 1054.6729 | 0.011224 | 1092.2021 | 0.15351 | 1289.1596 | 0.0030883 | 1042.6582 | 0.012833 | 1197.5763 | 0 | 1196.7327 | 0 | 957.986 | 0.0013651 | 958.3207 | -0.032479 | 957.9859 | -0.038459 | 957.9859 | -0.060993 | 957.9859 | -0.08863 | 953.4918 | 0.0056365
| 436.2313 | 0 |  |  | 436.2313 | 0 | 436.2313 | 0 |  |  | 958.228 | 0.011393 | 952.7802 | 0.2943 | 710.3745 | 0 | 958.228 | -0.17954 | 958.228 | 0.044041 | 958.5633 | 0 | 958.228 | 0.13273 | 958.228 | 0.045662 | 958.228 | 0.080626 | 711.0426 | 0.00033738 | 952.78 | 0.017152 | 958.5633 | 0.029803 | 710.3745 | 0.028106 | 952.78 | 0.0078598 | 958.228 | 0.060089 | 952.78 | 0.030897 | 958.228 | 0.0026336 | 711.0426 | 0.00031785 | 711.0426 | 0.00024141 | 958.228 | 0.01444 | 958.5633 | -0.0015425 | 958.5633 | 0.0030807 | 958.228 | 0.12093 | 1049.0294 | 0.037536 | 958.228 | 0.063953 | 958.228 | 0.076977 | 1049.3832 | 0 | 958.228 | 0.15083 | 1054.8447 | 0.0079835 | 1049.0294 | 0.076291 | 1054.8447 | 0.010712 | 1092.3208 | 0.15273 | 1289.241 | 0.0030679 | 1042.6715 | 0.01283 | 1197.6465 | 0 | 1196.8029 | 0 | 958.228 | 0.0013928 | 958.5633 | 0.013028 | 958.228 | 0.047172 | 958.228 | 0.041614 | 958.228 | 0.094809 | 953.7333 | 0.007667
| 436.3117 | 0 |  |  | 436.3117 | 0 | 436.3117 | 0 |  |  | 958.4701 | 0.0051399 | 953.0219 | -0.26365 | 710.5013 | 0.03396 | 958.4701 | -0.98632 | 958.4701 | -0.11283 | 958.806 | 0 | 958.4701 | -0.33677 | 958.4701 | -0.26733 | 958.4701 | -0.34345 | 711.1635 | 0.00034619 | 953.02 | -0.033785 | 958.806 | -0.025127 | 710.5013 | 0.011493 | 953.02 | -0.019593 | 958.4701 | -0.028209 | 953.02 | 0.0067623 | 958.4701 | -0.028309 | 711.1635 | 0.0002866 | 711.1635 | 0.00033454 | 958.4701 | -0.1108 | 958.806 | -0.014947 | 958.806 | -0.0096915 | 958.4701 | -0.050719 | 1049.1979 | 0.041113 | 958.4701 | -0.036301 | 958.4701 | -0.055304 | 1049.5534 | 0 | 958.4701 | -0.051302 | 1055.0166 | 0.0054668 | 1049.1979 | 0.078805 | 1055.0166 | 0.011025 | 1092.4396 | 0.15112 | 1289.3223 | 0.0030422 | 1042.6848 | 0.012826 | 1197.7168 | 0 | 1196.873 | 0 | 958.47 | 0.00074763 | 958.806 | 0.0024929 | 958.4701 | -0.034703 | 958.4701 | -0.029896 | 958.4701 | -0.00069227 | 953.9748 | 0.0070759
| 436.392 | 0 |  |  | 436.392 | 0 | 436.392 | 0 |  |  | 958.7122 | 0.052929 | 953.2636 | 0.15752 | 710.6281 | 0 | 958.7122 | 0.2772 | 958.7122 | 0.080563 | 959.0486 | 0 | 958.7122 | 0.21231 | 958.7122 | 0.13491 | 958.7122 | 0.21245 | 711.2844 | 0.0003466 | 953.26 | 0.0015593 | 959.0486 | 0.03594 | 710.6281 | 0.0076135 | 953.26 | -0.020951 | 958.7122 | 0.073789 | 953.26 | 0.0046636 | 958.7122 | 0.041195 | 711.2844 | 0.00027173 | 711.2844 | 0.00030376 | 958.7122 | 0.15497 | 959.0486 | 0.027034 | 959.0486 | 0.015749 | 958.7122 | -0.018863 | 1049.3665 | 0.041861 | 958.7122 | 0.045852 | 958.7122 | 0.038607 | 1049.7237 | 0 | 958.7122 | 0.24394 | 1055.1884 | 0.010335 | 1049.3665 | 0.076619 | 1055.1884 | 0.010527 | 1092.5584 | 0.14988 | 1289.4037 | 0.0030218 | 1042.6981 | 0.012822 | 1197.7871 | 0 | 1196.9432 | 0 | 958.712 | 0.00062857 | 959.0486 | 0.028479 | 958.7122 | 0.035454 | 958.7122 | 0.073913 | 958.7122 | 0.13657 | 954.2163 | 0.007352
| 436.4724 | 0 |  |  | 436.4724 | 0 | 436.4724 | 0 |  |  | 958.9543 | -0.081005 | 953.5053 | -0.29386 | 710.7549 | 0.020126 | 958.9543 | -0.39498 | 958.9543 | -0.11503 | 959.2913 | 0 | 958.9543 | -0.31486 | 958.9543 | -0.27231 | 958.9543 | -0.40224 | 711.4054 | 0.00033948 | 953.51 | -0.047299 | 959.2913 | -0.068508 | 710.7549 | 0.022464 | 953.51 | -0.00056627 | 958.9543 | -0.0029881 | 953.51 | -0.00513 | 958.9543 | -0.036071 | 711.4054 | 0.00029117 | 711.4054 | 0.00035413 | 958.9543 | -0.10748 | 959.2913 | -0.050624 | 959.2913 | -0.028642 | 958.9543 | -0.090944 | 1049.535 | 0.034065 | 958.9543 | -0.10215 | 958.9543 | -0.070016 | 1049.8939 | 0 | 958.9543 | -0.090186 | 1055.3602 | 0.0077648 | 1049.535 | 0.080008 | 1055.3602 | 0.010655 | 1092.6771 | 0.14923 | 1289.4852 | 0.0029962 | 1042.7114 | 0.012818 | 1197.8574 | 0 | 1197.0134 | 0 | 958.954 | 0.0010578 | 959.2913 | -0.017909 | 958.9543 | -0.035454 | 958.9543 | -0.043266 | 958.9543 | -0.0083132 | 954.4578 | 0.0068478
| 436.5528 | 0 |  |  | 436.5528 | 0 | 436.5528 | 0 |  |  | 959.1964 | 0.023185 | 953.747 | 0.10617 | 710.8817 | 0 | 959.1964 | -0.080031 | 959.1964 | 0.050992 | 959.534 | 0 | 959.1964 | 0.18972 | 959.1964 | 0.09506 | 959.1964 | 0.012464 | 711.5263 | 0.00033194 | 953.75 | 0.0036384 | 959.534 | 0.020406 | 710.8817 | 0.018598 | 953.75 | -0.0060024 | 959.1964 | 0.049265 | 953.75 | -0.0037309 | 959.1964 | 0.0027772 | 711.5263 | 0.00032128 | 711.5263 | 0.000253 | 959.1964 | 0.11485 | 959.534 | 0.025925 | 959.534 | 0.0098437 | 959.1964 | 0.11668 | 1049.7036 | 0.046079 | 959.1964 | 0.029114 | 959.1964 | 0.0036188 | 1050.0642 | 0 | 959.1964 | 0.12924 | 1055.5321 | 0.013342 | 1049.7036 | 0.076291 | 1055.5321 | 0.010378 | 1092.796 | 0.14838 | 1289.5666 | 0.0029705 | 1042.7249 | 0.012814 | 1197.9277 | 0 | 1197.0836 | 0 | 959.196 | 0.0012128 | 959.534 | 0.01912 | 959.1964 | 0.0655 | 959.1964 | 0.054834 | 959.1964 | 0.12613 | 954.6993 | 0.0086798
| 436.6332 | 0 |  |  | 436.6332 | 0 | 436.6332 | 0 |  |  | 959.4386 | 0.0035843 | 953.9888 | 0.025734 | 711.0085 | 0.019008 | 959.4386 | -0.47882 | 959.4386 | -0.083264 | 959.7767 | 0 | 959.4386 | -0.25535 | 959.4386 | -0.13865 | 959.4386 | -0.25108 | 711.6473 | 0.00034451 | 953.99 | -0.0036384 | 959.7767 | -0.017425 | 711.0085 | 0 | 953.99 | 0.01085 | 959.4386 | -0.010881 | 953.99 | 0.0067623 | 959.4386 | -0.0065445 | 711.6473 | 0.00036282 | 711.6473 | 0.00029577 | 959.4386 | -0.10417 | 959.7767 | -0.023267 | 959.7767 | -0.02088 | 959.4386 | 0.02486 | 1049.8722 | 0.042448 | 959.4386 | -0.094646 | 959.4386 | -0.071898 | 1050.2345 | 0 | 959.4386 | -0.025102 | 1055.7039 | 0.0034529 | 1049.8722 | 0.077494 | 1055.7039 | 0.010975 | 1092.9148 | 0.14707 | 1289.6481 | 0.0029501 | 1042.7382 | 0.012809 | 1197.9979 | 0 | 1197.1538 | 0 | 959.439 | 0.0024893 | 959.7767 | 0.012735 | 959.4386 | 0.0018577 | 959.4386 | -0.0061625 | 959.4386 | -0.083091 | 954.9409 | 0.0059485
| 436.7136 | 0 |  |  | 436.7136 | 0 | 436.7136 | 0 |  |  | 959.6807 | 0.027739 | 954.2305 | 0.26628 | 711.1354 | 0 | 959.6807 | 0.38242 | 959.6807 | 0.022839 | 960.0194 | 0 | 959.6807 | 0.25298 | 959.6807 | 0.039025 | 959.6807 | 0.10077 | 711.7682 | 0.00036714 | 954.23 | -0.014034 | 960.0194 | 0.032167 | 711.1354 | 0.0022741 | 954.23 | 0.01248 | 959.6807 | 0.0082082 | 954.23 | -0.0012825 | 959.6807 | 0.0064938 | 711.7682 | 0.00037692 | 711.7682 | 0.00037771 | 959.6807 | 0.16969 | 960.0194 | 0.018019 | 960.0194 | 0.011672 | 959.6807 | 0.059339 | 1050.0407 | 0.044798 | 959.6807 | 0.058734 | 959.6807 | 0.071859 | 1050.4047 | 0 | 959.6807 | 0.12143 | 1055.8758 | 0.0044787 | 1050.0407 | 0.075526 | 1055.8758 | 0.010449 | 1093.0337 | 0.1456 | 1289.7295 | 0.0029296 | 1042.7515 | 0.012804 | 1198.0682 | 0 | 1197.224 | 0 | 959.681 | 0.0020186 | 960.0194 | 0.024699 | 959.6807 | 0.042665 | 959.6807 | 0.036806 | 959.6807 | 0.033876 | 955.1824 | 0.008332
| 436.794 | 0 |  |  | 436.794 | 0 | 436.794 | 0 |  |  | 959.9228 | -0.011007 | 954.4722 | -0.10021 | 711.2622 | 0.059537 | 959.9228 | -0.4943 | 959.9228 | -0.08717 | 960.2621 | 0 | 959.9228 | -0.33608 | 959.9228 | -0.14986 | 959.9228 | -0.36949 | 711.8892 | 0.00037762 | 954.47 | -0.02339 | 960.2621 | -0.033053 | 711.2622 | 0.018389 | 954.47 | -0.015244 | 959.9228 | 0.0019971 | 954.47 | 0.0018654 | 959.9228 | -0.022525 | 711.8892 | 0.00038073 | 711.8892 | 0.00045165 | 959.9228 | -0.096072 | 960.2621 | -0.021872 | 960.2621 | -0.0066091 | 959.9228 | -0.025984 | 1050.2093 | 0.027338 | 959.9228 | -0.067472 | 959.9228 | -0.029263 | 1050.575 | 0 | 959.9228 | -0.036498 | 1056.0476 | 0.0021752 | 1050.2093 | 0.079133 | 1056.0476 | 0.011047 | 1093.1526 | 0.14462 | 1289.811 | 0.002904 | 1042.7648 | 0.012799 | 1198.1387 | 0 | 1197.2942 | 0 | 959.923 | 0.0014011 | 960.2621 | 0.0036061 | 959.9228 | -0.0025201 | 959.9228 | -0.035755 | 959.9228 | -0.067325 | 955.4239 | 0.0056625
| 436.8744 | 0 |  |  | 436.8744 | 0 | 436.8744 | 0 |  |  | 960.165 | -0.026307 | 954.714 | 0.27986 | 711.3891 | 0 | 960.165 | 0.40112 | 960.165 | 0.019741 | 960.5048 | 0 | 960.165 | 0.13807 | 960.165 | 0.14902 | 960.165 | 0.1142 | 712.0102 | 0.00036714 | 954.71 | -0.0088362 | 960.5048 | -0.016778 | 711.3891 | 0.013792 | 954.71 | 0.0081316 | 960.165 | 0.034501 | 954.71 | 0.021103 | 960.165 | 0.0015218 | 712.0102 | 0.00030794 | 712.0102 | 0.00049042 | 960.165 | 0.0018786 | 960.5048 | -0.0002664 | 960.5048 | -0.0092258 | 960.165 | -0.036853 | 1050.3779 | 0.052273 | 960.165 | 0.072209 | 960.165 | -0.061928 | 1050.7452 | 0 | 960.165 | 0.11563 | 1056.2195 | 0.0029957 | 1050.3779 | 0.077056 | 1056.2195 | 0.010506 | 1093.2715 | 0.1436 | 1289.8925 | 0.0028835 | 1042.7781 | 0.012794 | 1198.209 | 0 | 1197.3645 | 0 | 960.165 | 0.0026555 | 960.5048 | 0.0040736 | 960.165 | 0.051078 | 960.165 | 0.072561 | 960.165 | 0.071373 | 955.6655 | 0.0083659
| 436.9548 | 0 |  |  | 436.9548 | 0 | 436.9548 | 0 |  |  | 960.4071 | -0.17157 | 954.9557 | -0.26312 | 711.5159 | 0.0070812 | 960.4071 | -0.52031 | 960.4071 | -0.19849 | 960.7475 | 0 | 960.4071 | -0.39477 | 960.4071 | -0.26277 | 960.4071 | -0.51644 | 712.1311 | 0.00036505 | 954.96 | 0.0046779 | 960.7475 | -0.076925 | 711.5159 | 0.01421 | 954.96 | -0.007905 | 960.4071 | -0.051221 | 954.96 | -0.031363 | 960.4071 | -0.035766 | 712.1311 | 0.00029269 | 712.1311 | 0.0003893 | 960.4071 | -0.17521 | 960.7475 | -0.077412 | 960.7475 | -0.043916 | 960.4071 | -0.052343 | 1050.5464 | 0.030435 | 960.4071 | -0.13195 | 960.4071 | 0.028243 | 1050.9155 | 0.00026087 | 960.4071 | -0.13663 | 1056.3913 | 0.0049909 | 1050.5464 | 0.078149 | 1056.3913 | 0.010712 | 1093.3905 | 0.14217 | 1289.974 | 0.002863 | 1042.7914 | 0.012788 | 1198.2793 | 0 | 1197.4347 | 0 | 960.407 | 0.001631 | 960.7475 | -0.04903 | 960.4071 | -0.069106 | 960.4071 | -0.23661 | 960.4071 | -0.12932 | 955.907 | 0.0061797
| 437.0352 | 0 |  |  | 437.0352 | 0 | 437.0352 | 0 |  |  | 960.6493 | 0.010227 | 955.1974 | -0.014514 | 711.6428 | 0 | 960.6493 | 0.21737 | 960.6493 | 0.011727 | 960.9902 | 0 | 960.6493 | 0.17104 | 960.6493 | 0.15484 | 960.6493 | 0.30315 | 712.2521 | 0.00035499 | 955.2 | -0.0057175 | 960.9902 | 0.018619 | 711.6428 | 0.012956 | 955.2 | -0.0062742 | 960.6493 | 0.012356 | 955.2 | 0.0043138 | 960.6493 | -0.0077621 | 712.2521 | 0.00025382 | 712.2521 | 0.00031935 | 960.6493 | 0.092759 | 960.9902 | 0.020061 | 960.9902 | 0.0018702 | 960.6493 | -0.059214 | 1050.715 | 0.049176 | 960.6493 | 0.056354 | 960.6493 | 0.1385 | 1051.0858 | 0 | 960.6493 | 0.12065 | 1056.5631 | 0.0014095 | 1050.715 | 0.075854 | 1056.5631 | 0.0099512 | 1093.5095 | 0.14108 | 1290.0555 | 0.0028374 | 1042.8047 | 0.012782 | 1198.3496 | 0 | 1197.5049 | 0 | 960.649 | 0.0017334 | 960.9902 | 0.0070463 | 960.6493 | 0.036506 | 960.6493 | 0.17817 | 960.6493 | 0.11377 | 956.1486 | 0.007682
| 437.1156 | 0 |  |  | 437.1156 | 0 | 437.1156 | 0 |  |  | 960.8914 | -0.093708 | 955.4392 | -0.18486 | 711.7697 | 0.036969 | 960.8914 | -0.8539 | 960.8914 | -0.1146 | 961.2329 | 0 | 960.8914 | -0.33489 | 960.8914 | -0.12495 | 960.8914 | -0.31154 | 712.373 | 0.00037552 | 955.44 | -0.012994 | 961.2329 | -0.069881 | 711.7697 | 0.020165 | 955.44 | 0.0026954 | 960.8914 | -0.037052 | 955.44 | 0.0074619 | 960.8914 | -0.038354 | 712.373 | 0.00027516 | 712.373 | 0.0002606 | 960.8914 | -0.10012 | 961.2329 | -0.03087 | 961.2329 | -0.019363 | 960.8914 | 0.061962 | 1050.8835 | 0.04373 | 960.8914 | -0.10687 | 960.8914 | 0.0093925 | 1051.256 | 0 | 960.8914 | -0.11297 | 1056.735 | 0.0015357 | 1050.8835 | 0.079789 | 1056.735 | 0.010093 | 1093.6285 | 0.14051 | 1290.137 | 0.0028169 | 1042.818 | 0.012777 | 1198.42 | 0 | 1197.5752 | 0 | 960.891 | 0.0019854 | 961.2329 | -0.03347 | 960.8914 | -0.03906 | 960.8914 | -0.051529 | 960.8914 | -0.044741 | 956.3902 | 0.0066704
| 437.196 | 0 |  |  | 437.196 | 0 | 437.196 | 0 |  |  | 961.1336 | 0.067245 | 955.681 | 0.24631 | 711.8966 | 0 | 961.1336 | -0.030976 | 961.1336 | 0.10115 | 961.4757 | 0 | 961.1336 | 0.20152 | 961.1336 | 0.036076 | 961.1336 | 0.26116 | 712.494 | 0.00034158 | 955.68 | 0.045222 | 961.4757 | 0.05441 | 711.8966 | 0.012329 | 955.68 | 0.00024916 | 961.1336 | 0.011926 | 955.68 | -0.018421 | 961.1336 | 0.034447 | 712.494 | 0.0002664 | 712.494 | 0.000257 | 961.1336 | 0.1373 | 961.4757 | 0.030321 | 961.4757 | 0.017479 | 961.1336 | 0.027983 | 1051.0521 | 0.04955 | 961.1336 | 0.056391 | 961.1336 | 0.026786 | 1051.4263 | 0 | 961.1336 | 0.11258 | 1056.9068 | 0.0091865 | 1051.0521 | 0.078259 | 1056.9068 | 0.0096098 | 1093.7476 | 0.13916 | 1290.2185 | 0.0027964 | 1042.8313 | 0.012771 | 1198.4904 | 0 | 1197.6455 | 0 | 961.134 | 0.0020463 | 961.4757 | 0.0378 | 961.1336 | 0.05228 | 961.1336 | 0.026741 | 961.1336 | 0.083943 | 956.6317 | 0.0069567
| 437.2764 | 0 |  |  | 437.2764 | 0 | 437.2764 | 0 |  |  | 961.3758 | -0.019562 | 955.9227 | -0.065172 | 712.0235 | 0.018262 | 961.3758 | -0.65242 | 961.3758 | -0.07535 | 961.7184 | 0 | 961.3758 | -0.34639 | 961.3758 | -0.14031 | 961.3758 | -0.57942 | 712.615 | 0.00032984 | 955.92 | -0.059772 | 961.7184 | -0.044824 | 712.0235 | 0.019852 | 955.92 | -0.0073615 | 961.3758 | -0.02557 | 955.92 | -0.024367 | 961.3758 | -0.010755 | 712.615 | 0.00030146 | 712.615 | 0.00029577 | 961.3758 | -0.062208 | 961.7184 | -0.030235 | 961.7184 | -0.019301 | 961.3758 | 0.018614 | 1051.2207 | 0.031449 | 961.3758 | -0.1651 | 961.3758 | -0.045357 | 1051.5966 | 0 | 961.3758 | -0.14645 | 1057.0787 | 0.00080733 | 1051.2207 | 0.082303 | 1057.0787 | 0.0103 | 1093.8666 | 0.13757 | 1290.3001 | 0.0027759 | 1042.8446 | 0.012764 | 1198.5607 | 0 | 1197.7157 | 0 | 961.376 | 0.0026998 | 961.7184 | 5.465e-05 | 961.3758 | -0.037107 | 961.3758 | -0.034553 | 961.3758 | -0.04815 | 956.8733 | 0.0060894
| 437.3569 | 0 |  |  | 437.3569 | 0 | 437.3568 | 0 |  |  | 961.618 | 0.0077981 | 956.1645 | 0.066664 | 712.1504 | 0 | 961.618 | 0.16894 | 961.618 | 0.065336 | 961.9612 | 0 | 961.618 | 0.178 | 961.618 | 0.23952 | 961.618 | 0.17886 | 712.7359 | 0.00032397 | 956.16 | 0.021311 | 961.9612 | 0.0081084 | 712.1504 | 0.0055371 | 956.16 | -0.011167 | 961.618 | 0.040273 | 956.16 | -0.027516 | 961.618 | 0.004514 | 712.7359 | 0.00034148 | 712.7359 | 0.000257 | 961.618 | 0.065521 | 961.9612 | 0.010512 | 961.9612 | 0.018065 | 961.618 | -0.033729 | 1051.3892 | 0.049069 | 961.618 | 0.074463 | 961.618 | 0.080609 | 1051.7668 | 0 | 961.618 | 0.13467 | 1057.2505 | 0.0092412 | 1051.3892 | 0.080991 | 1057.2505 | 0.0099085 | 1093.9856 | 0.13673 | 1290.3816 | 0.0027554 | 1042.858 | 0.012758 | 1198.6311 | 0 | 1197.786 | 0 | 961.618 | 0.00084732 | 961.9612 | 0.013542 | 961.618 | 0.060693 | 961.618 | 0.082476 | 961.618 | 0.076273 | 957.1149 | 0.0066834
| 437.4373 | 0 |  |  | 437.4373 | 0 | 437.4373 | 0 |  |  | 961.8601 | -0.062039 | 956.4062 | -0.13837 | 712.2773 | 0.026867 | 961.8601 | -0.54649 | 961.8601 | -0.12122 | 962.2039 | 0 | 961.8601 | -0.38159 | 961.8601 | -0.20133 | 961.8601 | -0.46354 | 712.8569 | 0.00033571 | 956.41 | 0.011954 | 962.2039 | -0.039771 | 712.2773 | 0.020374 | 956.41 | -0.020137 | 961.8601 | -0.05564 | 956.41 | -0.020171 | 961.8601 | -0.012277 | 712.8569 | 0.00034491 | 712.8569 | 0.00027619 | 961.8601 | -0.070306 | 962.2039 | -0.030927 | 962.2039 | -0.024637 | 961.8601 | 0.014866 | 1051.5578 | 0.030061 | 961.8601 | -0.045634 | 961.8601 | -0.0074291 | 1051.9371 | 0.00078262 | 961.8601 | -0.012653 | 1057.4224 | 0.0060696 | 1051.5578 | 0.083724 | 1057.4224 | 0.010179 | 1094.1047 | 0.1355 | 1290.4631 | 0.0027349 | 1042.8713 | 0.012752 | 1198.7015 | 0 | 1197.8563 | 0 | 961.86 | 0.00021535 | 962.2039 | -0.019267 | 961.8601 | -0.020431 | 961.8601 | -0.017126 | 961.8601 | -0.088843 | 957.3565 | 0.0066634
| 437.5177 | 0 |  |  | 437.5177 | 0 | 437.5177 | 0 |  |  | 962.1023 | 0.054229 | 956.648 | 0.24242 | 712.4043 | 0 | 962.1023 | -0.30357 | 962.1023 | 0.058958 | 962.4467 | 0 | 962.1023 | 0.22111 | 962.1023 | 0.046908 | 962.1023 | 0.065759 | 712.9778 | 0.00034828 | 956.65 | -0.034825 | 962.4467 | 0.037324 | 712.4043 | 0.012956 | 956.65 | -0.012798 | 962.1023 | 0.059658 | 956.65 | 0.002565 | 962.1023 | 0.026432 | 712.9778 | 0.00033195 | 712.9778 | 0.00020624 | 962.1023 | 0.15386 | 962.4467 | 0.038028 | 962.4467 | 0.01414 | 962.1023 | 0.067584 | 1051.7263 | 0.04955 | 962.1023 | 0.052067 | 962.1023 | 0.023651 | 1052.1074 | 0 | 962.1023 | 0.16765 | 1057.5942 | 0.0086944 | 1051.7263 | 0.078915 | 1057.5942 | 0.0097591 | 1094.2238 | 0.13428 | 1290.5448 | 0.0027145 | 1042.8846 | 0.012746 | 1198.7719 | 0 | 1197.9266 | 0 | 962.102 | 0.00069502 | 962.4467 | 0.030461 | 962.1023 | 0.064899 | 962.1023 | 0.055585 | 962.1023 | 0.098857 | 957.5981 | 0.0080051
| 437.5981 | 0 |  |  | 437.5981 | 0 | 437.5981 | 0 |  |  | 962.3445 | -0.092091 | 956.8898 | -0.11544 | 712.5312 | 0.0085722 | 962.3445 | -0.79246 | 962.3445 | -0.090498 | 962.6894 | 0 | 962.3445 | -0.37425 | 962.3445 | -0.060606 | 962.3445 | -0.21161 | 713.0988 | 0.0003202 | 956.89 | -0.089919 | 962.6894 | -0.052936 | 712.5312 | 0.021314 | 956.89 | -0.0062742 | 962.3445 | -0.034199 | 956.89 | -0.0037309 | 962.3445 | -0.025721 | 713.0988 | 0.0003167 | 713.0988 | 0.00029977 | 962.3445 | -0.19104 | 962.6894 | -0.039704 | 962.6894 | -0.021981 | 962.3445 | -0.02411 | 1051.8949 | 0.033158 | 962.3445 | -0.12358 | 962.3445 | -0.012719 | 1052.2777 | 0 | 962.3445 | -0.067495 | 1057.7661 | 0.00099819 | 1051.8949 | 0.080008 | 1057.7661 | 0.0095244 | 1094.3429 | 0.1335 | 1290.6263 | 0.002694 | 1042.8979 | 0.012739 | 1198.8423 | 0 | 1197.9969 | 0 | 962.345 | 0.0014122 | 962.6894 | -0.02246 | 962.3445 | -0.029295 | 962.3445 | -0.060242 | 962.3445 | -0.047085 | 957.8397 | 0.0061016
| 437.6785 | 0 |  |  | 437.6785 | 0 | 437.6785 | 0 |  |  | 962.5867 | 0.12728 | 957.1316 | 0.096788 | 712.6582 | 0 | 962.5867 | -0.070465 | 962.5867 | 0.073576 | 962.9322 | 0 | 962.5867 | 0.17413 | 962.5867 | 0.1125 | 962.5867 | 0.11756 | 713.2198 | 0.00032272 | 957.13 | 0.024429 | 962.9322 | 0.05721 | 712.6582 | 0.013583 | 957.13 | 0.0048699 | 962.5867 | 0.040759 | 957.13 | 0.027749 | 962.5867 | 0.041905 | 713.2198 | 0.00031594 | 713.2198 | 0.0002606 | 962.5867 | 0.20797 | 962.9322 | 0.047705 | 962.9322 | 0.013736 | 962.5867 | 0.16765 | 1052.0635 | 0.037269 | 962.5867 | 0.084327 | 962.5867 | 0.060644 | 1052.4479 | 0 | 962.5867 | 0.1163 | 1057.9379 | 0.013069 | 1052.0635 | 0.076291 | 1057.9379 | 0.0088415 | 1094.4622 | 0.13261 | 1290.7079 | 0.0026735 | 1042.9113 | 0.012733 | 1198.9127 | 0 | 1198.0673 | 0 | 962.587 | 0.0013762 | 962.9322 | 0.055783 | 962.5867 | 0.07812 | 962.5867 | 0.041013 | 962.5867 | 0.092252 | 958.0813 | 0.0074037
| 437.7589 | 0 |  |  | 437.7589 | 0 | 437.7589 | 0 |  |  | 962.8289 | 0.00062411 | 957.3734 | -0.31246 | 712.7852 | 0.020126 | 962.8289 | -0.45162 | 962.8289 | -0.075104 | 963.175 | 0 | 962.8289 | -0.33121 | 962.8289 | -0.10378 | 962.8289 | -0.36109 | 713.3407 | 0.00031685 | 957.37 | -0.02235 | 963.175 | -0.021942 | 712.7852 | 0.013269 | 957.37 | -0.017962 | 962.8289 | -0.043821 | 957.37 | 0.007112 | 962.8289 | -0.016133 | 713.3407 | 0.00031404 | 713.3407 | 0.00033094 | 962.8289 | -0.027407 | 963.175 | -0.010634 | 963.175 | -0.012668 | 962.8289 | 0.032605 | 1052.232 | 0.051258 | 962.8289 | -0.094921 | 962.8289 | -0.020855 | 1052.6182 | 0.00026087 | 962.8289 | -0.072841 | 1058.1098 | 0.0069992 | 1052.232 | 0.080773 | 1058.1098 | 0.0090905 | 1094.5813 | 0.13144 | 1290.7895 | 0.002653 | 1042.9246 | 0.012726 | 1198.9832 | 0 | 1198.1376 | 0 | 962.829 | 0.0021294 | 963.175 | 0.00039298 | 962.8289 | -0.029595 | 962.8289 | -0.083378 | 962.8289 | -0.014146 | 958.3229 | 0.0063683
| 437.8393 | 0 |  |  | 437.8393 | 0 | 437.8393 | 0 |  |  | 963.0711 | -0.013572 | 957.6152 | 0.42767 | 712.9122 | 0 | 963.0711 | -0.11938 | 963.0711 | 0.058727 | 963.4178 | 0 | 963.0711 | 0.11644 | 963.0711 | 0.18472 | 963.0711 | 0.12764 | 713.4617 | 0.00032313 | 957.62 | 0.089919 | 963.4178 | 0.0070856 | 712.9122 | 0.01118 | 957.62 | 0.0013364 | 963.0711 | 0.039401 | 957.62 | 0.019004 | 963.0711 | -0.025214 | 713.4617 | 0.00033919 | 713.4617 | 0.00022583 | 963.0711 | 0.16343 | 963.4178 | 0.022455 | 963.4178 | 0.0042073 | 963.0711 | 0.030856 | 1052.4006 | 0.038657 | 963.0711 | 0.033109 | 963.0711 | -0.011129 | 1052.7885 | 0 | 963.0711 | 0.18658 | 1058.2816 | 0.0088037 | 1052.4006 | 0.07804 | 1058.2816 | 0.00887 | 1094.7006 | 0.12991 | 1290.8711 | 0.0026325 | 1042.9379 | 0.012719 | 1199.0536 | 0 | 1198.2079 | 0 | 963.071 | 0.00076148 | 963.4178 | 0.013028 | 963.0711 | 0.050627 | 963.0711 | 0.029896 | 963.0711 | 0.11484 | 958.5646 | 0.0080396
| 437.9197 | 0 |  |  | 437.9197 | 0 | 437.9197 | 0 |  |  | 963.3133 | -0.098639 | 957.857 | -0.15046 | 713.0392 | 0.03439 | 963.3133 | -0.88565 | 963.3133 | -0.11916 | 963.6606 | 0 | 963.3133 | -0.3649 | 963.3133 | -0.22374 | 963.3133 | -0.54079 | 713.5827 | 0.00035834 | 957.86 | 0.053536 | 963.6606 | -0.054849 | 713.0392 | 0.012956 | 957.86 | -0.0049152 | 963.3133 | -0.057385 | 957.86 | 0.007112 | 963.3133 | -0.011263 | 713.5827 | 0.00034071 | 713.5827 | 0.00021783 | 963.3133 | -0.14834 | 963.6606 | -0.05295 | 963.6606 | -0.022566 | 963.3133 | -0.059464 | 1052.5691 | 0.033905 | 963.3133 | -0.10827 | 963.3133 | -0.017114 | 1052.9588 | 0 | 963.3133 | -0.15669 | 1058.4535 | 0.0039741 | 1052.5691 | 0.081756 | 1058.4535 | 0.0091687 | 1094.8198 | 0.12877 | 1290.9528 | 0.0026172 | 1042.9512 | 0.012713 | 1199.124 | 0 | 1198.2782 | 0 | 963.313 | 0.0010495 | 963.6606 | -0.011817 | 963.3133 | -0.022234 | 963.3133 | -0.037407 | 963.3133 | -0.094596 | 958.8062 | 0.006452
| 438.0002 | 0 |  |  | 438.0002 | 0 | 438.0002 | 0 |  |  | 963.5556 | 0.036606 | 958.0988 | 0.34716 | 713.1662 | 0 | 963.5556 | 0.25643 | 963.5556 | 0.05344 | 963.9034 | 0 | 963.5556 | 0.17815 | 963.5556 | 0.085928 | 963.5556 | 0.1881 | 713.7037 | 0.00031978 | 958.1 | 0.042101 | 963.9034 | 0.029236 | 713.1662 | 0.02121 | 958.1 | 0.011937 | 963.5556 | 0.052272 | 958.1 | 0.015157 | 963.5556 | 0.00028685 | 713.7037 | 0.00033652 | 713.7037 | 0.00018666 | 963.5556 | 0.041226 | 963.9034 | 0.037637 | 963.9034 | 0.0072143 | 963.5556 | 0.037102 | 1052.7377 | 0.039885 | 963.5556 | 0.039156 | 963.5556 | -0.021343 | 1053.1291 | 0 | 963.5556 | 0.12647 | 1058.6254 | 0.0083663 | 1052.7377 | 0.07957 | 1058.6254 | 0.009119 | 1094.9391 | 0.12782 | 1291.0343 | 0.0025967 | 1042.9646 | 0.012706 | 1199.1945 | 0 | 1198.3485 | 0 | 963.556 | 0.00061472 | 963.9034 | 0.016698 | 963.5556 | 0.089237 | 963.5556 | 0.05859 | 963.5556 | 0.06839 | 959.0478 | 0.0080725
| 438.0806 | 0 |  |  | 438.0806 | 0 | 438.0806 | 0 |  |  | 963.7978 | -0.026832 | 958.3406 | -0.21707 | 713.2932 | 0.024932 | 963.7978 | -0.31949 | 963.7978 | -0.0517 | 964.1462 | 0 | 963.7978 | -0.342 | 963.7978 | 0.038726 | 963.7978 | -0.36193 | 713.8246 | 0.00036588 | 958.34 | -0.047299 | 964.1462 | -0.01664 | 713.2932 | 0 | 958.34 | -0.020408 | 963.7978 | -0.038231 | 958.34 | -0.015973 | 963.7978 | -0.014104 | 713.8246 | 0.0003007 | 713.8246 | 0.00023742 | 963.7978 | -0.064784 | 964.1462 | -0.031834 | 964.1462 | -0.015961 | 963.7978 | -0.085323 | 1052.9062 | 0.057185 | 963.7978 | -0.066064 | 963.7978 | -0.024034 | 1053.2994 | 0 | 963.7978 | -0.093745 | 1058.7972 | 0.00079416 | 1052.9062 | 0.081975 | 1058.7972 | 0.0096311 | 1095.0585 | 0.12636 | 1291.116 | 0.0025762 | 1042.9779 | 0.0127 | 1199.2649 | 0 | 1198.4189 | 0 | 963.798 | 0.00067564 | 964.1462 | -0.0058719 | 963.7978 | -0.031849 | 963.7978 | -0.050627 | 963.7978 | -0.080108 | 959.2895 | 0.0064554
| 438.161 | 0 |  |  | 438.161 | 0 | 438.161 | 0 |  |  | 964.04 | -0.045106 | 958.5824 | 0.0018859 | 713.4202 | 0 | 964.04 | 0.10475 | 964.04 | -0.030864 | 964.389 | 0 | 964.04 | 0.12477 | 964.04 | 0.038918 | 964.04 | 0.17886 | 713.9456 | 0.00031224 | 958.58 | 0.0098758 | 964.389 | 0.0078799 | 713.4202 | 0.015359 | 958.58 | -0.0087205 | 964.04 | 0.0096655 | 958.58 | -0.0019821 | 964.04 | -0.022119 | 713.9456 | 0.00030184 | 713.9456 | 0.00029977 | 964.04 | 0.06368 | 964.389 | -0.007427 | 964.389 | -0.0030845 | 964.04 | 0.074704 | 1053.0748 | 0.046827 | 964.04 | 0.045963 | 964.04 | 0.011926 | 1053.4696 | 0.00017392 | 964.04 | 0.16867 | 1058.9691 | 0.0065071 | 1053.0748 | 0.079024 | 1058.9691 | 0.00956 | 1095.1777 | 0.12549 | 1291.1976 | 0.0025608 | 1042.9912 | 0.012693 | 1199.3353 | 0 | 1198.4893 | 0 | 964.04 | 0.0018635 | 964.389 | -0.0071564 | 964.04 | 0.048825 | 964.04 | -0.0039468 | 964.04 | 0.09417 | 959.5311 | 0.0077986
| 438.2414 | 0 |  |  | 438.2414 | 0 | 438.2414 | 0 |  |  | 964.2822 | -0.044092 | 958.8242 | -0.28677 | 713.5473 | 0.036969 | 964.2822 | -0.83233 | 964.2822 | -0.11176 | 964.6318 | 0 | 964.2822 | -0.33749 | 964.2822 | -0.27148 | 964.2822 | -0.50133 | 714.0666 | 0.00034032 | 958.82 | -0.006757 | 964.6318 | -0.04746 | 713.5473 | 0.009737 | 958.82 | -0.015516 | 964.2822 | -0.047653 | 958.82 | -0.014924 | 964.2822 | -0.027396 | 714.0666 | 0.00030984 | 714.0666 | 0.00027259 | 964.2822 | -0.16196 | 964.6318 | -0.042613 | 964.6318 | -0.014218 | 964.2822 | -0.060463 | 1053.2434 | 0.050991 | 964.2822 | -0.059955 | 964.2822 | -0.032298 | 1053.6399 | 0 | 964.2822 | -0.055381 | 1059.1409 | 0.0009587 | 1053.2434 | 0.08121 | 1059.1409 | 0.010029 | 1095.2971 | 0.12506 | 1291.2793 | 0.0025403 | 1043.0045 | 0.012687 | 1199.4058 | 0 | 1198.5597 | 0 | 964.282 | 0.0020685 | 964.6318 | -0.015634 | 964.2822 | -0.033501 | 964.2822 | -0.06565 | 964.2822 | -0.040054 | 959.7728 | 0.0067986
| 438.3218 | 0 |  |  | 438.3218 | 0 | 438.3218 | 0 |  |  | 964.5245 | -0.025162 | 959.066 | 0.12914 | 713.6743 | 0 | 964.5245 | -0.18187 | 964.5245 | 0.046499 | 964.8746 | 0 | 964.5245 | 0.1549 | 964.5245 | 0.11665 | 964.5245 | 0.092372 | 714.1875 | 0.00029254 | 959.07 | -0.028587 | 964.8746 | 0.011501 | 713.6743 | 0.0064269 | 959.07 | 0.0016082 | 964.5245 | 0.008479 | 959.07 | -0.012475 | 964.5245 | -0.012227 | 714.1875 | 0.00033347 | 714.1875 | 0.00029177 | 964.5245 | 0.1454 | 964.8746 | 0.020545 | 964.8746 | 0.0010968 | 964.5245 | 0.20425 | 1053.4119 | 0.038017 | 964.5245 | 0.056358 | 964.5245 | -0.012206 | 1053.8102 | 0 | 964.5245 | 0.10546 | 1059.3128 | 0.0082569 | 1053.4119 | 0.078805 | 1059.3128 | 0.0097449 | 1095.4165 | 0.12393 | 1291.361 | 0.0025198 | 1043.0178 | 0.01268 | 1199.4763 | 0 | 1198.63 | 0 | 964.524 | 0.0012821 | 964.8746 | -0.004881 | 964.5245 | 0.067453 | 964.5245 | 0.057688 | 964.5245 | 0.030467 | 960.0144 | 0.0071449
| 438.4023 | 0 |  |  | 438.4023 | 0 | 438.4023 | 0 |  |  | 964.7667 | -0.016703 | 959.3079 | -0.23057 | 713.8014 | 0.028801 | 964.7667 | -0.67451 | 964.7667 | -0.085192 | 965.1174 | 0 | 964.7667 | -0.34057 | 964.7667 | -0.16023 | 964.7667 | -0.46018 | 714.3085 | 0.00032858 | 959.31 | 0.029627 | 965.1175 | -0.013616 | 713.8014 | 0.0055852 | 959.31 | 0.0040544 | 964.7667 | -0.02193 | 959.31 | 0.002565 | 964.7667 | 0.01593 | 714.3085 | 0.00038073 | 714.3085 | 0.00028818 | 964.7667 | -0.11632 | 965.1175 | -0.028791 | 965.1175 | -0.012189 | 964.7667 | -0.11793 | 1053.5805 | 0.030808 | 964.7667 | -0.063547 | 964.7667 | -0.014546 | 1053.9805 | 0.00078262 | 964.7667 | 0.05873 | 1059.4847 | 0.0045083 | 1053.5805 | 0.081866 | 1059.4847 | 0.0099868 | 1095.536 | 0.12248 | 1291.4426 | 0.0025045 | 1043.0311 | 0.012673 | 1199.5467 | 0 | 1198.7004 | 0 | 964.767 | 0.0027302 | 965.1174 | 0.009762 | 964.7667 | -0.011634 | 964.7667 | -0.014493 | 964.7667 | 0.0032608 | 960.2561 | 0.0062788
| 438.4827 | 0 |  |  | 438.4827 | 0 | 438.4827 | 0 |  |  | 965.009 | -0.0081088 | 959.5497 | 0.18573 | 713.9285 | 0 | 965.009 | 0.50741 | 965.009 | 0.032446 | 965.3603 | 0 | 965.009 | 0.13074 | 965.009 | -0.068493 | 965.009 | 0.15619 | 714.4295 | 0.00034744 | 959.55 | 0.046258 | 965.3603 | 0.0037546 | 713.9285 | 0.013792 | 959.55 | 0.0092188 | 965.009 | 0.011729 | 959.55 | 0.0060627 | 965.009 | 0.010552 | 714.4295 | 0.00032585 | 714.4295 | 0.00031136 | 965.009 | 0.024413 | 965.3603 | 0.00045307 | 965.3603 | 0.0035054 | 965.009 | 0.06496 | 1053.749 | 0.034279 | 965.009 | 0.022775 | 965.009 | 0.013513 | 1054.1508 | 0 | 965.009 | 0.030022 | 1059.6565 | 0.0089131 | 1053.749 | 0.080335 | 1059.6565 | 0.0090834 | 1095.6554 | 0.12131 | 1291.5243 | 0.002484 | 1043.0444 | 0.012667 | 1199.6173 | 0 | 1198.7707 | 0 | 965.009 | 0.0027635 | 965.3603 | 0.0073399 | 965.009 | 0.01106 | 965.009 | 0.047473 | 965.009 | 0.097152 | 960.4978 | 0.0074017
| 438.5631 | 0 |  |  | 438.5631 | 0 | 438.5631 | 0 |  |  | 965.2512 | -0.018543 | 959.7916 | -0.10383 | 714.0556 | 0.0070812 | 965.2512 | -0.4661 | 965.2512 | -0.11752 | 965.6031 | 0 | 965.2512 | -0.38533 | 965.2512 | -0.20465 | 965.2512 | -0.41147 | 714.5505 | 0.00036421 | 959.79 | -0.029627 | 965.6031 | -0.062027 | 714.0556 | 0.012747 | 959.79 | 0.0043263 | 965.2512 | -0.035484 | 959.79 | 0.021802 | 965.2512 | 0.0025997 | 714.5505 | 0.00031594 | 714.5505 | 0.00029177 | 965.2512 | -0.10859 | 965.6031 | -0.017413 | 965.6031 | -0.010198 | 965.2512 | -0.017989 | 1053.9176 | 0.04656 | 965.2512 | -0.080865 | 965.2512 | -0.039271 | 1054.3211 | 0 | 965.2512 | -0.14953 | 1059.8284 | 0.0015872 | 1053.9176 | 0.083177 | 1059.8284 | 0.0093466 | 1095.7749 | 0.12017 | 1291.6061 | 0.0024686 | 1043.0579 | 0.01266 | 1199.6877 | 0 | 1198.8412 | 0 | 965.251 | 0.0014897 | 965.6031 | -0.010753 | 965.2512 | -0.03936 | 965.2512 | -0.010197 | 965.2512 | -0.035367 | 960.7395 | 0.006462
| 438.6436 | 0 |  |  | 438.6436 | 0 | 438.6436 | 0 |  |  | 965.4935 | -0.028293 | 960.0334 | 0.21086 | 714.1826 | 0 | 965.4935 | 0.096484 | 965.4935 | 0.069869 | 965.846 | 0 | 965.4935 | 0.19343 | 965.4935 | 0.11955 | 965.4935 | 0.23429 | 714.6715 | 0.00034241 | 960.03 | 0.037943 | 965.846 | 0.0045039 | 714.1826 | 0 | 960.03 | 0.00079277 | 965.4935 | 0.015645 | 960.03 | 0.0029147 | 965.4935 | -0.0025337 | 714.6715 | 0.00028812 | 714.6715 | 0.00023342 | 965.4935 | 0.016768 | 965.846 | 0.020343 | 965.846 | 0.0018627 | 965.4935 | -0.01699 | 1054.0861 | 0.041701 | 965.4935 | 0.056471 | 965.4935 | 0.044533 | 1054.4914 | 0 | 965.4935 | 0.12374 | 1060.0003 | 0.011046 | 1054.0861 | 0.080335 | 1060.0003 | 0.0087562 | 1095.8944 | 0.11909 | 1291.6877 | 0.0024481 | 1043.0712 | 0.012654 | 1199.7583 | 0 | 1198.9116 | 0 | 965.493 | 0.0013568 | 965.846 | 0.011524 | 965.4935 | 0.063397 | 965.4935 | 0.030046 | 965.4935 | 0.087778 | 960.9812 | 0.0079717
| 438.724 | 0 |  |  | 438.724 | 0 | 438.724 | 0 |  |  | 965.7358 | -0.10362 | 960.2752 | -0.10591 | 714.3098 | 0.039548 | 965.7358 | -0.73836 | 965.7358 | -0.17668 | 966.0888 | 0 | 965.7358 | -0.36831 | 965.7358 | -0.048568 | 965.7358 | -0.38712 | 714.7924 | 0.00034535 | 960.28 | -0.0015593 | 966.0888 | -0.098349 | 714.3098 | 0.0017299 | 960.28 | -2.2651e-05 | 965.7358 | -0.070764 | 960.28 | -0.030664 | 965.7358 | -0.040789 | 714.7924 | 0.00035863 | 714.7924 | 0.00028418 | 965.7358 | -0.15423 | 966.0888 | -0.049336 | 966.0888 | -0.044698 | 965.7358 | -0.063461 | 1054.2547 | 0.044103 | 965.7358 | -0.13899 | 965.7358 | -0.090915 | 1054.6617 | 0 | 965.7358 | -0.067049 | 1060.1721 | 0.0027467 | 1054.2547 | 0.082521 | 1060.1721 | 0.008998 | 1096.0139 | 0.11828 | 1291.7695 | 0.0024328 | 1043.0845 | 0.012647 | 1199.8289 | 0 | 1198.9821 | 0 | 965.736 | 0.0018082 | 966.0888 | -0.038388 | 965.7358 | -0.053181 | 965.7358 | -0.062195 | 965.7358 | -0.043463 | 961.2229 | 0.0065598
| 438.8044 | 0 |  |  | 438.8044 | 0 | 438.8044 | 0 |  |  | 965.978 | 0.010053 | 960.5171 | 0.18085 | 714.4369 | 0 | 965.978 | -0.088393 | 965.978 | 0.03582 | 966.3317 | 0 | 965.978 | 0.17134 | 965.978 | 0.066833 | 965.978 | 0.095731 | 714.9134 | 0.00032858 | 960.52 | 0.010915 | 966.3317 | 0.040473 | 714.4369 | 0.014419 | 960.52 | -0.0084487 | 965.978 | -0.030256 | 960.52 | -0.015623 | 965.978 | 0.017959 | 714.9134 | 0.00034757 | 714.9134 | 0.00028018 | 965.978 | 0.12147 | 966.3317 | 0.024849 | 966.3317 | 0.010266 | 965.978 | 0.0822 | 1054.4232 | 0.034653 | 965.978 | 0.055353 | 965.978 | 0.02912 | 1054.832 | 0 | 965.978 | 0.10323 | 1060.344 | 0.011428 | 1054.4232 | 0.080335 | 1060.344 | 0.0088131 | 1096.1334 | 0.11753 | 1291.8512 | 0.0024123 | 1043.0978 | 0.012641 | 1199.8993 | 0 | 1199.0525 | 0 | 965.978 | 0.0024284 | 966.3317 | 0.027451 | 965.978 | 0.013745 | 965.978 | 0.023436 | 965.978 | 0.067325 | 961.4646 | 0.0073267
| 438.8848 | 0 |  |  | 438.8848 | 0 | 438.8849 | 0 |  |  | 966.2203 | -0.1219 | 960.759 | -0.11684 | 714.564 | 0 | 966.2203 | -0.51386 | 966.2203 | -0.17564 | 966.5746 | 0 | 966.2203 | -0.40099 | 966.2203 | -0.2445 | 966.2203 | -0.51896 | 715.0344 | 0.00028122 | 960.76 | -0.010915 | 966.5746 | -0.060625 | 714.564 | 0 | 960.76 | 0.00052096 | 966.2203 | -0.063157 | 960.76 | -0.024717 | 966.2203 | -0.031353 | 715.0344 | 0.00036282 | 715.0344 | 0.00037771 | 966.2203 | -0.13251 | 966.5746 | -0.064596 | 966.5746 | -0.034147 | 966.2203 | -0.032855 | 1054.5918 | 0.03775 | 966.2203 | -0.15893 | 966.2203 | -0.10175 | 1055.0023 | 0 | 966.2203 | -0.12423 | 1060.5159 | 0.0082022 | 1054.5918 | 0.082084 | 1060.5159 | 0.0094604 | 1096.2531 | 0.11661 | 1291.933 | 0.0023969 | 1043.1111 | 0.012634 | 1199.9698 | 0 | 1199.1229 | 0 | 966.22 | 0.0026444 | 966.5746 | -0.041213 | 966.2203 | -0.070308 | 966.2203 | -0.047022 | 966.2203 | -0.033876 | 961.7063 | 0.0064556
| 438.9653 | 0 |  |  | 438.9653 | 0 | 438.9653 | 0 |  |  | 966.4626 | -0.0083695 | 961.0008 | 0.26415 | 714.6911 | 0 | 966.4626 | 0.22346 | 966.4626 | 0.022939 | 966.8175 | 0 | 966.4626 | 0.21658 | 966.4626 | 0.05521 | 966.4626 | 0.25108 | 715.1554 | 0.00029463 | 961 | 0.018192 | 966.8175 | 0.011597 | 714.6911 | 0.011493 | 961 | 0.0013364 | 966.4626 | -0.0035392 | 961 | 0.0088609 | 966.4626 | 0.0023685 | 715.1554 | 0.00039217 | 715.1554 | 0.00033094 | 966.4626 | 0.07141 | 966.8175 | 0.028115 | 966.8175 | 0.0072603 | 966.4626 | 0.084948 | 1054.7603 | 0.046293 | 966.4626 | 0.084328 | 966.4626 | 0.082232 | 1055.1726 | 0 | 966.4626 | 0.087592 | 1060.6877 | 0.013397 | 1054.7603 | 0.076729 | 1060.6877 | 0.0089482 | 1096.3727 | 0.11568 | 1292.0147 | 0.0023816 | 1043.1244 | 0.012628 | 1200.0404 | 0 | 1199.1934 | 0 | 966.463 | 0.0012433 | 966.8175 | 0.022754 | 966.4626 | 0.065951 | 966.4626 | 0.043567 | 966.4626 | 0.084582 | 961.948 | 0.0076652
| 439.0457 | 0 |  |  | 439.0457 | 0 | 439.0457 | 0 |  |  | 966.7049 | -0.085288 | 961.2427 | -0.16143 | 714.8183 | 0.017517 | 966.7049 | -0.56694 | 966.7049 | -0.1623 | 967.0603 | 0 | 966.7049 | -0.36268 | 966.7049 | -0.28892 | 966.7049 | -0.32918 | 715.2764 | 0.00034912 | 961.24 | -0.028587 | 967.0603 | -0.070588 | 714.8183 | 0.025703 | 961.24 | -0.010079 | 966.7049 | -0.072167 | 961.24 | -0.03521 | 966.7049 | -0.016843 | 715.2764 | 0.00038759 | 715.2764 | 0.00034653 | 966.7049 | -0.11043 | 967.0603 | -0.050063 | 967.0603 | -0.025064 | 966.7049 | 0.075079 | 1054.9289 | 0.032837 | 966.7049 | -0.14515 | 966.7049 | -0.040312 | 1055.3429 | 0 | 966.7049 | -0.064702 | 1060.8596 | 0.0031909 | 1054.9289 | 0.07968 | 1060.8596 | 0.0090051 | 1096.4923 | 0.11454 | 1292.0964 | 0.0023611 | 1043.1378 | 0.012621 | 1200.111 | 0 | 1199.2638 | 0 | 966.705 | 0.00092208 | 967.0603 | -0.028369 | 966.7049 | -0.032299 | 966.7049 | -0.036055 | 966.7049 | -0.076699 | 962.1897 | 0.0059779
| 439.1262 | 0 |  |  | 439.1262 | 0 | 439.1262 | 0 |  |  | 966.9472 | 0.00056626 | 961.4846 | 0.34805 | 714.9455 | 0 | 966.9472 | -5.1779e-05 | 966.9472 | 0.091029 | 967.3032 | 0 | 966.9472 | 0.21658 | 966.9472 | -0.013204 | 966.9472 | 0.16039 | 715.3973 | 0.00037468 | 961.48 | 0.074327 | 967.3032 | 0.021743 | 714.9455 | 0.0058338 | 961.48 | -2.2651e-05 | 966.9472 | -0.0070244 | 961.48 | 0.01096 | 966.9472 | 0.032773 | 715.3973 | 0.00033881 | 715.3973 | 0.00027259 | 966.9472 | 0.10601 | 967.3032 | 0.034642 | 967.3032 | 0.00020435 | 966.9472 | 0.017239 | 1055.0974 | 0.050404 | 966.9472 | 0.082113 | 966.9472 | 0.0066263 | 1055.5132 | 0 | 966.9472 | 0.19868 | 1061.0315 | 0.0084756 | 1055.0974 | 0.075963 | 1061.0315 | 0.0086353 | 1096.6119 | 0.11317 | 1292.1782 | 0.0023457 | 1043.1511 | 0.012615 | 1200.1815 | 0 | 1199.3342 | 0 | 966.947 | 0.00091101 | 967.3032 | 0.0058719 | 966.9472 | 0.073162 | 966.9472 | 0.030497 | 966.9472 | 0.070734 | 962.4314 | 0.0079359
| 439.2066 | 0 |  |  | 439.2066 | 0 | 439.2066 | 0 |  |  | 967.1895 | -0.033782 | 961.7264 | -0.15071 | 715.0726 | 0.020126 | 967.1895 | -0.5396 | 967.1895 | -0.10098 | 967.5461 | 0 | 967.1895 | -0.36298 | 967.1895 | 0.0031395 | 967.1895 | -0.32246 | 715.5183 | 0.00038852 | 961.73 | -0.038983 | 967.5461 | -0.043358 | 715.0726 | 0.012433 | 961.73 | -0.01171 | 967.1895 | -0.033385 | 961.73 | -0.010377 | 967.1895 | -0.034955 | 715.5183 | 0.00032395 | 715.5183 | 0.00028018 | 967.1895 | -0.091655 | 967.5461 | -0.023182 | 967.5461 | -0.010612 | 967.1895 | 0.0022517 | 1055.266 | 0.036041 | 967.1895 | -0.074324 | 967.1895 | -0.00024753 | 1055.6835 | 0 | 967.1895 | -0.059527 | 1061.2033 | 0.0030297 | 1055.266 | 0.079789 | 1061.2033 | 0.0092541 | 1096.7316 | 0.11231 | 1292.26 | 0.0023303 | 1043.1644 | 0.012608 | 1200.2521 | 0 | 1199.4048 | 0 | 967.189 | 0.0021404 | 967.5461 | -0.013615 | 967.1895 | -0.034403 | 967.1895 | -0.24112 | 967.1895 | -0.061999 | 962.6732 | 0.0061443
| 439.287 | 0 |  |  | 439.287 | 0 | 439.287 | 0 |  |  | 967.4318 | 0.065648 | 961.9683 | 0.19825 | 715.1998 | 0 | 967.4318 | -0.31368 | 967.4318 | 0.048126 | 967.789 | 0 | 967.4318 | 0.24138 | 967.4318 | 0.096306 | 967.4318 | 0.21581 | 715.6393 | 0.00034828 | 961.97 | 0.020271 | 967.789 | 0.045632 | 715.1998 | 0.013583 | 961.97 | 0.013295 | 967.4318 | 0.036325 | 961.97 | 0.016555 | 967.4318 | 0.0097914 | 715.6393 | 0.00030984 | 715.6393 | 0.00022183 | 967.4318 | 0.2654 | 967.789 | 0.033394 | 967.789 | 0.016155 | 967.4318 | 0.044723 | 1055.4345 | 0.038177 | 967.4318 | 0.079386 | 967.4318 | 0.074374 | 1055.8538 | 0 | 967.4318 | 0.15609 | 1061.3752 | 0.0068899 | 1055.4345 | 0.075963 | 1061.3752 | 0.0090621 | 1096.8513 | 0.11131 | 1292.3418 | 0.002315 | 1043.1777 | 0.012602 | 1200.3226 | 0 | 1199.4752 | 0 | 967.432 | 0.0028742 | 967.789 | 0.027745 | 967.4318 | 0.083678 | 967.4318 | 0.24698 | 967.4318 | 0.059016 | 962.9149 | 0.0073356
| 439.3675 | 0 |  |  | 439.3675 | 0 | 439.3675 | 0 |  |  | 967.6741 | -0.11658 | 962.2102 | -0.16856 | 715.327 | 0.038043 | 967.6741 | -0.65895 | 967.6741 | -0.14583 | 968.0319 | 0 | 967.6741 | -0.32993 | 967.6741 | -0.15359 | 967.6741 | -0.59958 | 715.7603 | 0.00037552 | 962.21 | -0.036903 | 968.0319 | -0.072612 | 715.327 | 0.021314 | 962.21 | 0.0021518 | 967.6741 | -0.035201 | 962.21 | -0.00058295 | 967.6741 | -0.030338 | 715.7603 | 0.00038226 | 715.7603 | 0.000253 | 967.6741 | -0.11374 | 968.0319 | -0.062122 | 968.0319 | -0.036304 | 967.6741 | -0.070332 | 1055.6031 | 0.054996 | 967.6741 | -0.074243 | 967.6741 | -0.011572 | 1056.0241 | 0 | 967.6741 | -0.10324 | 1061.5471 | 0.0031799 | 1055.6031 | 0.080117 | 1061.5471 | 0.0094319 | 1096.9711 | 0.10996 | 1292.4236 | 0.0022945 | 1043.191 | 0.012595 | 1200.3933 | 0 | 1199.5457 | 0 | 967.674 | 0.0016393 | 968.0319 | -0.030387 | 967.6741 | -0.044768 | 967.6741 | -0.040562 | 967.6741 | -0.084795 | 963.1566 | 0.0056126
| 439.4479 | 0 |  |  | 439.4479 | 0 | 439.4479 | 0 |  |  | 967.9164 | -0.0015254 | 962.4521 | 0.24749 | 715.4543 | 0 | 967.9164 | -0.054871 | 967.9164 | 0.043167 | 968.2749 | 0 | 967.9164 | 0.13685 | 967.9164 | -0.085098 | 967.9164 | 0.068154 | 715.8813 | 0.00035121 | 962.45 | -0.0088362 | 968.2749 | 0.0017824 | 715.4543 | 0.021837 | 962.45 | 0.02145 | 967.9164 | 0.0021034 | 962.45 | 0.0046636 | 967.9164 | 0.007204 | 715.8813 | 0.00032928 | 715.8813 | 0.00024141 | 967.9164 | 0.021736 | 968.2749 | 0.0063974 | 968.2749 | 0.00043303 | 967.9164 | 0.064461 | 1055.7716 | 0.053714 | 967.9164 | 0.013314 | 967.9164 | 0.00087102 | 1056.1944 | 0 | 967.9164 | 0.13104 | 1061.719 | 0.010061 | 1055.7716 | 0.077931 | 1061.719 | 0.0091403 | 1097.0908 | 0.10885 | 1292.5055 | 0.0022791 | 1043.2043 | 0.012588 | 1200.4639 | 0 | 1199.6162 | 0 | 967.916 | 0.0016088 | 968.2749 | 0.0042938 | 967.9164 | 0.052731 | 967.9164 | 0.05243 | 967.9164 | 0.072225 | 963.3984 | 0.0081205
| 439.5284 | 0 |  |  | 439.5284 | 0 | 439.5284 | 0 |  |  | 968.1587 | 0.0057769 | 962.694 | -0.115 | 715.5815 | 0.048145 | 968.1587 | -0.90109 | 968.1587 | -0.095411 | 968.5178 | 0 | 968.1587 | -0.38648 | 968.1587 | -0.19925 | 968.1587 | -0.45094 | 716.0023 | 0.00038516 | 962.69 | -0.0025989 | 968.5178 | -0.021985 | 715.5815 | 0.011807 | 962.69 | 0.0078598 | 968.1587 | -0.019317 | 962.69 | 0.014107 | 968.1587 | -0.0027033 | 716.0023 | 0.00037082 | 716.0023 | 0.00035413 | 968.1587 | -0.095336 | 968.5178 | -0.011894 | 968.5178 | -0.0081388 | 968.1587 | -0.019988 | 1055.9402 | 0.029847 | 968.1587 | -0.17699 | 968.1587 | -0.019421 | 1056.3647 | 0.00026087 | 968.1587 | -0.17709 | 1061.8908 | 0.0054001 | 1055.9402 | 0.081647 | 1061.8908 | 0.0096311 | 1097.2106 | 0.10768 | 1292.5873 | 0.0022638 | 1043.2178 | 0.012582 | 1200.5344 | 0 | 1199.6867 | 0 | 968.159 | 0.0023315 | 968.5178 | 0.0067527 | 968.1587 | -0.014036 | 968.1587 | -0.069106 | 968.1587 | -0.0088727 | 963.6402 | 0.0063108
| 439.6088 | 0 |  |  | 439.6088 | 0 | 439.6088 | 0 |  |  | 968.401 | -0.0026619 | 962.9359 | 0.32483 | 715.7087 | 0 | 968.401 | 0.24655 | 968.401 | -0.0010995 | 968.7607 | 0 | 968.401 | 0.25612 | 968.401 | 0.070154 | 968.401 | 0.18138 | 716.1233 | 0.00036002 | 962.94 | -0.030666 | 968.7607 | 0.020519 | 715.7087 | 0.010553 | 962.94 | 0.0059571 | 968.401 | -0.012997 | 962.94 | -0.00513 | 968.401 | 0.0023982 | 716.1233 | 0.00028736 | 716.1233 | 0.00043606 | 968.401 | 0.13914 | 968.7607 | -0.007296 | 968.7607 | 0.0090163 | 968.401 | -0.013492 | 1056.1087 | 0.050671 | 968.401 | 0.042807 | 968.401 | 0.01191 | 1056.535 | 0 | 968.401 | 0.01574 | 1062.0627 | 0.0068352 | 1056.1087 | 0.078915 | 1062.0627 | 0.0087206 | 1097.3304 | 0.1066 | 1292.6691 | 0.0022484 | 1043.2311 | 0.012575 | 1200.6051 | 0 | 1199.7572 | 0 | 968.401 | 0.0023454 | 968.7607 | -0.0012687 | 968.401 | 0.073613 | 968.401 | 0.012262 | 968.401 | 0.0816 | 963.8819 | 0.006898
| 439.6893 | 0 |  |  | 439.6893 | 0 | 439.6893 | 0 |  |  | 968.6434 | -0.073233 | 963.1778 | -0.15675 | 715.836 | 0.03138 | 968.6434 | -0.34615 | 968.6434 | -0.055228 | 969.0036 | 0 | 968.6434 | -0.42881 | 968.6434 | -0.29473 | 968.6434 | -0.27544 | 716.2443 | 0.00036505 | 963.18 | -0.034825 | 969.0036 | -0.044837 | 715.836 | 0.0073644 | 963.18 | 0.01085 | 968.6434 | -0.028802 | 963.18 | 0.020753 | 968.6434 | -0.042159 | 716.2443 | 0.00032738 | 716.2443 | 0.00042048 | 968.6434 | -0.088342 | 969.0036 | -0.040143 | 969.0036 | -0.021321 | 968.6434 | -0.096191 | 1056.2773 | 0.032303 | 968.6434 | -0.091621 | 968.6434 | -0.005587 | 1056.7053 | 0 | 968.6434 | -0.13473 | 1062.2346 | 0.0028059 | 1056.2773 | 0.081866 | 1062.2346 | 0.0089767 | 1097.4503 | 0.10535 | 1292.751 | 0.002233 | 1043.2444 | 0.012568 | 1200.6757 | 0 | 1199.8278 | 0 | 968.643 | 0.0013319 | 969.0036 | -0.016405 | 968.6434 | -0.04597 | 968.6434 | -0.058439 | 968.6434 | -0.029614 | 964.1237 | 0.0060899
| 439.7697 | 0 |  |  | 439.7697 | 0 | 439.7697 | 0 |  |  | 968.8857 | 0.047392 | 963.4197 | 0.22521 | 715.9632 | 0 | 968.8857 | 0.37431 | 968.8857 | 0.040435 | 969.2466 | 0 | 968.8857 | 0.19261 | 968.8857 | 0.21503 | 968.8857 | 0.19314 | 716.3652 | 0.00036127 | 963.42 | 0.047299 | 969.2466 | 0.033949 | 715.9632 | 0.0096899 | 963.42 | 0.0010646 | 968.8857 | -0.0064489 | 963.42 | 0.0011659 | 968.8857 | -0.0044236 | 716.3652 | 0.00029612 | 716.3652 | 0.00035013 | 968.8857 | 0.097913 | 969.2466 | 0.014563 | 969.2466 | 0.004842 | 968.8857 | 0.039226 | 1056.4458 | 0.040846 | 968.8857 | 0.11888 | 968.8857 | -0.053556 | 1056.8756 | 0 | 968.8857 | 0.15825 | 1062.4065 | 0.0064524 | 1056.4458 | 0.078368 | 1062.4065 | 0.0084219 | 1097.5701 | 0.10442 | 1292.8328 | 0.0022177 | 1043.2577 | 0.012561 | 1200.7463 | 0 | 1199.8983 | 0 | 968.886 | 0.0001951 | 969.2466 | 0.030864 | 968.8857 | 0.067453 | 968.8857 | 0.014575 | 968.8857 | 0.076486 | 964.3655 | 0.007302
| 439.8502 | 0 |  |  | 439.8502 | 0 | 439.8502 | 0 |  |  | 969.128 | -0.10548 | 963.6617 | -0.14 | 716.0905 | 0.024932 | 969.128 | -0.72826 | 969.128 | -0.13513 | 969.4895 | 0 | 969.128 | -0.32176 | 969.128 | -0.21295 | 969.128 | -0.51392 | 716.4862 | 0.00034325 | 963.66 | -0.0098758 | 969.4895 | -0.040049 | 716.0905 | 0.013896 | 963.66 | -0.0073615 | 969.128 | -0.01901 | 963.66 | -0.0033811 | 969.128 | -0.040383 | 716.4862 | 0.00032013 | 716.4862 | 0.00027619 | 969.128 | -0.1638 | 969.4895 | -0.043067 | 969.4895 | -0.033196 | 969.128 | -0.024735 | 1056.6144 | 0.050244 | 969.128 | -0.15884 | 969.128 | -0.0083143 | 1057.046 | 0 | 969.128 | -0.092696 | 1062.5784 | 0.0031372 | 1056.6144 | 0.081428 | 1062.5784 | 0.0091047 | 1097.6902 | 0.10403 | 1292.9147 | 0.0022023 | 1043.271 | 0.012554 | 1200.817 | 0 | 1199.9688 | 0 | 969.128 | 0.00057596 | 969.4895 | -0.04114 | 969.128 | -0.056336 | 969.128 | -0.055585 | 969.128 | -0.074569 | 964.6073 | 0.006288
| 439.9306 | 0 |  |  | 439.9306 | 0 | 439.9306 | 0 |  |  | 969.3704 | 0.0097062 | 963.9036 | 0.29724 | 716.2178 | 0 | 969.3704 | 0.096587 | 969.3704 | -0.0078593 | 969.7325 | 0 | 969.3704 | 0.21702 | 969.3704 | 0.17601 | 969.3704 | 0.089852 | 716.6072 | 0.00029966 | 963.9 | -0.0046779 | 969.7325 | 0.018554 | 716.2178 | 0.017449 | 963.9 | 0.0059571 | 969.3704 | 0.014521 | 963.9 | 0.012009 | 969.3704 | 0.025163 | 716.6072 | 0.00029917 | 716.6072 | 0.0002606 | 969.3704 | 0.12221 | 969.7325 | -0.00035975 | 969.7325 | -0.0042546 | 969.3704 | 0.15728 | 1056.7829 | 0.039725 | 969.3704 | 0.090811 | 969.3704 | 0.033552 | 1057.2163 | 0 | 969.3704 | 0.04509 | 1062.7502 | 0.0095146 | 1056.7829 | 0.07957 | 1062.7502 | 0.0083507 | 1097.8099 | 0.10343 | 1292.9966 | 0.0021869 | 1043.2844 | 0.012547 | 1200.8876 | 0 | 1200.0393 | 0 | 969.37 | 0.0016919 | 969.7325 | 0.024112 | 969.3704 | 0.063397 | 969.3704 | 0.027793 | 969.3704 | 0.025353 | 964.8491 | 0.0065315
| 440.0111 | 0 |  |  | 440.0111 | 0 | 440.0111 | 0 |  |  | 969.6127 | -0.10146 | 964.1455 | -0.079024 | 716.3451 | 0.021244 | 969.6127 | -0.59515 | 969.6127 | -0.062593 | 969.9755 | 0 | 969.6127 | -0.27732 | 969.6127 | -0.34081 | 969.6127 | -0.45094 | 716.7282 | 0.00026027 | 964.15 | -0.044181 | 969.9755 | -0.0207 | 716.3451 | 0.01421 | 964.15 | 0.013024 | 969.6127 | -0.030916 | 964.15 | -0.0058295 | 969.6127 | -0.04018 | 716.7282 | 0.00029879 | 716.7282 | 0.00023742 | 969.6127 | -0.13399 | 969.9755 | -0.02135 | 969.9755 | -0.017964 | 969.6127 | -0.050594 | 1056.9515 | 0.033638 | 969.6127 | -0.12986 | 969.6127 | 0.016113 | 1057.3866 | 0 | 969.6127 | 0.023915 | 1062.9221 | 0.0073273 | 1056.9515 | 0.083396 | 1062.9221 | 0.0089127 | 1097.9301 | 0.10269 | 1293.0784 | 0.0021664 | 1043.2977 | 0.01254 | 1200.9582 | 0 | 1200.1099 | 0 | 969.613 | 0.0021238 | 969.9755 | -0.030094 | 969.6127 | -0.0092594 | 969.6127 | -0.050027 | 969.6127 | -0.018846 | 965.0909 | 0.0065412
| 440.0915 | 0 |  |  | 440.0915 | 0 | 440.0915 | 0 |  |  | 969.8551 | -0.070356 | 964.3874 | 0.23755 | 716.4724 | 0 | 969.8551 | 0.42195 | 969.8551 | 0.0098667 | 970.2184 | 0 | 969.8551 | 0.16671 | 969.8551 | 0.27688 | 969.8551 | 0.1436 | 716.8492 | 0.00030344 | 964.39 | 0.041062 | 970.2184 | -0.0055935 | 716.4724 | 0.015359 | 964.39 | -0.0073615 | 969.8551 | -0.00096851 | 964.39 | -0.011076 | 969.8551 | -0.022931 | 716.8492 | 0.00030527 | 716.8492 | 0.00017906 | 969.8551 | 0.13435 | 970.2184 | -0.0079179 | 970.2184 | -0.0030561 | 969.8551 | 0.008825 | 1057.12 | 0.048268 | 969.8551 | 0.099707 | 969.8551 | 0.029584 | 1057.5569 | 0 | 969.8551 | 0.07824 | 1063.094 | 0.013944 | 1057.12 | 0.081756 | 1063.094 | 0.0083863 | 1098.0497 | 0.10158 | 1293.1603 | 0.0021511 | 1043.311 | 0.012532 | 1201.0289 | 0 | 1200.1804 | 0 | 969.855 | 0.0013624 | 970.2184 | -0.01901 | 969.8551 | 0.022384 | 969.8551 | 0.067002 | 969.8551 | 0.066473 | 965.3327 | 0.0074341
| 440.172 | 0 |  |  | 440.172 | 0 | 440.172 | 0 |  |  | 970.0974 | -0.076659 | 964.6294 | -0.27902 | 716.5997 | 0.014163 | 970.0974 | -0.68999 | 970.0974 | -0.11083 | 970.4614 | 0 | 970.0974 | -0.36201 | 970.0974 | -0.22914 | 970.0974 | -0.51728 | 716.9702 | 0.00036966 | 964.63 | -0.030666 | 970.4614 | -0.044153 | 716.5997 | 0.0038058 | 964.63 | -0.028019 | 970.0974 | -0.036406 | 964.63 | 0.0046636 | 970.0974 | -0.018872 | 716.9702 | 0.0002946 | 716.9702 | 0.00020224 | 970.0974 | -0.073251 | 970.4614 | -0.055618 | 970.4614 | -0.024776 | 970.0974 | -0.048221 | 1057.2886 | 0.045812 | 970.0974 | -0.12761 | 970.0974 | -0.0038819 | 1057.7272 | 0 | 970.0974 | -0.046429 | 1063.2659 | 0.010335 | 1057.2886 | 0.083614 | 1063.2659 | 0.0089198 | 1098.1697 | 0.10027 | 1293.2422 | 0.0021357 | 1043.3243 | 0.012525 | 1201.0996 | 0 | 1200.251 | 0 | 970.097 | 0.00080855 | 970.4614 | -0.022754 | 970.0974 | -0.048224 | 970.0974 | -0.050928 | 970.0974 | -0.023649 | 965.5745 | 0.0060683
| 440.2524 | 0 |  |  | 440.2524 | 0 | 440.2524 | 0 |  |  | 970.3398 | 0.028397 | 964.8713 | 0.064354 | 716.727 | 0 | 970.3398 | 0.57374 | 970.3398 | 0.068656 | 970.7044 | 0 | 970.3398 | 0.1825 | 970.3398 | 0.038907 | 970.3398 | 0.010292 | 717.0912 | 0.00037301 | 964.87 | -0.051458 | 970.7044 | 0.015529 | 716.727 | 0.0090966 | 964.87 | -0.00029446 | 970.3398 | -0.00074233 | 964.87 | 0.0067623 | 970.3398 | 0.0013735 | 717.0912 | 0.00030146 | 717.0912 | 0.00036971 | 970.3398 | 0.025849 | 970.7044 | 0.01201 | 970.7044 | 3.3341e-05 | 970.3398 | 0.10619 | 1057.4571 | 0.035881 | 970.3398 | 0.053607 | 970.3398 | 0.080235 | 1057.8976 | 0 | 970.3398 | 0.14722 | 1063.4378 | 0.013506 | 1057.4571 | 0.080663 | 1063.4378 | 0.0086495 | 1098.2899 | 0.099073 | 1293.3241 | 0.0021204 | 1043.3376 | 0.012517 | 1201.1703 | 0 | 1200.3217 | 0 | 970.34 | 0.0016393 | 970.7044 | 0.017616 | 970.3398 | 0.055435 | 970.3398 | -0.014897 | 970.3398 | 0.1142 | 965.8163 | 0.0066384
| 440.3329 | 0 |  |  | 440.3329 | 0 | 440.3329 | 0 |  |  | 970.5822 | -0.041374 | 965.1133 | -0.24243 | 716.8543 | 0.019008 | 970.5822 | -0.4723 | 970.5822 | -0.078786 | 970.9474 | 0 | 970.5822 | -0.40207 | 970.5822 | -0.24284 | 970.5822 | -0.42323 | 717.2122 | 0.00037846 | 965.11 | -0.017152 | 970.9474 | -0.053095 | 716.8543 | 0.013896 | 965.11 | -0.0068178 | 970.5822 | -0.0027642 | 965.11 | -0.031363 | 970.5822 | -0.039318 | 717.2122 | 0.0002946 | 717.2122 | 0.00046724 | 970.5822 | -0.1984 | 970.9474 | -0.037027 | 970.9474 | -0.018554 | 970.5822 | -0.095817 | 1057.6256 | 0.050617 | 970.5822 | -0.127 | 970.5822 | -0.037368 | 1058.0679 | 0 | 970.5822 | -0.10858 | 1063.6096 | 0.0080382 | 1057.6256 | 0.082849 | 1063.6096 | 0.0091047 | 1098.4098 | 0.098031 | 1293.4061 | 0.002105 | 1043.3511 | 0.012509 | 1201.241 | 0 | 1200.3922 | 0 | 970.582 | 0.0023121 | 970.9474 | -0.013909 | 970.5822 | -0.024337 | 970.5822 | -0.058139 | 970.5822 | -0.0071793 | 966.0581 | 0.0060406
| 440.4133 | 0 |  |  | 440.4133 | 0 | 440.4134 | 0 |  |  | 970.8246 | 0.0015932 | 965.3552 | 0.083509 | 716.9817 | 0 | 970.8246 | -0.19307 | 970.8246 | 0.051592 | 971.1904 | 0 | 970.8246 | 0.18387 | 970.8246 | 0.089664 | 970.8246 | 0.07016 | 717.3332 | 0.00037175 | 965.36 | 0.04314 | 971.1904 | 0.014008 | 716.9817 | 0 | 965.36 | -0.017691 | 970.8246 | 0.02775 | 965.36 | -0.013525 | 970.8246 | 0.0044712 | 717.3332 | 0.00029651 | 717.3332 | 0.00045165 | 970.8246 | 0.06184 | 971.1904 | 0.0027626 | 971.1904 | 0.0040156 | 970.8246 | -0.020987 | 1057.7942 | 0.044691 | 970.8246 | 0.016477 | 970.8246 | -0.031813 | 1058.2382 | 0 | 970.8246 | 0.15066 | 1063.7815 | 0.01121 | 1057.7942 | 0.080663 | 1063.7815 | 0.0087704 | 1098.5299 | 0.097182 | 1293.488 | 0.0020896 | 1043.3644 | 0.012501 | 1201.3117 | 0 | 1200.4628 | 0 | 970.825 | 0.0020491 | 971.1904 | 0.00042752 | 970.8246 | 0.042815 | 970.8246 | 0.022384 | 970.8246 | 0.13465 | 966.2999 | 0.0068589
| 440.4938 | 0 |  |  | 440.4938 | 0 | 440.4938 | 0 |  |  | 971.0669 | -0.088342 | 965.5972 | -0.14595 | 717.109 | 0.032455 | 971.0669 | -0.56998 | 971.0669 | -0.14851 | 971.4334 | 0 | 971.0669 | -0.44426 | 971.0669 | -0.44873 | 971.0669 | -0.51896 | 717.4542 | 0.00038223 | 965.6 | -0.032746 | 971.4334 | -0.060919 | 717.109 | 0.016508 | 965.6 | 0.0029672 | 971.0669 | -0.032731 | 965.6 | -0.0040807 | 971.0669 | -0.026229 | 717.4542 | 0.0002824 | 717.4542 | 0.00035413 | 971.0669 | -0.21754 | 971.4334 | -0.047726 | 971.4334 | -0.014482 | 971.0669 | -0.047596 | 1057.9627 | 0.03791 | 971.0669 | -0.15807 | 971.0669 | -0.0064505 | 1058.4085 | 0 | 971.0669 | -0.070265 | 1063.9534 | 0.0054609 | 1057.9627 | 0.082631 | 1063.9534 | 0.0090051 | 1098.6501 | 0.096154 | 1293.57 | 0.0020743 | 1043.3777 | 0.012493 | 1201.3823 | 0 | 1200.5334 | 0 | 971.067 | 2.8274e-05 | 971.4334 | -0.032002 | 971.0669 | -0.07181 | 971.0669 | -0.021934 | 971.0669 | -0.077765 | 966.5418 | 0.0055402
| 440.5743 | 0 |  |  | 440.5743 | 0 | 440.5743 | 0 |  |  | 971.3093 | -0.013861 | 965.8391 | 0.238 | 717.2364 | 0 | 971.3093 | 0.16064 | 971.3093 | 0.047873 | 971.6764 | 0 | 971.3093 | 0.17212 | 971.3093 | 0.14446 | 971.3093 | 0.05289 | 717.5752 | 0.00035624 | 965.84 | -0.028587 | 971.6764 | 0.014933 | 717.2364 | 0 | 965.84 | 0.0043263 | 971.3093 | 0.015299 | 965.84 | 0.0011659 | 971.3093 | -0.0063416 | 717.5752 | 0.00026373 | 717.5752 | 0.00030376 | 971.3093 | 0.16527 | 971.6764 | -0.00093961 | 971.6764 | -0.0085483 | 971.3093 | -0.055466 | 1058.1313 | 0.040366 | 971.3093 | 0.04928 | 971.3093 | -0.03198 | 1058.5789 | 0 | 971.3093 | 0.11887 | 1064.1253 | 0.0079288 | 1058.1313 | 0.079461 | 1064.1253 | 0.0087349 | 1098.7701 | 0.095252 | 1293.652 | 0.0020589 | 1043.391 | 0.012484 | 1201.4531 | 0 | 1200.604 | 0 | 971.309 | 0.0012737 | 971.6764 | 0.010643 | 971.3093 | 0.067002 | 971.3093 | 0.034252 | 971.3093 | 0.080321 | 966.7836 | 0.0070389
| 440.6547 | 0 |  |  | 440.6547 | 0 | 440.6547 | 0 |  |  | 971.5517 | -0.053367 | 966.0811 | -0.19868 | 717.3638 | 0.035034 | 971.5517 | -0.42757 | 971.5517 | -0.10128 | 971.9194 | 0 | 971.5517 | -0.38649 | 971.5517 | -0.17518 | 971.5517 | -0.37956 | 717.6962 | 0.00031391 | 966.08 | -0.042101 | 971.9194 | -0.04556 | 717.3638 | 0.029569 | 966.08 | -0.0147 | 971.5517 | -0.034404 | 966.08 | 0.0015157 | 971.5517 | -0.020344 | 717.6962 | 0.00029193 | 717.6962 | 0.00033454 | 971.5517 | -0.11521 | 971.9194 | -0.037414 | 971.9194 | -0.022451 | 971.5517 | 0.0034247 | 1058.2998 | 0.036415 | 971.5517 | -0.070926 | 971.5517 | -0.045972 | 1058.7492 | 0.00026087 | 971.5517 | -0.16934 | 1064.2972 | 0.0045779 | 1058.2998 | 0.081756 | 1064.2972 | 0.0088344 | 1098.8903 | 0.094708 | 1293.7339 | 0.0020435 | 1043.4044 | 0.012476 | 1201.5238 | 0 | 1200.6747 | 0 | 971.552 | 0.0028133 | 971.9194 | -0.0091382 | 971.5517 | -0.068355 | 971.5517 | -0.035004 | 971.5517 | -0.08373 | 967.0255 | 0.0067212
| 440.7352 | 0 |  |  | 440.7352 | 0 | 440.7352 | 0 |  |  | 971.7941 | 0.054491 | 966.3231 | 0.24687 | 717.4912 | 0 | 971.7941 | 0.023464 | 971.7941 | 0.033423 | 972.1624 | 0 | 971.7941 | 0.22961 | 971.7941 | 0.1374 | 971.7941 | 0.3401 | 717.8172 | 0.00028793 | 966.32 | -0.017152 | 972.1624 | 0.0088803 | 717.4912 | 0.0073169 | 966.32 | 0.017373 | 971.7941 | 0.032524 | 966.32 | 0.0078116 | 971.7941 | 0.020192 | 717.8172 | 0.00031251 | 717.8172 | 0.00028418 | 971.7941 | 0.058159 | 972.1624 | 0.035268 | 972.1624 | 0.013248 | 971.7941 | -0.02536 | 1058.4684 | 0.042982 | 971.7941 | 0.072505 | 971.7941 | 0.078054 | 1058.9195 | 0 | 971.7941 | 0.10266 | 1064.4691 | 0.0085303 | 1058.4684 | 0.079024 | 1064.4691 | 0.0086851 | 1099.0104 | 0.093717 | 1293.8159 | 0.0020333 | 1043.4177 | 0.012467 | 1201.5945 | 0 | 1200.7452 | 0 | 971.794 | 0.002182 | 972.1624 | 0.032259 | 971.7941 | 0.056787 | 971.7941 | 0.060092 | 971.7941 | 0.11995 | 967.2673 | 0.0079873
| 440.8157 | 0 |  |  | 440.8157 | 0 | 440.8157 | 0 |  |  | 972.0365 | -0.079208 | 966.565 | -0.12591 | 717.6186 | 0.024503 | 972.0365 | -1.0318 | 972.0365 | -0.12831 | 972.4054 | 0 | 972.0365 | -0.43752 | 972.0365 | -0.36073 | 972.0365 | -0.4501 | 717.9382 | 0.00033864 | 966.57 | 0.02235 | 972.4054 | -0.056635 | 717.6186 | 0.0035093 | 966.57 | -0.0054588 | 972.0365 | 0.0017418 | 966.57 | 0.013758 | 972.0365 | -0.032621 | 717.9382 | 0.00035672 | 717.9382 | 0.00028018 | 972.0365 | -0.11742 | 972.4054 | -0.043059 | 972.4054 | -0.029556 | 972.0365 | 0.011912 | 1058.6369 | 0.036415 | 972.0365 | -0.10637 | 972.0365 | -0.015177 | 1059.0899 | 0 | 972.0365 | -0.04516 | 1064.641 | 0.0055228 | 1058.6369 | 0.081428 | 1064.641 | 0.0089127 | 1099.1306 | 0.092121 | 1293.8978 | 0.0020179 | 1043.431 | 0.012458 | 1201.6653 | 0 | 1200.8159 | 0 | 972.037 | 0.0017666 | 972.4054 | -0.021286 | 972.0365 | -0.025389 | 972.0365 | -0.043266 | 972.0365 | 0.0070752 | 967.5092 | 0.0060124
| 440.8961 | 0 |  |  | 440.8961 | 0 | 440.8961 | 0 |  |  | 972.2789 | 0.0084215 | 966.807 | 0.30466 | 717.746 | 0 | 972.2789 | -0.045797 | 972.2789 | 0.020037 | 972.6485 | 0 | 972.2789 | 0.20565 | 972.2789 | -0.083022 | 972.2789 | -0.058881 | 718.0593 | 0.00034032 | 966.81 | -0.02235 | 972.6485 | 0.0032389 | 717.746 | 0.017135 | 966.81 | 0.015199 | 972.2789 | 0.038896 | 966.81 | 0.0085112 | 972.2789 | 0.021003 | 718.0593 | 0.00034491 | 718.0593 | 0.00029177 | 972.2789 | 0.1281 | 972.6485 | 0.017194 | 972.6485 | -0.0024509 | 972.2789 | 0.0053186 | 1058.8055 | 0.037269 | 972.2789 | 0.076059 | 972.2789 | 0.010871 | 1059.2602 | 0 | 972.2789 | 0.19285 | 1064.8129 | 0.010225 | 1058.8055 | 0.078477 | 1064.8129 | 0.0088629 | 1099.2509 | 0.091083 | 1293.9799 | 0.0020026 | 1043.4443 | 0.012448 | 1201.736 | 0 | 1200.8865 | 0 | 972.279 | 0.0014039 | 972.6485 | 0.017432 | 972.2789 | 0.085481 | 972.2789 | 0.057989 | 972.2789 | 0.089696 | 967.7511 | 0.0063113
| 440.9766 | 0 |  |  | 440.9766 | 0 | 440.9766 | 0 |  |  | 972.5213 | -0.07762 | 967.049 | -0.26898 | 717.8734 | 0.030951 | 972.5213 | -0.68054 | 972.5213 | -0.14953 | 972.8915 | 0 | 972.5213 | -0.42437 | 972.5213 | -0.1345 | 972.5213 | -0.5727 | 718.1803 | 0.00036421 | 967.05 | -0.038983 | 972.8915 | -0.05914 | 717.8734 | 0.01033 | 967.05 | -0.011438 | 972.5213 | -0.066307 | 967.05 | -0.017373 | 972.5213 | -0.024402 | 718.1803 | 0.00035062 | 718.1803 | 0.00022982 | 972.5213 | -0.1384 | 972.8915 | -0.048533 | 972.8915 | -0.035917 | 972.5213 | -0.10181 | 1058.974 | 0.030702 | 972.5213 | -0.12946 | 972.5213 | 0.0088332 | 1059.4305 | 0 | 972.5213 | -0.11258 | 1064.9847 | 0.0080929 | 1058.974 | 0.081647 | 1064.9847 | 0.0087064 | 1099.3711 | 0.090779 | 1294.0619 | 0.0019872 | 1043.4578 | 0.012439 | 1201.8068 | 0 | 1200.9571 | 0 | 972.521 | 0.00072825 | 972.8915 | -0.023928 | 972.5213 | -0.0652 | 972.5213 | -0.014382 | 972.5213 | -0.082452 | 967.9929 | 0.005258
| 441.0571 | 0 |  |  | 441.0571 | 0 | 441.0571 | 0 |  |  | 972.7637 | 0.0089618 | 967.291 | 0.31843 | 718.0009 | 0 | 972.7637 | 0.30549 | 972.7637 | 0.040664 | 973.1345 | 0 | 972.7637 | 0.28432 | 972.7637 | 0.15857 | 972.7637 | 0.26116 | 718.3013 | 0.00028122 | 967.29 | 0.026508 | 973.1346 | 0.022551 | 718.0009 | 0.01118 | 967.29 | 0.0035108 | 972.7637 | 0.040612 | 967.29 | 0.022152 | 972.7637 | 0.0095884 | 718.3013 | 0.00029879 | 718.3013 | 0.00022583 | 972.7637 | 0.11043 | 973.1346 | 0.027278 | 973.1346 | 0.013419 | 972.7637 | 0.037602 | 1059.1425 | 0.040526 | 972.7637 | 0.083975 | 972.7637 | 0.084991 | 1059.6009 | 0 | 972.7637 | 0.11007 | 1065.1566 | 0.012303 | 1059.1425 | 0.079242 | 1065.1566 | 0.0086139 | 1099.4915 | 0.09006 | 1294.1439 | 0.0019718 | 1043.4711 | 0.012429 | 1201.8776 | 0 | 1201.0278 | 0 | 972.764 | 0.0024783 | 973.1345 | 0.010202 | 972.7637 | 0.060693 | 972.7637 | 0.082025 | 972.7637 | 0.081386 | 968.2348 | 0.0073706
| 441.1375 | 0 |  |  | 441.1375 | 0 | 441.1375 | 0 |  |  | 973.0062 | -0.11326 | 967.533 | -0.24415 | 718.1283 | 0.03138 | 973.0062 | -0.96468 | 973.0062 | -0.12361 | 973.3776 | 0 | 973.0062 | -0.34031 | 973.0062 | -0.16023 | 973.0062 | -0.41735 | 718.4223 | 0.0003114 | 967.53 | 0.011954 | 973.3776 | -0.062722 | 718.1283 | 0.013583 | 967.53 | -0.0076332 | 973.0062 | -0.043675 | 967.53 | -0.012125 | 973.0062 | -0.0658 | 718.4223 | 0.00030946 | 718.4223 | 0.00017107 | 973.0062 | -0.1984 | 973.3776 | -0.065742 | 973.3776 | -0.044079 | 973.0062 | -0.045097 | 1059.3111 | 0.021892 | 973.0062 | -0.17546 | 973.0062 | -0.10883 | 1059.7712 | 0.00026087 | 973.0062 | -0.024068 | 1065.3285 | 0.0062337 | 1059.3111 | 0.082849 | 1065.3285 | 0.0086068 | 1099.6117 | 0.088692 | 1294.226 | 0.0019565 | 1043.4844 | 0.012419 | 1201.9482 | 0 | 1201.0985 | 0 | 973.006 | 0.001606 | 973.3776 | -0.044627 | 973.0062 | -0.075415 | 973.0062 | -0.050327 | 973.0062 | -0.057738 | 968.4767 | 0.0058389
| 441.218 | 0 |  |  | 441.218 | 0 | 441.218 | 0 |  |  | 973.2486 | -0.035093 | 967.775 | 0.13214 | 718.2558 | 0 | 973.2486 | 0.077389 | 973.2486 | 0.03657 | 973.6207 | 0 | 973.2486 | 0.17755 | 973.2486 | -0.001054 | 973.2486 | 0.2007 | 718.5433 | 0.00027242 | 967.77 | -0.041062 | 973.6207 | 0.00063812 | 718.2558 | 0 | 967.77 | -0.0016535 | 973.2486 | 0.025331 | 967.77 | 0.0053631 | 973.2486 | -0.0016248 | 718.5433 | 0.00029917 | 718.5433 | 0.00022982 | 973.2486 | 0.11043 | 973.6207 | 0.0079757 | 973.6207 | 0.0055733 | 973.2486 | 0.1303 | 1059.4796 | 0.041861 | 973.2486 | 0.029716 | 973.2486 | -0.060186 | 1059.9416 | 0 | 973.2486 | 0.15234 | 1065.5004 | 0.0088584 | 1059.4796 | 0.08121 | 1065.5004 | 0.0082369 | 1099.7321 | 0.087689 | 1294.308 | 0.0019411 | 1043.4977 | 0.012408 | 1202.019 | 0 | 1201.1692 | 0 | 973.249 | 0.00064795 | 973.6207 | 0.0073399 | 973.2486 | 0.047623 | 973.2486 | 0.079021 | 973.2486 | 0.14743 | 968.7186 | 0.0078428
| 441.2985 | 0 |  |  | 441.2985 | 0 | 441.2985 | 0 |  |  | 973.491 | -0.10029 | 968.017 | 0.0044547 | 718.3833 | 0.011926 | 973.491 | -0.45698 | 973.491 | -0.14107 | 973.8637 | 0 | 973.491 | -0.44124 | 973.491 | -0.33001 | 973.491 | -0.11337 | 718.6643 | 0.00033277 | 968.02 | 0.019232 | 973.8637 | -0.078884 | 718.3833 | 0.018075 | 968.02 | -0.018233 | 973.491 | -0.061889 | 968.02 | 0.0074619 | 973.491 | -0.030186 | 718.6643 | 0.00034795 | 718.6643 | 0.00014389 | 973.491 | -0.13877 | 973.8637 | -0.047445 | 973.8637 | -0.028071 | 973.491 | -0.09769 | 1059.6481 | 0.03193 | 973.491 | -0.067028 | 973.491 | -0.022505 | 1060.1119 | 0 | 973.491 | -0.092349 | 1065.6723 | 0.0017781 | 1059.6481 | 0.083833 | 1065.6723 | 0.0082867 | 1099.8524 | 0.086969 | 1294.39 | 0.0019257 | 1043.5111 | 0.012397 | 1202.0898 | 0 | 1201.2399 | 0 | 973.491 | 0.0013624 | 973.8637 | -0.035635 | 973.491 | -0.038008 | 973.491 | -0.028393 | 973.491 | -0.067964 | 968.9605 | 0.0056668
| 441.379 | 0 |  |  | 441.379 | 0 | 441.379 | 0 |  |  | 973.7335 | 0.097455 | 968.259 | 0.29188 | 718.5108 | 0 | 973.7335 | 0.51672 | 973.7335 | 0.099086 | 974.1068 | 0 | 973.7335 | 0.23133 | 973.7335 | 0.031025 | 973.7335 | 0.25108 | 718.7853 | 0.00033361 | 968.26 | 0.040022 | 974.1068 | 0.037754 | 718.5108 | 0 | 968.26 | -0.010623 | 973.7335 | 0.023892 | 968.26 | 0.0099102 | 973.7335 | 0.035868 | 718.7853 | 0.00033805 | 718.7853 | 0.00023342 | 973.7335 | 0.10527 | 974.1068 | 0.061091 | 974.1068 | 0.03834 | 973.7335 | 0.087821 | 1059.8167 | 0.033425 | 973.7335 | 0.11164 | 973.7335 | 0.164 | 1060.2822 | 0 | 973.7335 | 0.094023 | 1065.8442 | 0.0071633 | 1059.8167 | 0.080445 | 1065.8442 | 0.0082014 | 1099.9728 | 0.086035 | 1294.4721 | 0.0019155 | 1043.5244 | 0.012386 | 1202.1606 | 0 | 1201.3105 | 0 | 973.733 | 0.00044858 | 974.1068 | 0.056077 | 973.7335 | 0.098851 | 973.7335 | 0.029746 | 973.7335 | 0.15468 | 969.2024 | 0.0072214
| 441.4595 | 0 |  |  | 441.4595 | 0 | 441.4594 | 0 |  |  | 973.9759 | -0.015034 | 968.501 | -0.09358 | 718.6382 | 0.025792 | 973.9759 | -0.85276 | 973.9759 | -0.087192 | 974.3499 | 0 | 973.9759 | -0.39236 | 973.9759 | -0.13657 | 973.9759 | -0.42407 | 718.9063 | 0.00035541 | 968.5 | -0.0077966 | 974.3499 | -0.03656 | 718.6382 | 0.029569 | 968.5 | -0.01606 | 973.9759 | -0.010943 | 968.5 | 0.016206 | 973.9759 | -0.0051747 | 718.9063 | 0.00034414 | 718.9063 | 0.00028418 | 973.9759 | -0.21754 | 974.3499 | -0.023046 | 974.3499 | -0.0049866 | 973.9759 | -0.089945 | 1059.9852 | 0.035026 | 973.9759 | -0.059155 | 973.9759 | -0.0060609 | 1060.4526 | 0 | 973.9759 | -0.16985 | 1066.0161 | 0.00055284 | 1059.9852 | 0.081647 | 1066.0161 | 0.0082512 | 1100.0933 | 0.085484 | 1294.5542 | 0.0019001 | 1043.5377 | 0.012375 | 1202.2314 | 0 | 1201.3812 | 0 | 973.976 | 3.0275e-05 | 974.3499 | -0.0059086 | 973.9759 | -9.4434e-05 | 973.9759 | -0.24638 | 973.9759 | -0.012107 | 969.4443 | 0.005929
| 441.5399 | 0 |  |  | 441.5399 | 0 | 441.5399 | 0 |  |  | 974.2183 | -0.0065652 | 968.743 | 0.21643 | 718.7658 | 0 | 974.2183 | 0.15506 | 974.2183 | -0.023668 | 974.593 | 0 | 974.2183 | 0.16098 | 974.2183 | 0.18846 | 974.2183 | 0.14528 | 719.0273 | 0.00033445 | 968.74 | 0.00051979 | 974.593 | 0.025318 | 718.7658 | 0 | 968.74 | -0.0087205 | 974.2183 | 0.054891 | 968.74 | -0.012125 | 974.2183 | 0.026381 | 719.0273 | 0.0003148 | 719.0273 | 0.00033854 | 974.2183 | 0.057791 | 974.593 | 0.019778 | 974.593 | -0.0065147 | 974.2183 | -0.027233 | 1060.1538 | 0.039138 | 974.2183 | 0.066345 | 974.2183 | 0.062562 | 1060.6229 | 0 | 974.2183 | 0.12786 | 1066.188 | 0.0077101 | 1060.1538 | 0.078259 | 1066.188 | 0.0085641 | 1100.2136 | 0.084804 | 1294.6362 | 0.0018848 | 1043.551 | 0.012363 | 1202.3022 | 0 | 1201.452 | 0 | 974.218 | 0.00037659 | 974.593 | 0.0096152 | 974.2183 | 0.046571 | 974.2183 | 0.25509 | 974.2183 | 0.085861 | 969.6862 | 0.0074639
| 441.6204 | 0 |  |  | 441.6204 | 0 | 441.6204 | 0 |  |  | 974.4608 | -0.018005 | 968.9851 | -0.20156 | 718.8933 | 0.021923 | 974.4608 | -1.0017 | 974.4608 | -0.096924 | 974.8361 | 0 | 974.4608 | -0.3853 | 974.4608 | -0.14653 | 974.4608 | -0.29979 | 719.1483 | 0.0003026 | 968.99 | -0.016113 | 974.8361 | -0.05866 | 718.8933 | 0.014523 | 968.99 | 0.0067725 | 974.4608 | -0.042689 | 968.99 | -0.013175 | 974.4608 | -0.017909 | 719.1483 | 0.00033538 | 719.1483 | 0.00021024 | 974.4608 | -0.13435 | 974.8361 | -0.017882 | 974.8361 | -0.014022 | 974.4608 | 0.021362 | 1060.3223 | 0.031823 | 974.4608 | -0.07562 | 974.4608 | -0.04394 | 1060.7933 | 0 | 974.4608 | -0.10378 | 1066.3599 | 0.00075468 | 1060.3223 | 0.080882 | 1066.3599 | 0.0087846 | 1100.3341 | 0.083508 | 1294.7184 | 0.0018694 | 1043.5645 | 0.012351 | 1202.373 | 0 | 1201.5227 | 0 | 974.461 | 0.0013236 | 974.8361 | -0.0055049 | 974.4608 | -0.054383 | 974.4608 | -0.035154 | 974.4608 | -0.073504 | 969.9282 | 0.0054461
| 441.7009 | 0 |  |  | 441.7009 | 0 | 441.7009 | 0 |  |  | 974.7033 | -0.00038668 | 969.2271 | 0.26001 | 719.0208 | 0 | 974.7033 | 0.31326 | 974.7033 | 0.049305 | 975.0792 | 0 | 974.7033 | 0.21511 | 974.7033 | -0.0088927 | 974.7033 | -0.016572 | 719.2694 | 0.00031894 | 969.23 | 0.083682 | 975.0792 | 0.010526 | 719.0208 | 0.0099864 | 969.23 | -0.00029446 | 974.7033 | 0.0068489 | 969.23 | 0.019004 | 974.7033 | -0.010502 | 719.2694 | 0.00032395 | 719.2694 | 0.00018666 | 974.7033 | 0.046012 | 975.0792 | 0.0040435 | 975.0792 | 0.007888 | 974.7033 | 0.075454 | 1060.4908 | 0.04704 | 974.7033 | 0.094464 | 974.7033 | 0.0076676 | 1060.9636 | 0 | 974.7033 | 0.26995 | 1066.5318 | 0.0055228 | 1060.4908 | 0.078587 | 1066.5318 | 0.0081018 | 1100.4546 | 0.082593 | 1294.8004 | 0.001854 | 1043.5778 | 0.012339 | 1202.4439 | 0 | 1201.5934 | 0 | 974.703 | 0.0016974 | 975.0792 | 0.0019195 | 974.7033 | 0.074664 | 974.7033 | 0.027342 | 974.7033 | 0.070947 | 970.1701 | 0.0081108
| 441.7814 | 0 |  |  | 441.7814 | 0 | 441.7814 | 0 |  |  | 974.9457 | -0.065598 | 969.4691 | -0.33667 | 719.1483 | 0.020871 | 974.9457 | -0.87545 | 974.9457 | -0.17698 | 975.3223 | 0 | 974.9457 | -0.33182 | 974.9457 | -0.44624 | 974.9457 | -0.52904 | 719.3904 | 0.00030344 | 969.47 | -0.061854 | 975.3223 | -0.075442 | 719.1483 | 0.017135 | 969.47 | -0.012254 | 974.9457 | -0.021379 | 969.47 | -0.017722 | 974.9457 | -0.022982 | 719.3904 | 0.00035748 | 719.3904 | 0.00018666 | 974.9457 | -0.12736 | 975.3223 | -0.054829 | 975.3223 | -0.033469 | 974.9457 | -0.092319 | 1060.6594 | 0.057078 | 974.9457 | -0.12882 | 974.9457 | -0.079082 | 1061.134 | 0.00026087 | 974.9457 | -0.18209 | 1066.7037 | 2.8415e-05 | 1060.6594 | 0.082959 | 1066.7037 | 0.0084788 | 1100.5752 | 0.082174 | 1294.8826 | 0.0018387 | 1043.5911 | 0.012326 | 1202.5148 | 0 | 1201.6642 | 0 | 974.946 | 0.00064795 | 975.3223 | -0.028075 | 974.9457 | -0.077819 | 974.9457 | -0.030647 | 974.9457 | -0.082026 | 970.412 | 0.0061921
| 441.8619 | 0 |  |  | 441.8619 | 0 | 441.8619 | 0 |  |  | 975.1882 | 0.0036822 | 969.7112 | 0.34357 | 719.2759 | 0 | 975.1882 | 0.024085 | 975.1882 | 0.048424 | 975.5654 | 0 | 975.1882 | 0.19371 | 975.1882 | 0.0090825 | 975.1882 | 0.13772 | 719.5114 | 0.00031433 | 969.71 | -0.0057175 | 975.5654 | 0.034672 | 719.2759 | 0.017658 | 969.71 | 0.014111 | 975.1882 | 0.056724 | 969.71 | 0.02565 | 975.1882 | 0.033433 | 719.5114 | 0.00031937 | 719.5114 | 0.00027259 | 975.1882 | 0.13914 | 975.5654 | 0.0088812 | 975.5654 | 0.013506 | 975.1882 | 0.044723 | 1060.8279 | 0.053608 | 975.1882 | 0.0097838 | 975.1882 | -0.00093795 | 1061.3043 | 0.00017392 | 975.1882 | 0.11024 | 1066.8756 | 0.0077648 | 1060.8279 | 0.081319 | 1066.8756 | 0.0079738 | 1100.6957 | 0.081321 | 1294.9647 | 0.0018284 | 1043.6044 | 0.012313 | 1202.5856 | 0 | 1201.7349 | 0 | 975.188 | 0.001631 | 975.5654 | 0.01079 | 975.1882 | 0.059641 | 975.1882 | 0.046721 | 975.1882 | 0.055181 | 970.654 | 0.0075454
| 441.9423 | 0 |  |  | 441.9423 | 0 | 441.9423 | 0 |  |  | 975.4307 | -0.076758 | 969.9532 | -0.096714 | 719.4035 | 0.041053 | 975.4307 | -0.93083 | 975.4307 | -0.092312 | 975.8085 | 0 | 975.4307 | -0.40646 | 975.4307 | -0.45538 | 975.4307 | -0.33926 | 719.6324 | 0.00032104 | 969.95 | -0.018192 | 975.8085 | -0.059974 | 719.4035 | 0.0029162 | 969.95 | -0.0024689 | 975.4307 | -0.030145 | 969.95 | -0.0079281 | 975.4307 | -0.026279 | 719.6324 | 0.00032852 | 719.6324 | 0.00023342 | 975.4307 | -0.12405 | 975.8085 | -0.056855 | 975.8085 | -0.041788 | 975.4307 | -0.10956 | 1060.9964 | 0.042982 | 975.4307 | -0.10345 | 975.4307 | -0.044067 | 1061.4747 | 0.00026087 | 975.4307 | -0.14487 | 1067.0475 | 0.00041014 | 1060.9964 | 0.086128 | 1067.0475 | 0.007924 | 1100.8163 | 0.079994 | 1295.0469 | 0.0018131 | 1043.6178 | 0.012299 | 1202.6564 | 0 | 1201.8057 | 0 | 975.431 | 0.0028909 | 975.8085 | -0.008184 | 975.4307 | 0.0077961 | 975.4307 | -0.014281 | 975.4307 | -0.11633 | 970.8959 | 0.0069558
| 442.0228 | 0 |  |  | 442.0228 | 0 | 442.0228 | 0 |  |  | 975.6731 | -0.058104 | 970.1953 | 0.016539 | 719.531 | 0 | 975.6731 | -0.07046 | 975.6731 | 0.013106 | 976.0516 | 0 | 975.6731 | 0.20503 | 975.6731 | 0.022841 | 975.6731 | 0.26452 | 719.7534 | 0.00035499 | 970.2 | -0.020271 | 976.0516 | 0.0091052 | 719.531 | 0.017658 | 970.2 | -0.0062742 | 975.6731 | 0.0079006 | 970.2 | 0.007112 | 975.6731 | -0.01314 | 719.7534 | 0.0002946 | 719.7534 | 0.000257 | 975.6731 | 0.098649 | 976.0516 | -0.0052352 | 976.0516 | -0.0014468 | 975.6731 | -0.016615 | 1061.165 | 0.045065 | 975.6731 | 0.088715 | 975.6731 | 0.0039786 | 1061.645 | 0 | 975.6731 | 0.086829 | 1067.2194 | 0.0095693 | 1061.165 | 0.083505 | 1067.2194 | 0.0077319 | 1100.9369 | 0.079074 | 1295.129 | 0.0017977 | 1043.6311 | 0.012286 | 1202.7273 | 0 | 1201.8765 | 0 | 975.673 | 0.0023315 | 976.0516 | -0.0054315 | 975.6731 | 0.060392 | 975.6731 | 0.059341 | 975.6731 | 0.1289 | 971.1379 | 0.007455
| 442.1033 | 0 |  |  | 442.1033 | 0 | 442.1033 | 0 |  |  | 975.9156 | -0.0077153 | 970.4373 | -0.12832 | 719.6586 | 0.020126 | 975.9156 | -0.79678 | 975.9156 | -0.11043 | 976.2947 | 0 | 975.9156 | -0.34208 | 975.9156 | -0.19303 | 975.9156 | -0.31826 | 719.8745 | 0.00037972 | 970.44 | -0.02235 | 976.2947 | -0.048532 | 719.6586 | 0.0046954 | 970.44 | -0.017147 | 975.9156 | -0.030504 | 970.44 | -0.013874 | 975.9156 | -0.0091318 | 719.8745 | 0.00030413 | 719.8745 | 0.00018666 | 975.9156 | -0.20429 | 976.2947 | -0.027877 | 976.2947 | -0.011293 | 975.9156 | -0.042224 | 1061.3335 | 0.057826 | 975.9156 | -0.084567 | 975.9156 | -0.03595 | 1061.8154 | 0 | 975.9156 | -0.053876 | 1067.3913 | 0.0055775 | 1061.3335 | 0.0858 | 1067.3913 | 0.0082512 | 1101.0575 | 0.078641 | 1295.2112 | 0.0017823 | 1043.6444 | 0.012271 | 1202.7982 | 0 | 1201.9471 | 0 | 975.916 | 0.00060365 | 976.2947 | -0.001879 | 975.9156 | -0.0060159 | 975.9156 | -0.029896 | 975.9156 | -0.028123 | 971.3798 | 0.0065686
| 442.1838 | 0 |  |  | 442.1838 | 0 | 442.1838 | 0 |  |  | 976.1581 | -0.010818 | 970.6794 | 0.32858 | 719.7862 | 0 | 976.1581 | -0.11045 | 976.1581 | 0.067458 | 976.5379 | 0 | 976.1581 | 0.13018 | 976.1581 | 0.026468 | 976.1581 | -0.0081083 | 719.9955 | 0.00036588 | 970.68 | -0.058736 | 976.5379 | 0.001514 | 719.7862 | 0.0090966 | 970.68 | -0.0021971 | 976.1581 | 0.021889 | 970.68 | 0.01026 | 976.1581 | -0.013393 | 719.9955 | 0.00027859 | 719.9955 | 0.00015948 | 976.1581 | 0.05411 | 976.5379 | -0.0041278 | 976.5379 | -0.010673 | 976.1581 | 0.066709 | 1061.502 | 0.057559 | 976.1581 | 0.083317 | 976.1581 | 0.027303 | 1061.9857 | 0 | 976.1581 | 0.19949 | 1067.5632 | 0.011319 | 1061.502 | 0.082194 | 1067.5632 | 0.0075968 | 1101.1782 | 0.077939 | 1295.2933 | 0.0017721 | 1043.6577 | 0.012257 | 1202.869 | 0 | 1202.0179 | 0 | 976.158 | 0.0023343 | 976.5379 | 0.005982 | 976.1581 | 0.043116 | 976.1581 | 0.057087 | 976.1581 | 0.10674 | 971.6218 | 0.0078798
| 442.2643 | 0 |  |  | 442.2643 | 0 | 442.2643 | 0 |  |  | 976.4006 | -0.053852 | 970.9214 | -0.22859 | 719.9138 | 0.022783 | 976.4006 | -0.1175 | 976.4006 | -0.08447 | 976.781 | 0 | 976.4006 | -0.36521 | 976.4006 | -0.10253 | 976.4006 | -0.46018 | 720.1165 | 0.00037468 | 970.92 | -0.0088362 | 976.781 | -0.0065626 | 719.9138 | 0.019852 | 970.92 | 0.0040544 | 976.4006 | -0.030052 | 970.92 | -0.0037309 | 976.4006 | -0.030084 | 720.1165 | 0.00028317 | 720.1165 | 0.00014389 | 976.4006 | -0.092759 | 976.781 | -0.01232 | 976.781 | -0.01935 | 976.4006 | -0.027233 | 1061.6706 | 0.047788 | 976.4006 | -0.068112 | 976.4006 | 0.013283 | 1062.1561 | 0 | 976.4006 | -0.022036 | 1067.7351 | 0.0037383 | 1061.6706 | 0.084707 | 1067.7351 | 0.0077888 | 1101.2988 | 0.077213 | 1295.3755 | 0.0017567 | 1043.6711 | 0.012242 | 1202.9399 | 0 | 1202.0887 | 0 | 976.401 | 0.0022983 | 976.781 | -0.017249 | 976.4006 | -0.04567 | 976.4006 | -0.077819 | 976.4006 | -0.0055901 | 971.8638 | 0.0055446
| 442.3448 | 0 |  |  | 442.3448 | 0 | 442.3448 | 0 |  |  | 976.6431 | -0.018907 | 971.1635 | 0.27023 | 720.0415 | 0 | 976.6431 | 0.14713 | 976.6431 | 0.025207 | 977.0242 | 0 | 976.6431 | 0.14872 | 976.6431 | 0.064757 | 976.6431 | 0.28803 | 720.2375 | 0.00036379 | 971.16 | 0.0077966 | 977.0242 | -0.0035929 | 720.0415 | 0.0028674 | 971.16 | 0.0062289 | 976.6431 | -0.0055058 | 971.16 | -0.00023318 | 976.6431 | -0.021612 | 720.2375 | 0.00027402 | 720.2375 | 0.00024501 | 976.6431 | 0.1303 | 977.0242 | 0.0067299 | 977.0242 | 0.01112 | 976.6431 | 0.017489 | 1061.8391 | 0.057826 | 976.6431 | 0.097765 | 976.6431 | 0.05718 | 1062.3265 | 0 | 976.6431 | 0.15728 | 1067.907 | 0.013233 | 1061.8391 | 0.082631 | 1067.907 | 0.0070633 | 1101.4196 | 0.076764 | 1295.4576 | 0.0017414 | 1043.6844 | 0.012227 | 1203.0109 | 0 | 1202.1596 | 0 | 976.643 | 0.0011741 | 977.0242 | 0.0096519 | 976.6431 | 0.064449 | 976.6431 | 0.041764 | 976.6431 | 0.16682 | 972.1058 | 0.0071321
| 442.4253 | 0 |  |  | 442.4253 | 0 | 442.4253 | 0 |  |  | 976.8856 | -0.037778 | 971.4056 | -0.22017 | 720.1691 | 0.031595 | 976.8856 | -1.0274 | 976.8856 | -0.11803 | 977.2673 | 0 | 976.8856 | -0.51652 | 976.8856 | -0.14363 | 976.8856 | -0.34345 | 720.3585 | 0.00036002 | 971.41 | -0.0098758 | 977.2673 | -0.035598 | 720.1691 | 0 | 971.41 | 0.0035108 | 976.8856 | -0.0403 | 971.41 | 0.0015157 | 976.8856 | -0.021358 | 720.3585 | 0.00029917 | 720.3585 | 0.00031935 | 976.8856 | -0.20061 | 977.2673 | -0.046488 | 977.2673 | -0.029721 | 976.8856 | 0.0028737 | 1062.0076 | 0.039832 | 976.8856 | -0.062662 | 976.8856 | 0.024507 | 1062.4968 | 0 | 976.8856 | -0.17867 | 1068.0789 | 0.0065618 | 1062.0076 | 0.087112 | 1068.0789 | 0.0072624 | 1101.5403 | 0.076037 | 1295.5399 | 0.0017311 | 1043.6978 | 0.012212 | 1203.0817 | 0 | 1202.2304 | 0 | 976.886 | 0.0010716 | 977.2673 | 0.00089043 | 976.8856 | -0.030196 | 976.8856 | -0.066402 | 976.8856 | -0.091613 | 972.3478 | 0.0057767
| 442.5058 | 0 |  |  | 442.5058 | 0 | 442.5058 | 0 |  |  | 977.1281 | 0.017452 | 971.6476 | 0.24672 | 720.2967 | 0 | 977.1281 | 0.19414 | 977.1281 | 0.026868 | 977.5105 | 0 | 977.1281 | 0.27192 | 977.1281 | 0.10129 | 977.1281 | 0.28215 | 720.4796 | 0.00030553 | 971.65 | -0.0077966 | 977.5105 | 0.02579 | 720.2967 | 0.0052405 | 971.65 | -0.0070897 | 977.1281 | 0.025644 | 971.65 | 0.0011659 | 977.1281 | -0.0049877 | 720.4796 | 0.00030527 | 720.4796 | 0.00033854 | 977.1281 | 0.17006 | 977.5105 | 0.00088589 | 977.5105 | -0.0018067 | 977.1281 | 0.0012281 | 1062.1762 | 0.050297 | 977.1281 | 0.027799 | 977.1281 | 0.072046 | 1062.6672 | 0 | 977.1281 | 0.18335 | 1068.2508 | 0.013725 | 1062.1762 | 0.087112 | 1068.2508 | 0.0070846 | 1101.661 | 0.075371 | 1295.6221 | 0.0017157 | 1043.7112 | 0.012196 | 1203.1526 | 0 | 1202.3012 | 0 | 977.128 | 0.0033034 | 977.5105 | 0.017212 | 977.1281 | 0.068505 | 977.1281 | 0.10561 | 977.1281 | 0.096513 | 972.5898 | 0.0075251
| 442.5863 | 0 |  |  | 442.5863 | 0 | 442.5863 | 0 |  |  | 977.3706 | -0.10564 | 971.8897 | -0.30651 | 720.4244 | 0.040193 | 977.3706 | -0.70311 | 977.3706 | -0.22146 | 977.7537 | 0 | 977.3706 | -0.46131 | 977.3706 | -0.17393 | 977.3706 | -0.53995 | 720.6006 | 0.00031391 | 971.89 | 0.033785 | 977.7537 | -0.10821 | 720.4244 | 0.018598 | 971.89 | 0.0016082 | 977.3706 | -0.042795 | 971.89 | -0.018421 | 977.3706 | -0.06306 | 720.6006 | 0.00033728 | 720.6006 | 0.00023342 | 977.3706 | -0.13914 | 977.7537 | -0.057279 | 977.7537 | -0.042424 | 977.3706 | 0.023985 | 1062.3447 | 0.057292 | 977.3706 | -0.086739 | 977.3706 | 0.020983 | 1062.8375 | 0 | 977.3706 | -0.12281 | 1068.4227 | 0.0023167 | 1062.3447 | 0.091921 | 1068.4227 | 0.0074758 | 1101.7819 | 0.074759 | 1295.7043 | 0.0017004 | 1043.7245 | 0.012179 | 1203.2235 | 0 | 1202.3719 | 0 | 977.371 | 0.0038766 | 977.7537 | -0.027488 | 977.3706 | -0.053031 | 977.3706 | -0.089387 | 977.3706 | -0.017876 | 972.8318 | 0.0057786
| 442.6668 | 0 |  |  | 442.6668 | 0 | 442.6668 | 0 |  |  | 977.6131 | -0.029189 | 972.1318 | 0.15748 | 720.5521 | 0 | 977.6131 | 0.27897 | 977.6132 | 0.018707 | 977.9968 | 0 | 977.6131 | 0.26269 | 977.6132 | 0.11042 | 977.6132 | 0.34177 | 720.7216 | 0.0003114 | 972.13 | -0.0098758 | 977.9968 | 0.018825 | 720.5521 | 0.015359 | 972.13 | 0.0097623 | 977.6131 | 0.013629 | 972.13 | -0.017722 | 977.6132 | 0.035361 | 720.7216 | 0.00030984 | 720.7216 | 0.00024901 | 977.6132 | 0.23595 | 977.9968 | -0.0008814 | 977.9968 | 0.0005512 | 977.6132 | -0.030981 | 1062.5132 | 0.058199 | 977.6131 | -0.0030941 | 977.6131 | 0.043127 | 1063.0079 | 0.00017392 | 977.6131 | 0.036063 | 1068.5946 | 0.010827 | 1062.5132 | 0.088642 | 1068.5946 | 0.0070491 | 1101.9025 | 0.073872 | 1295.7865 | 0.0016901 | 1043.7378 | 0.012163 | 1203.2944 | 0 | 1202.4429 | 0 | 977.613 | 0.0036634 | 977.9968 | 0.0026104 | 977.6132 | 0.042215 | 977.6132 | 0.0072623 | 977.6132 | 0.10887 | 973.0738 | 0.0065233
| 442.7473 | 0 |  |  | 442.7473 | 0 | 442.7473 | 0 |  |  | 977.8557 | -0.070965 | 972.3739 | -0.10176 | 720.6797 | 0.029446 | 977.8557 | -0.79245 | 977.8557 | -0.12059 | 978.24 | 0 | 977.8557 | -0.42938 | 977.8557 | -0.16687 | 977.8557 | -0.16627 | 720.8427 | 0.00033655 | 972.37 | 0.041062 | 978.24 | -0.050916 | 720.6797 | 0.0046954 | 972.37 | -0.003828 | 977.8557 | -0.055155 | 972.37 | -0.013525 | 977.8557 | -0.014459 | 720.8427 | 0.00034338 | 720.8427 | 0.00024501 | 977.8557 | 0.031505 | 978.24 | -0.057053 | 978.24 | -0.035659 | 977.8557 | 0.0025841 | 1062.6817 | 0.051151 | 977.8557 | -0.11091 | 977.8557 | -0.0050661 | 1063.1783 | 0 | 977.8557 | -0.2161 | 1068.7666 | 0.0019843 | 1062.6817 | 0.090391 | 1068.7666 | 0.0075896 | 1102.0233 | 0.073186 | 1295.8688 | 0.0016748 | 1043.7511 | 0.012146 | 1203.3655 | 0 | 1202.5137 | 0 | 977.856 | -0.00040428 | 978.24 | -0.034277 | 977.8557 | -0.046271 | 977.8557 | -0.024037 | 977.8557 | -0.028336 | 973.3158 | 0.0067805
| 442.8278 | 0 |  |  | 442.8278 | 0 | 442.8278 | 0 |  |  | 978.0982 | -0.016766 | 972.616 | 0.24267 | 720.8074 | 0 | 978.0982 | 0.47899 | 978.0982 | -0.0047345 | 978.4832 | 0 | 978.0982 | 0.18623 | 978.0982 | 0.35617 | 978.0982 | 0.34597 | 720.9637 | 0.0003378 | 972.62 | 0.028587 | 978.4832 | 0.045846 | 720.8074 | 0.0052405 | 972.62 | -2.2651e-05 | 978.0982 | 0.05308 | 972.62 | 0.0029147 | 978.0982 | -0.012531 | 720.9637 | 0.00030718 | 720.9637 | 0.00029977 | 978.0982 | 0.058895 | 978.4832 | 0.026562 | 978.4832 | 0.0026195 | 978.0982 | 0.039101 | 1062.8503 | 0.047467 | 978.0982 | 0.033469 | 978.0982 | 0.08109 | 1063.3486 | 0 | 978.0982 | 0.14501 | 1068.9385 | 0.0051127 | 1062.8503 | 0.087221 | 1068.9385 | 0.007234 | 1102.1444 | 0.072464 | 1295.951 | 0.0016645 | 1043.7645 | 0.012129 | 1203.4364 | 0 | 1202.5845 | 0 | 978.098 | 0.00021007 | 978.4832 | 0.023011 | 978.0982 | 0.10201 | 978.0982 | 0.09134 | 978.0982 | 0.11313 | 973.5578 | 0.0064996
| 442.9083 | 0 |  |  | 442.9083 | 0 | 442.9083 | 0 |  |  | 978.3407 | -0.048698 | 972.8581 | -0.18677 | 720.9351 | 0.012672 | 978.3407 | -0.99144 | 978.3407 | -0.1273 | 978.7264 | 0 | 978.3407 | -0.38512 | 978.3407 | -0.29722 | 978.3407 | -0.046842 | 721.0847 | 0.00037091 | 972.86 | -0.04834 | 978.7264 | -0.056388 | 720.9351 | 0.015045 | 972.86 | -0.01606 | 978.3407 | -0.048467 | 972.86 | -0.0086277 | 978.3407 | -0.030084 | 721.0847 | 0.00030984 | 721.0847 | 0.00032695 | 978.3407 | -0.11337 | 978.7264 | -0.04289 | 978.7264 | -0.038922 | 978.3407 | -0.010866 | 1063.0188 | 0.04122 | 978.3407 | -0.11158 | 978.3407 | -0.04718 | 1063.519 | 0 | 978.3407 | -0.10868 | 1069.1104 | 0.0047858 | 1063.0188 | 0.090391 | 1069.1104 | 0.0072838 | 1102.2651 | 0.071471 | 1296.0333 | 0.0016492 | 1043.7778 | 0.012111 | 1203.5073 | 0 | 1202.6554 | 0 | 978.341 | 0.0011048 | 978.7264 | -0.017616 | 978.3407 | -0.04567 | 978.3407 | -0.0029175 | 978.3407 | -0.055607 | 973.7998 | 0.0058578
| 442.9888 | 0 |  |  | 442.9888 | 0 | 442.9888 | 0 |  |  | 978.5833 | -0.028447 | 973.1002 | 0.072848 | 721.0628 | 0 | 978.5833 | -0.058999 | 978.5833 | 0.018905 | 978.9696 | 0 | 978.5833 | 0.20331 | 978.5833 | 0.048983 | 978.5833 | 0.061372 | 721.2057 | 0.00037301 | 973.1 | -0.031706 | 978.9696 | 0.012278 | 721.0628 | 0.010283 | 973.1 | -0.0062742 | 978.5833 | 0.0079981 | 973.1 | -0.0037309 | 978.5833 | 0.01456 | 721.2057 | 0.00030184 | 721.2057 | 0.00032695 | 978.5833 | 0.11006 | 978.9696 | -0.00052703 | 978.9696 | -0.0052283 | 978.5833 | -0.015116 | 1063.1873 | 0.054889 | 978.5833 | 0.025279 | 978.5833 | 0.049073 | 1063.6894 | 0 | 978.5833 | 0.11022 | 1069.2823 | 0.0036406 | 1063.1873 | 0.087221 | 1069.2823 | 0.0067859 | 1102.386 | 0.070656 | 1296.1156 | 0.0016338 | 1043.7911 | 0.012093 | 1203.5783 | 0 | 1202.7262 | 0 | 978.583 | 0.00069225 | 978.9696 | 0.012698 | 978.5833 | 0.028844 | 978.5833 | 0.04552 | 978.5833 | 0.05305 | 974.0419 | 0.0076539
| 443.0693 | 0 |  |  | 443.0693 | 0 | 443.0693 | 0 |  |  | 978.8258 | -0.010653 | 973.3423 | -0.31915 | 721.1906 | 0.011181 | 978.8258 | -0.59121 | 978.8258 | -0.13832 | 979.2128 | 0 | 978.8258 | -0.44439 | 978.8258 | -0.37152 | 978.8258 | -0.14024 | 721.3268 | 0.00031391 | 973.34 | -0.069127 | 979.2128 | -0.026842 | 721.1906 | 0.026957 | 973.34 | -0.02068 | 978.8258 | -0.03415 | 973.34 | -0.013175 | 978.8258 | -0.011212 | 721.3268 | 0.00032013 | 721.3268 | 0.00034254 | 978.8258 | -0.15644 | 979.2128 | -0.026025 | 979.2128 | -0.025705 | 978.8258 | -0.0030655 | 1063.3559 | 0.041861 | 978.8258 | -0.069173 | 978.8258 | -0.027425 | 1063.8598 | 0 | 978.8258 | -0.17945 | 1069.4542 | 0.0058509 | 1063.3559 | 0.089079 | 1069.4542 | 0.0074616 | 1102.507 | 0.070042 | 1296.1979 | 0.0016228 | 1043.8046 | 0.012075 | 1203.6493 | 0 | 1202.7971 | 0 | 978.826 | 0.0017029 | 979.2128 | 0.011707 | 978.8258 | -0.028694 | 978.8258 | -0.048524 | 978.8258 | -0.055394 | 974.2839 | 0.0056851
| 443.1498 | 0 |  |  | 443.1498 | 0 | 443.1498 | 0 |  |  | 979.0684 | 0.05619 | 973.5844 | 0.23224 | 721.3183 | 0 | 979.0684 | 0.12213 | 979.0684 | 0.047665 | 979.456 | 0 | 979.0684 | 0.18511 | 979.0684 | 0.072229 | 979.0684 | 0.076154 | 721.4478 | 0.00027242 | 973.58 | 0.026508 | 979.456 | 0.0547 | 721.3183 | 0.013583 | 973.58 | -0.0084487 | 979.0684 | 0.0019473 | 973.58 | 0.0018654 | 979.0684 | 0.029222 | 721.4478 | 0.00032814 | 721.4478 | 0.0002606 | 979.0684 | 0.081349 | 979.456 | 0.057312 | 979.456 | 0.03121 | 979.0684 | 0.12617 | 1063.5244 | 0.058306 | 979.0684 | 0.025889 | 979.0684 | 0.063063 | 1064.0301 | 0.00017392 | 979.0684 | 0.083543 | 1069.6261 | 3.6198e-05 | 1063.5244 | 0.086019 | 1069.6261 | 0.0070419 | 1102.6279 | 0.069317 | 1296.2802 | 0.0016099 | 1043.8179 | 0.012057 | 1203.7202 | 0 | 1202.8679 | 0 | 979.068 | 0.0022374 | 979.456 | 0.024699 | 979.0684 | 0.10907 | 979.0684 | 0.047773 | 979.0684 | 0.065194 | 974.5259 | 0.0073386
| 443.2303 | 0 |  |  | 443.2303 | 0 | 443.2303 | 0 |  |  | 979.3109 | -0.10882 | 973.8265 | 0.028264 | 721.4461 | 0.022783 | 979.3109 | -0.92892 | 979.3109 | -0.15565 | 979.6992 | 0 | 979.3109 | -0.36361 | 979.3109 | -0.2611 | 979.3109 | -0.42911 | 721.5688 | 0.00025482 | 973.83 | 0.0077966 | 979.6992 | -0.09237 | 721.4461 | 0.01118 | 973.83 | -0.0013816 | 979.3109 | -0.021327 | 973.83 | 0.0039641 | 979.3109 | -0.032875 | 721.5688 | 0.00027707 | 721.5688 | 0.0002646 | 979.3109 | -0.30515 | 979.6992 | -0.066063 | 979.6992 | -0.044572 | 979.3109 | -0.074829 | 1063.6929 | 0.042341 | 979.3109 | -0.17391 | 979.3109 | 0.0095773 | 1064.2005 | 0 | 979.3109 | -0.23407 | 1069.798 | 0.0040059 | 1063.6929 | 0.087659 | 1069.798 | 0.0069708 | 1102.7489 | 0.068491 | 1296.3624 | 0.0015971 | 1043.8312 | 0.012038 | 1203.7913 | 0 | 1202.9388 | 0 | 979.311 | 0.0011131 | 979.6992 | -0.02969 | 979.3109 | -0.056186 | 979.3109 | -0.016375 | 979.3109 | -0.061786 | 974.768 | 0.0057271
| 443.3108 | 0 |  |  | 443.3108 | 0 | 443.3108 | 0 |  |  | 979.5535 | 0.021644 | 974.0687 | 0.38614 | 721.5738 | 0 | 979.5535 | 0.38531 | 979.5535 | 0.0072871 | 979.9425 | 0 | 979.5535 | 0.27487 | 979.5535 | 0.046077 | 979.5535 | 0.09657 | 721.6899 | 0.00026823 | 974.07 | -0.0098758 | 979.9425 | 0.023701 | 721.5738 | 0.0034607 | 974.07 | 0.0048699 | 979.5535 | 0.027371 | 974.07 | -0.0037309 | 979.5535 | 0.0020431 | 721.6899 | 0.0002725 | 721.6899 | 0.000253 | 979.5535 | 0.12699 | 979.9425 | 0.038321 | 979.9425 | 0.010195 | 979.5535 | 0.055591 | 1063.8614 | 0.050137 | 979.5535 | 0.05334 | 979.5535 | 0.058638 | 1064.3709 | 0 | 979.5535 | 0.18162 | 1069.9699 | 0.0051346 | 1063.8614 | 0.084489 | 1069.9699 | 0.0067716 | 1102.87 | 0.067712 | 1296.4447 | 0.0015844 | 1043.8446 | 0.012019 | 1203.8622 | 0 | 1203.0098 | 0 | 979.553 | 0.0040898 | 979.9425 | 0.019671 | 979.5535 | 0.03936 | 979.5535 | 0.079171 | 979.5535 | 0.13721 | 975.01 | 0.0086651
| 443.3913 | 0 |  |  | 443.3913 | 0 | 443.3913 | 0 |  |  | 979.796 | -0.017751 | 974.3108 | -0.13961 | 721.7016 | 0.014908 | 979.796 | -0.79181 | 979.796 | -0.12441 | 980.1857 | 0 | 979.796 | -0.40114 | 979.796 | -0.24699 | 979.796 | -0.45262 | 721.8109 | 0.00028206 | 974.31 | -0.080564 | 980.1857 | 0.010431 | 721.7016 | 0.0038058 | 974.31 | -0.014429 | 979.796 | 0.0017191 | 974.31 | 0.0095605 | 979.796 | -0.027396 | 721.8109 | 0.00031213 | 721.8109 | 0.00032295 | 979.796 | -0.13619 | 980.1857 | -0.027653 | 980.1857 | -0.019949 | 979.796 | -0.056216 | 1064.03 | 0.054355 | 979.796 | -0.084209 | 979.796 | 0.059807 | 1064.5412 | 0 | 979.796 | -0.12893 | 1070.1419 | 0.00026874 | 1064.03 | 0.087221 | 1070.1419 | 0.0072767 | 1102.9912 | 0.06714 | 1296.5271 | 0.0015718 | 1043.8579 | 0.012 | 1203.9332 | 0 | 1203.0807 | 0 | 979.796 | 0.0016531 | 980.1857 | 0.010606 | 979.796 | -0.013133 | 979.796 | -0.027943 | 979.796 | -0.057738 | 975.2521 | 0.0053821
| 443.4718 | 0 |  |  | 443.4718 | 0 | 443.4718 | 0 |  |  | 980.0386 | 0.019696 | 974.5529 | 0.46151 | 721.8294 | 0 | 980.0386 | 0.23618 | 980.0386 | 0.080436 | 980.4289 | 0 | 980.0386 | 0.19966 | 980.0386 | 0.23371 | 980.0386 | 0.12344 | 721.9319 | 0.00028206 | 974.55 | 0.0057175 | 980.4289 | 0.041585 | 721.8294 | 0.011493 | 974.55 | 0.018188 | 980.0386 | 0.021915 | 974.55 | 0.019353 | 980.0386 | 0.008726 | 721.9319 | 0.00033385 | 721.9319 | 0.00031136 | 980.0386 | 0.093128 | 980.4289 | 0.033777 | 980.4289 | 0.0047832 | 980.0386 | 0.11306 | 1064.1985 | 0.069092 | 980.0386 | 0.070996 | 980.0386 | 0.10985 | 1064.7116 | 0 | 980.0386 | 0.13807 | 1070.3138 | 0.0094052 | 1064.1985 | 0.086566 | 1070.3138 | 0.0068001 | 1103.1121 | 0.066502 | 1296.6094 | 0.0015592 | 1043.8712 | 0.01198 | 1204.0043 | 0 | 1203.1516 | 0 | 980.039 | 0.00048181 | 980.4289 | 0.032736 | 980.0386 | 0.076467 | 980.0386 | 0.014991 | 980.0386 | 0.13316 | 975.4942 | 0.0082422
| 443.5523 | 0 |  |  | 443.5523 | 0 | 443.5523 | 0 |  |  | 980.2812 | -0.061826 | 974.7951 | -0.020461 | 721.9572 | 0.0085722 | 980.2812 | -0.45665 | 980.2812 | -0.15517 | 980.6722 | 0 | 980.2812 | -0.51767 | 980.2812 | -0.1237 | 980.2812 | -0.30231 | 722.053 | 0.00029547 | 974.8 | -0.025469 | 980.6722 | -0.057207 | 721.9572 | 0.021314 | 974.8 | 0.0048699 | 980.2812 | -0.027178 | 974.8 | 0.0015157 | 980.2812 | -0.0072547 | 722.053 | 0.00036663 | 722.053 | 0.000257 | 980.2812 | -0.072146 | 980.6722 | -0.050975 | 980.6722 | -0.032063 | 980.2812 | -0.047721 | 1064.367 | 0.058039 | 980.2812 | -0.091268 | 980.2812 | 0.0049079 | 1064.882 | 0 | 980.2812 | -0.10404 | 1070.4857 | 0.0043591 | 1064.367 | 0.090828 | 1070.4857 | 0.0069993 | 1103.2333 | 0.065519 | 1296.6918 | 0.0015468 | 1043.8846 | 0.01196 | 1204.0752 | 0 | 1203.2225 | 0 | 980.281 | 0.00026303 | 980.6722 | -0.010166 | 980.2812 | -0.01953 | 980.2812 | -0.018328 | 980.2812 | -0.087139 | 975.7363 | 0.0052382
| 443.6328 | 0 |  |  | 443.6328 | 0 | 443.6328 | 0 |  |  | 980.5238 | 0.0066943 | 975.0372 | 0.053227 | 722.085 | 0 | 980.5238 | -0.18414 | 980.5238 | 0.011788 | 980.9154 | 0 | 980.5238 | 0.29737 | 980.5238 | 0.14736 | 980.5238 | 0.50552 | 722.174 | 0.00031224 | 975.04 | 0.037943 | 980.9154 | 0.035809 | 722.085 | 0.019434 | 975.04 | 0.0081316 | 980.5238 | 0.02865 | 975.04 | 0.0011659 | 980.5238 | 0.010654 | 722.174 | 0.0003148 | 722.174 | 0.00022982 | 980.5238 | 0.093496 | 980.9154 | 0.0038272 | 980.9154 | 0.0033366 | 980.5238 | 0.12442 | 1064.5355 | 0.064393 | 980.5238 | 0.10899 | 980.5238 | 0.087741 | 1065.0524 | 0.00017392 | 980.5238 | 0.17145 | 1070.6576 | 0.010061 | 1064.5355 | 0.092686 | 1070.6576 | 0.006921 | 1103.3544 | 0.064745 | 1296.774 | 0.0015345 | 1043.8979 | 0.01194 | 1204.1462 | 0 | 1203.2935 | 0 | 980.524 | 0.00041812 | 980.9154 | 0.020368 | 980.5238 | 0.095696 | 980.5238 | 0.092842 | 980.5238 | 0.10141 | 975.9783 | 0.0073756
| 443.7133 | 0 |  |  | 443.7133 | 0 | 443.7133 | 0 |  |  | 980.7664 | -0.047424 | 975.2794 | -0.22758 | 722.2128 | 0.014908 | 980.7664 | -0.56292 | 980.7663 | -0.083197 | 981.1587 | 0 | 980.7664 | -0.41115 | 980.7663 | -0.13533 | 980.7663 | -0.55759 | 722.295 | 0.00034032 | 975.28 | 0.010915 | 981.1587 | -0.044085 | 722.2128 | 0.012433 | 975.28 | 0.0037826 | 980.7664 | -0.043103 | 975.28 | -0.021219 | 980.7663 | -0.007965 | 722.295 | 0.00035481 | 722.295 | 0.00020224 | 980.7663 | -0.090919 | 981.1587 | -0.043496 | 981.1587 | -0.033308 | 980.7663 | -0.091444 | 1064.7041 | 0.061189 | 980.7664 | -0.12202 | 980.7664 | -0.023027 | 1065.2228 | 0 | 980.7664 | -0.16831 | 1070.8295 | 0.00086217 | 1064.7041 | 0.09673 | 1070.8295 | 0.0072838 | 1103.4755 | 0.064126 | 1296.8564 | 0.0015224 | 1043.9113 | 0.01192 | 1204.2173 | 0 | 1203.3644 | 0 | 980.766 | 0.0005455 | 981.1587 | -0.022533 | 980.7663 | -0.058439 | 980.7663 | -0.29445 | 980.7663 | -0.070521 | 976.2204 | 0.0065316
| 443.7939 | 0 |  |  | 443.7939 | 0 | 443.7939 | 0 |  |  | 981.0089 | 0.019525 | 975.5215 | 0.16675 | 722.3406 | 0 | 981.0089 | -0.0029763 | 981.0089 | 0.036202 | 981.402 | 0 | 981.0089 | 0.28572 | 981.0089 | -0.013574 | 981.0089 | 0.16963 | 722.4161 | 0.00034535 | 975.52 | 0.014034 | 981.4019 | 0.019705 | 722.3406 | 0.028106 | 975.52 | -0.0021971 | 981.0089 | 0.023397 | 975.52 | -0.00023318 | 981.0089 | -0.0092333 | 722.4161 | 0.00035824 | 722.4161 | 0.00026859 | 981.0089 | 0.13251 | 981.4019 | 0.028764 | 981.4019 | 0.021827 | 981.0089 | 0.038601 | 1064.8726 | 0.048909 | 981.0089 | 0.053497 | 981.0089 | 0.061374 | 1065.3932 | 0 | 981.0089 | 0.06878 | 1071.0014 | 0.0082569 | 1064.8726 | 0.099026 | 1071.0014 | 0.0067788 | 1103.5967 | 0.0636 | 1296.9388 | 0.0015103 | 1043.9247 | 0.0119 | 1204.2883 | 0 | 1203.4353 | 0 | 981.009 | 0.0011685 | 981.402 | 0.020992 | 981.0089 | 0.072411 | 981.0089 | 0.24457 | 981.0089 | 0.12954 | 976.4625 | 0.007135
| 443.8744 | 0 |  |  | 443.8744 | 0 | 443.8744 | 0 |  |  | 981.2515 | -0.04468 | 975.7637 | -0.12192 | 722.4684 | 0.041267 | 981.2515 | -0.43396 | 981.2515 | -0.1676 | 981.6452 | 0 | 981.2515 | -0.42098 | 981.2515 | -0.22125 | 981.2515 | -0.16963 | 722.5371 | 0.000329 | 975.76 | -0.018192 | 981.6452 | -0.086439 | 722.4684 | 0.022464 | 975.76 | 0.014383 | 981.2515 | -0.028403 | 975.76 | -0.00058295 | 981.2515 | -0.022576 | 722.5371 | 0.00038492 | 722.5371 | 0.00022982 | 981.2515 | -0.059999 | 981.6452 | -0.023201 | 981.6452 | -0.015112 | 981.2515 | -0.052718 | 1065.0411 | 0.06733 | 981.2515 | -0.056896 | 981.2515 | 0.022987 | 1065.5635 | 0 | 981.2515 | -0.098551 | 1071.1734 | 0.0009565 | 1065.0411 | 0.10383 | 1071.1734 | 0.0071202 | 1103.7179 | 0.063551 | 1297.0212 | 0.0014984 | 1043.938 | 0.011879 | 1204.3594 | 0 | 1203.5062 | 0 | 981.252 | 0.0016836 | 981.6452 | -0.009285 | 981.2515 | -0.065951 | 981.2515 | -0.097349 | 981.2515 | -0.0013778 | 976.7046 | 0.0045707
| 443.9549 | 0 |  |  | 443.9549 | 0 | 443.9549 | 0 |  |  | 981.4941 | -0.01976 | 976.0058 | 0.25251 | 722.5963 | 0 | 981.4941 | -0.19719 | 981.4941 | 0.030894 | 981.8885 | 0 | 981.4941 | 0.22575 | 981.4941 | 0.10917 | 981.4941 | 0.25444 | 722.6582 | 0.00032984 | 976.01 | 0.020271 | 981.8885 | 0.034412 | 722.5963 | 0.00079102 | 976.01 | -0.0081769 | 981.4941 | -9.3537e-05 | 976.01 | -0.014924 | 981.4941 | -0.0039381 | 722.6582 | 0.00034795 | 722.6582 | 0.00026859 | 981.4941 | 0.02297 | 981.8885 | 0.021529 | 981.8885 | 0.0047779 | 981.4941 | 0.079951 | 1065.2096 | 0.054889 | 981.4941 | 0.12713 | 981.4941 | -0.0029365 | 1065.7339 | 0 | 981.4941 | 0.24138 | 1071.3453 | 0.0053891 | 1065.2096 | 0.10832 | 1071.3453 | 0.0069281 | 1103.8391 | 0.063236 | 1297.1036 | 0.0014866 | 1043.9513 | 0.011859 | 1204.4304 | 0 | 1203.5772 | 0 | 981.494 | 0.0011298 | 981.8885 | 0.014386 | 981.4941 | 0.030046 | 981.4941 | 0.098701 | 981.4941 | 0.12975 | 976.9467 | 0.0070547
| 444.0354 | 0 |  |  | 444.0354 | 0 | 444.0354 | 0 |  |  | 981.7367 | -0.08207 | 976.248 | -0.09523 | 722.7242 | 0.024932 | 981.7367 | -0.80549 | 981.7367 | -0.13865 | 982.1318 | 0 | 981.7367 | -0.41848 | 981.7367 | -0.12204 | 981.7367 | -0.33254 | 722.7792 | 0.00034744 | 976.25 | 0.021311 | 982.1318 | -0.060594 | 722.7242 | 0.010657 | 976.25 | -0.0024689 | 981.7367 | -0.044582 | 976.25 | -0.014223 | 981.7367 | -0.050124 | 722.7792 | 0.00031137 | 722.7792 | 0.00022583 | 981.7367 | -0.10159 | 982.1318 | -0.022827 | 982.1318 | -0.034303 | 981.7367 | -0.10194 | 1065.3781 | 0.0708 | 981.7367 | -0.13543 | 981.7367 | 0.044449 | 1065.9043 | 0 | 981.7367 | -0.20288 | 1071.5172 | 0.00036088 | 1065.3781 | 0.11411 | 1071.5172 | 0.0074047 | 1103.9604 | 0.062326 | 1297.186 | 0.0014748 | 1043.9647 | 0.011838 | 1204.5016 | 0 | 1203.6482 | 0 | 981.737 | -6.1673e-05 | 982.1318 | -0.026717 | 981.7367 | -0.038008 | 981.7367 | -0.046421 | 981.7367 | -0.0063494 | 977.1888 | 0.0060625
| 444.1159 | 0 |  |  | 444.1159 | 0 | 444.1159 | 0 |  |  | 981.9793 | -0.04663 | 976.4902 | 0.099919 | 722.852 | 0 | 981.9793 | 0.0071806 | 981.9793 | 0.037112 | 982.3751 | 0 | 981.9793 | 0.25368 | 981.9793 | 0.024099 | 981.9793 | 0.017424 | 722.9003 | 0.00033152 | 976.49 | -0.016113 | 982.3751 | 0.005656 | 722.852 | 0.019434 | 976.49 | -0.014429 | 981.9793 | -0.027255 | 976.49 | -0.0026815 | 981.9793 | 0.02562 | 722.9003 | 0.0002946 | 722.9003 | 0.00028418 | 981.9793 | 0.16307 | 982.3751 | -0.0067317 | 982.3751 | -0.0015235 | 981.9793 | -0.12243 | 1065.5466 | 0.068718 | 981.9793 | 0.053417 | 981.9793 | 0.069305 | 1066.0747 | 0.00017392 | 981.9793 | 0.14931 | 1071.6891 | 0.01028 | 1065.5466 | 0.11476 | 1071.6891 | 0.0067645 | 1104.0817 | 0.061255 | 1297.2684 | 0.0014633 | 1043.978 | 0.011817 | 1204.5726 | 0 | 1203.7191 | 0 | 981.979 | 0.0018857 | 982.3751 | -0.0016849 | 981.9793 | 0.04567 | 981.9793 | 0.03906 | 981.9793 | 0.085008 | 977.431 | 0.0076932
| 444.1965 | 0 |  |  | 444.1965 | 0 | 444.1964 | 0 |  |  | 982.222 | -0.054338 | 976.7323 | 0.13494 | 722.9799 | 0.038688 | 982.222 | -0.060437 | 982.222 | -0.14226 | 982.6184 | 0 | 982.222 | -0.44816 | 982.222 | -0.50104 | 982.222 | -0.43163 | 723.0213 | 0.00031727 | 976.73 | -0.0057175 | 982.6184 | -0.061864 | 722.9799 | 0.0011368 | 976.73 | 0.0081316 | 982.222 | 0.006129 | 976.73 | 0.034744 | 982.222 | -0.032317 | 723.0213 | 0.00030451 | 723.0213 | 0.00026859 | 982.222 | -0.063312 | 982.6184 | -0.03989 | 982.6184 | -0.016693 | 982.222 | 0.047596 | 1065.7152 | 0.07897 | 982.222 | -0.17104 | 982.222 | -0.013806 | 1066.2451 | 0.00078262 | 982.222 | -0.14709 | 1071.861 | 0.0051632 | 1065.7152 | 0.1163 | 1071.861 | 0.0070775 | 1104.203 | 0.060157 | 1297.351 | 0.0014518 | 1043.9913 | 0.011795 | 1204.6437 | 0 | 1203.7902 | 0 | 982.222 | 0.0029324 | 982.6184 | -0.027414 | 982.222 | -0.030046 | 982.222 | -0.028844 | 982.222 | -0.10056 | 977.6731 | 0.0043269
| 444.277 | 0 |  |  | 444.277 | 0 | 444.277 | 0 |  |  | 982.4646 | 0.087739 | 976.9745 | 0.34479 | 723.1078 | 0 | 982.4646 | 0.25333 | 982.4646 | 0.09524 | 982.8617 | 0 | 982.4646 | 0.2852 | 982.4646 | 0.19012 | 982.4646 | 0.048748 | 723.1423 | 0.00030847 | 976.97 | -0.056654 | 982.8617 | 0.073412 | 723.1078 | 0 | 976.97 | 0.017101 | 982.4646 | 0.024341 | 976.97 | 0.0029147 | 982.4646 | 0.036578 | 723.1423 | 0.00031937 | 723.1423 | 0.00033454 | 982.4646 | 0.2411 | 982.8617 | 0.045031 | 982.8617 | 0.040703 | 982.4646 | 0.096816 | 1065.8837 | 0.051792 | 982.4646 | 0.10284 | 982.4646 | 0.032498 | 1066.4155 | 0 | 982.4646 | 0.19974 | 1072.033 | 0.012686 | 1065.8837 | 0.11433 | 1072.033 | 0.0067645 | 1104.3243 | 0.059593 | 1297.4334 | 0.0014405 | 1044.0048 | 0.011774 | 1204.7148 | 0 | 1203.8611 | 0 | 982.465 | 0.0024977 | 982.8617 | 0.043562 | 982.4646 | 0.10877 | 982.4646 | 0.069256 | 982.4646 | 0.17769 | 977.9152 | 0.0074301
| 444.3575 | 0 |  |  | 444.3575 | 0 | 444.3575 | 0 |  |  | 982.7072 | -0.10219 | 977.2167 | -0.32555 | 723.2357 | 0.020498 | 982.7072 | -0.42857 | 982.7072 | -0.14981 | 983.105 | 0 | 982.7072 | -0.44622 | 982.7072 | -0.25031 | 982.7072 | -0.56515 | 723.2634 | 0.00031308 | 977.22 | -0.034825 | 983.105 | -0.057552 | 723.2357 | 0.0038058 | 977.22 | -0.013341 | 982.7072 | -0.0014626 | 977.22 | -0.015274 | 982.7072 | -0.039622 | 723.2634 | 0.0003228 | 723.2634 | 0.00031536 | 982.7072 | -0.27092 | 983.105 | -0.071699 | 983.105 | -0.042148 | 982.7072 | -0.15903 | 1066.0522 | 0.058306 | 982.7072 | -0.1144 | 982.7072 | -0.088723 | 1066.5859 | 0 | 982.7072 | -0.16708 | 1072.2049 | 0.0077101 | 1066.0522 | 0.11859 | 1072.2049 | 0.0069566 | 1104.4457 | 0.059312 | 1297.5158 | 0.0014293 | 1044.0181 | 0.011753 | 1204.7859 | 0 | 1203.9321 | 0 | 982.707 | 0.0008224 | 983.105 | -0.043819 | 982.7072 | -0.094495 | 982.7072 | 0.0064426 | 982.7072 | -0.077765 | 978.1574 | 0.0041564
| 444.438 | 0 |  |  | 444.438 | 0 | 444.438 | 0 |  |  | 982.9498 | 0.039014 | 977.4589 | 0.32472 | 723.3637 | 0 | 982.9498 | 0.084022 | 982.9498 | 0.042095 | 983.3483 | 0 | 982.9498 | 0.23336 | 982.9498 | 0.22416 | 982.9498 | 0.36277 | 723.3844 | 0.00032858 | 977.46 | 0.044181 | 983.3483 | 0.055106 | 723.3637 | 0.0096899 | 977.46 | -0.0057306 | 982.9498 | 0.035555 | 977.46 | -0.0068788 | 982.9498 | 0.055298 | 723.3844 | 0.00033728 | 723.3844 | 0.0003853 | 982.9498 | 0.094232 | 983.3483 | 0.027949 | 983.3483 | 0.02282 | 982.9498 | 0.059089 | 1066.2207 | 0.070373 | 982.9498 | 0.03524 | 982.9498 | 0.054014 | 1066.7563 | 0 | 982.9498 | 0.19668 | 1072.3768 | 0.01367 | 1066.2207 | 0.12263 | 1072.3768 | 0.0063947 | 1104.5671 | 0.058673 | 1297.5983 | 0.0014182 | 1044.0314 | 0.011732 | 1204.8571 | 0 | 1204.0032 | 0 | 982.95 | 0.0041286 | 983.3483 | 0.023304 | 982.9498 | 0.11057 | 982.9498 | 0.030346 | 982.9498 | 0.079256 | 978.3995 | 0.007261
| 444.5186 | 0 |  |  | 444.5186 | 0 | 444.5185 | 0 |  |  | 983.1925 | -0.14014 | 977.7011 | -0.11789 | 723.4916 | 0.035679 | 983.1925 | -1.107 | 983.1925 | -0.2483 | 983.5916 | 0 | 983.1925 | -0.42824 | 983.1925 | -0.39892 | 983.1925 | -0.3804 | 723.5055 | 0.00030637 | 977.7 | -0.038983 | 983.5916 | -0.086405 | 723.4916 | 0.0014333 | 977.7 | -0.015516 | 983.1925 | -0.092162 | 977.7 | 0.01026 | 983.1925 | -0.031606 | 723.5055 | 0.00035672 | 723.5055 | 0.00031935 | 983.1925 | -0.11264 | 983.5916 | -0.090142 | 983.5916 | -0.055098 | 983.1925 | -0.17152 | 1066.3892 | 0.075179 | 983.1925 | -0.15694 | 983.1925 | -0.054114 | 1066.9267 | 0 | 983.1925 | -0.14585 | 1072.5487 | 0.0040004 | 1066.3892 | 0.12854 | 1072.5487 | 0.0069352 | 1104.6887 | 0.057784 | 1297.6807 | 0.0014072 | 1044.0448 | 0.01171 | 1204.9281 | 0 | 1204.0742 | 0 | 983.192 | 0.0013153 | 983.5916 | -0.050021 | 983.1925 | -0.094945 | 983.1925 | -0.047022 | 983.1925 | -0.088417 | 978.6417 | 0.0059269
| 444.5991 | 0 |  |  | 444.5991 | 0 | 444.5991 | 0 |  |  | 983.4351 | 0.058603 | 977.9433 | 0.20282 | 723.6195 | 0.0052298 | 983.4351 | -0.11917 | 983.4351 | 0.080354 | 983.8349 | 0 | 983.4351 | 0.29688 | 983.4351 | -0.036226 | 983.4351 | 0.19314 | 723.6265 | 0.00030847 | 977.94 | 0.0046779 | 983.8349 | 0.065839 | 723.6195 | 0.027792 | 977.94 | -0.0098077 | 983.4351 | 0.021157 | 977.94 | 0.013058 | 983.4351 | 0.046623 | 723.6265 | 0.00037806 | 723.6265 | 0.00028818 | 983.4351 | 0.084661 | 983.8349 | 0.032245 | 983.8349 | 0.02879 | 983.4351 | 0.046597 | 1066.5577 | 0.072723 | 983.4351 | 0.17715 | 983.4351 | 0.035684 | 1067.0971 | 0 | 983.4351 | 0.21552 | 1072.7207 | 0.012795 | 1066.5577 | 0.12744 | 1072.7207 | 0.0064089 | 1104.8102 | 0.056839 | 1297.7632 | 0.0013964 | 1044.0581 | 0.011689 | 1204.9993 | 0 | 1204.1451 | 0 | 983.435 | 0.00051227 | 983.8349 | 0.0407 | 983.4351 | 0.035604 | 983.4351 | 0.036506 | 983.4351 | 0.12741 | 978.8838 | 0.0085158
| 444.6796 | 0 |  |  | 444.6796 | 0 | 444.6796 | 0 |  |  | 983.6778 | -0.017767 | 978.1855 | -0.0024834 | 723.7475 | 0.014163 | 983.6778 | -0.42458 | 983.6777 | -0.13459 | 984.0783 | 0 | 983.6778 | -0.39512 | 983.6777 | 0.0026978 | 983.6777 | -0.44842 | 723.7476 | 0.00027619 | 978.19 | -0.038983 | 984.0783 | -0.059901 | 723.7475 | 0.0014333 | 978.19 | 0.0092188 | 983.6778 | -0.060959 | 978.19 | 0.0043138 | 983.6777 | -0.011009 | 723.7476 | 0.00036815 | 723.7476 | 0.00017107 | 983.6777 | -0.18883 | 984.0783 | -0.031378 | 984.0783 | -0.022854 | 983.6777 | 0.031231 | 1066.7263 | 0.065087 | 983.6778 | -0.12382 | 983.6778 | -0.0030721 | 1067.2675 | 0.00026087 | 983.6778 | -0.048021 | 1072.8926 | 0.0055775 | 1066.7263 | 0.12919 | 1072.8926 | 0.00648 | 1104.9315 | 0.05651 | 1297.8457 | 0.0013857 | 1044.0715 | 0.011668 | 1205.0704 | 0 | 1204.2162 | 0 | 983.678 | 0.0019272 | 984.0783 | 0.0038167 | 983.6777 | -0.047773 | 983.6777 | -0.034703 | 983.6777 | -0.05305 | 979.126 | 0.0055252
| 444.7601 | 0 |  |  | 444.7601 | 0 | 444.7601 | 0 |  |  | 983.9204 | -0.045658 | 978.4277 | 0.30743 | 723.8755 | 0 | 983.9204 | -0.042628 | 983.9204 | 0.067212 | 984.3216 | 0 | 983.9204 | 0.25528 | 983.9204 | 0.20257 | 983.9204 | 0.34933 | 723.8686 | 0.00031014 | 978.43 | 0.014034 | 984.3216 | -0.00061571 | 723.8755 | 0.0034607 | 978.43 | 0.019548 | 983.9204 | 0.048805 | 978.43 | 0.022152 | 983.9204 | 0.0066967 | 723.8686 | 0.00031137 | 723.8686 | 0.00026859 | 983.9204 | 0.18368 | 984.3216 | -0.0038979 | 984.3216 | -0.0098304 | 983.9204 | 0.14841 | 1066.8948 | 0.081586 | 983.9204 | 0.034276 | 983.9204 | 0.035762 | 1067.4379 | 0 | 983.9204 | 0.19557 | 1073.0645 | 0.013725 | 1066.8948 | 0.13335 | 1073.0645 | 0.0064018 | 1105.053 | 0.05638 | 1297.9282 | 0.0013751 | 1044.0848 | 0.011646 | 1205.1416 | 0 | 1204.2872 | 0 | 983.92 | 0.0027746 | 984.3216 | 0.0072298 | 983.9204 | 0.03921 | 983.9204 | 3.8589e-05 | 983.9204 | 0.077125 | 979.3682 | 0.0073819
| 444.8407 | 0 |  |  | 444.8407 | 0 | 444.8407 | 0 |  |  | 984.1631 | -0.063275 | 978.6699 | -0.19401 | 724.0034 | 0.018635 | 984.1631 | -0.61919 | 984.1631 | -0.15177 | 984.565 | 0 | 984.1631 | -0.3635 | 984.1631 | -0.058946 | 984.1631 | -0.41987 | 723.9897 | 0.00033361 | 978.67 | -0.015073 | 984.565 | -0.058082 | 724.0034 | 0.011807 | 978.67 | 0.0018799 | 984.1631 | -0.063021 | 978.67 | -0.023668 | 984.1631 | -0.017655 | 723.9897 | 0.00032395 | 723.9897 | 0.00028818 | 984.1631 | -0.16859 | 984.565 | -0.041267 | 984.565 | -0.02182 | 984.1631 | -0.094068 | 1067.0633 | 0.083935 | 984.1631 | -0.13346 | 984.1631 | -0.018757 | 1067.6083 | 0 | 984.1631 | -0.10732 | 1073.2365 | 0.0047869 | 1067.0633 | 0.1422 | 1073.2365 | 0.0072411 | 1105.1746 | 0.055682 | 1298.0107 | 0.0013647 | 1044.0981 | 0.011625 | 1205.2128 | 0 | 1204.3583 | 0 | 984.163 | 0.00044858 | 984.565 | -0.012258 | 984.1631 | -0.049125 | 984.1631 | -0.06535 | 984.1631 | 0.016923 | 979.6103 | 0.0051352
| 444.9212 | 0 |  |  | 444.9212 | 0 | 444.9212 | 0 |  |  | 984.4057 | -0.062011 | 978.9121 | 0.34923 | 724.1314 | 0 | 984.4057 | -0.13024 | 984.4057 | -0.0083564 | 984.8083 | 0 | 984.4057 | 0.18058 | 984.4057 | 0.21337 | 984.4057 | 0.17719 | 724.1107 | 0.00035541 | 978.91 | 0.034825 | 984.8083 | -0.0096947 | 724.1314 | 0.0099864 | 978.91 | 0.0048699 | 984.4057 | -0.029966 | 978.91 | 0.00081613 | 984.4057 | -0.031302 | 724.1107 | 0.00032585 | 724.1107 | 0.00028018 | 984.4057 | 0.0064838 | 984.8083 | -0.021234 | 984.8083 | -0.00045935 | 984.4057 | 0.14354 | 1067.2318 | 0.081105 | 984.4057 | 0.0066583 | 984.4057 | 0.039056 | 1067.7787 | 0 | 984.4057 | 0.13076 | 1073.4084 | 0.010499 | 1067.2318 | 0.14777 | 1073.4084 | 0.0070064 | 1105.296 | 0.054928 | 1298.0933 | 0.0013544 | 1044.1116 | 0.011604 | 1205.2838 | 0 | 1204.4294 | 0 | 984.406 | 0.00050673 | 984.8083 | -0.019267 | 984.4057 | 0.042966 | 984.4057 | 0.060242 | 984.4057 | 0.077338 | 979.8525 | 0.0082081
| 445.0017 | 0 |  |  | 445.0017 | 0 | 445.0017 | 0 |  |  | 984.6484 | -0.11277 | 979.1543 | -0.22435 | 724.2594 | 0.0067085 | 984.6484 | -0.95048 | 984.6484 | -0.1207 | 985.0517 | 0 | 984.6484 | -0.48225 | 984.6484 | -0.16189 | 984.6484 | -0.28467 | 724.2318 | 0.00035624 | 979.15 | 0.029627 | 985.0517 | -0.058227 | 724.2594 | 0.012956 | 979.15 | -0.0013816 | 984.6484 | -0.047308 | 979.15 | -0.0086277 | 984.6484 | -0.042209 | 724.2318 | 0.00033462 | 724.2318 | 0.00017107 | 984.6484 | -0.072514 | 985.0517 | -0.029461 | 985.0517 | -0.0116 | 984.6484 | -0.14154 | 1067.4003 | 0.083935 | 984.6484 | -0.08301 | 984.6484 | -0.014253 | 1067.9491 | 0 | 984.6484 | -0.080207 | 1073.5803 | 9.1044e-05 | 1067.4003 | 0.15204 | 1073.5803 | 0.0077817 | 1105.4176 | 0.05463 | 1298.1758 | 0.0013442 | 1044.1249 | 0.011583 | 1205.3551 | 0 | 1204.5005 | 0 | 984.648 | 0.0012544 | 985.0517 | -0.045984 | 984.6484 | -0.035154 | 984.6484 | -0.12018 | 984.6484 | -0.052411 | 980.0947 | 0.005044
| 445.0823 | 0 |  |  | 445.0823 | 0 | 445.0823 | 0 |  |  | 984.891 | -0.010034 | 979.3966 | 0.1031 | 724.3874 | 0 | 984.891 | 0.47931 | 984.891 | 0.047572 | 985.295 | 0 | 984.891 | 0.26566 | 984.891 | 0.13906 | 984.891 | 0.40727 | 724.3528 | 0.00031727 | 979.4 | -0.028587 | 985.295 | 0.037976 | 724.3874 | 0.0099864 | 979.4 | -0.015244 | 984.891 | 0.074671 | 979.4 | -0.0023318 | 984.891 | 0.010755 | 724.3528 | 0.00028926 | 724.3528 | 0.00018306 | 984.891 | 0.23043 | 985.295 | 0.019063 | 985.295 | 0.010784 | 984.891 | 0.0040067 | 1067.5688 | 0.078489 | 984.891 | 0.02029 | 984.891 | 0.087344 | 1068.1195 | 0 | 984.891 | 0.015584 | 1073.7523 | 0.0066165 | 1067.5688 | 0.1563 | 1073.7523 | 0.0072269 | 1105.5393 | 0.054289 | 1298.2583 | 0.0013342 | 1044.1382 | 0.011563 | 1205.4263 | 0 | 1204.5715 | 0 | 984.891 | 0.0028715 | 985.295 | 0.016368 | 984.891 | 0.030497 | 984.891 | 0.036506 | 984.891 | 0.046446 | 980.3369 | 0.0091375
| 445.1628 | 0 |  |  | 445.1628 | 0 | 445.1628 | 0 |  |  | 985.1337 | -0.0072696 | 979.6388 | -0.49109 | 724.5155 | 0.023213 | 985.1337 | -0.73081 | 985.1337 | -0.10936 | 985.5384 | 0 | 985.1337 | -0.48493 | 985.1337 | -0.14072 | 985.1337 | -0.51896 | 724.4739 | 0.00036379 | 979.64 | 0.0015593 | 985.5384 | -0.075587 | 724.5155 | 0.0067713 | 979.64 | -0.009264 | 985.1337 | 0.009306 | 979.64 | -0.0072287 | 985.1337 | -0.0060879 | 724.4739 | 0.00029117 | 724.4739 | 0.00027259 | 985.1337 | -0.19509 | 985.5384 | -0.032389 | 985.5384 | -0.021442 | 985.1337 | -0.1293 | 1067.7373 | 0.085163 | 985.1337 | -0.12347 | 985.1337 | -0.022573 | 1068.2899 | 0.00026087 | 985.1337 | -0.16725 | 1073.9242 | 0.00075906 | 1067.7373 | 0.1587 | 1073.9242 | 0.0074118 | 1105.6609 | 0.053241 | 1298.3408 | 0.0013242 | 1044.1516 | 0.011542 | 1205.4974 | 0 | 1204.6426 | 0 | 985.134 | 0.0013042 | 985.5384 | -0.01101 | 985.1337 | -0.046271 | 985.1337 | -0.10787 | 985.1337 | -0.0046971 | 980.5791 | 0.0067095
| 445.2433 | 0 |  |  | 445.2433 | 0 | 445.2433 | 0 |  |  | 985.3764 | 0.03589 | 979.881 | 0.26501 | 724.6435 | 0 | 985.3764 | 0.32393 | 985.3764 | 0.075136 | 985.7818 | 0 | 985.3764 | 0.25206 | 985.3764 | 0.20216 | 985.3764 | 0.23261 | 724.595 | 0.00035121 | 979.88 | 0.032746 | 985.7818 | 0.061897 | 724.6435 | 0.0043505 | 979.88 | 0.0065008 | 985.3764 | 0.025662 | 979.88 | 0.011309 | 985.3764 | 0.027243 | 724.595 | 0.0003068 | 724.595 | 0.0003933 | 985.3764 | 0.23742 | 985.7818 | 0.036962 | 985.7818 | 0.025571 | 985.3764 | 0.12355 | 1067.9059 | 0.077742 | 985.3764 | 0.034218 | 985.3764 | 0.061265 | 1068.4603 | 0 | 985.3764 | 0.28174 | 1074.0961 | 0.0084209 | 1067.9059 | 0.16231 | 1074.0961 | 0.0068001 | 1105.7825 | 0.052328 | 1298.4235 | 0.0013145 | 1044.1649 | 0.011522 | 1205.5686 | 0 | 1204.7137 | 0 | 985.376 | 0.0007864 | 985.7818 | 0.035709 | 985.3764 | 0.10276 | 985.3764 | 0.082626 | 985.3764 | 0.075634 | 980.8213 | 0.0081712
| 445.3239 | 0 |  |  | 445.3239 | 0 | 445.3239 | 0 |  |  | 985.6191 | -0.047242 | 980.1233 | -0.24502 | 724.7716 | 0.021923 | 985.6191 | -0.52187 | 985.6191 | -0.14426 | 986.0252 | 0 | 985.6191 | -0.50104 | 985.6191 | -0.39851 | 985.6191 | -0.4585 | 724.716 | 0.00041157 | 980.12 | -0.014034 | 986.0252 | -0.036196 | 724.7716 | 0.011807 | 980.12 | 0.0086751 | 985.6191 | -0.020221 | 980.12 | 0.013058 | 985.6191 | -0.00080093 | 724.716 | 0.00032852 | 724.716 | 0.00029977 | 985.6191 | -0.21497 | 986.0252 | -0.048487 | 986.0252 | -0.029155 | 985.6191 | 0.031106 | 1068.0744 | 0.085324 | 985.6191 | -0.033027 | 985.6191 | -0.090863 | 1068.6307 | 0 | 985.6191 | -0.11153 | 1074.268 | 0.003452 | 1068.0744 | 0.161 | 1074.268 | 0.0072838 | 1105.9042 | 0.051959 | 1298.506 | 0.0013048 | 1044.1783 | 0.011501 | 1205.6398 | 0 | 1204.7848 | 0 | 985.619 | 0.0022318 | 986.0252 | -0.018276 | 985.6191 | 0.00075592 | 985.6191 | -0.086232 | 985.6191 | -0.049428 | 981.0635 | 0.0066078
| 445.4044 | 0 |  |  | 445.4044 | 0 | 445.4044 | 0 |  |  | 985.8618 | -0.032936 | 980.3655 | 0.58085 | 724.8996 | 0 | 985.8618 | 0.38062 | 985.8618 | 0.048363 | 986.2686 | 0 | 985.8618 | 0.30691 | 985.8618 | 0.0082391 | 985.8618 | 0.10833 | 724.8371 | 0.00036505 | 980.37 | -0.053536 | 986.2686 | 0.018016 | 724.8996 | 0.019225 | 980.37 | 0.01248 | 985.8618 | 0.06956 | 980.37 | 0.012708 | 985.8618 | 0.0021147 | 724.8371 | 0.00033652 | 724.8371 | 0.00026859 | 985.8618 | 0.12294 | 986.2686 | 0.02014 | 986.2686 | 0.012408 | 985.8618 | 0.0062148 | 1068.2429 | 0.075286 | 985.8618 | 0.044313 | 985.8618 | 0.049792 | 1068.8011 | 0 | 985.8618 | 0.1352 | 1074.44 | 0.0089131 | 1068.2429 | 0.1645 | 1074.44 | 0.0064658 | 1106.0259 | 0.051546 | 1298.5886 | 0.0012953 | 1044.1916 | 0.011482 | 1205.7111 | 0 | 1204.856 | 0 | 985.862 | 0.0032287 | 986.2686 | 0.014533 | 985.8618 | 0.073613 | 985.8618 | -0.00016195 | 985.8618 | 0.092678 | 981.3057 | 0.0071442
| 445.485 | 0 |  |  | 445.485 | 0 | 445.485 | 0 |  |  | 986.1045 | -0.11225 | 980.6077 | -0.097492 | 725.0277 | 0.03396 | 986.1045 | -0.89402 | 986.1045 | -0.17133 | 986.5119 | 0 | 986.1045 | -0.42035 | 986.1045 | -0.038083 | 986.1045 | -0.75997 | 724.9581 | 0.00038055 | 980.61 | 0.006757 | 986.512 | -0.1052 | 725.0277 | 0.022777 | 980.61 | 0.0043263 | 986.1045 | -0.038677 | 980.61 | 0.014807 | 986.1045 | -0.044695 | 724.9581 | 0.00033919 | 724.9581 | 0.00021423 | 986.1045 | -0.2676 | 986.512 | -0.08283 | 986.512 | -0.039014 | 986.1045 | -0.082824 | 1068.4114 | 0.085057 | 986.1045 | -0.11161 | 986.1045 | 0.021456 | 1068.9715 | 0.00026087 | 986.1045 | -0.1596 | 1074.6119 | 0.0019788 | 1068.4114 | 0.16144 | 1074.6119 | 0.0068499 | 1106.1476 | 0.050949 | 1298.6711 | 0.0012859 | 1044.205 | 0.011462 | 1205.7822 | 0 | 1204.927 | 0 | 986.104 | 0.0011242 | 986.5119 | -0.041067 | 986.1045 | -0.10216 | 986.1045 | -0.02614 | 986.1045 | -0.080534 | 981.548 | 0.0056695
| 445.5655 | 0 |  |  | 445.5655 | 0 | 445.5655 | 0 |  |  | 986.3472 | -0.00453 | 980.85 | 0.13749 | 725.1558 | 0 | 986.3472 | 0.14499 | 986.3472 | 0.050473 | 986.7554 | 0 | 986.3472 | 0.22502 | 986.3472 | 0.069739 | 986.3472 | 0.30902 | 725.0792 | 0.00033571 | 980.85 | 0.051458 | 986.7554 | 0.00071342 | 725.1558 | 0.017658 | 980.85 | 0.0056853 | 986.3472 | 0.067411 | 980.85 | -0.0065291 | 986.3472 | 0.006646 | 725.0792 | 0.00029994 | 725.0792 | 0.00028818 | 986.3472 | 0.032303 | 986.7554 | 0.022362 | 986.7554 | -0.007862 | 986.3472 | 0.048345 | 1068.5799 | 0.074271 | 986.3472 | 0.016181 | 986.3472 | 0.073523 | 1069.1419 | 0 | 986.3472 | 0.15425 | 1074.7839 | 0.0060696 | 1068.5799 | 0.16537 | 1074.7839 | 0.0067574 | 1106.2694 | 0.05076 | 1298.7538 | 0.0012766 | 1044.2184 | 0.011443 | 1205.8535 | 0 | 1204.9982 | 0 | 986.347 | 0.0012294 | 986.7554 | 0.00036683 | 986.3472 | 0.085931 | 986.3472 | 0.049576 | 986.3472 | 0.1012 | 981.7902 | 0.0079173
| 445.6461 | 0 |  |  | 445.6461 | 0 | 445.6461 | 0 |  |  | 986.5899 | -0.07031 | 981.0923 | -0.25339 | 725.2839 | 0.018262 | 986.5899 | -0.82875 | 986.5899 | -0.16335 | 986.9988 | 0 | 986.5899 | -0.46044 | 986.5899 | -0.19967 | 986.5899 | -0.37536 | 725.2002 | 0.00033864 | 981.09 | -0.021311 | 986.9988 | -0.10987 | 725.2839 | 0.01421 | 981.09 | -0.0027408 | 986.5899 | -0.11129 | 981.09 | -0.0058295 | 986.5899 | -0.044137 | 725.2002 | 0.0002725 | 725.2002 | 0.00028418 | 986.5899 | -0.21129 | 986.9988 | -0.067757 | 986.9988 | -0.036125 | 986.5899 | -0.045722 | 1068.7484 | 0.084896 | 986.5899 | -0.11665 | 986.5899 | -0.22469 | 1069.3123 | 0 | 986.5899 | -0.2593 | 1074.9558 | 0.00093676 | 1068.7484 | 0.16133 | 1074.9558 | 0.0068499 | 1106.3914 | 0.050644 | 1298.8364 | 0.0012675 | 1044.2317 | 0.011424 | 1205.9247 | 0 | 1205.0693 | 0 | 986.59 | 0.0019134 | 986.9988 | -0.020625 | 986.5899 | -0.046421 | 986.5899 | -0.053782 | 986.5899 | -0.040267 | 982.0324 | 0.0067997
| 445.7266 | 0 |  |  | 445.7266 | 0 | 445.7266 | 0 |  |  | 986.8326 | 0.0024204 | 981.3345 | 0.037914 | 725.412 | 0 | 986.8326 | 0.52589 | 986.8326 | 0.04199 | 987.2422 | 0 | 986.8326 | 0.20937 | 986.8326 | 0.14155 | 986.8326 | -0.1394 | 725.3213 | 0.0003202 | 981.33 | 0.030666 | 987.2422 | -0.015244 | 725.412 | 0.0028674 | 981.33 | -0.016875 | 986.8326 | 0.0010719 | 981.33 | -0.0016322 | 986.8326 | -0.0078635 | 725.3213 | 0.00032661 | 725.3213 | 0.00027259 | 986.8326 | 0.15902 | 987.2422 | 0.020809 | 987.2422 | -0.011321 | 986.8326 | -0.0077458 | 1068.9169 | 0.07347 | 986.8326 | 0.078378 | 986.8326 | -0.019148 | 1069.4827 | 0 | 986.8326 | 0.19905 | 1075.1277 | 0.008585 | 1068.9169 | 0.16581 | 1075.1277 | 0.0062026 | 1106.5132 | 0.049799 | 1298.9191 | 0.0012585 | 1044.2451 | 0.011405 | 1205.996 | 0 | 1205.1405 | 0 | 986.833 | 0.0027386 | 987.2422 | 0.016625 | 986.8326 | 0.055735 | 986.8326 | 0.015924 | 986.8326 | 0.12677 | 982.2747 | 0.0079968
| 445.8071 | 0 |  |  | 445.8071 | 0 | 445.8071 | 0 |  |  | 987.0753 | -0.065381 | 981.5768 | 0.10874 | 725.5401 | 0.020871 | 987.0753 | -1.1007 | 987.0753 | -0.17147 | 987.4856 | 0 | 987.0753 | -0.49203 | 987.0753 | -0.31881 | 987.0753 | -0.44254 | 725.4424 | 0.00034032 | 981.58 | -0.054577 | 987.4856 | -0.05795 | 725.5401 | 0.015672 | 981.58 | 0.0054135 | 987.0753 | -0.055746 | 981.58 | 0.019004 | 987.0753 | -0.034092 | 725.4424 | 0.00038073 | 725.4424 | 0.00027619 | 987.0753 | -0.14208 | 987.4856 | -0.061962 | 987.4856 | -0.043244 | 987.0753 | -0.013492 | 1069.0854 | 0.085057 | 987.0753 | -0.22345 | 987.0753 | -0.039517 | 1069.6532 | 0 | 987.0753 | -0.17665 | 1075.2997 | 0.00103 | 1069.0854 | 0.16078 | 1075.2997 | 0.0066436 | 1106.6349 | 0.048989 | 1299.0017 | 0.0012497 | 1044.2584 | 0.011387 | 1206.0673 | 0 | 1205.2117 | 0 | 987.075 | 0.0035831 | 987.4856 | -0.025249 | 987.0753 | -0.051078 | 987.0753 | -0.048524 | 987.0753 | -0.075847 | 982.5169 | 0.005525
| 445.8877 | 0 |  |  | 445.8877 | 0 | 445.8877 | 0 |  |  | 987.318 | 0.059488 | 981.8191 | 0.38821 | 725.6682 | 0 | 987.318 | -0.17032 | 987.318 | 0.16416 | 987.729 | 0 | 987.318 | 0.19807 | 987.318 | 0.026828 | 987.318 | 0.41063 | 725.5634 | 0.00032774 | 981.82 | 0.035864 | 987.729 | 0.026568 | 725.6682 | 0.0233 | 981.82 | -0.0057306 | 987.318 | 0.0541 | 981.82 | -0.0047802 | 987.318 | 0.024757 | 725.5634 | 0.0004036 | 725.5634 | 0.00028418 | 987.318 | 0.083925 | 987.729 | 0.066437 | 987.729 | 0.030319 | 987.318 | 0.011546 | 1069.2539 | 0.073577 | 987.318 | 0.047197 | 987.318 | 0.036824 | 1069.8236 | 0 | 987.318 | 0.24093 | 1075.4716 | 0.0079835 | 1069.2539 | 0.16537 | 1075.4716 | 0.0065583 | 1106.7567 | 0.048437 | 1299.0844 | 0.0012409 | 1044.2717 | 0.011369 | 1206.1384 | 0 | 1205.2828 | 0 | 987.318 | 0.0033477 | 987.729 | 0.059159 | 987.318 | 0.12244 | 987.318 | 0.082626 | 987.318 | 0.15297 | 982.7592 | 0.0072789
| 445.9682 | 0 |  |  | 445.9682 | 0 | 445.9682 | 0 |  |  | 987.5607 | -0.072038 | 982.0613 | -0.24546 | 725.7964 | 0.022353 | 987.5607 | -0.45335 | 987.5607 | -0.12559 | 987.9725 | 0 | 987.5607 | -0.48903 | 987.5607 | -0.44417 | 987.5607 | -0.39636 | 725.6845 | 0.00033571 | 982.06 | -0.027548 | 987.9725 | -0.049902 | 725.7964 | 0.021941 | 982.06 | -0.012798 | 987.5607 | -0.10635 | 982.06 | -0.0068788 | 987.5607 | -0.021358 | 725.6845 | 0.00036091 | 725.6845 | 0.00027259 | 987.5607 | -0.12405 | 987.9725 | -0.039679 | 987.9725 | -0.031845 | 987.5607 | 0.038227 | 1069.4224 | 0.081586 | 987.5607 | -0.12988 | 987.5607 | 0.043286 | 1069.994 | 0.00026087 | 987.5607 | -0.14581 | 1075.6435 | 0.0026172 | 1069.4224 | 0.15859 | 1075.6435 | 0.0065085 | 1106.8787 | 0.047651 | 1299.167 | 0.0012323 | 1044.2852 | 0.011352 | 1206.2097 | 0 | 1205.354 | 0 | 987.561 | 0.0035277 | 987.9725 | -0.028809 | 987.5607 | -0.017276 | 987.5607 | -0.34763 | 987.5607 | -0.067325 | 983.0014 | 0.0042305
| 446.0488 | 0 |  |  | 446.0488 | 0 | 446.0488 | 0 |  |  | 987.8035 | -0.037454 | 982.3036 | 0.10635 | 725.9245 | 0 | 987.8035 | -0.069355 | 987.8035 | 0.012619 | 988.2159 | 0 | 987.8035 | 0.18014 | 987.8035 | 0.14072 | 987.8035 | 0.33086 | 725.8056 | 0.000329 | 982.3 | -0.0098758 | 988.2159 | 0.032314 | 725.9245 | 0 | 982.3 | 0.0065008 | 987.8035 | 0.019538 | 982.3 | 0.0064125 | 987.8035 | -0.0030159 | 725.8056 | 0.00031747 | 725.8056 | 0.00027259 | 987.8035 | 0.13141 | 988.2159 | -0.0047813 | 988.2159 | -0.014367 | 987.8035 | 0.054467 | 1069.5909 | 0.075072 | 987.8035 | 0.11706 | 987.8035 | 0.0053408 | 1070.1644 | 0 | 987.8035 | 0.17106 | 1075.8155 | 0.0059603 | 1069.5909 | 0.16362 | 1075.8155 | 0.0062453 | 1107.0006 | 0.046798 | 1299.2496 | 0.0012239 | 1044.2985 | 0.011335 | 1206.281 | 0 | 1205.4252 | 0 | 987.803 | 0.0034363 | 988.2159 | 0.013469 | 987.8035 | 0.064899 | 987.8035 | 0.33712 | 987.8035 | 0.08863 | 983.2437 | 0.0083229
| 446.1293 | 0 |  |  | 446.1293 | 0 | 446.1293 | 0 |  |  | 988.0462 | -0.089514 | 982.5459 | -0.25586 | 726.0527 | 0 | 988.0462 | -0.74477 | 988.0462 | -0.17653 | 988.4593 | 0 | 988.0462 | -0.43884 | 988.0462 | -0.13657 | 988.0462 | -0.37536 | 725.9266 | 0.00043629 | 982.55 | 0.024429 | 988.4594 | -0.073079 | 726.0527 | 0.010657 | 982.55 | -0.0073615 | 988.0462 | -0.070693 | 982.55 | 0.0074619 | 988.0462 | -0.016995 | 725.9266 | 0.00030527 | 725.9266 | 0.000253 | 988.0462 | -0.18441 | 988.4594 | -0.049976 | 988.4594 | -0.022489 | 988.0462 | -0.020487 | 1069.7594 | 0.082814 | 988.0462 | -0.070889 | 988.0462 | 0.0042312 | 1070.3348 | 0 | 988.0462 | -0.11676 | 1075.9874 | 0.002581 | 1069.7594 | 0.15641 | 1075.9874 | 0.0069921 | 1107.1226 | 0.04648 | 1299.3324 | 0.0012156 | 1044.3119 | 0.011319 | 1206.3523 | 0 | 1205.4963 | 0 | 988.046 | 0.0012931 | 988.4593 | -0.022533 | 988.0462 | -0.068805 | 988.0462 | -0.011784 | 988.0462 | -0.087991 | 983.486 | 0.0055232
| 446.2099 | 0 |  |  | 446.2099 | 0 | 446.2099 | 0 |  |  | 988.2889 | -0.067645 | 982.7882 | 0.24731 | 726.1809 | 0 | 988.2889 | -0.46652 | 988.2889 | -0.00045341 | 988.7028 | 0 | 988.2889 | 0.2577 | 988.2889 | 0.14072 | 988.2889 | 0.1923 | 726.0477 | 0.00043252 | 982.79 | -0.0057175 | 988.7028 | -0.02318 | 726.1809 | 0.020688 | 982.79 | -0.0019253 | 988.2889 | -0.07707 | 982.79 | 0.026 | 988.2889 | -0.01801 | 726.0477 | 0.0003087 | 726.0477 | 0.00028418 | 988.2889 | 0.031712 | 988.7028 | -0.0058027 | 988.7028 | -0.037433 | 988.2889 | 0.053967 | 1069.9279 | 0.07331 | 988.2889 | 0.064033 | 988.2889 | 0.067391 | 1070.5053 | 0 | 988.2889 | 0.0858 | 1076.1593 | 0.007218 | 1069.9279 | 0.16275 | 1076.1593 | 0.0064587 | 1107.2445 | 0.046324 | 1299.415 | 0.0012073 | 1044.3252 | 0.011303 | 1206.4236 | 0 | 1205.5675 | 0 | 988.289 | 0.0013457 | 988.7028 | -0.02558 | 988.2889 | 0.035604 | 988.2889 | 0.11553 | 988.2889 | 0.03068 | 983.7283 | 0.0070747
| 446.2905 | 0 |  |  | 446.2905 | 0 | 446.2905 | 0 |  |  | 988.5317 | -0.088567 | 983.0305 | -0.083135 | 726.3091 | 0.038688 | 988.5317 | -1.2461 | 988.5317 | -0.18482 | 988.9463 | 0 | 988.5317 | -0.53028 | 988.5317 | -0.24118 | 988.5317 | -0.68271 | 726.1688 | 0.00044468 | 983.03 | -0.024429 | 988.9463 | -0.085354 | 726.3091 | 0.0038058 | 983.03 | -0.0030125 | 988.5317 | 0.0011133 | 983.03 | -0.0026815 | 988.5317 | -0.055958 | 726.1688 | 0.00032814 | 726.1688 | 0.00031935 | 988.5317 | -0.21092 | 988.9463 | -0.052766 | 988.9463 | -0.040795 | 988.5317 | -0.061837 | 1070.0964 | 0.081319 | 988.5317 | -0.085497 | 988.5317 | -0.083578 | 1070.6757 | 0 | 988.5317 | -0.19831 | 1076.3313 | 0.00032798 | 1070.0964 | 0.1551 | 1076.3313 | 0.0068997 | 1107.3666 | 0.046116 | 1299.4977 | 0.0011993 | 1044.3385 | 0.011288 | 1206.4949 | 0 | 1205.6387 | 0 | 988.532 | 0.0012045 | 988.9463 | -0.0338 | 988.5317 | -0.012245 | 988.5317 | -0.1011 | 988.5317 | -0.070734 | 983.9706 | 0.0057164
| 446.371 | 0 |  |  | 446.371 | 0 | 446.371 | 0 |  |  | 988.7744 | -0.062987 | 983.2728 | 0.58235 | 726.4373 | 0 | 988.7744 | -0.027726 | 988.7744 | -0.063728 | 989.1897 | 0 | 988.7744 | 0.25697 | 988.7744 | -0.085513 | 988.7744 | 0.20154 | 726.2898 | 0.00034241 | 983.27 | 0.006757 | 989.1897 | 0.0066026 | 726.4373 | 0.014732 | 983.27 | 0.014383 | 988.7744 | 0.041942 | 983.27 | -0.00513 | 988.7744 | -0.020445 | 726.2898 | 0.0003026 | 726.2898 | 0.00035413 | 988.7744 | 0.057423 | 989.1897 | -0.015489 | 989.1897 | -0.0093864 | 988.7744 | 0.087821 | 1070.2649 | 0.072349 | 988.7744 | -0.0138 | 988.7744 | -0.0048079 | 1070.8461 | 0.00017392 | 988.7744 | 0.19988 | 1076.5032 | 0.0091318 | 1070.2649 | 0.16176 | 1076.5032 | 0.0069993 | 1107.4885 | 0.046062 | 1299.5804 | 0.0011913 | 1044.3519 | 0.011274 | 1206.5663 | 0 | 1205.71 | 0 | 988.774 | 0.00099961 | 989.1897 | -0.01512 | 988.7744 | 0.020581 | 988.7744 | 0.07812 | 988.7744 | 0.15489 | 984.2129 | 0.0087062
| 446.4516 | 0 |  |  | 446.4516 | 0 | 446.4516 | 0 |  |  | 989.0172 | -0.061179 | 983.5151 | -0.3731 | 726.5655 | 0.026867 | 989.0172 | -0.97625 | 989.0172 | -0.076951 | 989.4332 | 0 | 989.0172 | -0.53079 | 989.0172 | -0.23952 | 989.0172 | -0.30399 | 726.4109 | 0.00034451 | 983.52 | -0.062891 | 989.4332 | -0.057462 | 726.5655 | 0.029882 | 983.52 | 0.0062289 | 989.0172 | -0.02838 | 983.52 | 0.0043138 | 989.0172 | -0.011466 | 726.4109 | 0.00031404 | 726.4109 | 0.0003853 | 989.0172 | -0.078772 | 989.4332 | -0.0071587 | 989.4332 | -0.014871 | 989.0172 | -0.030481 | 1070.4334 | 0.083829 | 989.0172 | -0.12581 | 989.0172 | 0.0033742 | 1071.0166 | 0 | 989.0172 | -0.064659 | 1076.6752 | 0.0058509 | 1070.4334 | 0.15422 | 1076.6752 | 0.0072055 | 1107.6106 | 0.046009 | 1299.6632 | 0.0011835 | 1044.3652 | 0.01126 | 1206.6376 | 0 | 1205.7811 | 0 | 989.017 | 0.0012544 | 989.4332 | 0.003304 | 989.0172 | -0.018328 | 989.0172 | -0.10711 | 989.0172 | -0.077765 | 984.4552 | 0.0057621
| 446.5321 | 0 |  |  | 446.5321 | 0 | 446.5321 | 0 |  |  | 989.2599 | 0.00060192 | 983.7574 | 0.35855 | 726.6937 | 0 | 989.2599 | 0.29206 | 989.2599 | 0.038933 | 989.6767 | 0 | 989.2599 | 0.2066 | 989.2599 | 0.017772 | 989.2599 | 0.29055 | 726.532 | 0.00031894 | 983.76 | -0.0036384 | 989.6767 | 0.023683 | 726.6937 | 0.0061303 | 983.76 | 0.010578 | 989.2599 | -0.042007 | 983.76 | 0.023901 | 989.2599 | 0.017655 | 726.532 | 0.00033271 | 726.532 | 0.00042807 | 989.2599 | 0.19435 | 989.6767 | 0.032368 | 989.6767 | 0.00079067 | 989.2599 | 0.037727 | 1070.6019 | 0.081105 | 989.2599 | 0.12882 | 989.2599 | 0.066271 | 1071.187 | 0 | 989.2599 | 0.15178 | 1076.8471 | 0.010554 | 1070.6019 | 0.16155 | 1076.8471 | 0.0068499 | 1107.7328 | 0.04581 | 1299.7459 | 0.0011758 | 1044.3787 | 0.011247 | 1206.7089 | 0 | 1205.8524 | 0 | 989.26 | 0.0040206 | 989.6767 | 0.019451 | 989.2599 | 0.075866 | 989.2599 | 0.07812 | 989.2599 | 0.10695 | 984.6975 | 0.0062866
| 446.6127 | 0 |  |  | 446.6127 | 0 | 446.6127 | 0 |  |  | 989.5027 | -0.067728 | 983.9997 | -0.15234 | 726.8219 | 0.038043 | 989.5027 | -1.2652 | 989.5027 | -0.17034 | 989.9202 | 0 | 989.5027 | -0.58549 | 989.5027 | -0.33998 | 989.5027 | -0.41399 | 726.653 | 0.00036379 | 984 | 0.034825 | 989.9202 | -0.09226 | 726.8219 | 0.0094403 | 984 | -0.003828 | 989.5027 | -0.057394 | 984 | -0.010027 | 989.5027 | -0.020648 | 726.653 | 0.00036129 | 726.653 | 0.00036212 | 989.5027 | -0.18773 | 989.9202 | -0.039144 | 989.9202 | -0.033679 | 989.5027 | 0.011048 | 1070.7704 | 0.085324 | 989.5027 | -0.2162 | 989.5027 | -0.049082 | 1071.3574 | 0 | 989.5027 | -0.28831 | 1077.0191 | 0.0022662 | 1070.7704 | 0.15444 | 1077.0191 | 0.0076323 | 1107.8549 | 0.045054 | 1299.8286 | 0.0011683 | 1044.392 | 0.011234 | 1206.7803 | 0 | 1205.9236 | 0 | 989.503 | 0.0010328 | 989.9202 | -0.016001 | 989.5027 | -0.059341 | 989.5027 | -0.067153 | 989.5027 | -0.023223 | 984.9398 | 0.0068346
| 446.6932 | 0 |  |  | 446.6932 | 0 | 446.6932 | 0 |  |  | 989.7455 | 0.028916 | 984.242 | 0.35168 | 726.9502 | 0 | 989.7455 | 0.10328 | 989.7455 | 0.12195 | 990.1636 | 0 | 989.7455 | 0.34466 | 989.7455 | -0.066833 | 989.7455 | 0.17886 | 726.7741 | 0.00032188 | 984.24 | 0.02235 | 990.1637 | 0.042171 | 726.9502 | 0.0028674 | 984.24 | 0.013839 | 989.7455 | 0.063769 | 984.24 | 0.00081613 | 989.7455 | 0.029577 | 726.7741 | 0.00033385 | 726.7741 | 0.00033454 | 989.7455 | 0.021678 | 990.1637 | 0.012926 | 990.1637 | 0.010893 | 989.7455 | 0.11268 | 1070.9389 | 0.071815 | 989.7455 | 0.086489 | 989.7455 | 0.092779 | 1071.5278 | 0 | 989.7455 | 0.27464 | 1077.191 | 0.0083663 | 1070.9389 | 0.16187 | 1077.191 | 0.0071273 | 1107.9771 | 0.044354 | 1299.9114 | 0.0011609 | 1044.4054 | 0.011222 | 1206.8516 | 0 | 1205.9949 | 0 | 989.745 | 0.0018608 | 990.1636 | 0.025506 | 989.7455 | 0.11357 | 989.7455 | 0.016225 | 989.7455 | 0.087991 | 985.1821 | 0.0067955
| 446.7738 | 0 |  |  | 446.7738 | 0 | 446.7738 | 0 |  |  | 989.9882 | -0.12249 | 984.4843 | -0.1035 | 727.0784 | 0.021923 | 989.9882 | -1.3867 | 989.9882 | -0.22373 | 990.4072 | 0 | 989.9882 | -0.61743 | 989.9882 | -0.33956 | 989.9882 | -0.16375 | 726.8952 | 0.00038265 | 984.48 | -0.037943 | 990.4072 | -0.10476 | 727.0784 | 0.01421 | 984.48 | 0.0013364 | 989.9882 | -0.0032895 | 984.48 | -0.0075784 | 989.9882 | -0.059103 | 726.8952 | 0.0003228 | 726.8952 | 0.00019465 | 989.9882 | -0.23411 | 990.4072 | -0.10153 | 990.4072 | -0.05733 | 989.9882 | -0.11505 | 1071.1074 | 0.082547 | 989.9882 | -0.1716 | 989.9882 | -0.092024 | 1071.6983 | 0 | 989.9882 | -0.093312 | 1077.3629 | 0.0017562 | 1071.1074 | 0.15597 | 1077.3629 | 0.0071486 | 1108.0994 | 0.043917 | 1299.9941 | 0.0011536 | 1044.4187 | 0.011211 | 1206.923 | 0 | 1206.0662 | 0 | 989.988 | 0.0011021 | 990.4072 | -0.058572 | 989.9882 | -0.089537 | 989.9882 | -0.12199 | 989.9882 | -0.10504 | 985.4244 | 0.0054471
| 446.8544 | 0 |  |  | 446.8544 | 0 | 446.8544 | 0 |  |  | 990.231 | -0.0069309 | 984.7267 | 0.42404 | 727.2067 | 0 | 990.231 | 0.23061 | 990.231 | -0.017948 | 990.6507 | 0 | 990.231 | 0.22668 | 990.231 | -0.12453 | 990.231 | 0.33674 | 727.0163 | 0.00034241 | 984.73 | -0.052495 | 990.6507 | 0.034908 | 727.2067 | 0.026016 | 984.73 | 0.021721 | 990.231 | -0.0077746 | 984.73 | -0.009677 | 990.231 | 0.025823 | 727.0163 | 0.00036663 | 727.0163 | 0.00024901 | 990.231 | 0.15497 | 990.6507 | -0.012927 | 990.6507 | -0.01741 | 990.231 | -0.099689 | 1071.2759 | 0.071441 | 990.231 | 0.12554 | 990.231 | 0.11576 | 1071.8687 | 0 | 990.231 | 0.12091 | 1077.5349 | 0.0066165 | 1071.2759 | 0.16373 | 1077.5349 | 0.0066578 | 1108.2214 | 0.043104 | 1300.0769 | 0.0011465 | 1044.432 | 0.0112 | 1206.9943 | 0 | 1206.1374 | 0 | 990.231 | 0.0015008 | 990.6507 | 0.0081106 | 990.231 | 0.036806 | 990.231 | 0.11027 | 990.231 | 0.11441 | 985.6668 | 0.0092274
| 446.9349 | 0 |  |  | 446.9349 | 0 | 446.9349 | 0 |  |  | 990.4738 | -0.13712 | 984.969 | -0.4485 | 727.335 | 0.036109 | 990.4738 | -0.76498 | 990.4738 | -0.18609 | 990.8942 | 0 | 990.4738 | -0.55074 | 990.4738 | -0.064757 | 990.4738 | -0.74233 | 727.1373 | 0.00039313 | 984.97 | 0.0025989 | 990.8942 | -0.09283 | 727.335 | 0.0061784 | 984.97 | -0.019593 | 990.4738 | -0.049438 | 984.97 | -0.010726 | 990.4738 | -0.077164 | 727.1373 | 0.00039026 | 727.1373 | 0.00014029 | 990.4738 | -0.21165 | 990.8942 | -0.08835 | 990.8942 | -0.054897 | 990.4738 | -0.094317 | 1071.4444 | 0.083562 | 990.4738 | -0.18246 | 990.4738 | -0.065307 | 1072.0391 | 0 | 990.4738 | -0.12665 | 1077.7068 | 0.0048056 | 1071.4444 | 0.15892 | 1077.7068 | 0.0064018 | 1108.3436 | 0.042311 | 1300.1597 | 0.0011395 | 1044.4454 | 0.011191 | 1207.0657 | 0 | 1206.2086 | 0 | 990.474 | 0.001091 | 990.8942 | -0.073803 | 990.4738 | -0.08488 | 990.4738 | -0.059341 | 990.4738 | -0.021731 | 985.9091 | 0.0054167
| 447.0155 | 0 |  |  | 447.0155 | 0 | 447.0155 | 0 |  |  | 990.7166 | 0.056918 | 985.2113 | 0.515 | 727.4633 | 0 | 990.7166 | 0.54355 | 990.7166 | 0.12722 | 991.1377 | 0 | 990.7166 | 0.30547 | 990.7166 | 0.20382 | 990.7166 | 0.43918 | 727.2584 | 0.00037552 | 985.21 | 0.10551 | 991.1377 | 0.015496 | 727.4633 | 0.013269 | 985.21 | 0.0075879 | 990.7166 | 0.019485 | 985.21 | -0.0023318 | 990.7166 | 0.038303 | 727.2584 | 0.00037082 | 727.2584 | 0.00020224 | 990.7166 | 0.1292 | 991.1377 | 0.059852 | 991.1377 | 0.027746 | 990.7166 | 0.072831 | 1071.6129 | 0.078863 | 990.7166 | 0.10174 | 990.7166 | 0.044647 | 1072.2096 | 0.00017392 | 990.7166 | 0.11629 | 1077.8788 | 0.012358 | 1071.6129 | 0.16559 | 1077.8788 | 0.0056336 | 1108.4658 | 0.042196 | 1300.2425 | 0.0011327 | 1044.4587 | 0.011182 | 1207.1371 | 0 | 1206.2799 | 0 | 990.717 | 0.0019217 | 991.1377 | 0.054205 | 990.7166 | 0.056937 | 990.7166 | 0.053031 | 990.7166 | 0.12826 | 986.1514 | 0.0080868
| 447.0961 | 0 |  |  | 447.0961 | 0 | 447.0961 | 0 |  |  | 990.9594 | -0.0521 | 985.4537 | -0.19169 | 727.5916 | 0.032885 | 990.9594 | -1.0015 | 990.9594 | -0.18725 | 991.3812 | 0 | 990.9594 | -0.57504 | 990.9594 | -0.033343 | 990.9594 | -0.75157 | 727.3795 | 0.0003378 | 985.45 | -0.057695 | 991.3812 | -0.10603 | 727.5916 | 0.0064748 | 985.45 | -0.012798 | 990.9594 | -0.04377 | 985.45 | -0.016322 | 990.9594 | -0.052356 | 727.3795 | 0.00033195 | 727.3795 | 0.00030376 | 990.9594 | -0.20797 | 991.3812 | -0.058093 | 991.3812 | -0.031807 | 990.9594 | -0.017364 | 1071.7814 | 0.085163 | 990.9594 | -0.17155 | 990.9594 | -0.046959 | 1072.38 | 0 | 990.9594 | -0.062038 | 1078.0507 | 0.009788 | 1071.7814 | 0.16133 | 1078.0507 | 0.006288 | 1108.5881 | 0.042012 | 1300.3253 | 0.0011259 | 1044.4722 | 0.011174 | 1207.2085 | 0 | 1206.3512 | 0 | 990.959 | 0.0013153 | 991.3812 | -0.011817 | 990.9594 | -0.076317 | 990.9594 | -0.12709 | 990.9594 | -0.065407 | 986.3938 | 0.0064466
| 447.1766 | 0 |  |  | 447.1766 | 0 | 447.1766 | 0 |  |  | 991.2022 | 0.00023433 | 985.696 | 0.38339 | 727.7199 | 0 | 991.2022 | 0.61282 | 991.2022 | -0.0066478 | 991.6247 | 0 | 991.2022 | 0.36812 | 991.2022 | 0.039788 | 991.2022 | -0.131 | 727.5006 | 0.0002829 | 985.7 | -0.042101 | 991.6247 | 0.025985 | 727.7199 | 0.020688 | 985.7 | 0.0026954 | 991.2022 | 0.078764 | 985.7 | -0.0040807 | 991.2022 | 0.0010334 | 727.5006 | 0.00030794 | 727.5006 | 0.00040489 | 991.2022 | 0.19693 | 991.6247 | 0.028335 | 991.6247 | 0.023648 | 991.2022 | -0.040475 | 1071.9499 | 0.075659 | 991.2022 | 0.067109 | 991.2022 | 0.04335 | 1072.5504 | 0 | 991.2022 | 0.18337 | 1078.2227 | 0.013725 | 1071.9499 | 0.16581 | 1078.2227 | 0.0059323 | 1108.7104 | 0.041076 | 1300.4082 | 0.0011194 | 1044.4855 | 0.011166 | 1207.2798 | 0 | 1206.4225 | 0 | 991.202 | 0.0012461 | 991.6247 | 0.010716 | 991.2022 | 0.060242 | 991.2022 | 0.031849 | 991.2022 | 0.17279 | 986.6361 | 0.0067751
| 447.2572 | 0 |  |  | 447.2572 | 0 | 447.2572 | 0 |  |  | 991.445 | -0.14712 | 985.9384 | -0.43262 | 727.8483 | 0.038688 | 991.445 | -0.89693 | 991.445 | -0.19886 | 991.8683 | 0 | 991.445 | -0.57383 | 991.445 | -0.16729 | 991.445 | -0.73813 | 727.6216 | 0.00025189 | 985.94 | -0.069127 | 991.8683 | -0.075242 | 727.8483 | 0.016822 | 985.94 | -0.007905 | 991.445 | -0.067682 | 985.94 | -0.0065291 | 991.445 | -0.063365 | 727.6216 | 0.00033195 | 727.6216 | 0.0003893 | 991.445 | -0.18736 | 991.8683 | -0.085103 | 991.8683 | -0.045671 | 991.445 | -0.23186 | 1072.1184 | 0.084523 | 991.445 | -0.11633 | 991.445 | -0.0085601 | 1072.7209 | 0 | 991.445 | -0.07965 | 1078.3946 | 0.0074914 | 1072.1184 | 0.16176 | 1078.3946 | 0.0061955 | 1108.8328 | 0.040268 | 1300.491 | 0.0011129 | 1044.4989 | 0.01116 | 1207.3512 | 0 | 1206.4939 | 0 | 991.445 | -0.00034336 | 991.8683 | -0.067674 | 991.445 | -0.13115 | 991.445 | -0.040712 | 991.445 | -0.095874 | 986.8785 | 0.0056565
| 447.3378 | 0 |  |  | 447.3378 | 0 | 447.3378 | 0 |  |  | 991.6878 | -0.042362 | 986.1807 | 0.19884 | 727.9766 | 0 | 991.6878 | -0.069137 | 991.6878 | 0.1011 | 992.1118 | 0 | 991.6878 | 0.24317 | 991.6878 | 0.11 | 991.6878 | 0.14108 | 727.7427 | 0.00027242 | 986.18 | 0.056654 | 992.1118 | 0.024134 | 727.9766 | 0.012015 | 986.18 | 0.0056853 | 991.6878 | 0.036078 | 986.18 | -0.0044305 | 991.6878 | -0.0082187 | 727.7427 | 0.00029917 | 727.7427 | 0.00029977 | 991.6878 | 0.2238 | 992.1118 | 0.009565 | 992.1118 | 0.0088924 | 991.6878 | 0.11655 | 1072.2869 | 0.078489 | 991.6878 | 0.14816 | 991.6878 | 0.11202 | 1072.8913 | 0.00017392 | 991.6878 | 0.12344 | 1078.5666 | 0.012577 | 1072.2869 | 0.16428 | 1078.5666 | 0.0061386 | 1108.9552 | 0.040184 | 1300.5738 | 0.0011066 | 1044.5122 | 0.011154 | 1207.4227 | 0 | 1206.5652 | 0 | 991.688 | 0.0015728 | 992.1118 | 0.013248 | 991.6878 | 0.070758 | 991.6878 | 0.020431 | 991.6878 | 0.075847 | 987.1209 | 0.0078833
| 447.4183 | 0 |  |  | 447.4183 | 0 | 447.4184 | 0 |  |  | 991.9306 | -0.066127 | 986.4231 | -0.26244 | 728.1049 | 0.037184 | 991.9306 | -1.1515 | 991.9306 | -0.11367 | 992.3554 | 0 | 991.9306 | -0.57769 | 991.9306 | -0.15359 | 991.9306 | -0.5727 | 727.8638 | 0.00031601 | 986.42 | 0.014034 | 992.3553 | -0.11372 | 728.1049 | 0.0046954 | 986.42 | 0.0040544 | 991.9306 | -0.024876 | 986.42 | -0.02087 | 991.9306 | -0.075388 | 727.8638 | 0.0003167 | 727.8638 | 0.0003813 | 991.9306 | -0.26687 | 992.3553 | -0.064974 | 992.3553 | -0.043548 | 991.9306 | -0.049845 | 1072.4554 | 0.08495 | 991.9306 | -0.067751 | 991.9306 | -0.16503 | 1073.0618 | 0.00026087 | 991.9306 | -0.178 | 1078.7385 | 0.0054681 | 1072.4554 | 0.16067 | 1078.7385 | 0.0068997 | 1109.0775 | 0.040319 | 1300.6566 | 0.0011004 | 1044.5256 | 0.011149 | 1207.4941 | 0 | 1206.6365 | 0 | 991.931 | 0.0036468 | 992.3554 | -0.012515 | 991.9306 | -0.011273 | 991.9306 | -0.042665 | 991.9306 | -0.069029 | 987.3632 | 0.0064724
| 447.4989 | 0 |  |  | 447.4989 | 0 | 447.4989 | 0 |  |  | 992.1734 | -0.018188 | 986.6654 | 0.22964 | 728.2333 | 0 | 992.1734 | 0.8145 | 992.1734 | 0.083354 | 992.5989 | 0 | 992.1734 | 0.2552 | 992.1734 | 0.10461 | 992.1734 | -0.021368 | 727.9849 | 0.00030469 | 986.67 | 0.017152 | 992.5989 | 0.010138 | 728.2333 | 0.027792 | 986.67 | -2.2651e-05 | 992.1734 | 0.029773 | 986.67 | -0.00023318 | 992.1734 | 0.022272 | 727.9849 | 0.00028926 | 727.9849 | 0.00040089 | 992.1734 | 0.089447 | 992.5989 | 0.034062 | 992.5989 | 0.0040101 | 992.1734 | 0.11068 | 1072.6238 | 0.081372 | 992.1734 | 0.062806 | 992.1734 | 0.2147 | 1073.2322 | 0 | 992.1734 | 0.15825 | 1078.9105 | 0.006015 | 1072.6238 | 0.16176 | 1078.9105 | 0.0062239 | 1109.2 | 0.040057 | 1300.7395 | 0.0010944 | 1044.5389 | 0.011145 | 1207.5656 | 0 | 1206.7078 | 0 | 992.173 | 0.003273 | 992.5989 | 0.025102 | 992.1734 | 0.015001 | 992.1734 | 0.078871 | 992.1734 | 0.086074 | 987.6056 | 0.0081948
| 447.5795 | 0 |  |  | 447.5795 | 0 | 447.5795 | 0 |  |  | 992.4162 | -0.030053 | 986.9078 | -0.22674 | 728.3617 | 0.020498 | 992.4162 | -0.76873 | 992.4162 | -0.11286 | 992.8425 | 0 | 992.4162 | -0.44985 | 992.4162 | -0.52055 | 992.4162 | -0.25528 | 728.106 | 0.00037468 | 986.91 | -0.070168 | 992.8425 | -0.0677 | 728.3617 | 0.0082542 | 986.91 | -0.025028 | 992.4162 | -0.028795 | 986.91 | -0.0075784 | 992.4162 | -0.030034 | 728.106 | 0.00034948 | 728.106 | 0.00042407 | 992.4162 | -0.13767 | 992.8425 | -0.038372 | 992.8425 | -0.016715 | 992.4162 | 0.069957 | 1072.7923 | 0.084416 | 992.4162 | -0.029147 | 992.4162 | 0.026266 | 1073.4027 | 0.00026087 | 992.4162 | -0.052515 | 1079.0824 | 1.8647e-05 | 1072.7923 | 0.15892 | 1079.0824 | 0.0063662 | 1109.3224 | 0.039466 | 1300.8224 | 0.0010886 | 1044.5524 | 0.011142 | 1207.637 | 0 | 1206.7792 | 0 | 992.416 | 0.00029352 | 992.8425 | -0.0072665 | 992.4162 | -0.048374 | 992.4162 | -0.10696 | 992.4162 | -0.010745 | 987.848 | 0.0060035
| 447.6601 | 0 |  |  | 447.6601 | 0 | 447.6601 | 0 |  |  | 992.659 | -0.0036183 | 987.1502 | 0.38159 | 728.4901 | 0 | 992.659 | 0.23671 | 992.659 | 0.069316 | 993.086 | 0 | 992.659 | 0.31257 | 992.659 | 0.066418 | 992.659 | 0.056469 | 728.227 | 0.00038935 | 987.15 | -0.042101 | 993.086 | 0.0023659 | 728.4901 | 0 | 987.15 | 0.0059571 | 992.659 | -0.019575 | 987.15 | -0.00513 | 992.659 | 0.0028678 | 728.227 | 0.00031937 | 728.227 | 0.00031935 | 992.659 | 0.12442 | 993.086 | 0.028866 | 993.086 | 0.022736 | 992.659 | 0.15828 | 1072.9608 | 0.072936 | 992.659 | 0.034991 | 992.659 | 0.051998 | 1073.5731 | 0 | 992.659 | 0.10391 | 1079.2544 | 0.0064524 | 1072.9608 | 0.16242 | 1079.2544 | 0.0062168 | 1109.4451 | 0.038906 | 1300.9053 | 0.0010829 | 1044.5657 | 0.01114 | 1207.7084 | 0 | 1206.8505 | 0 | 992.659 | 0.0038572 | 993.086 | 0.035709 | 992.659 | 0.10441 | 992.659 | 0.078871 | 992.659 | 0.13678 | 988.0904 | 0.0091188
| 447.7407 | 0 |  |  | 447.7407 | 0 | 447.7407 | 0 |  |  | 992.9019 | -0.012893 | 987.3925 | -0.43036 | 728.6185 | 0.011926 | 992.9019 | -0.6743 | 992.9019 | -0.12834 | 993.3296 | 0 | 992.9019 | -0.54493 | 992.9019 | -0.39353 | 992.9019 | -0.67599 | 728.3481 | 0.00042456 | 987.39 | -0.084723 | 993.3296 | -0.010062 | 728.6185 | 0.0088474 | 987.39 | 0.0037826 | 992.9019 | 0.01305 | 987.39 | -0.025417 | 992.9019 | -0.030034 | 728.3481 | 0.00033195 | 728.3481 | 0.00035013 | 992.9019 | -0.15718 | 993.3296 | -0.041693 | 993.3296 | -0.02331 | 992.9019 | -0.072331 | 1073.1293 | 0.082334 | 992.9019 | -0.09889 | 992.9019 | -0.13175 | 1073.7435 | 0 | 992.9019 | -0.13837 | 1079.4263 | 0.00022706 | 1073.1293 | 0.16111 | 1079.4263 | 0.0066721 | 1109.5674 | 0.038321 | 1300.9882 | 0.0010773 | 1044.5791 | 0.011139 | 1207.7799 | 0 | 1206.9219 | 0 | 992.902 | 0.00086116 | 993.3296 | -0.0029927 | 992.9019 | 0.05258 | 992.9019 | -0.072861 | 992.9019 | -0.051346 | 988.3328 | 0.0053183
| 447.8212 | 0 |  |  | 447.8212 | 0 | 447.8212 | 0 |  |  | 993.1447 | -0.0368 | 987.6349 | 0.49109 | 728.7469 | 0 | 993.1447 | 0.033799 | 993.1447 | 0.017272 | 993.5732 | 0 | 993.1447 | 0.29841 | 993.1447 | 0.25322 | 993.1447 | 0.44338 | 728.4692 | 0.00035415 | 987.63 | 0.0098758 | 993.5732 | 0.037751 | 728.7469 | 0.0067236 | 987.63 | 0.010034 | 993.1447 | 0.066308 | 987.63 | 0.0092106 | 993.1447 | 0.013444 | 728.4692 | 0.00026983 | 728.4692 | 0.00035013 | 993.1447 | 0.14282 | 993.5732 | 0.0017128 | 993.5732 | 0.0028612 | 993.1447 | 0.094193 | 1073.2978 | 0.074271 | 993.1447 | 0.052145 | 993.1447 | 0.034214 | 1073.914 | 0.00017392 | 993.1447 | 0.069959 | 1079.5983 | 0.0076554 | 1073.2978 | 0.16493 | 1079.5983 | 0.005911 | 1109.6898 | 0.037597 | 1301.071 | 0.0010719 | 1044.5924 | 0.011139 | 1207.8513 | 0 | 1206.9932 | 0 | 993.145 | 0.0021571 | 993.5732 | 0.013212 | 993.1447 | 0.10666 | 993.1447 | 0.14122 | 993.1447 | 0.046233 | 988.5752 | 0.0073526
| 447.9018 | 0 |  |  | 447.9018 | 0 | 447.9018 | 0 |  |  | 993.3875 | -0.13191 | 987.8773 | -0.36364 | 728.8753 | 0.026867 | 993.3875 | -1.0493 | 993.3875 | -0.28728 | 993.8168 | 0 | 993.3875 | -0.57231 | 993.3875 | 0.035355 | 993.3875 | -0.63484 | 728.5903 | 0.00036002 | 987.88 | -0.041062 | 993.8168 | -0.095857 | 728.8753 | 0.013269 | 987.88 | 0.017101 | 993.3875 | -0.036903 | 987.88 | 0.0032645 | 993.3875 | -0.070214 | 728.5903 | 0.00029994 | 728.5903 | 0.00036212 | 993.3875 | -0.33349 | 993.8168 | -0.066961 | 993.8168 | -0.053155 | 993.3875 | -0.17402 | 1073.4663 | 0.081479 | 993.3875 | -0.18468 | 993.3875 | 0.0059774 | 1074.0845 | 0 | 993.3875 | -0.17296 | 1079.7702 | 0.0046794 | 1073.4663 | 0.16122 | 1079.7702 | 0.0064729 | 1109.8124 | 0.037009 | 1301.1539 | 0.0010667 | 1044.6057 | 0.01114 | 1207.9228 | 0 | 1207.0646 | 0 | 993.388 | 0.0015036 | 993.8168 | -0.052333 | 993.3875 | -0.03921 | 993.3875 | -0.072861 | 993.3875 | -0.078404 | 988.8176 | 0.0052864
| 447.9824 | 0 |  |  | 447.9824 | 0 | 447.9824 | 0 |  |  | 993.6304 | 0.035008 | 988.1197 | 0.25947 | 729.0037 | 0 | 993.6304 | 0.11649 | 993.6304 | 0.072562 | 994.0603 | 0 | 993.6304 | 0.2104 | 993.6304 | -0.0030861 | 993.6304 | 0.30147 | 728.7114 | 0.00028416 | 988.12 | 0.0015593 | 994.0603 | 0.0095087 | 729.0037 | 0.014419 | 988.12 | -0.0095359 | 993.6304 | 0.040562 | 988.12 | 0.023551 | 993.6304 | 0.020699 | 728.7114 | 0.00031251 | 728.7114 | 0.0003813 | 993.6304 | 0.16785 | 994.0603 | 0.026662 | 994.0603 | -0.0009598 | 993.6304 | 0.051968 | 1073.6348 | 0.073844 | 993.6304 | 0.056076 | 993.6304 | 0.091331 | 1074.2549 | 0 | 993.6304 | 0.36152 | 1079.9422 | 0.010116 | 1073.6348 | 0.16548 | 1079.9422 | 0.0058043 | 1109.9349 | 0.036726 | 1301.2369 | 0.0010616 | 1044.6191 | 0.011141 | 1207.9943 | 0 | 1207.136 | 0 | 993.63 | 0.0019854 | 994.0603 | 0.024222 | 993.6304 | 0.04597 | 993.6304 | 0.018929 | 993.6304 | 0.13124 | 989.06 | 0.0082255
| 448.063 | 0 |  |  | 448.063 | 0 | 448.063 | 0 |  |  | 993.8732 | -0.089482 | 988.3621 | 0.0038895 | 729.1322 | 0.041697 | 993.8732 | -1.3428 | 993.8732 | -0.2018 | 994.3039 | 0 | 993.8732 | -0.46585 | 993.8732 | -0.14861 | 993.8732 | -0.49461 | 728.8325 | 0.00030344 | 988.36 | 0.034825 | 994.3039 | -0.095355 | 729.1322 | 0.011493 | 988.36 | 0.010578 | 993.8732 | -0.083652 | 988.36 | -0.0061794 | 993.8732 | -0.048044 | 728.8325 | 0.00033195 | 728.8325 | 0.00032295 | 993.8732 | -0.33202 | 994.3039 | -0.067965 | 994.3039 | -0.040071 | 993.8732 | -0.0024826 | 1073.8033 | 0.083348 | 993.8732 | -0.032505 | 993.8732 | 0.015473 | 1074.4253 | 0.00026087 | 993.8732 | -0.38317 | 1080.1142 | 0.0016651 | 1073.8033 | 0.16034 | 1080.1142 | 0.0062311 | 1110.0575 | 0.036504 | 1301.3198 | 0.0010567 | 1044.6324 | 0.011144 | 1208.0658 | 0 | 1207.2074 | 0 | 993.873 | -2.1674e-05 | 994.3039 | -0.034534 | 993.8732 | -0.046571 | 993.8732 | 0.013981 | 993.8732 | -0.10141 | 989.3024 | 0.0069201
| 448.1436 | 0 |  |  | 448.1436 | 0 | 448.1436 | 0 |  |  | 994.1161 | -0.014578 | 988.6045 | 0.42314 | 729.2607 | 0 | 994.1161 | 0.029685 | 994.1161 | 0.055613 | 994.5476 | 0 | 994.1161 | 0.31075 | 994.1161 | 0.050644 | 994.1161 | 0.56095 | 728.9535 | 0.00030469 | 988.6 | 0.010915 | 994.5475 | 0.03089 | 729.2607 | 0.020061 | 988.6 | 0.0035108 | 994.1161 | 0.0050541 | 988.6 | 0.022852 | 994.1161 | 0.0073055 | 728.9535 | 0.00033004 | 728.9535 | 0.0003853 | 994.1161 | 0.080244 | 994.5475 | 0.0065657 | 994.5475 | -0.0021562 | 994.1161 | 0.0027218 | 1073.9717 | 0.073951 | 994.1161 | 0.080135 | 994.1161 | -0.035873 | 1074.5958 | 0 | 994.1161 | 0.061174 | 1080.2861 | 0.0077648 | 1073.9717 | 0.16504 | 1080.2861 | 0.0052992 | 1110.1802 | 0.03585 | 1301.4028 | 0.001052 | 1044.6459 | 0.011148 | 1208.1373 | 0 | 1207.2788 | 0 | 994.116 | 0.0037188 | 994.5476 | 0.0084409 | 994.1161 | 0.085631 | 994.1161 | 0.11928 | 994.1161 | 0.11441 | 989.5449 | 0.0085122
| 448.2241 | 0 |  |  | 448.2241 | 0 | 448.2241 | 0 |  |  | 994.3589 | -0.045659 | 988.8469 | -0.19948 | 729.3891 | 0.040623 | 994.3589 | -0.70638 | 994.359 | -0.22647 | 994.7912 | 0 | 994.3589 | -0.54854 | 994.359 | -0.36696 | 994.359 | -0.40727 | 729.0746 | 0.00036798 | 988.85 | -0.061854 | 994.7912 | -0.13316 | 729.3891 | 0.0011368 | 988.85 | -0.0081769 | 994.3589 | -0.072283 | 988.85 | 0.02565 | 994.359 | -0.031048 | 729.0746 | 0.00035024 | 729.0746 | 0.00032695 | 994.359 | -0.2503 | 994.7912 | -0.079609 | 994.7912 | -0.03555 | 994.359 | -0.2947 | 1074.1402 | 0.082067 | 994.3589 | -0.14098 | 994.3589 | -0.059304 | 1074.7663 | 0 | 994.3589 | -0.15207 | 1080.4581 | 5.4846e-05 | 1074.1402 | 0.15925 | 1080.4581 | 0.0058967 | 1110.3029 | 0.0354 | 1301.4857 | 0.0010474 | 1044.6592 | 0.011152 | 1208.2087 | 0 | 1207.3502 | 0 | 994.359 | 0.00074763 | 994.7912 | -0.02602 | 994.359 | -0.024037 | 994.359 | -0.39991 | 994.359 | -0.092252 | 989.7873 | 0.0073216
| 448.3047 | 0 |  |  | 448.3047 | 0 | 448.3047 | 0 |  |  | 994.6018 | -0.011361 | 989.0893 | 0.57311 | 729.5176 | 0 | 994.6018 | -0.092367 | 994.6018 | 0.060392 | 995.0348 | 0 | 994.6018 | 0.26204 | 994.6018 | 0.11831 | 994.6018 | 0.16291 | 729.1957 | 0.00038433 | 989.09 | 0.085764 | 995.0348 | 0.024378 | 729.5176 | 0.017971 | 989.09 | 0.0035108 | 994.6018 | 0.028133 | 989.09 | 0.0092106 | 994.6018 | 0.024047 | 729.1957 | 0.00033728 | 729.1957 | 0.00028818 | 994.6018 | 0.12773 | 995.0348 | 0.009379 | 995.0348 | 0.013141 | 994.6018 | 0.17639 | 1074.3087 | 0.073203 | 994.6018 | 0.090725 | 994.6018 | 0.056751 | 1074.9367 | 0 | 994.6018 | 0.34134 | 1080.63 | 0.0067805 | 1074.3087 | 0.16472 | 1080.63 | 0.005221 | 1110.4255 | 0.035789 | 1301.5687 | 0.001043 | 1044.6726 | 0.011158 | 1208.2803 | 0 | 1207.4216 | 0 | 994.602 | 0.0017389 | 995.0348 | 0.019267 | 994.6018 | 0.049576 | 994.6018 | 0.41298 | 994.6018 | 0.15319 | 990.0298 | 0.0074189
| 448.3853 | 0 |  |  | 448.3853 | 0 | 448.3853 | 0 |  |  | 994.8447 | -0.01858 | 989.3317 | -0.6235 | 729.6461 | 0.018262 | 994.8447 | -0.95911 | 994.8447 | -0.17019 | 995.2784 | 0 | 994.8447 | -0.52923 | 994.8447 | -0.27605 | 994.8447 | -0.58698 | 729.3168 | 0.00034158 | 989.33 | -0.035864 | 995.2784 | -0.013231 | 729.6461 | 0.013269 | 989.33 | -0.013341 | 994.8447 | -0.011733 | 989.33 | -0.0086277 | 994.8447 | -0.014865 | 729.3168 | 0.00034795 | 729.3168 | 0.00021024 | 994.8447 | -0.18883 | 995.2784 | -0.029478 | 995.2784 | -0.028545 | 994.8447 | 0.026109 | 1074.4772 | 0.083455 | 994.8447 | -0.060549 | 994.8447 | -0.038215 | 1075.1072 | 0.00026087 | 994.8447 | -0.23836 | 1080.802 | 0.00091482 | 1074.4772 | 0.15892 | 1080.802 | 0.0057189 | 1110.5482 | 0.035819 | 1301.6517 | 0.0010387 | 1044.6859 | 0.011164 | 1208.3518 | 0 | 1207.493 | 0 | 994.845 | 0.0019577 | 995.2784 | 0.020442 | 994.8447 | -0.026591 | 994.8447 | -0.085781 | 994.8447 | 0.0043257 | 990.2722 | 0.0064999
| 448.4659 | 0 |  |  | 448.4659 | 0 | 448.4659 | 0 |  |  | 995.0876 | 0.012481 | 989.5741 | 0.45126 | 729.7746 | 0 | 995.0876 | 0.46466 | 995.0875 | 0.0391 | 995.522 | 0 | 995.0876 | 0.34057 | 995.0875 | -0.20091 | 995.0875 | 0.31322 | 729.4379 | 0.00034367 | 989.57 | 0.019232 | 995.522 | 0.040693 | 729.7746 | 0 | 989.57 | 0.021721 | 995.0876 | 0.017928 | 989.57 | 0.028448 | 995.0875 | 0.0049246 | 729.4379 | 0.0003148 | 729.4379 | 0.00022583 | 995.0875 | 0.12626 | 995.522 | 0.017429 | 995.522 | 0.038183 | 995.0875 | 0.053218 | 1074.6457 | 0.075766 | 995.0876 | 0.16843 | 995.0876 | -0.056544 | 1075.2776 | 0 | 995.0876 | 0.32624 | 1080.9739 | 0.010007 | 1074.6457 | 0.16493 | 1080.9739 | 0.0054202 | 1110.671 | 0.035409 | 1301.7346 | 0.0010346 | 1044.6993 | 0.011172 | 1208.4233 | 0 | 1207.5645 | 0 | 995.088 | 0.0017279 | 995.522 | 0.031378 | 995.0875 | 0.1319 | 995.0875 | 0.14377 | 995.0875 | 0.13806 | 990.5147 | 0.0079423
| 448.5465 | 0 |  |  | 448.5465 | 0 | 448.5465 | 0 |  |  | 995.3304 | -0.063018 | 989.8165 | -0.30648 | 729.9031 | 0.03138 | 995.3304 | -0.91742 | 995.3304 | -0.19222 | 995.7657 | 0 | 995.3304 | -0.54234 | 995.3304 | -0.49108 | 995.3304 | -0.67347 | 729.559 | 0.00033948 | 989.82 | 0.0088362 | 995.7657 | -0.072177 | 729.9031 | 0.02424 | 989.82 | 0.0054135 | 995.3304 | -0.013265 | 989.82 | 0.0018654 | 995.3304 | -0.026279 | 729.559 | 0.00034795 | 729.559 | 0.000257 | 995.3304 | -0.24625 | 995.7657 | -0.08416 | 995.7657 | -0.055425 | 995.3304 | 0.017989 | 1074.8142 | 0.084896 | 995.3304 | -0.18535 | 995.3304 | -0.039195 | 1075.4481 | 0.00078262 | 995.3304 | -0.22831 | 1081.1459 | 0.0050886 | 1074.8142 | 0.16002 | 1081.1459 | 0.0063662 | 1110.7937 | 0.035063 | 1301.8176 | 0.0010308 | 1044.7126 | 0.01118 | 1208.4949 | 0 | 1207.6359 | 0 | 995.33 | 0.0023675 | 995.7657 | -0.045727 | 995.3304 | -0.074664 | 995.3304 | -0.090288 | 995.3304 | -0.044102 | 990.7571 | 0.0058373
| 448.6271 | 0 |  |  | 448.6271 | 0 | 448.6271 | 0 |  |  | 995.5733 | -0.026467 | 990.059 | 0.49763 | 730.0317 | 0 | 995.5733 | -0.215 | 995.5733 | 0.03446 | 996.0093 | 0 | 995.5733 | 0.33862 | 995.5733 | 0.043587 | 995.5733 | 0.24101 | 729.6801 | 0.00031894 | 990.06 | 0.051458 | 996.0093 | -0.008031 | 730.0317 | 0.026852 | 990.06 | 0.0094906 | 995.5733 | 0.010594 | 990.06 | 0.028798 | 995.5733 | 0.012227 | 729.6801 | 0.00031937 | 729.6801 | 0.00022583 | 995.5733 | 0.1027 | 996.0093 | 0.0011161 | 996.0093 | -0.0095431 | 995.5733 | 0.0087053 | 1074.9826 | 0.081105 | 995.5733 | 0.078413 | 995.5733 | 0.0048357 | 1075.6185 | 0 | 995.5733 | 0.2432 | 1081.3178 | 0.012413 | 1074.9826 | 0.1657 | 1081.3178 | 0.0059252 | 1110.9165 | 0.034406 | 1301.9006 | 0.0010271 | 1044.7261 | 0.01119 | 1208.5665 | 0 | 1207.7073 | 0 | 995.573 | 0.0019245 | 996.0093 | -0.0019209 | 995.5733 | 0.074364 | 995.5733 | 0.082626 | 995.5733 | 0.17513 | 990.9996 | 0.0086714
| 448.7077 | 0 |  |  | 448.7077 | 0 | 448.7077 | 0 |  |  | 995.8162 | -0.027996 | 990.3014 | -0.35897 | 730.1602 | 0.029446 | 995.8162 | -1.1149 | 995.8162 | -0.101 | 996.2529 | 0 | 995.8162 | -0.65161 | 995.8162 | -0.47655 | 995.8162 | -0.74485 | 729.8012 | 0.00031391 | 990.3 | -0.061854 | 996.2529 | -0.07986 | 730.1602 | 0.021001 | 990.3 | -0.01171 | 995.8162 | -0.05875 | 990.3 | -0.0030314 | 995.8162 | 0.0069503 | 729.8012 | 0.00036625 | 729.8012 | 0.00023342 | 995.8162 | -0.23668 | 996.2529 | -0.042985 | 996.2529 | -0.029001 | 995.8162 | 0.023611 | 1075.1511 | 0.084576 | 995.8162 | -0.089221 | 995.8162 | -0.072655 | 1075.789 | 0.00026087 | 995.8162 | -0.01049 | 1081.4898 | 0.0055775 | 1075.1511 | 0.16122 | 1081.4898 | 0.006729 | 1111.0396 | 0.033755 | 1301.9836 | 0.0010235 | 1044.7394 | 0.0112 | 1208.6381 | 0 | 1207.7788 | 0 | 995.816 | 0.00093593 | 996.2529 | -0.0033755 | 995.8162 | -0.095095 | 995.8162 | -0.092692 | 995.8162 | -0.07606 | 991.242 | 0.0057504
| 448.7883 | 0 |  |  | 448.7883 | 0 | 448.7883 | 0 |  |  | 996.0591 | -0.010961 | 990.5438 | 0.55905 | 730.2887 | 0 | 996.0591 | 0.62122 | 996.0591 | 0.063807 | 996.4966 | 0 | 996.0591 | 0.35461 | 996.0591 | -0.040687 | 996.0591 | 0.34513 | 729.9223 | 0.00030176 | 990.54 | 0.0046779 | 996.4966 | 0.074809 | 730.2887 | 0.021001 | 990.54 | 0.016014 | 996.0591 | 0.023412 | 990.54 | 0.020404 | 996.0591 | 0.01867 | 729.9223 | 0.00035939 | 729.9223 | 0.00022982 | 996.0591 | 0.17558 | 996.4966 | 0.066425 | 996.4966 | 0.036379 | 996.0591 | 0.1183 | 1075.3196 | 0.080251 | 996.0591 | 0.16467 | 996.0591 | -0.017426 | 1075.9595 | 0 | 996.0591 | 0.32105 | 1081.6618 | 0.0096786 | 1075.3196 | 0.1645 | 1081.6618 | 0.0067788 | 1111.1622 | 0.033545 | 1302.0668 | 0.0010202 | 1044.7528 | 0.011211 | 1208.7096 | 0 | 1207.8502 | 0 | 996.059 | 0.0033948 | 996.4966 | 0.008184 | 996.0591 | 0.1331 | 996.0591 | 0.071209 | 996.0591 | 0.25907 | 991.4845 | 0.009399
| 448.8689 | 0 |  |  | 448.8689 | 0 | 448.8689 | 0 |  |  | 996.302 | -0.18147 | 990.7863 | -0.3262 | 730.4173 | 0.020498 | 996.302 | -0.90973 | 996.302 | -0.15396 | 996.7402 | 0 | 996.302 | -0.63991 | 996.302 | -0.49108 | 996.302 | -0.64996 | 730.0434 | 0.00037468 | 990.79 | -0.016113 | 996.7402 | -0.071843 | 730.4173 | 0.012956 | 990.79 | -0.009264 | 996.302 | -0.051456 | 990.79 | -0.017023 | 996.302 | -0.092232 | 730.0434 | 0.00038416 | 730.0434 | 0.00034254 | 996.302 | -0.2573 | 996.7402 | -0.057982 | 996.7402 | -0.034987 | 996.302 | -0.051219 | 1075.4881 | 0.08543 | 996.302 | -0.23504 | 996.302 | -0.050664 | 1076.1299 | 0 | 996.302 | -0.30699 | 1081.8337 | 0.0034246 | 1075.4881 | 0.16067 | 1081.8337 | 0.0067788 | 1111.2852 | 0.033622 | 1302.1498 | 0.0010171 | 1044.7661 | 0.011224 | 1208.7811 | 0 | 1207.9217 | 0 | 996.302 | -2.4303e-05 | 996.7402 | -0.10705 | 996.302 | -0.063697 | 996.302 | -0.048674 | 996.302 | -0.11228 | 991.727 | 0.0062746
| 448.9495 | 0 |  |  | 448.9495 | 0 | 448.9495 | 0 |  |  | 996.5449 | -0.020021 | 991.0287 | 0.50145 | 730.5459 | 0 | 996.5449 | -0.2762 | 996.5449 | 0.096634 | 996.9839 | 0 | 996.5449 | 0.36756 | 996.5449 | 0.22748 | 996.5449 | -0.04688 | 730.1645 | 0.00038223 | 991.03 | -0.0088362 | 996.9839 | -0.000684 | 730.5459 | 0.010283 | 991.03 | 0.0051416 | 996.5449 | 0.035823 | 991.03 | 0.013758 | 996.5449 | 0.039521 | 730.1645 | 0.00032547 | 730.1645 | 0.00023342 | 996.5449 | -0.016313 | 996.9839 | 0.0093694 | 996.9839 | 0.0001901 | 996.5449 | 0.22799 | 1075.6566 | 0.077528 | 996.5449 | 0.10855 | 996.5449 | 0.031467 | 1076.3004 | 0 | 996.5449 | 0.16042 | 1082.0057 | 0.0082569 | 1075.6566 | 0.16308 | 1082.0057 | 0.0060817 | 1111.408 | 0.033243 | 1302.2328 | 0.0010142 | 1044.7795 | 0.011237 | 1208.8528 | 0 | 1207.9932 | 0 | 996.545 | 0.0027662 | 996.9839 | 0.035011 | 996.5449 | 0.12574 | 996.5449 | 0.03906 | 996.5449 | 0.18536 | 991.9695 | 0.010445
| 449.0301 | 0 |  |  | 449.0301 | 0 | 449.0301 | 0 |  |  | 996.7878 | -0.023379 | 991.2711 | -0.16652 | 730.6745 | 0.019753 | 996.7878 | -1.2182 | 996.7878 | -0.17893 | 997.2276 | 0 | 996.7878 | -0.50873 | 996.7878 | -0.22042 | 996.7878 | -0.6634 | 730.2855 | 0.00036588 | 991.27 | -0.018192 | 997.2276 | -0.05758 | 730.6745 | 0.026643 | 991.27 | 0.00024916 | 996.7878 | 0.00060894 | 991.27 | -0.0023318 | 996.7878 | -0.023794 | 730.2855 | 0.00030413 | 730.2855 | 0.00033454 | 996.7878 | -0.06957 | 997.2276 | -0.038655 | 997.2276 | -0.030024 | 996.7878 | -0.066834 | 1075.825 | 0.08527 | 996.7878 | -0.13512 | 996.7878 | 0.013954 | 1076.4709 | 0 | 996.7878 | -0.086241 | 1082.1777 | 0.0032041 | 1075.825 | 0.16056 | 1082.1777 | 0.00648 | 1111.5311 | 0.032791 | 1302.3159 | 0.0010114 | 1044.793 | 0.011251 | 1208.9243 | 0 | 1208.0647 | 0 | 996.788 | 0.0027164 | 997.2276 | -0.0018292 | 996.7878 | -0.051228 | 996.7878 | -0.085481 | 996.7878 | -0.021945 | 992.212 | 0.0048762
| 449.1107 | 0 |  |  | 449.1107 | 0 | 449.1107 | 0 |  |  | 997.0307 | -0.0011109 | 991.5136 | 0.4088 | 730.8031 | 0 | 997.0307 | 0.55532 | 997.0307 | 0.049415 | 997.4713 | 0 | 997.0307 | 0.32018 | 997.0307 | 0.063097 | 997.0307 | 0.30399 | 730.4067 | 0.0003093 | 991.51 | -0.014034 | 997.4713 | 0.043061 | 730.8031 | 0 | 991.51 | 0.0065008 | 997.0307 | 0.0050671 | 991.51 | 0.0046636 | 997.0307 | -0.010806 | 730.4067 | 0.00025268 | 730.4067 | 0.00024901 | 997.0307 | 0.20429 | 997.4713 | 0.014881 | 997.4713 | 0.034149 | 997.0307 | 0.068958 | 1075.9935 | 0.079397 | 997.0307 | 0.048514 | 997.0307 | 0.067763 | 1076.6413 | 0 | 997.0307 | 0.18069 | 1082.3496 | 0.0066165 | 1075.9935 | 0.16308 | 1082.3496 | 0.0056905 | 1111.6539 | 0.032478 | 1302.3989 | 0.0010089 | 1044.8063 | 0.011266 | 1208.996 | 0 | 1208.1362 | 0 | 997.031 | 0.0021321 | 997.4713 | 0.033507 | 997.0307 | 0.12003 | 997.0307 | 0.076767 | 997.0307 | 0.11356 | 992.4545 | 0.0093068
| 449.1913 | 0 |  |  | 449.1913 | 0 | 449.1913 | 0 |  |  | 997.2736 | -0.04499 | 991.756 | -0.42991 | 730.9317 | 0.029876 | 997.2736 | -0.60553 | 997.2736 | -0.14139 | 997.7149 | 0 | 997.2736 | -0.63557 | 997.2736 | -0.35409 | 997.2736 | -0.87753 | 730.5277 | 0.00028793 | 991.76 | -0.063932 | 997.7149 | -0.085028 | 730.9317 | 0.015359 | 991.76 | 0.0016082 | 997.2736 | -0.078847 | 991.76 | -0.0089774 | 997.2736 | -0.010248 | 730.5277 | 0.00031213 | 730.5277 | 0.00033854 | 997.2736 | -0.23153 | 997.7149 | -0.051508 | 997.7149 | -0.0087423 | 997.2736 | -0.046222 | 1076.162 | 0.084576 | 997.2736 | -0.18377 | 997.2736 | -0.10532 | 1076.8118 | 0 | 997.2736 | -0.22393 | 1082.5216 | 0.0023935 | 1076.162 | 0.16056 | 1082.5216 | 0.006039 | 1111.7769 | 0.031864 | 1302.4821 | 0.0010066 | 1044.8197 | 0.011283 | 1209.0675 | 0 | 1208.2078 | 0 | 997.274 | 0.0037825 | 997.7149 | -0.014753 | 997.2736 | -0.024187 | 997.2736 | -0.10005 | 997.2736 | -0.11505 | 992.697 | 0.0083725
| 449.2719 | 0 |  |  | 449.2719 | 0 | 449.2719 | 0 |  |  | 997.5165 | 0.0042591 | 991.9985 | 0.30678 | 731.0603 | 0 | 997.5165 | 0.20586 | 997.5166 | 0.12964 | 997.9586 | 0 | 997.5165 | 0.30874 | 997.5166 | 0.31382 | 997.5166 | 0.39888 | 730.6489 | 0.00029966 | 992 | 0.012994 | 997.9586 | 0.041225 | 731.0603 | 0.032808 | 992 | -0.014429 | 997.5165 | 0.048122 | 992 | 0.0092106 | 997.5166 | 0.033636 | 730.6489 | 0.00027974 | 730.6489 | 0.00022183 | 997.5166 | 0.24221 | 997.9586 | 0.002231 | 997.9586 | -0.011215 | 997.5166 | -0.075329 | 1076.3305 | 0.0763 | 997.5165 | 0.20152 | 997.5165 | 0.086233 | 1076.9823 | 0 | 997.5165 | 0.18429 | 1082.6935 | 0.0059056 | 1076.3305 | 0.16428 | 1082.6935 | 0.0061528 | 1111.8999 | 0.03161 | 1302.5652 | 0.0010045 | 1044.833 | 0.0113 | 1209.1392 | 0 | 1208.2792 | 0 | 997.517 | 0.001678 | 997.9586 | 0.014386 | 997.5166 | 0.035154 | 997.5166 | 0.049576 | 997.5166 | 0.13657 | 992.9395 | 0.0087243
| 449.3525 | 0 |  |  | 449.3525 | 0 | 449.3525 | 0 |  |  | 997.7595 | -0.057819 | 992.241 | -0.22918 | 731.1889 | 0.007454 | 997.7595 | -0.41778 | 997.7595 | -0.12109 | 998.2023 | 0 | 997.7595 | -0.57002 | 997.7595 | -0.38771 | 997.7595 | -0.72806 | 730.7699 | 0.00029002 | 992.24 | -0.018192 | 998.2023 | -0.05701 | 731.1889 | 0.0055852 | 992.24 | -2.2651e-05 | 997.7595 | -0.02903 | 992.24 | 0.013408 | 997.7595 | -0.045152 | 730.7699 | 0.0003087 | 730.7699 | 0.00031935 | 997.7595 | -0.15718 | 998.2023 | -0.050173 | 998.2023 | -0.037015 | 997.7595 | -0.3338 | 1076.4989 | 0.084149 | 997.7595 | -0.25725 | 997.7595 | 0.038812 | 1077.1527 | 0 | 997.7595 | -0.21457 | 1082.8655 | 0.00057259 | 1076.4989 | 0.16144 | 1082.8655 | 0.0063164 | 1112.0229 | 0.031548 | 1302.6482 | 0.0010025 | 1044.8464 | 0.011318 | 1209.2108 | 0 | 1208.3507 | 0 | 997.759 | -5.9069e-05 | 998.2023 | -0.033213 | 997.7595 | 0.042665 | 997.7595 | -0.10471 | 997.7595 | -0.1485 | 993.182 | 0.0048641
| 449.4331 | 0 |  |  | 449.4331 | 0 | 449.4331 | 0 |  |  | 998.0024 | -0.0034176 | 992.4834 | 0.42996 | 731.3176 | 0 | 998.0024 | -0.093317 | 998.0024 | 0.012623 | 998.446 | 0 | 998.0024 | 0.40429 | 998.0024 | -0.20756 | 998.0024 | 0.44926 | 730.891 | 0.00031685 | 992.48 | 0.021311 | 998.446 | 0.045476 | 731.3176 | 0.02121 | 992.48 | 0.013024 | 998.0024 | 0.062478 | 992.48 | 0.016555 | 998.0024 | -0.0086753 | 730.891 | 0.00025192 | 730.891 | 0.00039689 | 998.0024 | 0.27276 | 998.446 | 0.015199 | 998.446 | 0.0019312 | 998.0024 | 0.038227 | 1076.6674 | 0.075552 | 998.0024 | 0.13209 | 998.0024 | -0.088656 | 1077.3232 | 0 | 998.0024 | 0.13088 | 1083.0375 | 0.00016344 | 1076.6674 | 0.16559 | 1083.0375 | 0.0057687 | 1112.146 | 0.031338 | 1302.7313 | 0.0010008 | 1044.8597 | 0.011336 | 1209.2825 | 0 | 1208.4222 | 0 | 998.002 | 0.0026001 | 998.446 | 0.012331 | 998.0024 | 0.087284 | 998.0024 | 0.059191 | 998.0024 | 0.12719 | 993.4246 | 0.0095362
| 449.5137 | 0 |  |  | 449.5137 | 0 | 449.5137 | 0 |  |  | 998.2453 | -0.061376 | 992.7259 | -0.31719 | 731.4463 | 0.028371 | 998.2453 | -1.1489 | 998.2453 | -0.10887 | 998.6897 | 0 | 998.2453 | -0.68059 | 998.2453 | -0.31631 | 998.2453 | -0.81791 | 731.0122 | 0.00034367 | 992.73 | -0.014034 | 998.6897 | -0.049143 | 731.4463 | 0.017762 | 992.73 | -0.00083807 | 998.2453 | -0.018321 | 992.73 | -0.0068788 | 998.2453 | -0.024656 | 731.0122 | 0.00027707 | 731.0122 | 0.00042407 | 998.2453 | -0.37361 | 998.6897 | -0.069156 | 998.6897 | -0.028947 | 998.2453 | -0.05659 | 1076.8359 | 0.085324 | 998.2453 | -0.22768 | 998.2453 | -0.054292 | 1077.4937 | 0.00026087 | 998.2453 | -0.19136 | 1083.2094 | 0.0035189 | 1076.8359 | 0.16078 | 1083.2094 | 0.0060888 | 1112.2692 | 0.031277 | 1302.8145 | 0.00099933 | 1044.8732 | 0.011356 | 1209.3541 | 0 | 1208.4938 | 0 | 998.245 | 0.0054882 | 998.6897 | -0.011927 | 998.2453 | -0.081875 | 998.2453 | -0.047473 | 998.2453 | -0.12336 | 993.6671 | 0.0065422
| 449.5943 | 0 |  |  | 449.5943 | 0 | 449.5943 | 0 |  |  | 998.4883 | 0.041594 | 992.9684 | 0.25104 | 731.5749 | 0 | 998.4883 | -0.21344 | 998.4883 | 0.12957 | 998.9334 | 0 | 998.4883 | 0.32058 | 998.4883 | 0.10046 | 998.4883 | 0.049282 | 731.1332 | 0.00037594 | 992.97 | -0.051458 | 998.9334 | 0.023007 | 731.5749 | 0.0040539 | 992.97 | 0.0054135 | 998.4883 | 0.079923 | 992.97 | 0.017256 | 998.4883 | 0.0019319 | 731.1332 | 0.00027859 | 731.1332 | 0.00035013 | 998.4883 | 0.11337 | 998.9334 | 0.0413 | 998.9334 | 0.041091 | 998.4883 | 0.038227 | 1077.0043 | 0.078649 | 998.4883 | 0.098459 | 998.4883 | 0.077529 | 1077.6642 | 0 | 998.4883 | 0.43005 | 1083.3814 | 0.0025865 | 1077.0043 | 0.16526 | 1083.3814 | 0.0060105 | 1112.3922 | 0.031053 | 1302.8976 | 0.00099806 | 1044.8865 | 0.011377 | 1209.4258 | 0 | 1208.5654 | 0 | 998.488 | 0.0021958 | 998.9334 | 0.039489 | 998.4883 | 0.13506 | 998.4883 | 0.12379 | 998.4883 | 0.082026 | 993.9096 | 0.0082863
| 449.6749 | 0 |  |  | 449.6749 | 0 | 449.6749 | 0 |  |  | 998.7312 | -0.082632 | 993.2109 | -0.29392 | 731.7036 | 0.018262 | 998.7312 | -1.0529 | 998.7312 | -0.24037 | 999.1772 | 0 | 998.7312 | -0.70441 | 998.7312 | -0.25073 | 998.7312 | -0.37536 | 731.2544 | 0.00035792 | 993.21 | -0.0057175 | 999.1772 | -0.079121 | 731.7036 | 0.021001 | 993.21 | -0.024213 | 998.7312 | -0.070773 | 993.21 | -0.016322 | 998.7312 | -0.11679 | 731.2544 | 0.00033004 | 731.2544 | 0.00021783 | 998.7312 | -0.21349 | 999.1772 | -0.088948 | 999.1772 | -0.051179 | 998.7312 | -0.093443 | 1077.1728 | 0.085057 | 998.7312 | -0.16584 | 998.7312 | -0.0033504 | 1077.8347 | 0.00026087 | 998.7312 | -0.067679 | 1083.5534 | 8.2268e-05 | 1077.1728 | 0.16002 | 1083.5534 | 0.006103 | 1112.5154 | 0.03065 | 1302.9807 | 0.000997 | 1044.8999 | 0.011398 | 1209.4974 | 0 | 1208.637 | 0 | 998.731 | 0.0042975 | 999.1772 | -0.036553 | 998.7312 | -0.053031 | 998.7312 | -0.10095 | 998.7312 | -0.10376 | 994.1522 | 0.0067516
| 449.7555 | 0 |  |  | 449.7555 | 0 | 449.7555 | 0 |  |  | 998.9742 | 0.0034315 | 993.4534 | 0.36248 | 731.8323 | 0 | 998.9742 | 0.46169 | 998.9742 | 0.11219 | 999.4209 | 0 | 998.9742 | 0.34848 | 998.9742 | -0.26858 | 998.9742 | 0.11001 | 731.3755 | 0.00035918 | 993.45 | -0.040022 | 999.4209 | 0.056568 | 731.8323 | 0.019434 | 993.45 | 0.0065008 | 998.9742 | -0.019852 | 993.45 | 0.017955 | 998.9742 | 0.020597 | 731.3755 | 0.00031518 | 731.3755 | 0.0002646 | 998.9742 | 0.21313 | 999.4209 | 0.038853 | 999.4209 | -0.0053404 | 998.9742 | 0.025734 | 1077.3413 | 0.079664 | 998.9742 | 0.037632 | 998.9742 | 0.029015 | 1078.0051 | 0 | 998.9742 | 0.10462 | 1083.7253 | 0.0076554 | 1077.3413 | 0.16537 | 1083.7253 | 0.0063449 | 1112.6385 | 0.030345 | 1303.064 | 0.00099618 | 1044.9132 | 0.01142 | 1209.5691 | 0 | 1208.7085 | 0 | 998.974 | 0.0032841 | 999.4209 | 0.014313 | 998.9742 | 0.14062 | 998.9742 | 0.09795 | 998.9742 | 0.17236 | 994.3947 | 0.0093144
| 449.8361 | 0 |  |  | 449.8361 | 0 | 449.8361 | 0 |  |  | 999.2171 | -0.089946 | 993.6958 | -0.11651 | 731.961 | 0.011554 | 999.2171 | -0.78518 | 999.2171 | -0.17658 | 999.6646 | 0 | 999.2171 | -0.7003 | 999.2171 | -0.5413 | 999.2171 | -0.90608 | 731.4966 | 0.00039103 | 993.7 | 0.04834 | 999.6646 | -0.060153 | 731.961 | 0.018389 | 993.7 | 0.0078598 | 999.2171 | -0.099845 | 993.7 | -0.0047802 | 999.2171 | -0.02912 | 731.4966 | 0.00033004 | 731.4966 | 0.00020624 | 999.2171 | -0.21938 | 999.6646 | -0.075307 | 999.6646 | -0.061565 | 999.2171 | -0.13954 | 1077.5098 | 0.084309 | 999.2171 | -0.2856 | 999.2171 | 0.12379 | 1078.1756 | 0.00026087 | 999.2171 | -0.11381 | 1083.8973 | 0.0029639 | 1077.5098 | 0.16089 | 1083.8973 | 0.0071131 | 1112.7618 | 0.029849 | 1303.1471 | 0.00099555 | 1044.9266 | 0.011444 | 1209.6408 | 0 | 1208.78 | 0 | 999.217 | 0.0024644 | 999.6646 | -0.05215 | 999.2171 | -0.092091 | 999.2171 | -0.065801 | 999.2171 | -0.0054944 | 994.6373 | 0.006414
| 449.9167 | 0 |  |  | 449.9167 | 0 | 449.9167 | 0 |  |  | 999.4601 | 0.023133 | 993.9383 | 0.71109 | 732.0897 | 0 | 999.4601 | -0.049121 | 999.4601 | 0.02533 | 999.9084 | 0 | 999.4601 | 0.44196 | 999.4601 | -0.088004 | 999.4601 | 0.20658 | 731.6177 | 0.00040193 | 993.94 | 0.012994 | 999.9084 | 0.034898 | 732.0897 | 0 | 993.94 | 0.044554 | 999.4601 | 0.069267 | 993.94 | 0.00046636 | 999.4601 | 0.038506 | 731.6177 | 0.00028469 | 731.6177 | 0.00023742 | 999.4601 | 0.086134 | 999.9084 | 0.043286 | 999.9084 | 0.026707 | 999.4601 | 0.06521 | 1077.6782 | 0.076193 | 999.4601 | 0.082789 | 999.4601 | 0.11511 | 1078.3461 | 0 | 999.4601 | 0.2887 | 1084.0693 | 0.0088584 | 1077.6782 | 0.16614 | 1084.0693 | 0.0068285 | 1112.885 | 0.029066 | 1303.2302 | 0.00099515 | 1044.9399 | 0.011468 | 1209.7124 | 0 | 1208.8517 | 0 | 999.46 | 0.0039126 | 999.9084 | 0.047269 | 999.4601 | 0.11387 | 999.4601 | 0.05228 | 999.4601 | 0.1975 | 994.8798 | 0.0091049
| 449.9973 | 0 |  |  | 449.9973 | 0 | 449.9973 | 0 |  |  | 999.703 | -0.089937 | 994.1808 | -0.237 | 732.2185 | 0.021923 | 999.703 | -1.1716 | 999.703 | -0.17659 | 1000.1521 | 0 | 999.703 | -0.52618 | 999.703 | -0.13989 | 999.703 | -0.83386 | 731.7388 | 0.00034451 | 994.18 | -0.017152 | 1000.1521 | -0.13292 | 732.2185 | 0.014732 | 994.18 | -0.0060024 | 999.703 | -0.050383 | 994.18 | -0.010726 | 999.703 | -0.063111 | 731.7388 | 0.0002805 | 731.7388 | 0.00022583 | 999.703 | -0.24883 | 1000.1521 | -0.11477 | 1000.1521 | -0.047582 | 999.703 | -0.087696 | 1077.8467 | 0.08479 | 999.703 | -0.22678 | 999.703 | -0.011195 | 1078.5166 | 0.00026087 | 999.703 | -0.27655 | 1084.2412 | 0.0016267 | 1077.8467 | 0.16165 | 1084.2412 | 0.0067574 | 1113.0083 | 0.028503 | 1303.3135 | 0.000995 | 1044.9534 | 0.011492 | 1209.7842 | 0 | 1208.9232 | 0 | 999.703 | 0.0017223 | 1000.1521 | -0.060187 | 999.703 | -0.099753 | 999.703 | -0.10291 | 999.703 | 0.019071 | 995.1224 | 0.0072203
| 450.0779 | 0 |  |  | 450.0779 | 0 | 450.0779 | 0 |  |  | 999.946 | -0.039776 | 994.4233 | 0.43158 | 732.3472 | 0 | 999.946 | 0.91484 | 999.946 | 0.0070443 | 1000.3958 | 0 | 999.946 | 0.27985 | 999.946 | 0.19884 | 999.946 | -0.0030137 | 731.8599 | 0.0003202 | 994.42 | 0.041062 | 1000.3959 | 0.031265 | 732.3472 | 0.01118 | 994.42 | 0.0092188 | 999.946 | 0.039345 | 994.42 | 0.0064125 | 999.946 | -0.027396 | 731.8599 | 0.00024849 | 731.8599 | 0.00032695 | 999.946 | 0.19104 | 1000.3959 | -0.0069941 | 1000.3959 | 0 | 999.946 | 0.059714 | 1078.0152 | 0.074431 | 999.946 | 0.029868 | 999.946 | 0.024094 | 1078.687 | 0 | 999.946 | 0.20271 | 1084.4132 | 0.00489 | 1078.0152 | 0.16504 | 1084.4132 | 0.0063164 | 1113.1316 | 0.028144 | 1303.3966 | 0.00099504 | 1044.9667 | 0.011518 | 1209.8558 | 0 | 1208.9949 | 0 | 999.946 | 0.0012267 | 1000.3958 | 0 | 999.946 | 0.064298 | 999.946 | 0.10967 | 999.946 | 0.16703 | 995.365 | 0.0095027
| 450.1585 | 0 |  |  | 450.1585 | 0 | 450.1585 | 0 |  |  | 1000.189 | -0.065786 | 994.6658 | -0.18552 | 732.476 | 0.013417 | 1000.189 | -0.93704 | 1000.189 | -0.28424 | 1000.6396 | 0 | 1000.189 | -0.7089 | 1000.189 | -0.44707 | 1000.189 | -0.64576 | 731.981 | 0.00030847 | 994.67 | 0.025469 | 1000.6396 | -0.077416 | 732.476 | 0.0067713 | 994.67 | 0.0067725 | 1000.189 | -0.073862 | 994.67 | -0.017722 | 1000.189 | -0.075997 | 731.981 | 0.00027936 | 731.981 | 0.00034653 | 1000.189 | -0.1557 | 1000.6396 | -0.06423 | 1000.6396 | 0 | 1000.189 | -0.15141 | 1078.1836 | 0.083668 | 1000.189 | -0.20458 | 1000.189 | -0.0048035 | 1078.8575 | 0.00026087 | 1000.189 | -0.29494 | 1084.5852 | 0.001653 | 1078.1836 | 0.16122 | 1084.5852 | 0.0062666 | 1113.2549 | 0.027787 | 1303.4799 | 0.00099533 | 1044.9801 | 0.011544 | 1209.9275 | 0 | 1209.0665 | 0 | 1000.189 | 0.0020186 | 1000.6396 | 0 | 1000.189 | -0.084579 | 1000.189 | -0.079772 | 1000.189 | -0.17747 | 995.6076 | 0.0084121
| 450.2392 | 0 |  |  | 450.2392 | 0 | 450.2392 | 0 |  |  | 1000.432 | 0.0032991 | 994.9084 | 0.73444 | 732.6047 | 0 | 1000.432 | 0.45327 | 1000.432 | 0.014719 | 1000.8834 | 0 | 1000.432 | 0.32496 | 1000.432 | 0.099627 | 1000.432 | 0.022048 | 732.1021 | 0.00033361 | 994.91 | 0.006757 | 1000.8834 | 0.039465 | 732.6047 | 0.012329 | 994.91 | 0.019004 | 1000.432 | -0.028267 | 994.91 | 0.015856 | 1000.432 | -0.010654 | 732.1021 | 0.00028126 | 732.1021 | 0.00036971 | 1000.432 | 0.059263 | 1000.8834 | 0.010083 | 1000.8834 | 0 | 1000.432 | 0.11293 | 1078.3521 | 0.075286 | 1000.432 | 0.080456 | 1000.432 | 0.046615 | 1079.028 | 0 | 1000.432 | 0 | 1084.7571 | 0.0047123 | 1078.3521 | 0.16417 | 1084.7571 | 0.0056051 | 1113.3782 | 0.027519 | 1303.5631 | 0.00099584 | 1044.9935 | 0.011571 | 1209.9993 | 0 | 1209.1381 | 0 | 1000.432 | 0.00045412 | 1000.8834 | 0 | 1000.432 | 0.088786 | 1000.432 | 0.063097 | 1000.432 | 0.10781 | 995.8502 | 0.011267
| 450.3198 | 0 |  |  | 450.3198 | 0 | 450.3198 | 0 |  |  | 1000.6749 | -0.038452 | 995.1509 | -0.29053 | 732.7335 | 0.021923 | 1000.6749 | -0.82087 | 1000.6749 | -0.22851 | 1001.1271 | 0 | 1000.6749 | -0.77705 | 1000.6749 | -0.62889 | 1000.6749 | -1.0732 | 732.2232 | 0.00032397 | 995.15 | -0.011954 | 1001.1271 | -0.078159 | 732.7335 | 0.01212 | 995.15 | 0.0097623 | 1000.6749 | -0.055127 | 995.15 | -0.024017 | 1000.6749 | -0.012683 | 732.2232 | 0.00030451 | 732.2232 | 0.00037371 | 1000.6749 | -0.18147 | 1001.1271 | -0.081561 | 1001.1271 | 0 | 1000.6749 | 0.049095 | 1078.5205 | 0.083295 | 1000.6749 | -0.21148 | 1000.6749 | -0.020925 | 1079.1985 | 0 | 1000.6749 | 0 | 1084.9291 | 0.0011057 | 1078.5205 | 0.16089 | 1084.9291 | 0.0061884 | 1113.5016 | 0.027087 | 1303.6462 | 0.00099656 | 1045.0068 | 0.011599 | 1210.071 | 0 | 1209.2097 | 0 | 1000.675 | 0.0050756 | 1001.1271 | 0 | 1000.6749 | 0 | 1000.6749 | -0.14317 | 1000.6749 | -0.041759 | 996.0927 | 0.0067806
| 450.4004 | 0 |  |  | 450.4004 | 0 | 450.4004 | 0 |  |  | 1000.9179 | -0.015782 | 995.3934 | 0.71055 | 732.8623 | 0 | 1000.9179 | 0.68449 | 1000.9179 | 0.058637 | 1001.3709 | 0 | 1000.9179 | 0.38035 | 1000.9179 | 0.12412 | 1000.9179 | 0.524 | 732.3443 | 0.00031727 | 995.39 | -0.006757 | 1001.3709 | -0.0077406 | 732.8623 | 0.014732 | 995.39 | 0.013839 | 1000.9179 | 0.083143 | 995.39 | 0.020404 | 1000.9179 | 0.0025367 | 732.3443 | 0.00029003 | 732.3443 | 0.00036572 | 1000.9179 | 0.24184 | 1001.3709 | 0.034379 | 1001.3709 | 0 | 1000.9179 | 0.13279 | 1078.689 | 0.079877 | 1000.9179 | 0.098952 | 1000.9179 | 0.068499 | 1079.369 | 0.00017392 | 1000.9179 | 0 | 1085.1011 | 0.0082569 | 1078.689 | 0.1645 | 1085.1011 | 0.0055909 | 1113.6249 | 0.026893 | 1303.7295 | 0.00099752 | 1045.0203 | 0.011627 | 1210.1427 | 0 | 1209.2814 | 0 | 1000.918 | -0.00027135 | 1001.3709 | 0 | 1000.9179 | 0 | 1000.9179 | 0.16315 | 1000.9179 | 0.045807 | 996.3353 | 0.010194
| 450.481 | 0 |  |  | 450.481 | 0 | 450.481 | 0 |  |  | 1001.1609 | 0.0014711 | 995.6359 | -0.18147 | 732.9911 | 0.0096901 | 1001.1609 | -1.8289 | 1001.1609 | -0.15615 | 1001.6147 | 0 | 1001.1609 | -0.58723 | 1001.1609 | -0.39892 | 1001.1609 | -0.85402 | 732.4654 | 0.00035247 | 995.64 | 0.031706 | 1001.6147 | -0.044301 | 732.9911 | 0.02424 | 995.64 | -0.0024689 | 1001.1609 | -0.047594 | 995.64 | -0.0026815 | 1001.1609 | 0.0015761 | 732.4654 | 0.00031251 | 732.4654 | 0.00037371 | 1001.1609 | -0.12589 | 1001.6147 | -0.030668 | 1001.6147 | 0 | 1001.1609 | -0.02461 | 1078.8575 | 0.083935 | 1001.1609 | -0.25824 | 1001.1609 | 0.12727 | 1079.5395 | 0.00026087 | 1001.1609 | 0 | 1085.2731 | 0.00506 | 1078.8575 | 0.16111 | 1085.2731 | 0.0059963 | 1113.7483 | 0.026759 | 1303.8127 | 0.0009987 | 1045.0336 | 0.011656 | 1210.2145 | 0 | 1209.353 | 0 | 1001.161 | 0.0043307 | 1001.6147 | 0 | 1001.1609 | 0 | 1001.1609 | -0.42605 | 1001.1609 | -0.059229 | 996.5779 | 0.0041275
| 450.5616 | 0 |  |  | 450.5616 | 0 | 450.5616 | 0 |  |  | 1001.4039 | 0.005993 | 995.8784 | 0.47918 | 733.1199 | 0 | 1001.4039 | -0.20084 | 1001.4039 | 0.090906 | 1001.8585 | 0 | 1001.4039 | 0.40333 | 1001.4039 | 0.30594 | 1001.4039 | 0.41567 | 732.5865 | 0.00031601 | 995.88 | -0.019232 | 1001.8585 | 0.026087 | 733.1199 | 0 | 995.88 | 0.01248 | 1001.4039 | 0.10099 | 995.88 | 0.021103 | 1001.4039 | -0.0051747 | 732.5865 | 0.00031861 | 732.5865 | 0.00029177 | 1001.4039 | 0.12037 | 1001.8585 | 0.023426 | 1001.8585 | 0 | 1001.4039 | 0.18714 | 1079.0259 | 0.082867 | 1001.4039 | 0.27085 | 1001.4039 | -0.019864 | 1079.71 | 0 | 1001.4039 | 0 | 1085.445 | 0.010718 | 1079.0259 | 0.16537 | 1085.445 | 0.0059536 | 1113.8717 | 0.026164 | 1303.896 | 0.0010001 | 1045.047 | 0.011686 | 1210.2863 | 0 | 1209.4247 | 0 | 1001.404 | 0.00229 | 1001.8585 | 0 | 1001.4039 | 0 | 1001.4039 | 0.42545 | 1001.4039 | 0.16831 | 996.8206 | 0.0086534
| 450.6422 | 0 |  |  | 450.6422 | 0 | 450.6423 | 0 |  |  | 1001.6469 | -0.0075144 | 996.121 | -0.39392 | 733.2487 | 0.021244 | 1001.6469 | -0.25302 | 1001.6469 | -0.24823 | 1002.1023 | 0 | 1001.6469 | -0.59552 | 1001.6469 | -0.2939 | 1001.6469 | -0.38964 | 732.7076 | 0.00033738 | 996.12 | -0.0088362 | 1002.1023 | -0.025194 | 733.2487 | 0.01421 | 996.12 | -0.01606 | 1001.6469 | 0.032609 | 996.12 | 0.00046636 | 1001.6469 | 0.0058342 | 732.7076 | 0.00030718 | 732.7076 | 0.00036971 | 1001.6469 | -0.16417 | 1002.1023 | -0.054321 | 1002.1023 | 0 | 1001.6469 | -0.11605 | 1079.1944 | 0.084202 | 1001.6469 | -0.25453 | 1001.6469 | -0.071289 | 1079.8805 | 0.00026087 | 1001.6469 | 0 | 1085.617 | 0.0095146 | 1079.1944 | 0.16089 | 1085.617 | 0.0064089 | 1113.9952 | 0.026436 | 1303.9794 | 0.0010017 | 1045.0603 | 0.011716 | 1210.358 | 0 | 1209.4963 | 0 | 1001.647 | 0.0074459 | 1002.1023 | 0 | 1001.6469 | 0 | 1001.6469 | -0.11628 | 1001.6469 | 0.0073949 | 997.0632 | 0.0051386
| 450.7229 | 0 |  |  | 450.7229 | 0 | 450.7229 | 0 |  |  | 1001.8899 | 0.00054984 | 996.3635 | 0.78799 | 733.3776 | 0 | 1001.8899 | 0.79327 | 1001.8899 | 0.19468 | 1002.3461 | 0 | 1001.8899 | 0.38623 | 1001.8899 | -0.035547 | 1001.8899 | 0.16711 | 732.8288 | 0.00030847 | 996.36 | 0.016113 | 1002.3461 | 0.1366 | 733.3776 | 0.0085033 | 996.36 | -0.0049152 | 1001.8899 | 0.051353 | 996.36 | -0.0065291 | 1001.8899 | 0.0094362 | 732.8288 | 0.00029346 | 732.8288 | 0.00034653 | 1001.8899 | 0.18294 | 1002.3461 | 0.075145 | 1002.3461 | 0 | 1001.8899 | 0.26097 | 1079.3629 | 0.076033 | 1001.8899 | 0.16281 | 1001.8899 | 0.044729 | 1080.051 | 0 | 1001.8899 | 0 | 1085.789 | 0.017225 | 1079.3629 | 0.16559 | 1085.789 | 0.0055624 | 1114.1189 | 0.026807 | 1304.0626 | 0.0010036 | 1045.0737 | 0.011747 | 1210.4298 | 0 | 1209.568 | 0 | 1001.89 | 0.0025226 | 1002.3461 | 0 | 1001.8899 | 0 | 1001.8899 | 0.16991 | 1001.8899 | 0.23692 | 997.3058 | 0.01004
| 450.8035 | 0 |  |  | 450.8035 | 0 | 450.8035 | 0 |  |  | 1002.1329 | -0.043166 | 996.6061 | -0.091121 | 733.5064 | 0.0089449 | 1002.1329 | -1.3197 | 1002.1329 | -0.21037 | 1002.5899 | 0 | 1002.1329 | -0.65014 | 1002.1329 | -0.17186 | 1002.1329 | -0.86325 | 732.9499 | 0.00036505 | 996.61 | -0.047299 | 1002.5899 | -0.088326 | 733.5064 | 0.016822 | 996.61 | 0.0032391 | 1002.1329 | -0.039693 | 996.61 | 0.00046636 | 1002.1329 | -0.032722 | 732.9499 | 0.00027859 | 732.9499 | 0.00028018 | 1002.1329 | -0.24846 | 1002.5899 | -0.04218 | 1002.5899 | 0 | 1002.1329 | -0.14654 | 1079.5313 | 0.083722 | 1002.1329 | -0.19133 | 1002.1329 | -0.090632 | 1080.2214 | 0 | 1002.1329 | 0 | 1085.9609 | 0.011975 | 1079.5313 | 0.16144 | 1085.9609 | 0.0062168 | 1114.2424 | 0.026118 | 1304.1459 | 0.0010057 | 1045.0872 | 0.011778 | 1210.5016 | 0 | 1209.6397 | 0 | 1002.133 | 0.0032536 | 1002.5899 | 0 | 1002.1329 | 0 | 1002.1329 | -0.093743 | 1002.1329 | -0.0963 | 997.5484 | 0.007786
| 450.8841 | 0 |  |  | 450.8841 | 0 | 450.8841 | 0 |  |  | 1002.3759 | -0.0038528 | 996.8486 | 0.60358 | 733.6353 | 0 | 1002.3759 | 0.80255 | 1002.3759 | 0.05434 | 1002.8337 | 0 | 1002.3759 | 0.2875 | 1002.3759 | 0.47323 | 1002.3759 | 0.49629 | 733.071 | 0.00035331 | 996.85 | -0.0036384 | 1002.8337 | 0.0064484 | 733.6353 | 0.013583 | 996.85 | 0.0048699 | 1002.3759 | 0.01862 | 996.85 | -0.012475 | 1002.3759 | 0.028613 | 733.071 | 0.00032585 | 733.071 | 0.000257 | 1002.3759 | 0.040858 | 1002.8337 | 0.012346 | 1002.8337 | 0 | 1002.3759 | 0.23211 | 1079.6998 | 0.077421 | 1002.3759 | 0.069666 | 1002.3759 | 0.1341 | 1080.3919 | 0 | 1002.3759 | 0 | 1086.1329 | 0.018318 | 1079.6998 | 0.16592 | 1086.1329 | 0.0061813 | 1114.3658 | 0.025824 | 1304.2293 | 0.001008 | 1045.1005 | 0.01181 | 1210.5734 | 0 | 1209.7113 | 0 | 1002.376 | 0.0027026 | 1002.8337 | 0 | 1002.3759 | 0 | 1002.3759 | 0.18223 | 1002.3759 | 0.21178 | 997.7911 | 0.0083866
| 450.9647 | 0 |  |  | 450.9647 | 0 | 450.9647 | 0 |  |  | 1002.619 | -0.023743 | 997.0912 | -0.033133 | 733.7642 | 0.0018634 | 1002.619 | -0.7007 | 1002.619 | -0.13427 | 1003.0775 | 0 | 1002.619 | -0.69496 | 1002.619 | -0.72146 | 1002.619 | -0.7289 | 733.1921 | 0.00036085 | 997.09 | 0.021311 | 1003.0775 | -0.10949 | 733.7642 | 0.011807 | 997.09 | 0.0051416 | 1002.619 | -0.026812 | 997.09 | 0.020753 | 1002.619 | 0.010603 | 733.1921 | 0.00034872 | 733.1921 | 0.00032695 | 1002.619 | -0.044171 | 1003.0775 | -0.027665 | 1003.0775 | 0 | 1002.619 | -0.031606 | 1079.8682 | 0.084896 | 1002.619 | -0.19348 | 1002.619 | -0.17677 | 1080.5624 | 0 | 1002.619 | 0 | 1086.3049 | 0.019029 | 1079.8682 | 0.16165 | 1086.3049 | 0.0058185 | 1114.4894 | 0.025856 | 1304.3125 | 0.0010085 | 1045.1139 | 0.011843 | 1210.6451 | 0 | 1209.7831 | 0 | 1002.619 | 0.0024727 | 1003.0775 | 0 | 1002.619 | 0 | 1002.619 | -0.064298 | 1002.619 | 0.03068 | 998.0337 | 0.0061753
| 451.0454 | 0 |  |  | 451.0454 | 0 | 451.0454 | 0 |  |  | 1002.862 | -0.056126 | 997.3337 | 0.27586 | 733.8931 | 0 | 1002.862 | 0.03605 | 1002.862 | -0.086779 | 1003.3213 | 0 | 1002.862 | 0.19854 | 1002.862 | 0.040736 | 1002.862 | 0.40308 | 733.3132 | 0.00035708 | 997.33 | -0.049377 | 1003.3213 | -0.02261 | 733.8931 | 0.0025708 | 997.33 | -0.0081769 | 1002.862 | 0.046496 | 997.33 | -0.0068788 | 1002.862 | -0.050783 | 733.3132 | 0.00035062 | 733.3132 | 0.00037771 | 1002.862 | 0.12883 | 1003.3213 | -0.019149 | 1003.3213 | 0 | 1002.862 | 0.18601 | 1080.0367 | 0.076674 | 1002.862 | 0.12014 | 1002.862 | 0.11063 | 1080.7329 | 0 | 1002.862 | 0 | 1086.4769 | 0.015311 | 1080.0367 | 0.16461 | 1086.4769 | 0.0056549 | 1114.613 | 0.025658 | 1304.3959 | 0.0010087 | 1045.1272 | 0.011876 | 1210.7169 | 0 | 1209.8547 | 0 | 1002.862 | -0.0004292 | 1003.3213 | 0 | 1002.862 | 0 | 1002.862 | 0.15008 | 1002.862 | 0.15425 | 998.2763 | 0.0095652
| 451.126 | 0 |  |  | 451.126 | 0 | 451.126 | 0 |  |  | 1003.105 | -0.099035 | 997.5763 | -0.39599 | 734.0219 | 0.0048451 | 1003.105 | -1.579 | 1003.105 | -0.30084 | 1003.5652 | 0 | 1003.105 | -0.76758 | 1003.105 | -0.19137 | 1003.105 | -0.68859 | 733.4343 | 0.00034451 | 997.58 | 0.033785 | 1003.5652 | -0.12054 | 734.0219 | 0.021001 | 997.58 | -0.0070897 | 1003.105 | -0.11715 | 997.58 | -0.0086277 | 1003.105 | -0.10928 | 733.4343 | 0.00030946 | 733.4343 | 0.00032295 | 1003.105 | -0.30478 | 1003.5652 | -0.10018 | 1003.5652 | 0 | 1003.105 | -0.14566 | 1080.2051 | 0.084149 | 1003.105 | -0.32408 | 1003.105 | 0.089106 | 1080.9034 | 0 | 1003.105 | 0 | 1086.6489 | 0.012303 | 1080.2051 | 0.16089 | 1086.6489 | 0.0057758 | 1114.7367 | 0.0252 | 1304.4793 | 0.001009 | 1045.1406 | 0.011909 | 1210.7887 | 0 | 1209.9265 | 0 | 1003.105 | 0.002578 | 1003.5652 | 0 | 1003.105 | 0 | 1003.105 | -0.11898 | 1003.105 | -0.14829 | 998.519 | 0.0074559
| 451.2066 | 0 |  |  | 451.2066 | 0 | 451.2066 | 0 |  |  | 1003.3481 | 0.028652 | 997.8188 | 0.31859 | 734.1509 | 0 | 1003.3481 | 0.16774 | 1003.348 | 0.20561 | 1003.809 | 0 | 1003.3481 | 0.52235 | 1003.348 | 0.75052 | 1003.348 | 0.3275 | 733.5554 | 0.00033571 | 997.82 | 0.047299 | 1003.809 | 0.067169 | 734.1509 | 0.012642 | 997.82 | 0.0040544 | 1003.3481 | 0.10365 | 997.82 | -0.008278 | 1003.348 | -0.025468 | 733.5554 | 0.0003007 | 733.5554 | 0.00032695 | 1003.348 | 0.22564 | 1003.809 | 0.10852 | 1003.809 | 0 | 1003.348 | 0.31406 | 1080.3736 | 0.078543 | 1003.3481 | 0.090302 | 1003.3481 | 0.1102 | 1081.0739 | 0.00017392 | 1003.3481 | 0 | 1086.8208 | 0.0098427 | 1080.3736 | 0.16417 | 1086.8208 | 0.0055126 | 1114.8604 | 0.024495 | 1304.5625 | 0.0010095 | 1045.1541 | 0.011943 | 1210.8606 | 0 | 1209.9982 | 0 | 1003.348 | 0.0039929 | 1003.809 | 0 | 1003.348 | 0 | 1003.348 | 0.096448 | 1003.348 | 0.24693 | 998.7617 | 0.011065
| 451.2873 | 0 |  |  | 451.2873 | 0 | 451.2873 | 0 |  |  | 1003.5911 | -0.066044 | 998.0614 | -0.34028 | 734.2798 | 0.038473 | 1003.5911 | -1.5507 | 1003.5911 | -0.24007 | 1004.0528 | 0 | 1003.5911 | -0.68077 | 1003.5911 | -0.3599 | 1003.5911 | -0.62645 | 733.6766 | 0.00032313 | 998.06 | -0.012994 | 1004.0528 | -0.10642 | 734.2798 | 0.0085507 | 998.06 | -0.010079 | 1003.5911 | -0.11733 | 998.06 | -0.019821 | 1003.5911 | -0.04363 | 733.6766 | 0.0003228 | 733.6766 | 0.00042807 | 1003.5911 | -0.33349 | 1004.0528 | -0.06298 | 1004.0528 | 0 | 1003.5911 | -0.038601 | 1080.5421 | 0.084202 | 1003.5911 | -0.26842 | 1003.5911 | -0.10935 | 1081.2444 | 0 | 1003.5911 | 0 | 1086.9928 | 0.0081475 | 1080.5421 | 0.16089 | 1086.9928 | 0.0050787 | 1114.984 | 0.024048 | 1304.6459 | 0.0010102 | 1045.1674 | 0.011977 | 1210.9324 | 0 | 1210.07 | 0 | 1003.591 | 0.0008667 | 1004.0528 | 0 | 1003.5911 | 0 | 1003.5911 | -0.080824 | 1003.5911 | -0.14168 | 999.0043 | 0.0075225
| 451.3679 | 0 |  |  | 451.3679 | 0 | 451.3679 | 0 |  |  | 1003.8341 | -0.023406 | 998.304 | 0.54456 | 734.4087 | 0 | 1003.8341 | 0.81391 | 1003.8341 | 0.058342 | 1004.2967 | 0 | 1003.8341 | 0.3779 | 1003.8341 | 0.56704 | 1003.8341 | -0.11253 | 733.7977 | 0.00035792 | 998.3 | -0.0036384 | 1004.2967 | -0.0015861 | 734.4087 | 0.0070202 | 998.3 | 0.00079277 | 1003.8341 | -0.040046 | 998.3 | -0.0068788 | 1003.8341 | 0.031353 | 733.7977 | 0.00031404 | 733.7977 | 0.00043207 | 1003.8341 | 0.29816 | 1004.2967 | -0.020182 | 1004.2967 | 0 | 1003.8341 | 0.016115 | 1080.7105 | 0.078382 | 1003.8341 | -0.017659 | 1003.8341 | 0.21712 | 1081.4149 | 0 | 1003.8341 | 0 | 1087.1648 | 0.00032359 | 1080.7105 | 0.16493 | 1087.1648 | 0.0056407 | 1115.1078 | 0.023658 | 1304.7293 | 0.0010112 | 1045.1808 | 0.012011 | 1211.0043 | 0 | 1210.1416 | 0 | 1003.834 | 1.9182e-05 | 1004.2967 | 0 | 1003.8341 | 0 | 1003.8341 | 0.16645 | 1003.8341 | 0.18024 | 999.247 | 0.010638
| 451.4485 | 0 |  |  | 451.4485 | 0 | 451.4485 | 0 |  |  | 1004.0772 | 0.0015064 | 998.5465 | -0.30978 | 734.5377 | 0.024932 | 1004.0772 | -1.2161 | 1004.0772 | -0.17402 | 1004.5405 | 0 | 1004.0772 | -0.78025 | 1004.0772 | -0.40307 | 1004.0772 | -1.1857 | 733.9188 | 0.00025356 | 998.55 | -0.076405 | 1004.5405 | -0.063553 | 734.5377 | 0 | 998.55 | -0.019049 | 1004.0772 | -0.0086477 | 998.55 | 0.0032645 | 1004.0772 | -0.0057835 | 733.9188 | 0.00022714 | 733.9188 | 0.00024141 | 1004.0772 | -0.25067 | 1004.5405 | -0.08738 | 1004.5405 | 0 | 1004.0772 | -0.19988 | 1080.879 | 0.08495 | 1004.0772 | -0.052382 | 1004.0772 | -0.10455 | 1081.5854 | 0 | 1004.0772 | 0 | 1087.3368 | 0.0051039 | 1080.879 | 0.16548 | 1087.3368 | 0.005221 | 1115.2317 | 0.023508 | 1304.8126 | 0.0010123 | 1045.1941 | 0.012046 | 1211.076 | 0 | 1210.2134 | 0 | 1004.077 | 0 | 1004.5405 | 0 | 1004.0772 | 0 | 1004.0772 | -0.14182 | 1004.0772 | -0.055607 | 999.4897 | 0.0072258
| 451.5292 | 0 |  |  | 451.5292 | 0 | 451.5292 | 0 |  |  | 1004.3202 | -0.075617 | 998.7891 | -0.60223 | 734.6666 | 0 | 1004.3202 | -1.5116 | 1004.3202 | -0.25459 | 1004.7844 | 0 | 1004.3202 | -0.75789 | 1004.3202 | -0.14363 | 1004.3202 | -1.4124 | 734.0399 | 0.00068776 | 998.79 | -0.045222 | 1004.7844 | -0.13225 | 734.6666 | 0.027165 | 998.79 | -0.012798 | 1004.3202 | -0.050078 | 998.79 | -0.014574 | 1004.3202 | -0.040231 | 734.0399 | 0.00064332 | 734.0399 | 0.00057196 | 1004.3202 | -0.32576 | 1004.7844 | -0.095367 | 1004.7844 | 0 | 1004.3202 | -0.0025054 | 1081.0474 | 0.086819 | 1004.3202 | -0.15336 | 1004.3202 | -0.14285 | 1081.7559 | 0 | 1004.3202 | 0 | 1087.5087 | 0.00028739 | 1081.0474 | 0.16504 | 1087.5087 | 0.0057118 | 1115.3555 | 0.023575 | 1304.896 | 0.0010136 | 1045.2075 | 0.012081 | 1211.148 | 0 | 1210.2852 | 0 | 1004.32 | 0 | 1004.7844 | 0 | 1004.3202 | 0 | 1004.3202 | -0.022234 | 1004.3202 | -0.061359 | 999.7324 | 0.0058799
| 451.6098 | 0 |  |  | 451.6098 | 0 | 451.6098 | 0 |  |  | 1004.5633 | 0.010457 | 999.0317 | 0.331 | 734.7956 | 0.024288 | 1004.5633 | 0.91038 | 1004.5633 | 0.096623 | 1005.0282 | 0 | 1004.5633 | 0.23452 | 1004.5633 | -0.031835 | 1004.5633 | 0.33422 | 734.161 | 0.00055742 | 999.03 | 0.037943 | 1005.0283 | 0.060622 | 734.7956 | 0.027792 | 999.03 | -0.0062742 | 1004.5633 | 0.020709 | 999.03 | -0.0086277 | 1004.5633 | 0.00089379 | 734.161 | 0.00055376 | 734.161 | 0.00049042 | 1004.5633 | 0.20392 | 1005.0283 | 0.065903 | 1005.0283 | 0 | 1004.5633 | 0.013991 | 1081.2159 | 0.077368 | 1004.5633 | 0.097792 | 1004.5633 | 0.06071 | 1081.9264 | 0.0013044 | 1004.5633 | 0 | 1087.6807 | 0.0058509 | 1081.2159 | 0.16515 | 1087.6807 | 0.0053277 | 1115.4791 | 0.023296 | 1304.9795 | 0.0010151 | 1045.2209 | 0.012117 | 1211.2198 | 0 | 1210.3569 | 0 | 1004.563 | 0 | 1005.0282 | 0 | 1004.5633 | 0 | 1004.5633 | 0.13686 | 1004.5633 | 0.22733 | 999.975 | 0.012022
| 451.6904 | 0 |  |  | 451.6904 | 0 | 451.6904 | 0 |  |  | 1004.8063 | 0.0061724 | 999.2743 | -0.073451 | 734.9246 | 0 | 1004.8063 | -1.1997 | 1004.8063 | -0.11332 | 1005.2721 | 0 | 1004.8063 | -0.65915 | 1004.8063 | -0.42051 | 1004.8063 | -0.77256 | 734.2822 | 0.0010637 | 999.27 | 0.017152 | 1005.2721 | -0.074855 | 734.9246 | 0.0082067 | 999.27 | -0.0076332 | 1004.8063 | -0.034427 | 999.27 | -0.021569 | 1004.8063 | -0.0067474 | 734.2822 | 0.0010168 | 734.2822 | 0.00091849 | 1004.8063 | -0.1373 | 1005.2721 | -0.02513 | 1005.2721 | 0 | 1004.8063 | -0.054342 | 1081.3843 | 0.087032 | 1004.8063 | -0.18184 | 1004.8063 | 0.095735 | 1082.097 | 0 | 1004.8063 | 0 | 1087.8527 | 0.00093237 | 1081.3843 | 0.16144 | 1087.8527 | 0.0058256 | 1115.6029 | 0.022979 | 1305.0629 | 0.0010167 | 1045.2343 | 0.012152 | 1211.2918 | 0 | 1210.4287 | 0 | 1004.806 | 0 | 1005.2721 | 0 | 1004.8063 | 0 | 1004.8063 | -0.036356 | 1004.8063 | -0.081386 | 1000.2177 | 0.0073145
| 451.7711 | 0 |  |  | 451.7711 | 0 | 451.7711 | 0 |  |  | 1005.0494 | 0.044919 | 999.5169 | 0.27924 | 735.0536 | 0.018635 | 1005.0494 | 0.062736 | 1005.0494 | 0.14635 | 1005.516 | 0 | 1005.0494 | 0.40523 | 1005.0494 | -0.2308 | 1005.0494 | 0.21413 | 734.4033 | 0.00051593 | 999.52 | -0.006757 | 1005.516 | 0.026381 | 735.0536 | 0.020688 | 999.52 | 0.013295 | 1005.0494 | 0.042956 | 999.52 | 0.023901 | 1005.0494 | 0.076352 | 734.4033 | 0.0004783 | 734.4033 | 0.00044366 | 1005.0494 | 0.27386 | 1005.516 | 0.06429 | 1005.516 | 0 | 1005.0494 | 0.081825 | 1081.5528 | 0.074912 | 1005.0494 | 0.15435 | 1005.0494 | 0.0046302 | 1082.2675 | 0.00078262 | 1005.0494 | 0 | 1088.0247 | 0.006343 | 1081.5528 | 0.16614 | 1088.0247 | 0.0053561 | 1115.7268 | 0.022812 | 1305.1462 | 0.0010186 | 1045.2477 | 0.012188 | 1211.3635 | 0 | 1210.5005 | 0 | 1005.049 | 0 | 1005.516 | 0 | 1005.0494 | 0 | 1005.0494 | 0.071209 | 1005.0494 | 0.21817 | 1000.4604 | 0.01079
| 451.8517 | 0 |  |  | 451.8517 | 0 | 451.8517 | 0 |  |  | 1005.2925 | -0.094483 | 999.7595 | -0.34997 | 735.1826 | 0 | 1005.2925 | -1.0765 | 1005.2925 | -0.29984 | 1005.7599 | 0 | 1005.2925 | -0.78151 | 1005.2925 | -0.57866 | 1005.2925 | -0.87249 | 734.5244 | 0.0010323 | 999.76 | -0.02235 | 1005.7599 | -0.13198 | 735.1826 | 0.015045 | 999.76 | 0.0084033 | 1005.2925 | -0.016433 | 999.76 | -0.0065291 | 1005.2925 | -0.074374 | 734.5244 | 0.00095659 | 734.5244 | 0.00088731 | 1005.2925 | -0.28049 | 1005.7599 | -0.093506 | 1005.7599 | 0 | 1005.2925 | -0.30044 | 1081.7212 | 0.086925 | 1005.2925 | -0.20201 | 1005.2925 | -0.16996 | 1082.438 | 0 | 1005.2925 | 0 | 1088.1967 | 0.00041463 | 1081.7212 | 0.16155 | 1088.1967 | 0.0058967 | 1115.8507 | 0.022593 | 1305.2297 | 0.0010206 | 1045.261 | 0.012224 | 1211.4354 | 0 | 1210.5723 | 0 | 1005.292 | 0 | 1005.7599 | 0 | 1005.2925 | 0 | 1005.2925 | -0.14948 | 1005.2925 | -0.045593 | 1000.7031 | 0.0054659
| 451.9323 | 0 |  |  | 451.9323 | 0 | 451.9324 | 0 |  |  | 1005.5356 | -0.024477 | 1000.0021 | 0.65832 | 735.3116 | 0.0089449 | 1005.5356 | -0.67117 | 1005.5356 | 0.12387 | 1006.0038 | 0 | 1005.5356 | 0.3198 | 1005.5356 | 0.41511 | 1005.5356 | 0.131 | 734.6455 | 0.00052389 | 1000 | 0.057695 | 1006.0038 | 0.031411 | 735.3116 | 0.021314 | 1000 | 0.0026954 | 1005.5356 | 0.068002 | 1000 | -0.0016322 | 1005.5356 | -0.0032603 | 734.6455 | 0.00048363 | 734.6455 | 0.00045924 | 1005.5356 | 0.10196 | 1006.0038 | 0.019427 | 1006.0038 | 0 | 1005.5356 | 0.2376 | 1081.8897 | 0.077261 | 1005.5356 | 0.16919 | 1005.5356 | 0.090246 | 1082.6085 | 0.0013044 | 1005.5356 | 0 | 1088.3686 | 0.0066711 | 1081.8897 | 0.16548 | 1088.3686 | 0.0054273 | 1115.9746 | 0.022423 | 1305.3131 | 0.0010227 | 1045.2744 | 0.01226 | 1211.5073 | 0 | 1210.644 | 0 | 1005.536 | 0 | 1006.0038 | 0 | 1005.5356 | 0 | 1005.5356 | 0.080072 | 1005.5356 | 0.21007 | 1000.9459 | 0.010714
| 452.013 | 0 |  |  | 452.013 | 0 | 452.013 | 0 |  |  | 1005.7786 | -0.057455 | 1000.2447 | 0 | 735.4406 | 0 | 1005.7786 | -1.68 | 1005.7786 | -0.31389 | 1006.2477 | 0 | 1005.7786 | -0.80634 | 1005.7786 | -0.6098 | 1005.7786 | -0.62477 | 734.7667 | 0.0010675 | 1000.2 | 0.00051979 | 1006.2477 | -0.13477 | 735.4406 | 0.0076135 | 1000.2 | -0.0049152 | 1005.7786 | -0.11584 | 1000.2 | 0.017955 | 1005.7786 | -0.057835 | 734.7667 | 0.00093792 | 734.7667 | 0.00099643 | 1005.7786 | -0.27644 | 1006.2477 | -0.06434 | 1006.2477 | 0 | 1005.7786 | -0.18476 | 1082.0581 | 0.086285 | 1005.7786 | -0.21025 | 1005.7786 | -0.11113 | 1082.779 | 0 | 1005.7786 | 0 | 1088.5406 | 0.0020216 | 1082.0581 | 0.16078 | 1088.5406 | 0.0060319 | 1116.0985 | 0.022301 | 1305.3966 | 0.001025 | 1045.2878 | 0.012296 | 1211.5792 | 0 | 1210.7158 | 0 | 1005.779 | 0 | 1006.2477 | 0 | 1005.7786 | 0 | 1005.7786 | -0.15954 | 1005.7786 | -0.10312 | 1001.1886 | 0.0054883
| 452.0936 | 0 |  |  | 452.0936 | 0 | 452.0936 | 0 |  |  | 1006.0217 | -0.017762 | 1000.4873 | 0 | 735.5697 | 0.040193 | 1006.0217 | 0.2884 | 1006.0217 | 0.017118 | 1006.4916 | 0 | 1006.0217 | 0.3288 | 1006.0217 | 0.031326 | 1006.0217 | 0.039583 | 734.8878 | 0.00055323 | 1000.5 | 0.017152 | 1006.4916 | -0.0014986 | 735.5697 | 0.023927 | 1000.5 | 0.014111 | 1006.0217 | 0.027337 | 1000.5 | 0.029147 | 1006.0217 | 0.04292 | 734.8878 | 0.00045543 | 734.8878 | 0.00054478 | 1006.0217 | 0.26171 | 1006.4916 | 0.0048162 | 1006.4916 | 0 | 1006.0217 | 0.11568 | 1082.2265 | 0.073897 | 1006.0217 | 0.23203 | 1006.0217 | 0.13715 | 1082.9495 | 0.00026087 | 1006.0217 | 0 | 1088.7126 | 0.0074914 | 1082.2265 | 0.16548 | 1088.7126 | 0.0053775 | 1116.2225 | 0.021945 | 1305.4801 | 0.0010274 | 1045.3011 | 0.012333 | 1211.6512 | 0 | 1210.7877 | 0 | 1006.022 | 0 | 1006.4916 | 0 | 1006.0217 | 0 | 1006.0217 | 0.040111 | 1006.0217 | 0.23606 | 1001.4313 | 0.0088831
| 452.1743 | 0 |  |  | 452.1743 | 0 | 452.1743 | 0 |  |  | 1006.2648 | -0.0369 | 1000.7299 | 0 | 735.6987 | 0 | 1006.2648 | -2.0409 | 1006.2648 | -0.22587 | 1006.7355 | 0 | 1006.2648 | -0.65798 | 1006.2648 | -0.13034 | 1006.2648 | -0.93799 | 735.0089 | 0.0010704 | 1000.7 | 0.00051979 | 1006.7355 | -0.080639 | 735.6987 | 0.017658 | 1000.7 | -0.021767 | 1006.2648 | -0.071442 | 1000.7 | 0.0074619 | 1006.2648 | -0.038252 | 735.0089 | 0.0010427 | 735.0089 | 0.0010664 | 1006.2648 | -0.078772 | 1006.7355 | -0.088641 | 1006.7355 | 0 | 1006.2648 | -0.10281 | 1082.395 | 0.084683 | 1006.2648 | -0.19762 | 1006.2648 | 0.00057564 | 1083.12 | 0 | 1006.2648 | 0 | 1088.8846 | 0.0027587 | 1082.395 | 0.16056 | 1088.8846 | 0.0054628 | 1116.3466 | 0.021851 | 1305.5636 | 0.00103 | 1045.3146 | 0.012369 | 1211.7231 | 0 | 1210.8595 | 0 | 1006.265 | 0 | 1006.7355 | 0 | 1006.2648 | 0 | 1006.2648 | -0.013777 | 1006.2648 | -0.068177 | 1001.674 | 0.0072157
| 452.2549 | 0 |  |  | 452.2549 | 0 | 452.2549 | 0 |  |  | 1006.5079 | -0.0038361 | 1000.9725 | 0 | 735.8278 | 0.021708 | 1006.5079 | 1.0337 | 1006.5079 | 0.06678 | 1006.9794 | 0 | 1006.5079 | 0.49079 | 1006.5079 | 0.029555 | 1006.5079 | 0.52736 | 735.13 | 0.00052766 | 1001 | -0.0057175 | 1006.9794 | 0.043114 | 735.8278 | 0.02424 | 1001 | -0.00056627 | 1006.5079 | -0.035357 | 1001 | 0.012359 | 1006.5079 | 0.032063 | 735.13 | 0.00058844 | 735.13 | 0.0005216 | 1006.5079 | 0.2584 | 1006.9794 | 0.031209 | 1006.9794 | 0 | 1006.5079 | -0.034479 | 1082.5634 | 0.075499 | 1006.5079 | 0.1276 | 1006.5079 | 0.039918 | 1083.2905 | 0.00078262 | 1006.5079 | 0 | 1089.0566 | 0.010991 | 1082.5634 | 0.16559 | 1089.0566 | 0.0047231 | 1116.4706 | 0.021856 | 1305.6471 | 0.0010326 | 1045.328 | 0.012405 | 1211.795 | 0 | 1210.9313 | 0 | 1006.508 | 0 | 1006.9794 | 0 | 1006.5079 | 0 | 1006.5079 | 0.077819 | 1006.5079 | 0.19154 | 1001.9168 | 0.011219
| 452.3356 | 0 |  |  | 452.3356 | 0 | 452.3356 | 0 |  |  | 1006.751 | -0.039741 | 1001.2152 | 0 | 735.9569 | 0 | 1006.751 | -1.7779 | 1006.751 | -0.28505 | 1007.2233 | 0 | 1006.751 | -0.74078 | 1006.751 | -0.53176 | 1006.751 | -0.50636 | 735.2512 | 0.0010063 | 1001.2 | -0.0025989 | 1007.2233 | -0.090873 | 735.9569 | 0.0043505 | 1001.2 | -0.012254 | 1006.751 | -0.065532 | 1001.2 | -0.0089774 | 1006.751 | -0.058799 | 735.2512 | 0.0011189 | 735.2512 | 0.00097285 | 1006.751 | -0.31214 | 1007.2233 | -0.090208 | 1007.2233 | 0 | 1006.751 | -0.095692 | 1082.7319 | 0.085484 | 1006.751 | -0.12924 | 1006.751 | 0.10658 | 1083.461 | 0 | 1006.751 | 0 | 1089.2285 | 0.00506 | 1082.7319 | 0.16067 | 1089.2285 | 0.0050147 | 1116.5946 | 0.021118 | 1305.7306 | 0.0010354 | 1045.3413 | 0.012441 | 1211.8669 | 0 | 1211.0032 | 0 | 1006.751 | 0 | 1007.2233 | 0 | 1006.751 | 0 | 1006.751 | -0.12334 | 1006.751 | -0.10248 | 1002.1595 | 0.0068036
| 452.4162 | 0 |  |  | 452.4162 | 0 | 452.4162 | 0 |  |  | 1006.9941 | -0.053729 | 1001.4578 | 0 | 736.086 | 0.030521 | 1006.9941 | 0.90359 | 1006.9941 | -0.049331 | 1007.4672 | 0 | 1006.9941 | 0.21399 | 1006.9941 | -0.35658 | 1006.9941 | 0.25108 | 735.3723 | 0.00049497 | 1001.5 | 0.055613 | 1007.4672 | -0.01222 | 736.086 | 0.017762 | 1001.5 | -0.0027408 | 1006.9941 | 0.1031 | 1001.5 | 0.0081613 | 1006.9941 | 0.015626 | 735.3723 | 0.00053051 | 735.3723 | 0.00045165 | 1006.9941 | 0.29816 | 1007.4672 | -0.052608 | 1007.4672 | 0 | 1006.9941 | -0.035478 | 1082.9003 | 0.072456 | 1006.9941 | 0.078106 | 1006.9941 | 0.10573 | 1083.6316 | 0.0013044 | 1006.9941 | 0 | 1089.4005 | 0.010499 | 1082.9003 | 0.16548 | 1089.4005 | 0.0043034 | 1116.7189 | 0.020454 | 1305.8141 | 0.0010383 | 1045.3547 | 0.012477 | 1211.939 | 0 | 1211.0749 | 0 | 1006.994 | 0 | 1007.4672 | 0 | 1006.9941 | 0 | 1006.9941 | 0.18628 | 1006.9941 | 0.15468 | 1002.4022 | 0.010718
| 452.4969 | 0 |  |  | 452.4969 | 0 | 452.4969 | 0 |  |  | 1007.2372 | -0.022847 | 1001.7004 | 0 | 736.2151 | 0 | 1007.2372 | -1.0932 | 1007.2372 | -0.23817 | 1007.7112 | 0 | 1007.2372 | -0.93434 | 1007.2372 | -0.46119 | 1007.2372 | -0.41567 | 735.4934 | 0.00098952 | 1001.7 | -0.082641 | 1007.7112 | -0.11924 | 736.2151 | 0.019747 | 1001.7 | -0.0043715 | 1007.2372 | -0.013993 | 1001.7 | -0.015274 | 1007.2372 | -0.01527 | 735.4934 | 0.0010782 | 735.4934 | 0.0010432 | 1007.2372 | -0.16785 | 1007.7112 | -0.071084 | 1007.7112 | 0 | 1007.2372 | -0.063961 | 1083.0687 | 0.08511 | 1007.2372 | -0.28745 | 1007.2372 | -0.14794 | 1083.8021 | 0 | 1007.2372 | 0 | 1089.5725 | 0.0039511 | 1083.0687 | 0.16133 | 1089.5725 | 0.0049507 | 1116.8428 | 0.020241 | 1305.8976 | 0.0010413 | 1045.368 | 0.012513 | 1212.0109 | 0 | 1211.1469 | 0 | 1007.237 | 0 | 1007.7112 | 0 | 1007.2372 | 0 | 1007.2372 | -0.15444 | 1007.2372 | -0.068816 | 1002.645 | 0.0094489
| 452.5775 | 0 |  |  | 452.5775 | 0 | 452.5775 | 0 |  |  | 1007.4803 | -0.040019 | 1001.9431 | 0 | 736.3442 | 0.016771 | 1007.4803 | 0.73235 | 1007.4803 | -0.023132 | 1007.9551 | 0 | 1007.4803 | 0.40822 | 1007.4803 | 0.0095068 | 1007.4803 | -0.028076 | 735.6146 | 0.00051006 | 1001.9 | 0.098237 | 1007.9551 | 0.015939 | 736.3442 | 0 | 1001.9 | 0.013295 | 1007.4803 | 0.060972 | 1001.9 | 0.033695 | 1007.4803 | 0.03602 | 735.6146 | 0.00054766 | 735.6146 | 0.00059954 | 1007.4803 | 0.27681 | 1007.9551 | 0.056402 | 1007.9551 | 0 | 1007.4803 | 0.40338 | 1083.2372 | 0.076247 | 1007.4803 | 0.085114 | 1007.4803 | -0.068228 | 1083.9726 | 0.00026087 | 1007.4803 | 0 | 1089.7445 | 0.0095146 | 1083.2372 | 0.1657 | 1089.7445 | 0.0048298 | 1116.9669 | 0.0201 | 1305.9811 | 0.0010444 | 1045.3815 | 0.012549 | 1212.0829 | 0 | 1211.2188 | 0 | 1007.48 | 0 | 1007.9551 | 0 | 1007.4803 | 0 | 1007.4803 | 0.13701 | 1007.4803 | 0.21625 | 1002.8878 | 0.011019
| 452.6582 | 0 |  |  | 452.6582 | 0 | 452.6582 | 0 |  |  | 1007.7234 | -0.07036 | 1002.1857 | 0 | 736.4733 | 0 | 1007.7234 | -0.97266 | 1007.7234 | -0.1527 | 1008.1991 | 0 | 1007.7234 | -0.78779 | 1007.7234 | -0.46741 | 1007.7234 | -0.81371 | 735.7357 | 0.0010218 | 1002.2 | 0.0046779 | 1008.1991 | -0.14497 | 736.4733 | 0.0082067 | 1002.2 | -0.010351 | 1007.7234 | -0.040866 | 1002.2 | 0.002565 | 1007.7234 | -0.038658 | 735.7357 | 0.0010736 | 735.7357 | 0.0010976 | 1007.7234 | -0.30294 | 1008.1991 | -0.088276 | 1008.1991 | 0 | 1007.7234 | -0.18714 | 1083.4056 | 0.086712 | 1007.7234 | -0.25073 | 1007.7234 | 0.075329 | 1084.1431 | 0 | 1007.7234 | 0 | 1089.9165 | 0.0043935 | 1083.4056 | 0.16176 | 1089.9165 | 0.0055482 | 1117.0911 | 0.020329 | 1306.0646 | 0.0010476 | 1045.3949 | 0.012584 | 1212.1549 | 0 | 1211.2906 | 0 | 1007.723 | 0 | 1008.1991 | 0 | 1007.7234 | 0 | 1007.7234 | -0.64148 | 1007.7234 | -0.11207 | 1003.1305 | 0.005948
| 452.7388 | 0 |  |  | 452.7388 | 0 | 452.7388 | 0 |  |  | 1007.9666 | -0.014613 | 1002.4283 | 0 | 736.6024 | 0.028371 | 1007.9666 | 0.63044 | 1007.9666 | 0.049979 | 1008.443 | 0 | 1007.9666 | 0.45418 | 1007.9666 | 0.25488 | 1007.9666 | 0.30567 | 735.8568 | 0.00052766 | 1002.4 | 0.00051979 | 1008.443 | 0.026881 | 736.6024 | 0.016508 | 1002.4 | -0.0076332 | 1007.9666 | -0.027021 | 1002.4 | 0.012359 | 1007.9666 | 0.022525 | 735.8568 | 0.00052632 | 735.8568 | 0.00050601 | 1007.9666 | 0.31362 | 1008.443 | 0.037378 | 1008.443 | 0 | 1007.9666 | 0.11356 | 1083.5741 | 0.073524 | 1007.9666 | 0.073529 | 1007.9666 | 0.20928 | 1084.3136 | 0.00078262 | 1007.9666 | 0 | 1090.0885 | 0.0089678 | 1083.5741 | 0.1657 | 1090.0885 | 0.0052637 | 1117.2153 | 0.020367 | 1306.1482 | 0.0010508 | 1045.4082 | 0.01262 | 1212.2268 | 0 | 1211.3624 | 0 | 1007.967 | 0 | 1008.443 | 0 | 1007.9666 | 0 | 1007.9666 | 0.47758 | 1007.9666 | 0.17279 | 1003.3733 | 0.0097105
| 452.8195 | 0 |  |  | 452.8195 | 0 | 452.8195 | 0 |  |  | 1008.2097 | 0.022637 | 1002.671 | 0 | 736.7316 | 0 | 1008.2097 | -0.5716 | 1008.2097 | -0.15454 | 1008.687 | 0 | 1008.2097 | -0.7365 | 1008.2097 | -0.51972 | 1008.2097 | -0.58194 | 735.9779 | 0.0011308 | 1002.7 | -0.0088362 | 1008.687 | -0.096664 | 736.7316 | 0.025389 | 1002.7 | 0.0035108 | 1008.2097 | -0.026171 | 1002.7 | 0.0043138 | 1008.2097 | 0.055552 | 735.9779 | 0.0010888 | 735.9779 | 0.0010664 | 1008.2097 | -0.26871 | 1008.687 | -0.053167 | 1008.687 | 0 | 1008.2097 | -0.10006 | 1083.7425 | 0.086712 | 1008.2097 | -0.24049 | 1008.2097 | 0.0023695 | 1084.4841 | 0 | 1008.2097 | 0 | 1090.2604 | 0.002735 | 1083.7425 | 0.16155 | 1090.2604 | 0.0057402 | 1117.3395 | 0.01983 | 1306.2317 | 0.0010541 | 1045.4216 | 0.012655 | 1212.2988 | 0 | 1211.4343 | 0 | 1008.21 | 0 | 1008.687 | 0 | 1008.2097 | 0 | 1008.2097 | -0.066552 | 1008.2097 | -0.24075 | 1003.6161 | 0.0088149
| 452.9001 | 0 |  |  | 452.9001 | 0 | 452.9001 | 0 |  |  | 1008.4528 | -0.032758 | 1002.9136 | 0 | 736.8607 | 0.029446 | 1008.4528 | -0.56744 | 1008.4528 | 0.083711 | 1008.9309 | 0 | 1008.4528 | 0.40845 | 1008.4528 | -0.0023321 | 1008.4528 | 0.57018 | 736.0991 | 0.00061064 | 1002.9 | -0.0025989 | 1008.9309 | -0.041401 | 736.8607 | 0.023404 | 1002.9 | -0.0011099 | 1008.4528 | -0.026325 | 1002.9 | -0.0054798 | 1008.4528 | 0.01664 | 736.0991 | 0.00056328 | 736.0991 | 0.00056836 | 1008.4528 | 0.20981 | 1008.9309 | -0.011391 | 1008.9309 | 0 | 1008.4528 | -0.014991 | 1083.9109 | 0.07379 | 1008.4528 | 0.12099 | 1008.4528 | -0.064607 | 1084.6547 | 0.00026087 | 1008.4528 | 0 | 1090.4324 | 0.0077101 | 1083.9109 | 0.16526 | 1090.4324 | 0.0053775 | 1117.4637 | 0.019532 | 1306.3153 | 0.0010575 | 1045.4351 | 0.012689 | 1212.3709 | 0 | 1211.5062 | 0 | 1008.453 | 0 | 1008.9309 | 0 | 1008.4528 | 0 | 1008.4528 | 0.058139 | 1008.4528 | 0.19601 | 1003.8589 | 0.012444
| 452.9808 | 0 |  |  | 452.9808 | 0 | 452.9808 | 0 |  |  | 1008.6959 | -0.0014757 | 1003.1563 | 0 | 736.9899 | 0 | 1008.6959 | -1.0615 | 1008.696 | -0.031048 | 1009.1749 | 0 | 1008.6959 | -0.76999 | 1008.696 | -0.73724 | 1008.696 | -0.81371 | 736.2202 | 0.0011182 | 1003.2 | -0.083682 | 1009.1749 | -0.040825 | 736.9899 | 0.00049437 | 1003.2 | -0.021224 | 1008.6959 | -0.052803 | 1003.2 | -0.0058295 | 1008.696 | -0.036274 | 736.2202 | 0.0010728 | 736.2202 | 0.0011363 | 1008.696 | -0.22233 | 1009.1749 | -0.043023 | 1009.1749 | 0 | 1008.696 | -0.27696 | 1084.0794 | 0.087833 | 1008.6959 | -0.23017 | 1008.6959 | -0.071004 | 1084.8252 | 0 | 1008.6959 | 0 | 1090.6044 | 0.0031453 | 1084.0794 | 0.16078 | 1090.6044 | 0.0060034 | 1117.5879 | 0.019237 | 1306.3989 | 0.0010609 | 1045.4484 | 0.012724 | 1212.4429 | 0 | 1211.5781 | 0 | 1008.696 | 0 | 1009.1749 | 0 | 1008.696 | 0 | 1008.696 | -0.13431 | 1008.696 | -0.1404 | 1004.1016 | 0.0066275
| 453.0614 | 0 |  |  | 453.0614 | 0 | 453.0614 | 0 |  |  | 1008.9391 | 0.00057312 | 1003.399 | 0 | 737.1191 | 0.021708 | 1008.9391 | -0.12958 | 1008.9391 | 0.22167 | 1009.4189 | 0 | 1008.9391 | 0.42136 | 1008.9391 | 0.1731 | 1008.9391 | 0.1881 | 736.3413 | 0.00051132 | 1003.4 | 0.070168 | 1009.4189 | 0.14469 | 737.1191 | 0.016508 | 1003.4 | 0.026071 | 1008.9391 | 0.021545 | 1003.4 | 0.013058 | 1008.9391 | 0.022982 | 736.3413 | 0.00051031 | 736.3413 | 0.00056836 | 1008.9391 | 0.37214 | 1009.4189 | 0.060865 | 1009.4189 | 0 | 1008.9391 | 0.083574 | 1084.2478 | 0.072936 | 1008.9391 | 0.060871 | 1008.9391 | -0.056497 | 1084.9957 | 0.0018258 | 1008.9391 | 0 | 1090.7764 | 0.0090224 | 1084.2478 | 0.16526 | 1090.7764 | 0.0054628 | 1117.7123 | 0.019064 | 1306.4825 | 0.0010643 | 1045.4618 | 0.012757 | 1212.5149 | 0 | 1211.6501 | 0 | 1008.939 | 0 | 1009.4189 | 0 | 1008.9391 | 0 | 1008.9391 | 0.16826 | 1008.9391 | 0.23287 | 1004.3444 | 0.0089613
| 453.1421 | 0 |  |  | 453.1421 | 0 | 453.1421 | 0 |  |  | 1009.1822 | -0.054073 | 1003.6416 | 0 | 737.2483 | 0 | 1009.1822 | -1.846 | 1009.1822 | -0.22616 | 1009.6628 | 0 | 1009.1822 | -0.87716 | 1009.1822 | -0.47323 | 1009.1822 | -1.032 | 736.4625 | 0.001036 | 1003.6 | -0.024429 | 1009.6628 | -0.070638 | 737.2483 | 0.019225 | 1003.6 | -0.0068178 | 1009.1822 | -0.12129 | 1003.6 | -0.01912 | 1009.1822 | -0.050174 | 736.4625 | 0.001101 | 736.4625 | 0.0011363 | 1009.1822 | -0.40453 | 1009.6628 | -0.094792 | 1009.6628 | 0 | 1009.1822 | -0.095817 | 1084.4162 | 0.085804 | 1009.1822 | -0.32316 | 1009.1822 | 0.066357 | 1085.1662 | 0 | 1009.1822 | 0 | 1090.9484 | 0.0054231 | 1084.4162 | 0.16122 | 1090.9484 | 0.0055482 | 1117.8365 | 0.019344 | 1306.566 | 0.0010678 | 1045.4752 | 0.012791 | 1212.5869 | 0 | 1211.7221 | 0 | 1009.182 | 0 | 1009.6628 | 0 | 1009.1822 | 0 | 1009.1822 | -0.15384 | 1009.1822 | -0.10525 | 1004.5872 | 0.0067276
| 453.2228 | 0 |  |  | 453.2228 | 0 | 453.2228 | 0 |  |  | 1009.4254 | -0.058175 | 1003.8843 | 0 | 737.3775 | 0.023213 | 1009.4254 | 0.7346 | 1009.4254 | 0.096508 | 1009.9068 | 0 | 1009.4254 | 0.52258 | 1009.4254 | 0.0025925 | 1009.4254 | -0.022477 | 736.5836 | 0.00052808 | 1003.9 | -0.029627 | 1009.9068 | -0.014328 | 737.3775 | 0.0052886 | 1003.9 | -0.009264 | 1009.4254 | -0.037267 | 1003.9 | 0.0039641 | 1009.4254 | -0.06646 | 736.5836 | 0.00059187 | 736.5836 | 0.00057595 | 1009.4254 | 0.15092 | 1009.9068 | 0.009264 | 1009.9068 | 0 | 1009.4254 | -0.051469 | 1084.5847 | 0.080838 | 1009.4254 | 0.026528 | 1009.4254 | 0.14377 | 1085.3368 | 0.00078262 | 1009.4254 | 0 | 1091.1204 | 0.010663 | 1084.5847 | 0.16581 | 1091.1204 | 0.0050787 | 1117.9609 | 0.019419 | 1306.6497 | 0.0010712 | 1045.4885 | 0.012824 | 1212.6589 | 0 | 1211.7939 | 0 | 1009.425 | 0 | 1009.9068 | 0 | 1009.4254 | 0 | 1009.4254 | 0.14016 | 1009.4254 | 0.18237 | 1004.8301 | 0.0099382
| 453.3034 | 0 |  |  | 453.3034 | 0 | 453.3034 | 0 |  |  | 1009.6685 | -0.12767 | 1004.127 | 0 | 737.5067 | 0 | 1009.6685 | -1.2987 | 1009.6685 | -0.35479 | 1010.1508 | 0 | 1009.6685 | -1.11 | 1009.6685 | -0.64882 | 1009.6685 | -1.3881 | 736.7047 | 0.0010557 | 1004.1 | 0.0015593 | 1010.1508 | -0.15644 | 737.5067 | 0.013583 | 1004.1 | -0.022039 | 1009.6685 | -0.046053 | 1004.1 | -0.020171 | 1009.6685 | -0.082491 | 736.7047 | 0.0011022 | 736.7047 | 0.0010976 | 1009.6685 | -0.2838 | 1010.1508 | -0.13918 | 1010.1508 | 0 | 1009.6685 | -0.17264 | 1084.7531 | 0.087406 | 1009.6685 | -0.30746 | 1009.6685 | -0.06472 | 1085.5073 | 0 | 1009.6685 | 0 | 1091.2924 | 0.0068899 | 1084.7531 | 0.16144 | 1091.2924 | 0.0052352 | 1118.0853 | 0.01898 | 1306.7333 | 0.0010747 | 1045.502 | 0.012856 | 1212.731 | 0 | 1211.8658 | 0 | 1009.669 | 0 | 1010.1508 | 0 | 1009.6685 | 0 | 1009.6685 | -0.037858 | 1009.6685 | -0.16086 | 1005.0729 | 0.0063735
| 453.3841 | 0 |  |  | 453.3841 | 0 | 453.3841 | 0 |  |  | 1009.9117 | 0.028354 | 1004.3696 | 0 | 737.636 | 0.030951 | 1009.9117 | -0.63793 | 1009.9117 | 0.09021 | 1010.3948 | 0 | 1009.9117 | 0.43755 | 1009.9117 | 0.23993 | 1009.9117 | -0.16459 | 736.8259 | 0.00053269 | 1004.4 | 0.027548 | 1010.3948 | -0.010193 | 737.636 | 0.0094403 | 1004.4 | 0.0021518 | 1009.9117 | 0.086429 | 1004.4 | 0.0078116 | 1009.9117 | 0.030896 | 736.8259 | 0.00051184 | 736.8259 | 0.00052919 | 1009.9117 | 0.29043 | 1010.3948 | 0.016177 | 1010.3948 | 0 | 1009.9117 | 0.0411 | 1084.9215 | 0.071815 | 1009.9117 | 0.0048602 | 1009.9117 | -0.020209 | 1085.6778 | 0.0013044 | 1009.9117 | 0 | 1091.4643 | 0.011702 | 1084.9215 | 0.16559 | 1091.4643 | 0.0044883 | 1118.2097 | 0.018153 | 1306.817 | 0.0010782 | 1045.5154 | 0.012888 | 1212.803 | 0 | 1211.9379 | 0 | 1009.912 | 0 | 1010.3948 | 0 | 1009.9117 | 0 | 1009.9117 | 0.069106 | 1009.9117 | 0.30019 | 1005.3157 | 0.010627
| 453.4647 | 0 |  |  | 453.4647 | 0 | 453.4647 | 0 |  |  | 1010.1548 | -0.11491 | 1004.6123 | 0 | 737.7652 | 0 | 1010.1548 | -1.9996 | 1010.1549 | -0.36942 | 1010.6388 | 0 | 1010.1548 | -0.82452 | 1010.1549 | -0.53591 | 1010.1549 | -0.83554 | 736.947 | 0.0010624 | 1004.6 | 0.019232 | 1010.6388 | -0.15707 | 737.7652 | 0.0052405 | 1004.6 | -0.0016535 | 1010.1548 | -0.13886 | 1004.6 | 0.0246 | 1010.1549 | -0.067474 | 736.947 | 0.001037 | 736.947 | 0.0010196 | 1010.1549 | -0.1557 | 1010.6388 | -0.13329 | 1010.6388 | 0 | 1010.1549 | -0.097066 | 1085.09 | 0.085057 | 1010.1548 | -0.29846 | 1010.1548 | -0.046427 | 1085.8484 | 0 | 1010.1548 | 0 | 1091.6363 | 0.0024604 | 1085.09 | 0.161 | 1091.6363 | 0.0048369 | 1118.3344 | 0.01788 | 1306.9006 | 0.0010816 | 1045.5287 | 0.01292 | 1212.8751 | 0 | 1212.0098 | 0 | 1010.155 | 0 | 1010.6388 | 0 | 1010.1549 | 0 | 1010.1549 | -0.11958 | 1010.1549 | -0.0031752 | 1005.5585 | 0.0071845
| 453.5454 | 0 |  |  | 453.5454 | 0 | 453.5454 | 0 |  |  | 1010.398 | 0.0021737 | 1004.855 | 0 | 737.8945 | 0.015281 | 1010.398 | -0.095605 | 1010.398 | 0.060534 | 1010.8828 | 0 | 1010.398 | 0.38999 | 1010.398 | -0.085513 | 1010.398 | 0.51476 | 737.0682 | 0.00053562 | 1004.9 | 0.052495 | 1010.8828 | 0.079182 | 737.8945 | 0.021001 | 1004.9 | 0.010578 | 1010.398 | 0.072278 | 1004.9 | 0.014807 | 1010.398 | 0.041195 | 737.0682 | 0.00052784 | 737.0682 | 0.00049801 | 1010.398 | 0.36883 | 1010.8828 | 0.023003 | 1010.8828 | 0 | 1010.398 | -0.072581 | 1085.2584 | 0.07331 | 1010.398 | 0.14477 | 1010.398 | -0.057701 | 1086.0189 | 0.00026087 | 1010.398 | 0 | 1091.8083 | 0.0074914 | 1085.2584 | 0.16515 | 1091.8083 | 0.0049222 | 1118.4586 | 0.018186 | 1306.9842 | 0.001085 | 1045.5421 | 0.01295 | 1212.9471 | 0 | 1212.0818 | 0 | 1010.398 | 0 | 1010.8828 | 0 | 1010.398 | 0 | 1010.398 | 0.11012 | 1010.398 | 0.35388 | 1005.8013 | 0.011732
| 453.6261 | 0 |  |  | 453.6261 | 0 | 453.6261 | 0 |  |  | 1010.6412 | -0.087472 | 1005.0977 | 0 | 738.0237 | 0 | 1010.6412 | -2.2304 | 1010.6412 | -0.36463 | 1011.1268 | 0 | 1010.6412 | -0.92488 | 1010.6412 | -0.51723 | 1010.6412 | -0.93883 | 737.1893 | 0.0010243 | 1005.1 | -0.0098758 | 1011.1268 | -0.14367 | 738.0237 | 0 | 1005.1 | -0.01171 | 1010.6412 | -0.13035 | 1005.1 | -0.014574 | 1010.6412 | -0.074475 | 737.1893 | 0.0011102 | 737.1893 | 0.00094967 | 1010.6412 | -0.16122 | 1011.1268 | -0.10211 | 1011.1268 | 0 | 1010.6412 | -0.18326 | 1085.4268 | 0.086338 | 1010.6412 | -0.25229 | 1010.6412 | 0.044319 | 1086.1894 | 0 | 1010.6412 | 0 | 1091.9803 | 0.0021094 | 1085.4268 | 0.16056 | 1091.9803 | 0.0054913 | 1118.5831 | 0.0183 | 1307.068 | 0.0010884 | 1045.5555 | 0.012981 | 1213.0193 | 0 | 1212.1538 | 0 | 1010.641 | 0 | 1011.1268 | 0 | 1010.6412 | 0 | 1010.6412 | -0.2282 | 1010.6412 | 0.034728 | 1006.0442 | 0.0092615
| 453.7067 | 0 |  |  | 453.7067 | 0 | 453.7067 | 0 |  |  | 1010.8844 | -0.00057408 | 1005.3404 | 0 | 738.153 | 0.014163 | 1010.8844 | 0.9787 | 1010.8844 | -0.051256 | 1011.3709 | 0 | 1010.8844 | 0.45249 | 1010.8844 | 0.1154 | 1010.8844 | 0.47697 | 737.3104 | 0.00049162 | 1005.3 | 0.02235 | 1011.3709 | 0.053699 | 738.153 | 0.025703 | 1005.3 | 0.0070443 | 1010.8844 | 0.071801 | 1005.3 | 0.02565 | 1010.8844 | 0.032063 | 737.3104 | 0.00058386 | 737.3104 | 0.00045165 | 1010.8844 | 0.22675 | 1011.3709 | 0.0055294 | 1011.3709 | 0 | 1010.8844 | 0.21262 | 1085.5952 | 0.07961 | 1010.8844 | 0.089692 | 1010.8844 | 0.15363 | 1086.36 | 0.00078262 | 1010.8844 | 0 | 1092.1523 | 0.0086397 | 1085.5952 | 0.16526 | 1092.1523 | 0.0053206 | 1118.7076 | 0.017866 | 1307.1516 | 0.0010917 | 1045.5688 | 0.01301 | 1213.0913 | 0 | 1212.2257 | 0 | 1010.884 | 0 | 1011.3709 | 0 | 1010.8844 | 0 | 1010.8844 | 0.10411 | 1010.8844 | 0.31212 | 1006.287 | 0.012712
| 453.7874 | 0 |  |  | 453.7874 | 0 | 453.7874 | 0 |  |  | 1011.1275 | 0.02926 | 1005.5831 | 0 | 738.2823 | 0 | 1011.1275 | -1.1868 | 1011.1275 | -0.137 | 1011.6149 | 0 | 1011.1275 | -0.77713 | 1011.1275 | -0.48651 | 1011.1275 | -0.5937 | 737.4316 | 0.00099748 | 1005.6 | 0.021311 | 1011.6149 | -0.019697 | 738.2823 | 0 | 1005.6 | -0.023398 | 1011.1275 | -0.085584 | 1005.6 | -0.0054798 | 1011.1275 | -0.034802 | 737.4316 | 0.0011422 | 737.4316 | 0.0009029 | 1011.1275 | -0.25325 | 1011.6149 | 0.022084 | 1011.6149 | 0 | 1011.1275 | 0.15728 | 1085.7637 | 0.082974 | 1011.1275 | -0.15099 | 1011.1275 | 0.11768 | 1086.5305 | 0 | 1011.1275 | 0 | 1092.3243 | 0.0029891 | 1085.7637 | 0.16045 | 1092.3243 | 0.0058683 | 1118.8324 | 0.017245 | 1307.2353 | 0.001095 | 1045.5823 | 0.013039 | 1213.1635 | 0 | 1212.2977 | 0 | 1011.128 | 0 | 1011.6149 | 0 | 1011.1275 | 0 | 1011.1275 | -0.14572 | 1011.1275 | -0.018563 | 1006.5299 | 0.0071495
| 453.8681 | 0 |  |  | 453.8681 | 0 | 453.8681 | 0 |  |  | 1011.3707 | 0.0014614 | 1005.8258 | 0 | 738.4116 | 0.030091 | 1011.3707 | 0.39343 | 1011.3707 | 0.0929 | 1011.8589 | 0 | 1011.3707 | 0.50726 | 1011.3707 | 0.16148 | 1011.3707 | -0.14695 | 737.5527 | 0.00051048 | 1005.8 | -0.031706 | 1011.8589 | 0.10347 | 738.4116 | 0.020688 | 1005.8 | -0.0087205 | 1011.3707 | 0.13868 | 1005.8 | 0.00011659 | 1011.3707 | 0.029577 | 737.5527 | 0.00055985 | 737.5527 | 0.00045165 | 1011.3707 | 0.26797 | 1011.8589 | 0.022156 | 1011.8589 | 0 | 1011.3707 | -0.087821 | 1085.9321 | 0.078863 | 1011.3707 | 0.094396 | 1011.3707 | 0.13839 | 1086.701 | 0.0013044 | 1011.3707 | 0 | 1092.4963 | 0.010608 | 1085.9321 | 0.16526 | 1092.4963 | 0.0055482 | 1118.9568 | 0.017251 | 1307.319 | 0.0010983 | 1045.5957 | 0.013067 | 1213.2355 | 0 | 1212.3698 | 0 | 1011.371 | 0 | 1011.8589 | 0 | 1011.3707 | 0 | 1011.3707 | 0.068054 | 1011.3707 | 0.24608 | 1006.7727 | 0.008111
| 453.9487 | 0 |  |  | 453.9487 | 0 | 453.9487 | 0 |  |  | 1011.6139 | -0.13121 | 1006.0685 | 0 | 738.5409 | 0 | 1011.6139 | -2.0489 | 1011.6139 | -0.38914 | 1012.103 | 0 | 1011.6139 | -1.0301 | 1011.6139 | -0.47115 | 1011.6139 | -1.2873 | 737.6739 | 0.0010176 | 1006.1 | -0.036903 | 1012.103 | -0.22961 | 738.5409 | 0.028942 | 1006.1 | 0.013024 | 1011.6139 | -0.090974 | 1006.1 | 0.00011659 | 1011.6139 | -0.14748 | 737.6739 | 0.0011365 | 737.6739 | 0.00097285 | 1011.6139 | -0.29337 | 1012.103 | -0.16002 | 1012.103 | 0 | 1011.6139 | 0.0010928 | 1086.1005 | 0.086285 | 1011.6139 | -0.35894 | 1011.6139 | -0.19428 | 1086.8716 | 0 | 1011.6139 | 0 | 1092.6683 | 0.0031328 | 1086.1005 | 0.16078 | 1092.6683 | 0.0057616 | 1119.0814 | 0.017589 | 1307.4027 | 0.0011014 | 1045.609 | 0.013094 | 1213.3076 | 0 | 1212.4418 | 0 | 1011.614 | 0 | 1012.103 | 0 | 1011.6139 | 0 | 1011.6139 | -0.14242 | 1011.6139 | -0.10269 | 1007.0156 | 0.0084925
| 454.0294 | 0 |  |  | 454.0294 | 0 | 454.0294 | 0 |  |  | 1011.8571 | 0.026078 | 1006.3112 | 0 | 738.6703 | 0.038043 | 1011.8571 | 0.56631 | 1011.8571 | 0.18332 | 1012.347 | 0 | 1011.8571 | 0.60131 | 1011.8571 | 0.22499 | 1011.8571 | 0.46438 | 737.795 | 0.00051215 | 1006.3 | 0.050418 | 1012.347 | 0.09769 | 738.6703 | 0.007068 | 1006.3 | 0.008947 | 1011.8571 | 0.068419 | 1006.3 | 0.021103 | 1011.8571 | 0.073765 | 737.795 | 0.00057777 | 737.795 | 0.0005216 | 1011.8571 | 0.27055 | 1012.347 | 0.064252 | 1012.347 | 0 | 1011.8571 | -0.090195 | 1086.2689 | 0.077101 | 1011.8571 | 0.13489 | 1011.8571 | 0.060693 | 1087.0421 | 0.0018258 | 1011.8571 | 0 | 1092.8403 | 0.010007 | 1086.2689 | 0.16581 | 1092.8403 | 0.0054557 | 1119.2061 | 0.017457 | 1307.4865 | 0.0011045 | 1045.6224 | 0.01312 | 1213.3798 | 0 | 1212.5138 | 0 | 1011.857 | 0 | 1012.347 | 0 | 1011.8571 | 0 | 1011.8571 | 0.099302 | 1011.8571 | 0.13358 | 1007.2584 | 0.013807
| 454.1101 | 0 |  |  | 454.1101 | 0 | 454.1101 | 0 |  |  | 1012.1003 | -0.019599 | 1006.5539 | 0 | 738.7996 | 0 | 1012.1003 | -1.7687 | 1012.1003 | -0.34182 | 1012.5911 | 0 | 1012.1003 | -0.98039 | 1012.1003 | -0.22084 | 1012.1003 | -0.77928 | 737.9162 | 0.0010293 | 1006.6 | -0.076405 | 1012.5911 | -0.051564 | 738.7996 | 0.022464 | 1006.6 | -0.0089922 | 1012.1003 | -0.13264 | 1006.6 | -0.032412 | 1012.1003 | -0.0022672 | 737.9162 | 0.0011323 | 737.9162 | 0.00099643 | 1012.1003 | -0.3092 | 1012.5911 | -0.082937 | 1012.5911 | 0 | 1012.1003 | -0.042224 | 1086.4374 | 0.087459 | 1012.1003 | -0.19816 | 1012.1003 | -0.16769 | 1087.2127 | 0 | 1012.1003 | 0 | 1093.0123 | 0.0035551 | 1086.4374 | 0.16176 | 1093.0123 | 0.0058043 | 1119.3307 | 0.017092 | 1307.5702 | 0.0011075 | 1045.6359 | 0.013146 | 1213.4519 | 0 | 1212.5858 | 0 | 1012.1 | 0 | 1012.5911 | 0 | 1012.1003 | 0 | 1012.1003 | -0.077969 | 1012.1003 | -0.124 | 1007.5013 | 0.0088566
| 454.1908 | 0 |  |  | 454.1908 | 0 | 454.1908 | 0 |  |  | 1012.3435 | -0.0035124 | 1006.7966 | 0 | 738.929 | 0.055238 | 1012.3435 | -0.15366 | 1012.3435 | 0.19525 | 1012.8351 | 0 | 1012.3435 | 0.51647 | 1012.3435 | 0.62557 | 1012.3435 | 0.36361 | 738.0373 | 0.00052305 | 1006.8 | 0.00051979 | 1012.8351 | 0.10852 | 738.929 | 0 | 1006.8 | 0.017101 | 1012.3435 | 0.043206 | 1006.8 | 0.0085112 | 1012.3435 | 0.02978 | 738.0373 | 0.00055566 | 738.0373 | 0.00047483 | 1012.3435 | 0.2492 | 1012.8351 | 0.036652 | 1012.8351 | 0 | 1012.3435 | 0.23298 | 1086.6058 | 0.074271 | 1012.3435 | 0.13056 | 1012.3435 | 0.1172 | 1087.3832 | 0.0013044 | 1012.3435 | 0 | 1093.1843 | 0.011264 | 1086.6058 | 0.16559 | 1093.1843 | 0.005221 | 1119.4554 | 0.017106 | 1307.6539 | 0.0011104 | 1045.6493 | 0.01317 | 1213.524 | 0 | 1212.6578 | 0 | 1012.343 | 0 | 1012.8351 | 0 | 1012.3435 | 0 | 1012.3435 | 0.14452 | 1012.3435 | 0.24416 | 1007.7442 | 0.014302
| 454.2714 | 0 |  |  | 454.2714 | 0 | 454.2714 | 0 |  |  | 1012.5867 | -0.062481 | 1007.0394 | 0 | 739.0584 | 0 | 1012.5867 | -2.8679 | 1012.5867 | -0.25043 | 1013.0792 | 0 | 1012.5867 | -0.89412 | 1012.5867 | -0.71441 | 1012.5867 | -0.79775 | 738.1584 | 0.001005 | 1007 | -0.011954 | 1013.0792 | -0.12892 | 739.0584 | 0.010553 | 1007 | 0.0078598 | 1012.5867 | -0.073044 | 1007 | -0.021219 | 1012.5867 | -0.0033608 | 738.1584 | 0.0011449 | 738.1584 | 0.00099643 | 1012.5867 | -0.17227 | 1013.0792 | -0.13185 | 1013.0792 | 0 | 1012.5867 | -0.18014 | 1086.7742 | 0.086658 | 1012.5867 | -0.3377 | 1012.5867 | -0.36023 | 1087.5537 | 0 | 1012.5867 | 0 | 1093.3562 | 0.006343 | 1086.7742 | 0.16165 | 1093.3562 | 0.0054415 | 1119.5801 | 0.017071 | 1307.7377 | 0.0011132 | 1045.6626 | 0.013194 | 1213.5962 | 0 | 1212.7299 | 0 | 1012.587 | 0 | 1013.0792 | 0 | 1012.5867 | 0 | 1012.5867 | -0.15624 | 1012.5867 | -0.21966 | 1007.9871 | 0.010939
| 454.3521 | 0 |  |  | 454.3521 | 0 | 454.3521 | 0 |  |  | 1012.8299 | -0.0019897 | 1007.2821 | 0 | 739.1877 | 0.036109 | 1012.8299 | 0.35797 | 1012.8299 | 0.10681 | 1013.3233 | 0 | 1012.8299 | 0.5322 | 1012.8299 | 0.4504 | 1012.8299 | 0.10245 | 738.2796 | 0.00048575 | 1007.3 | 0.025469 | 1013.3232 | 0.025264 | 739.1877 | 0.021314 | 1007.3 | 0.013295 | 1012.8299 | 0.028992 | 1007.3 | 0.019704 | 1012.8299 | 0.052812 | 738.2796 | 0.00059072 | 738.2796 | 0.0005216 | 1012.8299 | 0.21313 | 1013.3232 | 0.025658 | 1013.3232 | 0 | 1012.8299 | 0.20512 | 1086.9426 | 0.074912 | 1012.8299 | 0.16789 | 1012.8299 | 0.16406 | 1087.7243 | 0.00026087 | 1012.8299 | 0 | 1093.5282 | 0.010116 | 1086.9426 | 0.16515 | 1093.5282 | 0.0051499 | 1119.7048 | 0.016836 | 1307.8214 | 0.0011159 | 1045.676 | 0.013217 | 1213.6683 | 0 | 1212.8019 | 0 | 1012.83 | 0 | 1013.3233 | 0 | 1012.8299 | 0 | 1012.8299 | 0.14587 | 1012.8299 | 0.22669 | 1008.23 | 0.011619
| 454.4328 | 0 |  |  | 454.4328 | 0 | 454.4328 | 0 |  |  | 1013.0731 | -0.064775 | 1007.5248 | 0 | 739.3171 | 0 | 1013.0731 | -0.76319 | 1013.0731 | -0.2646 | 1013.5673 | 0 | 1013.0731 | -1.0336 | 1013.0731 | -0.49523 | 1013.0731 | -1.4343 | 738.4007 | 0.0010629 | 1007.5 | -0.078486 | 1013.5673 | -0.17491 | 739.3171 | 0.001681 | 1007.5 | 0.013024 | 1013.0731 | -0.060622 | 1007.5 | -0.0054798 | 1013.0731 | -0.11425 | 738.4007 | 0.0011571 | 738.4007 | 0.0011363 | 1013.0731 | -0.41815 | 1013.5673 | -0.099419 | 1013.5673 | 0 | 1013.0731 | 0.0082913 | 1087.111 | 0.086178 | 1013.0731 | -0.21363 | 1013.0731 | -0.012387 | 1087.8948 | 0 | 1013.0731 | 0 | 1093.7002 | 0.0030308 | 1087.111 | 0.16144 | 1093.7002 | 0.005349 | 1119.8296 | 0.016562 | 1307.9053 | 0.0011184 | 1045.6895 | 0.013239 | 1213.7405 | 0 | 1212.874 | 0 | 1013.073 | 0 | 1013.5673 | 0 | 1013.0731 | 0 | 1013.0731 | -0.051379 | 1013.0731 | -0.093957 | 1008.4729 | 0.0098674
| 454.5135 | 0 |  |  | 454.5135 | 0 | 454.5135 | 0 |  |  | 1013.3164 | -0.03552 | 1007.7676 | 0 | 739.4465 | 0.020126 | 1013.3164 | 0.58469 | 1013.3164 | 0.088151 | 1013.8114 | 0 | 1013.3164 | 0.40603 | 1013.3164 | 0.00019774 | 1013.3164 | -0.16627 | 738.5219 | 0.00059346 | 1007.8 | 0.0046779 | 1013.8114 | 0.0024245 | 739.4465 | 0.0082542 | 1007.8 | -0.0011099 | 1013.3164 | 0.069673 | 1007.8 | 0.017256 | 1013.3164 | 0.033331 | 738.5219 | 0.00056709 | 738.5219 | 0.00061512 | 1013.3164 | -0.075459 | 1013.8114 | 0.028058 | 1013.8114 | 0 | 1013.3164 | 0.13342 | 1087.2794 | 0.077742 | 1013.3164 | 0.0056301 | 1013.3164 | 0.06188 | 1088.0654 | 0.00078262 | 1013.3164 | 0 | 1093.8722 | 0.0062884 | 1087.2794 | 0.16548 | 1093.8722 | 0.0050645 | 1119.9545 | 0.015983 | 1307.989 | 0.0011209 | 1045.7028 | 0.01326 | 1213.8126 | 0 | 1212.946 | 0 | 1013.316 | 0 | 1013.8114 | 0 | 1013.3164 | 0 | 1013.3164 | 0.16676 | 1013.3164 | 0.0038466 | 1008.7158 | 0.013756
| 454.5941 | 0 |  |  | 454.5941 | 0 | 454.5941 | 0 |  |  | 1013.5596 | -0.094651 | 1008.0103 | 0 | 739.5759 | 0 | 1013.5596 | -1.9732 | 1013.5596 | -0.42668 | 1014.0555 | 0 | 1013.5596 | -1.1719 | 1013.5596 | -0.24616 | 1013.5596 | -1.2042 | 738.643 | 0.001088 | 1008 | 0.0025989 | 1014.0555 | -0.16491 | 739.5759 | 0.0058338 | 1008 | -0.0049152 | 1013.5596 | -0.085793 | 1008 | 0.0015157 | 1013.5596 | -0.064735 | 738.643 | 0.0011658 | 738.643 | 0.00109 | 1013.5596 | -0.38944 | 1014.0555 | -0.14306 | 1014.0555 | 0 | 1013.5596 | 0.068458 | 1087.4479 | 0.087032 | 1013.5596 | -0.46015 | 1013.5596 | -0.087243 | 1088.2359 | 0 | 1013.5596 | 0 | 1094.0442 | 0.001245 | 1087.4479 | 0.16067 | 1094.0442 | 0.0056549 | 1120.0792 | 0.015993 | 1308.0728 | 0.0011232 | 1045.7162 | 0.01328 | 1213.8849 | 0 | 1213.0182 | 0 | 1013.56 | 0 | 1014.0555 | 0 | 1013.5596 | 0 | 1013.5596 | -0.15308 | 1013.5596 | -0.062425 | 1008.9587 | 0.0094321
| 454.6748 | 0 |  |  | 454.6748 | 0 | 454.6748 | 0 |  |  | 1013.8028 | -0.011015 | 1008.253 | 0 | 739.7054 | 0.011181 | 1013.8028 | -0.22093 | 1013.8028 | 0.12731 | 1014.2996 | 0 | 1013.8028 | 0.51759 | 1013.8028 | -0.14197 | 1013.8028 | 0.45346 | 738.7642 | 0.00051006 | 1008.3 | 0.0025989 | 1014.2996 | 0.05411 | 739.7054 | 0.018911 | 1008.3 | -0.0073615 | 1013.8028 | 0.11604 | 1008.3 | -0.010726 | 1013.8028 | 0.033433 | 738.7642 | 0.00059911 | 738.7642 | 0.00047483 | 1013.8028 | 0.16417 | 1014.2996 | 0.025352 | 1014.2996 | 0 | 1013.8028 | 0.16677 | 1087.6163 | 0.076994 | 1013.8028 | 0.22431 | 1013.8028 | -0.037017 | 1088.4065 | 0.0018258 | 1013.8028 | 0 | 1094.2162 | 0.0061243 | 1087.6163 | 0.16472 | 1094.2162 | 0.0053633 | 1120.2041 | 0.015933 | 1308.1566 | 0.0011254 | 1045.7296 | 0.013298 | 1213.957 | 0 | 1213.0902 | 0 | 1013.803 | 0 | 1014.2996 | 0 | 1013.8028 | 0 | 1013.8028 | 0.21227 | 1013.8028 | 0.38137 | 1009.2016 | 0.012412
| 454.7555 | 0 |  |  | 454.7555 | 0 | 454.7555 | 0 |  |  | 1014.046 | -0.088667 | 1008.4958 | 0 | 739.8348 | 0 | 1014.046 | -1.7102 | 1014.046 | -0.28967 | 1014.5437 | 0 | 1014.046 | -0.96025 | 1014.046 | -0.65255 | 1014.046 | -1.2201 | 738.8853 | 0.0010411 | 1008.5 | -0.032746 | 1014.5437 | -0.11072 | 739.8348 | 0 | 1008.5 | -0.029378 | 1014.046 | -0.15555 | 1008.5 | -0.0037309 | 1014.046 | -0.13576 | 738.8853 | 0.0011289 | 738.8853 | 0.0010196 | 1014.046 | -0.62576 | 1014.5437 | -0.12949 | 1014.5437 | 0 | 1014.046 | 0.042099 | 1087.7847 | 0.086925 | 1014.046 | -0.26258 | 1014.046 | -0.041628 | 1088.577 | 0 | 1014.046 | 0 | 1094.3882 | 0.002739 | 1087.7847 | 0.15859 | 1094.3882 | 0.0056549 | 1120.329 | 0.014817 | 1308.2405 | 0.0011274 | 1045.7429 | 0.013316 | 1214.0293 | 0 | 1213.1624 | 0 | 1014.046 | 0 | 1014.5437 | 0 | 1014.046 | 0 | 1014.046 | -0.061744 | 1014.046 | -0.12144 | 1009.4445 | 0.0097033
| 454.8362 | 0 |  |  | 454.8362 | 0 | 454.8362 | 0 |  |  | 1014.2893 | -0.070414 | 1008.7385 | 0 | 739.9643 | 0.046641 | 1014.2893 | -0.39661 | 1014.2893 | 0.073291 | 1014.7878 | 0 | 1014.2893 | 0.28936 | 1014.2893 | -0.097551 | 1014.2893 | -0.19146 | 739.0065 | 0.00055155 | 1008.7 | 0.0098758 | 1014.7878 | -0.071668 | 739.9643 | 0.01421 | 1008.7 | 0.0021518 | 1014.2893 | -0.043723 | 1008.7 | 0.011309 | 1014.2893 | 0.0030512 | 739.0065 | 0.00053051 | 739.0065 | 0.00054478 | 1014.2893 | 0.18331 | 1014.7878 | -0.025408 | 1014.7878 | 0 | 1014.2893 | 0.11243 | 1087.9531 | 0.076353 | 1014.2893 | 0.064636 | 1014.2893 | 0.060239 | 1088.7476 | 0.00078262 | 1014.2893 | 0 | 1094.5602 | 0.0060696 | 1087.9531 | 0.16362 | 1094.5602 | 0.0052281 | 1120.454 | 0.014259 | 1308.3242 | 0.0011293 | 1045.7563 | 0.013333 | 1214.1014 | 0 | 1213.2344 | 0 | 1014.289 | 0 | 1014.7878 | 0 | 1014.2893 | 0 | 1014.2893 | 0.19455 | 1014.2893 | 0.11888 | 1009.6874 | 0.013347
| 454.9169 | 0 |  |  | 454.9169 | 0 | 454.9169 | 0 |  |  | 1014.5325 | -0.08436 | 1008.9813 | 0 | 740.0937 | 0 | 1014.5325 | -1.5128 | 1014.5325 | -0.29512 | 1015.0319 | 0 | 1014.5325 | -0.89577 | 1014.5325 | -0.38149 | 1014.5325 | -0.72554 | 739.1276 | 0.0010147 | 1009 | 0.016113 | 1015.0319 | -0.19103 | 740.0937 | 0.0031641 | 1009 | -0.0046433 | 1014.5325 | -0.12914 | 1009 | 0.0046636 | 1014.5325 | -0.07478 | 739.1276 | 0.0010488 | 739.1276 | 0.0011131 | 1014.5325 | -0.25435 | 1015.0319 | -0.15606 | 1015.0319 | 0 | 1014.5325 | -0.21537 | 1088.1215 | 0.087032 | 1014.5325 | -0.40995 | 1014.5325 | -0.20948 | 1088.9181 | 0 | 1014.5325 | 0 | 1094.7322 | 0.0031887 | 1088.1215 | 0.15619 | 1094.7322 | 0.0054771 | 1120.5789 | 0.014822 | 1308.4081 | 0.0011311 | 1045.7698 | 0.013349 | 1214.1737 | 0 | 1213.3065 | 0 | 1014.533 | 0 | 1015.0319 | 0 | 1014.5325 | 0 | 1014.5325 | -0.70368 | 1014.5325 | -0.10802 | 1009.9304 | 0.0087255
| 454.9975 | 0 |  |  | 454.9975 | 0 | 454.9976 | 0 |  |  | 1014.7758 | 0.01747 | 1009.2241 | 0 | 740.2232 | 0.03396 | 1014.7758 | 0.097958 | 1014.7758 | 0.018281 | 1015.276 | 0 | 1014.7758 | 0.7803 | 1014.7758 | 0 | 1014.7758 | 1.0589 | 739.2488 | 0.00047821 | 1009.2 | 0.026508 | 1015.276 | 0.036208 | 740.2232 | 0.020165 | 1009.2 | 0.008947 | 1014.7758 | 0.12316 | 1009.2 | 0.019004 | 1014.7758 | 0.028664 | 739.2488 | 0.00051831 | 739.2488 | 0.00056836 | 1014.7758 | 0.2654 | 1015.276 | 0.043313 | 1015.276 | 0 | 1014.7758 | 0.12005 | 1088.2899 | 0.071281 | 1014.7758 | 0.17477 | 1014.7758 | 0.22331 | 1089.0887 | 0.00078262 | 1014.7758 | 0 | 1094.9042 | 0.010663 | 1088.2899 | 0.16165 | 1094.9042 | 0.0049436 | 1120.7039 | 0.01536 | 1308.4919 | 0.0011327 | 1045.7832 | 0.013364 | 1214.2459 | 0 | 1213.3787 | 0 | 1014.776 | 0 | 1015.276 | 0 | 1014.7758 | 0 | 1014.7758 | 0.53752 | 1014.7758 | 0.18365 | 1010.1733 | 0.011704
| 455.0782 | 0 |  |  | 455.0782 | 0 | 455.0782 | 0 |  |  | 1015.019 | -0.067399 | 1009.4668 | 0 | 740.3527 | 0 | 1015.019 | -2.8196 | 1015.019 | -0.34821 | 1015.5201 | 0 | 1015.019 | -1.1612 | 1015.019 | 0 | 1015.019 | -1.5191 | 739.3699 | 0.00097863 | 1009.5 | 0.032746 | 1015.5201 | -0.13084 | 740.3527 | 0.017971 | 1009.5 | 0.0048699 | 1015.019 | 0.046724 | 1009.5 | 0.0060627 | 1015.019 | -0.092688 | 739.3699 | 0.0010888 | 739.3699 | 0.0011363 | 1015.019 | -0.44208 | 1015.5201 | -0.068191 | 1015.5201 | 0 | 1015.019 | -0.29107 | 1088.4583 | 0.083348 | 1015.019 | -0.33533 | 1015.019 | -0.13362 | 1089.2592 | 0 | 1015.019 | 0 | 1095.0762 | 0.001743 | 1088.4583 | 0.15499 | 1095.0762 | 0.0054273 | 1120.8289 | 0.015237 | 1308.5758 | 0.0011341 | 1045.7965 | 0.013377 | 1214.3181 | 0 | 1213.4508 | 0 | 1015.019 | 0 | 1015.5201 | 0 | 1015.019 | 0 | 1015.019 | -0.081124 | 1015.019 | -0.16853 | 1010.4162 | 0.0083015
| 455.1589 | 0 |  |  | 455.1589 | 0 | 455.1589 | 0 |  |  | 1015.2623 | -0.052685 | 1009.7096 | 0 | 740.4822 | 0.022783 | 1015.2623 | -0.49642 | 1015.2623 | 0.084063 | 1015.7643 | 0 | 1015.2623 | 0.43728 | 1015.2623 | 0 | 1015.2623 | 0.82295 | 739.4911 | 0.00051802 | 1009.7 | 0.028587 | 1015.7643 | 0.0058751 | 740.4822 | 0.020165 | 1009.7 | -0.0027408 | 1015.2623 | 0.035022 | 1009.7 | 0.0039641 | 1015.2623 | -0.037491 | 739.4911 | 0.00057167 | 739.4911 | 0.00056836 | 1015.2623 | 0.086502 | 1015.7643 | -0.031246 | 1015.7643 | 0 | 1015.2623 | 0.22574 | 1088.6267 | 0.074645 | 1015.2623 | 0.045445 | 1015.2623 | -0.051738 | 1089.4298 | 0.00078262 | 1015.2623 | 0 | 1095.2482 | 0.0080382 | 1088.6267 | 0.16198 | 1095.2482 | 0.0051997 | 1120.9539 | 0.014843 | 1308.6597 | 0.0011354 | 1045.8099 | 0.01339 | 1214.3904 | 0 | 1213.523 | 0 | 1015.262 | 0 | 1015.7643 | 0 | 1015.2623 | 0 | 1015.2623 | 0.12214 | 1015.2623 | 0.16703 | 1010.6592 | 0.012943
| 455.2396 | 0 |  |  | 455.2396 | 0 | 455.2396 | 0 |  |  | 1015.5055 | 7.3658e-06 | 1009.9524 | 0 | 740.6117 | 0 | 1015.5055 | -1.9926 | 1015.5055 | -0.19438 | 1016.0084 | 0 | 1015.5055 | -0.9101 | 1015.5055 | 0 | 1015.5055 | -0.97494 | 739.6122 | 0.00098575 | 1010 | -0.026508 | 1016.0084 | -0.074032 | 740.6117 | 0.0096899 | 1010 | -0.0024689 | 1015.5055 | -0.093278 | 1010 | -0.015274 | 1015.5055 | 0.014104 | 739.6122 | 0.0010622 | 739.6122 | 0.0011131 | 1015.5055 | -0.015205 | 1016.0084 | -0.042004 | 1016.0084 | 0 | 1015.5055 | -0.067959 | 1088.7952 | 0.085217 | 1015.5055 | -0.30668 | 1015.5055 | -0.1141 | 1089.6003 | 0 | 1015.5055 | 0 | 1095.4202 | 0.0039105 | 1088.7952 | 0.15586 | 1095.4202 | 0.0051143 | 1121.079 | 0.014744 | 1308.7435 | 0.0011365 | 1045.8234 | 0.013401 | 1214.4626 | 0 | 1213.5951 | 0 | 1015.506 | 0 | 1016.0084 | 0 | 1015.5055 | 0 | 1015.5055 | -0.17427 | 1015.5055 | -0.21795 | 1010.9021 | 0.0091237
| 455.3203 | 0 |  |  | 455.3203 | 0 | 455.3203 | 0 |  |  | 1015.7488 | 0.050421 | 1010.1951 | 0 | 740.7412 | 0.039978 | 1015.7488 | 0.31684 | 1015.7488 | 0.17161 | 1016.2525 | 0 | 1015.7488 | 0.31948 | 1015.7488 | 0 | 1015.7488 | 0.019344 | 739.7334 | 0.00048407 | 1010.2 | 0.012994 | 1016.2525 | 0.076999 | 740.7412 | 0.0032127 | 1010.2 | 0.010578 | 1015.7488 | 0.060356 | 1010.2 | 0.013058 | 1015.7488 | 0.072547 | 739.7334 | 0.00049164 | 739.7334 | 0.00054478 | 1015.7488 | 0.24515 | 1016.2525 | 0.11449 | 1016.2525 | 0 | 1015.7488 | 0.015116 | 1088.9636 | 0.071334 | 1015.7488 | 0.40948 | 1015.7488 | 0.26621 | 1089.7709 | 0.00078262 | 1015.7488 | 0 | 1095.5922 | 0.0094052 | 1088.9636 | 0.16253 | 1095.5922 | 0.0043888 | 1121.204 | 0.014631 | 1308.8275 | 0.0011375 | 1045.8368 | 0.013411 | 1214.5349 | 0 | 1213.6672 | 0 | 1015.749 | 0 | 1016.2525 | 0 | 1015.7488 | 0 | 1015.7488 | 0.12724 | 1015.7488 | 0.28741 | 1011.1451 | 0.01099
| 455.401 | 0 |  |  | 455.401 | 0 | 455.401 | 0 |  |  | 1015.9921 | -0.11498 | 1010.4379 | 0 | 740.8708 | 0 | 1015.9921 | -1.3349 | 1015.9921 | -0.34566 | 1016.4967 | 0 | 1015.9921 | -1.1283 | 1015.9921 | 0 | 1015.9921 | -0.72386 | 739.8546 | 0.00094384 | 1010.4 | 0.031706 | 1016.4967 | -0.21261 | 740.8708 | 0.012642 | 1010.4 | 0.0029672 | 1015.9921 | -0.038129 | 1010.4 | 0.0043138 | 1015.9921 | -0.042108 | 739.8546 | 0.0010168 | 739.8546 | 0.00097285 | 1015.9921 | -0.41999 | 1016.4967 | -0.15774 | 1016.4967 | 0 | 1015.9921 | 0.072081 | 1089.132 | 0.085858 | 1015.9921 | -0.39355 | 1015.9921 | -0.3075 | 1089.9415 | 0 | 1015.9921 | 0 | 1095.7642 | 0.0020666 | 1089.132 | 0.15728 | 1095.7642 | 0.004716 | 1121.3291 | 0.01449 | 1308.9114 | 0.0011382 | 1045.8501 | 0.01342 | 1214.6072 | 0 | 1213.7394 | 0 | 1015.992 | 0 | 1016.4967 | 0 | 1015.9921 | 0 | 1015.9921 | -0.15579 | 1015.9921 | -0.30808 | 1011.3881 | 0.0093296
| 455.4817 | 0 |  |  | 455.4817 | 0 | 455.4817 | 0 |  |  | 1016.2353 | -0.073909 | 1010.6807 | 0 | 741.0003 | 0.053304 | 1016.2353 | 0.98701 | 1016.2354 | 0.10901 | 1016.7408 | 0 | 1016.2353 | 0.50091 | 1016.2354 | 0 | 1016.2354 | 0.32918 | 739.9757 | 0.00047024 | 1010.7 | -0.0098758 | 1016.7408 | 0.0050953 | 741.0003 | 0.014732 | 1010.7 | -0.0070897 | 1016.2353 | 0.070342 | 1010.7 | 0.02565 | 1016.2354 | -0.014205 | 739.9757 | 0.00052708 | 739.9757 | 0.00043606 | 1016.2354 | 0.080612 | 1016.7408 | 0.038763 | 1016.7408 | 0 | 1016.2354 | -0.017239 | 1089.3004 | 0.077154 | 1016.2353 | 0.092004 | 1016.2353 | 0.2449 | 1090.112 | 0.00078262 | 1016.2353 | 0 | 1095.9362 | 0.0098427 | 1089.3004 | 0.16406 | 1095.9362 | 0.0044243 | 1121.4542 | 0.014315 | 1308.9952 | 0.0011388 | 1045.8635 | 0.013428 | 1214.6794 | 0 | 1213.8115 | 0 | 1016.235 | 0 | 1016.7408 | 0 | 1016.2354 | 0 | 1016.2354 | 0.14016 | 1016.2354 | 0.23159 | 1011.631 | 0.013392
| 455.5624 | 0 |  |  | 455.5624 | 0 | 455.5624 | 0 |  |  | 1016.4786 | 0.035389 | 1010.9235 | 0 | 741.1299 | 0 | 1016.4786 | -1.5874 | 1016.4786 | -0.067932 | 1016.985 | 0 | 1016.4786 | -0.97427 | 1016.4786 | 0 | 1016.4786 | -1.0824 | 740.0969 | 0.0010277 | 1010.9 | 0.014034 | 1016.985 | -0.022848 | 741.1299 | 0.016508 | 1010.9 | 0.0054135 | 1016.4786 | -0.085324 | 1010.9 | -0.015274 | 1016.4786 | -0.020851 | 740.0969 | 0.0011178 | 740.0969 | 0.00095726 | 1016.4786 | -0.21938 | 1016.985 | -0.011791 | 1016.985 | 0 | 1016.4786 | 0.00049314 | 1089.4688 | 0.087299 | 1016.4786 | -0.14762 | 1016.4786 | -0.12874 | 1090.2826 | 0 | 1016.4786 | 0 | 1096.1082 | 0.0033182 | 1089.4688 | 0.15859 | 1096.1082 | 0.0047231 | 1121.5793 | 0.014105 | 1309.0792 | 0.0011393 | 1045.877 | 0.013435 | 1214.7517 | 0 | 1213.8838 | 0 | 1016.479 | 0 | 1016.985 | 0 | 1016.4786 | 0 | 1016.4786 | -0.047773 | 1016.4786 | 0.028336 | 1011.874 | 0.008794
| 455.6431 | 0 |  |  | 455.6431 | 0 | 455.6431 | 0 |  |  | 1016.7219 | 0.007637 | 1011.1663 | 0 | 741.2595 | 0.025362 | 1016.7219 | -0.56088 | 1016.7219 | 0.094418 | 1017.2292 | 0 | 1016.7219 | 0.74862 | 1016.7219 | 0 | 1016.7219 | 0.18642 | 740.218 | 0.0005658 | 1011.2 | 0.035864 | 1017.2292 | 0.056897 | 741.2595 | 0.010657 | 1011.2 | 0.0026954 | 1016.7219 | 0.10457 | 1011.2 | 0.025301 | 1016.7219 | 0.023844 | 740.218 | 0.00059111 | 740.218 | 0.00052919 | 1016.7219 | 0.28858 | 1017.2292 | 0.059771 | 1017.2292 | 0 | 1016.7219 | 0.17477 | 1089.6372 | 0.071922 | 1016.7219 | 0.24247 | 1016.7219 | 0.14426 | 1090.4531 | 0.00078262 | 1016.7219 | 0 | 1096.2802 | 0.010225 | 1089.6372 | 0.1645 | 1096.2802 | 0.0048369 | 1121.7045 | 0.014232 | 1309.1631 | 0.0011396 | 1045.8904 | 0.01344 | 1214.824 | 0 | 1213.9559 | 0 | 1016.722 | 0 | 1017.2292 | 0 | 1016.7219 | 0 | 1016.7219 | 0.10396 | 1016.7219 | 0.26546 | 1012.117 | 0.010776
| 455.7238 | 0 |  |  | 455.7238 | 0 | 455.7238 | 0 |  |  | 1016.9652 | 0.0078504 | 1011.4091 | 0 | 741.389 | 0 | 1016.9652 | -1.4265 | 1016.9652 | -0.096565 | 1017.4733 | 0 | 1016.9652 | -0.96311 | 1016.9652 | 0 | 1016.9652 | -1.1488 | 740.3392 | 0.0011123 | 1011.4 | 0.0036384 | 1017.4733 | -0.041888 | 741.389 | 0.015045 | 1011.4 | -0.0076332 | 1016.9652 | -0.045365 | 1011.4 | 0.005713 | 1016.9652 | -0.057378 | 740.3392 | 0.0011449 | 740.3392 | 0.0010196 | 1016.9652 | -0.33092 | 1017.4733 | -0.049744 | 1017.4733 | 0 | 1016.9652 | 0.036228 | 1089.8056 | 0.085591 | 1016.9652 | -0.22933 | 1016.9652 | -0.048492 | 1090.6237 | 0 | 1016.9652 | 0 | 1096.4522 | 0.003079 | 1089.8056 | 0.15958 | 1096.4522 | 0.0053561 | 1121.8297 | 0.013994 | 1309.2471 | 0.0011397 | 1045.9037 | 0.013445 | 1214.8962 | 0 | 1214.0282 | 0 | 1016.965 | 0 | 1017.4733 | 0 | 1016.9652 | 0 | 1016.9652 | -0.040262 | 1016.9652 | -0.074356 | 1012.36 | 0.0088505
| 455.8045 | 0 |  |  | 455.8045 | 0 | 455.8045 | 0 |  |  | 1017.2085 | 0.022503 | 1011.6519 | 0 | 741.5186 | 0.0085722 | 1017.2085 | 0.0522 | 1017.2085 | 0.15901 | 1017.7175 | 0 | 1017.2085 | 0.65435 | 1017.2085 | 0 | 1017.2085 | 0.2704 | 740.4603 | 0.00055239 | 1011.7 | -0.044181 | 1017.7175 | 0.074794 | 741.5186 | 0.011807 | 1011.7 | -0.00029446 | 1017.2085 | -0.054661 | 1011.7 | -0.009677 | 1017.2085 | 0.023641 | 740.4603 | 0.00055452 | 740.4603 | 0.00049801 | 1017.2085 | 0.20356 | 1017.7175 | 0.014931 | 1017.7175 | 0 | 1017.2085 | 0.24972 | 1089.974 | 0.075766 | 1017.2085 | 0.18427 | 1017.2085 | 0.053511 | 1090.7942 | 0.00078262 | 1017.2085 | 0 | 1096.6242 | 0.010882 | 1089.974 | 0.16537 | 1096.6242 | 0.0047729 | 1121.955 | 0.013227 | 1309.3311 | 0.0011396 | 1045.9171 | 0.013448 | 1214.9686 | 0 | 1214.1003 | 0 | 1017.208 | 0 | 1017.7175 | 0 | 1017.2085 | 0 | 1017.2085 | -0.0050376 | 1017.2085 | 0.2921 | 1012.603 | 0.012878
| 455.8852 | 0 |  |  | 455.8852 | 0 | 455.8852 | 0 |  |  | 1017.4518 | -0.085955 | 1011.8947 | 0 | 741.6482 | 0 | 1017.4518 | -1.7536 | 1017.4518 | -0.41036 | 1017.9617 | 0 | 1017.4518 | -1.1643 | 1017.4518 | 0 | 1017.4518 | -1.2327 | 740.5815 | 0.0010629 | 1011.9 | 0.00051979 | 1017.9617 | -0.17803 | 741.6482 | 0.02215 | 1011.9 | -0.0019253 | 1017.4518 | -0.095577 | 1011.9 | -0.0075784 | 1017.4518 | -0.10121 | 740.5815 | 0.0011491 | 740.5815 | 0.00094967 | 1017.4518 | -0.49214 | 1017.9617 | -0.11328 | 1017.9617 | 0 | 1017.4518 | -0.033604 | 1090.1424 | 0.086552 | 1017.4518 | -0.28594 | 1017.4518 | -0.31309 | 1090.9648 | 0 | 1017.4518 | 0 | 1096.7962 | 0.0042341 | 1090.1424 | 0.16067 | 1096.7962 | 0.0048867 | 1122.0802 | 0.012878 | 1309.415 | 0.0011394 | 1045.9305 | 0.013451 | 1215.0409 | 0 | 1214.1726 | 0 | 1017.452 | 0 | 1017.9617 | 0 | 1017.4518 | 0 | 1017.4518 | -0.092842 | 1017.4518 | -0.18088 | 1012.846 | 0.0089158
| 455.9658 | 0 |  |  | 455.9658 | 0 | 455.9659 | 0 |  |  | 1017.6951 | -0.0049789 | 1012.1375 | 0 | 741.7779 | 0.025792 | 1017.6951 | 1.3391 | 1017.6951 | 0.08448 | 1018.2059 | 0 | 1017.6951 | 0.53248 | 1017.6951 | 0 | 1017.6951 | 0.70958 | 740.7026 | 0.00051425 | 1012.1 | 0.006757 | 1018.2059 | 0.11946 | 741.7779 | 0.024867 | 1012.1 | -0.0019253 | 1017.6951 | -0.0015589 | 1012.1 | 0.0074619 | 1017.6951 | -0.08452 | 740.7026 | 0.00059987 | 740.7026 | 0.00045165 | 1017.6951 | 0.50392 | 1018.2059 | -0.001036 | 1018.2059 | 0 | 1017.6951 | 0.11281 | 1090.3108 | 0.076247 | 1017.6951 | 0.1803 | 1017.6951 | 0.020664 | 1091.1354 | 0.00078262 | 1017.6951 | 0 | 1096.9682 | 0.0082022 | 1090.3108 | 0.1657 | 1096.9682 | 0.0045808 | 1122.2056 | 0.013216 | 1309.499 | 0.001139 | 1045.944 | 0.013452 | 1215.1133 | 0 | 1214.2448 | 0 | 1017.695 | 0 | 1018.2059 | 0 | 1017.6951 | 0 | 1017.6951 | 0.074063 | 1017.6951 | 0.28251 | 1013.089 | 0.013854
| 456.0466 | 0 |  |  | 456.0466 | 0 | 456.0466 | 0 |  |  | 1017.9384 | -0.12097 | 1012.3803 | 0 | 741.9075 | 0 | 1017.9384 | -2.8098 | 1017.9384 | -0.41802 | 1018.4501 | 0 | 1017.9384 | -1.3595 | 1017.9384 | 0 | 1017.9384 | -1.4099 | 740.8238 | 0.0010256 | 1012.4 | -0.0036384 | 1018.4501 | -0.25494 | 741.9075 | 0.0082067 | 1012.4 | -0.013613 | 1017.9384 | -0.099983 | 1012.4 | -0.00058295 | 1017.9384 | -0.17036 | 740.8238 | 0.0011479 | 740.8238 | 0.00097285 | 1017.9384 | -0.42036 | 1018.4501 | -0.19973 | 1018.4501 | 0 | 1017.9384 | -0.23835 | 1090.4792 | 0.087673 | 1017.9384 | -0.23089 | 1017.9384 | -0.089799 | 1091.3059 | 0 | 1017.9384 | 0 | 1097.1402 | 0.0017068 | 1090.4792 | 0.16133 | 1097.1402 | 0.0050574 | 1122.3309 | 0.013373 | 1309.583 | 0.0011385 | 1045.9573 | 0.013452 | 1215.1855 | 0 | 1214.317 | 0 | 1017.938 | 0 | 1018.4501 | 0 | 1017.9384 | 0 | 1017.9384 | -0.13566 | 1017.9384 | -0.15532 | 1013.332 | 0.0092218
| 456.1273 | 0 |  |  | 456.1273 | 0 | 456.1273 | 0 |  |  | 1018.1817 | 0.049831 | 1012.6231 | 0 | 742.0371 | 0.012672 | 1018.1817 | 1.4107 | 1018.1817 | 0.033082 | 1018.6943 | 0 | 1018.1817 | 0.67432 | 1018.1817 | 0 | 1018.1817 | -0.18726 | 740.945 | 0.00053101 | 1012.6 | 0.026508 | 1018.6943 | 0.10152 | 742.0371 | 0 | 1012.6 | -0.0021971 | 1018.1817 | 0.21206 | 1012.6 | -0.0033811 | 1018.1817 | 0.023591 | 740.945 | 0.00055566 | 740.945 | 0.0005216 | 1018.1817 | 0.45901 | 1018.6943 | 0.055913 | 1018.6943 | 0 | 1018.1817 | 0.35403 | 1090.6476 | 0.077635 | 1018.1817 | 0.08355 | 1018.1817 | 0.15126 | 1091.4765 | 0.00078262 | 1018.1817 | 0 | 1097.3122 | 0.0044359 | 1090.6476 | 0.16581 | 1097.3122 | 0.0052139 | 1122.4564 | 0.013336 | 1309.667 | 0.0011377 | 1045.9707 | 0.01345 | 1215.2579 | 0 | 1214.3893 | 0 | 1018.182 | 0 | 1018.6943 | 0 | 1018.1817 | 0 | 1018.1817 | 0.11448 | 1018.1817 | 0.47852 | 1013.575 | 0.012912
| 456.2079 | 0 |  |  | 456.2079 | 0 | 456.208 | 0 |  |  | 1018.425 | -0.045334 | 1012.866 | 0 | 742.1668 | 0 | 1018.425 | -1.2095 | 1018.425 | -0.33824 | 1018.9385 | 0 | 1018.425 | -1.0172 | 1018.425 | 0 | 1018.425 | -1.0875 | 741.0661 | 0.0010666 | 1012.9 | 0.011954 | 1018.9385 | 0.0031091 | 742.1668 | 0 | 1012.9 | 0.010034 | 1018.425 | 0.0011493 | 1012.9 | -0.015623 | 1018.425 | -0.055095 | 741.0661 | 0.001077 | 741.0661 | 0.0010432 | 1018.425 | -0.23079 | 1018.9385 | -0.070945 | 1018.9385 | 0 | 1018.425 | -0.15503 | 1090.816 | 0.086338 | 1018.425 | -0.3317 | 1018.425 | -0.035633 | 1091.6471 | 0 | 1018.425 | 0 | 1097.4842 | 0.0038392 | 1090.816 | 0.16155 | 1097.4842 | 0.0060746 | 1122.5817 | 0.013357 | 1309.751 | 0.0011369 | 1045.9841 | 0.013448 | 1215.3303 | 0 | 1214.4615 | 0 | 1018.425 | 0 | 1018.9385 | 0 | 1018.425 | 0 | 1018.425 | -0.15474 | 1018.425 | -0.0046354 | 1013.818 | 0.0096405
| 456.2887 | 0 |  |  | 456.2887 | 0 | 456.2887 | 0 |  |  | 1018.6683 | 0.031673 | 1013.1088 | 0 | 742.2965 | 0.024932 | 1018.6683 | 0.22654 | 1018.6683 | 0.2637 | 1019.1827 | 0 | 1018.6683 | 0.80901 | 1018.6683 | 0 | 1018.6683 | 0.90524 | 741.1873 | 0.00055532 | 1013.1 | 0.066009 | 1019.1827 | 0.15123 | 742.2965 | 0.0014333 | 1013.1 | 0.025527 | 1018.6683 | 0.077837 | 1013.1 | 0.0011659 | 1018.6683 | 0.018568 | 741.1873 | 0.00052899 | 741.1873 | 0.0005216 | 1018.6683 | 0.014075 | 1019.1827 | 0.043032 | 1019.1827 | 0 | 1018.6683 | 0.16378 | 1090.9844 | 0.076727 | 1018.6683 | 0.27862 | 1018.6683 | 0.25765 | 1091.8176 | 0.00026087 | 1018.6683 | 0 | 1097.6562 | 0.00078758 | 1090.9844 | 0.1657 | 1097.6562 | 0.0054628 | 1122.707 | 0.012992 | 1309.8351 | 0.0011358 | 1045.9976 | 0.013445 | 1215.4027 | 0 | 1214.5338 | 0 | 1018.668 | 0 | 1019.1827 | 0 | 1018.6683 | 0 | 1018.6683 | 0.29685 | 1018.6683 | 0.42611 | 1014.0611 | 0.013471
| 456.3694 | 0 |  |  | 456.3694 | 0 | 456.3694 | 0 |  |  | 1018.9116 | -0.0696 | 1013.3516 | 0 | 742.4262 | 0 | 1018.9116 | -2.7175 | 1018.9116 | -0.11058 | 1019.4269 | 0 | 1018.9116 | -1.0735 | 1018.9116 | 0 | 1018.9116 | -0.95311 | 741.3085 | 0.0010717 | 1013.4 | 0.0015593 | 1019.4269 | -0.081539 | 742.4262 | 0.020688 | 1013.4 | 0.00079277 | 1018.9116 | -0.099835 | 1013.4 | 0.0043138 | 1018.9116 | -0.029273 | 741.3085 | 0.0011209 | 741.3085 | 0.0010664 | 1018.9116 | -0.15349 | 1019.4269 | -0.056842 | 1019.4269 | 0 | 1018.9116 | 0.016865 | 1091.1528 | 0.086819 | 1018.9116 | -0.29267 | 1018.9116 | 0.10019 | 1091.9882 | 0 | 1018.9116 | 0 | 1097.8282 | 0.0063977 | 1091.1528 | 0.16176 | 1097.8282 | 0.0054059 | 1122.8325 | 0.01256 | 1309.9191 | 0.0011346 | 1046.0109 | 0.01344 | 1215.475 | 0 | 1214.6061 | 0 | 1018.912 | 0 | 1019.4269 | 0 | 1018.9116 | 0 | 1018.9116 | -0.036506 | 1018.9116 | -0.02301 | 1014.3041 | 0.011308
| 456.4501 | 0 |  |  | 456.4501 | 0 | 456.4501 | 0 |  |  | 1019.155 | 0.029623 | 1013.5944 | 0 | 742.5559 | 0.03396 | 1019.155 | 0.39102 | 1019.155 | 0.23137 | 1019.6711 | 0 | 1019.155 | 0.9808 | 1019.155 | 0 | 1019.155 | 0.7692 | 741.4296 | 0.00053688 | 1013.6 | -0.0057175 | 1019.6711 | 0.034368 | 742.5559 | 0.013269 | 1013.6 | 0.02444 | 1019.155 | 0.19796 | 1013.6 | 0.0085112 | 1019.155 | 0.075135 | 741.4296 | 0.00059454 | 741.4296 | 0.00054478 | 1019.155 | 0.25546 | 1019.6711 | 0.11731 | 1019.6711 | 0 | 1019.155 | 0.34342 | 1091.3212 | 0.080465 | 1019.155 | 0.18009 | 1019.155 | 0.040566 | 1092.1588 | 0.00026087 | 1019.155 | 0 | 1098.0002 | 0.0055228 | 1091.3212 | 0.16559 | 1098.0002 | 0.0048013 | 1122.958 | 0.01267 | 1310.0031 | 0.0011333 | 1046.0243 | 0.013435 | 1215.5474 | 0 | 1214.6783 | 0 | 1019.155 | 0 | 1019.6711 | 0 | 1019.155 | 0 | 1019.155 | 0.21633 | 1019.155 | 0.55117 | 1014.5471 | 0.013799
| 456.5308 | 0 |  |  | 456.5308 | 0 | 456.5308 | 0 |  |  | 1019.3983 | -0.044994 | 1013.8373 | 0 | 742.6856 | 0 | 1019.3983 | -1.9405 | 1019.3983 | -0.4579 | 1019.9153 | 0 | 1019.3983 | -1.1531 | 1019.3983 | 0 | 1019.3983 | -1.1521 | 741.5508 | 0.0010365 | 1013.8 | 0.021311 | 1019.9153 | -0.23089 | 742.6856 | 0.024867 | 1013.8 | -0.015787 | 1019.3983 | -0.078658 | 1013.8 | -0.0086277 | 1019.3983 | 0.012277 | 741.5508 | 0.0010968 | 741.5508 | 0.0010432 | 1019.3983 | -0.30699 | 1019.9153 | -0.071709 | 1019.9153 | 0 | 1019.3983 | -0.2877 | 1091.4896 | 0.086445 | 1019.3983 | -0.13205 | 1019.3983 | 0.05423 | 1092.3294 | 0 | 1019.3983 | 0 | 1098.1722 | 0.0016376 | 1091.4896 | 0.16144 | 1098.1722 | 0.0048084 | 1123.0835 | 0.012816 | 1310.0872 | 0.0011318 | 1046.0377 | 0.013428 | 1215.6198 | 0 | 1214.7506 | 0 | 1019.398 | 0 | 1019.9153 | 0 | 1019.3983 | 0 | 1019.3983 | -0.2291 | 1019.3983 | -0.056885 | 1014.7902 | 0.011603
| 456.6115 | 0 |  |  | 456.6115 | 0 | 456.6115 | 0 |  |  | 1019.6416 | -0.012869 | 1014.0801 | 0 | 742.8153 | 0.030091 | 1019.6416 | -0.23814 | 1019.6416 | 0.14308 | 1020.1596 | 0 | 1019.6416 | 0.54135 | 1019.6416 | 0 | 1019.6416 | -0.021794 | 741.672 | 0.00050377 | 1014.1 | 0.017152 | 1020.1596 | 0.033616 | 742.8153 | 0 | 1014.1 | -0.01606 | 1019.6416 | 0.099462 | 1014.1 | 0.0043138 | 1019.6416 | 0.07275 | 741.672 | 0.00050231 | 741.672 | 0.00049801 | 1019.6416 | 0.20834 | 1020.1596 | 0.058951 | 1020.1596 | 0 | 1019.6416 | 0.11605 | 1091.6579 | 0.075286 | 1019.6416 | 0.10253 | 1019.6416 | 0.15107 | 1092.4999 | 0.0013044 | 1019.6416 | 0 | 1098.3442 | 0.0062337 | 1091.6579 | 0.16526 | 1098.3442 | 0.0040331 | 1123.209 | 0.012615 | 1310.1713 | 0.0011302 | 1046.0511 | 0.013421 | 1215.6921 | 0 | 1214.8229 | 0 | 1019.642 | 0 | 1020.1596 | 0 | 1019.6416 | 0 | 1019.6416 | 0.17231 | 1019.6416 | 0.21454 | 1015.0332 | 0.014828
| 456.6922 | 0 |  |  | 456.6922 | 0 | 456.6922 | 0 |  |  | 1019.885 | -0.044697 | 1014.323 | 0 | 742.945 | 0 | 1019.885 | -2.4664 | 1019.885 | -0.30335 | 1020.4038 | 0 | 1019.885 | -1.2116 | 1019.885 | 0 | 1019.885 | 0 | 741.7931 | 0.00097275 | 1014.3 | 0.029627 | 1020.4038 | -0.11047 | 742.945 | 0.012956 | 1014.3 | 0.0048699 | 1019.885 | -0.12273 | 1014.3 | -0.0068788 | 1019.885 | -0.017553 | 741.7931 | 0.0010248 | 741.7931 | 0.0010196 | 1019.885 | 0 | 1020.4038 | -0.054371 | 1020.4038 | 0 | 1019.885 | -0.040725 | 1091.8263 | 0.087566 | 1019.885 | -0.25577 | 1019.885 | -0.1961 | 1092.6705 | 0 | 1019.885 | 0 | 1098.5162 | 0.00053982 | 1091.8263 | 0.16176 | 1098.5162 | 0.0047373 | 1123.3346 | 0.012196 | 1310.2552 | 0.0011285 | 1046.0646 | 0.013412 | 1215.7647 | 0 | 1214.8953 | 0 | 1019.885 | 0 | 1020.4038 | 0 | 1019.885 | 0 | 1019.885 | -0.15789 | 1019.885 | 0 | 1015.2763 | 0.010152
| 456.7729 | 0 |  |  | 456.7729 | 0 | 456.7729 | 0 |  |  | 1020.1283 | -0.064619 | 1014.5658 | 0 | 743.0748 | 0.032885 | 1020.1283 | -1.2262 | 1020.1283 | 0.17334 | 1020.6481 | 0 | 1020.1283 | 0.45831 | 1020.1283 | 0 | 1020.1283 | 0 | 741.9143 | 0.00047234 | 1014.6 | 0.037943 | 1020.6481 | 0.01676 | 743.0748 | 0.024867 | 1014.6 | 0.0035108 | 1020.1283 | 0.015283 | 1014.6 | 0.02425 | 1020.1283 | 0.074932 | 741.9143 | 0.00052251 | 741.9143 | 0.0005216 | 1020.1283 | 0 | 1020.6481 | 0.010254 | 1020.6481 | 0 | 1020.1283 | 0.67634 | 1091.9947 | 0.07662 | 1020.1283 | 0.12665 | 1020.1283 | 0.14155 | 1092.8411 | 0.00078262 | 1020.1283 | 0 | 1098.6882 | 0.0054681 | 1091.9947 | 0.16548 | 1098.6882 | 0.0045595 | 1123.4603 | 0.011996 | 1310.3394 | 0.0011266 | 1046.0779 | 0.013402 | 1215.837 | 0 | 1214.9675 | 0 | 1020.128 | 0 | 1020.6481 | 0 | 1020.1283 | 0 | 1020.1283 | 0.14137 | 1020.1283 | 0 | 1015.5194 | 0.011393
| 456.8536 | 0 |  |  | 456.8536 | 0 | 456.8536 | 0 |  |  | 1020.3717 | -0.067385 | 1014.8087 | 0 | 743.2045 | 0 | 1020.3717 | -2.6021 | 1020.3717 | -0.25183 | 1020.8923 | 0 | 1020.3717 | -1.1999 | 1020.3717 | 0 | 1020.3717 | 0 | 742.0354 | 0.00097401 | 1014.8 | 0.025469 | 1020.8923 | -0.16214 | 743.2045 | 0.0043505 | 1014.8 | -0.0084487 | 1020.3717 | 0.019031 | 1014.8 | -0.025417 | 1020.3717 | -0.037441 | 742.0354 | 0.0010568 | 742.0354 | 0.00087572 | 1020.3717 | 0 | 1020.8923 | -0.14233 | 1020.8923 | 0 | 1020.3717 | -0.50257 | 1092.1631 | 0.087192 | 1020.3717 | -0.1656 | 1020.3717 | -0.34061 | 1093.0117 | 0 | 1020.3717 | 0 | 1098.8602 | 0.00027312 | 1092.1631 | 0.16165 | 1098.8602 | 0.0052494 | 1123.5859 | 0.012093 | 1310.4235 | 0.0011246 | 1046.0913 | 0.013392 | 1215.9094 | 0 | 1215.0398 | 0 | 1020.372 | 0 | 1020.8923 | 0 | 1020.3717 | 0 | 1020.3717 | -0.073913 | 1020.3717 | 0 | 1015.7624 | 0.010143
| 456.9343 | 0 |  |  | 456.9343 | 0 | 456.9343 | 0 |  |  | 1020.615 | -0.024359 | 1015.0515 | 0 | 743.3343 | 0.038043 | 1020.615 | 1.3739 | 1020.615 | 0.031342 | 1021.1366 | 0 | 1020.615 | 0.74538 | 1020.615 | 0 | 1020.615 | 0 | 742.1566 | 0.00050335 | 1015.1 | -0.069127 | 1021.1366 | -0.10659 | 743.3343 | 0.01118 | 1015.1 | 0.020635 | 1020.615 | 0.099135 | 1015.1 | -0.0023318 | 1020.615 | -0.0037459 | 742.1566 | 0.00053432 | 742.1566 | 0.00035413 | 1020.615 | 0 | 1021.1366 | 0.013695 | 1021.1366 | 0 | 1020.615 | 0.19526 | 1092.3315 | 0.07315 | 1020.615 | 0.066659 | 1020.615 | 0.035721 | 1093.1822 | 0.0013044 | 1020.615 | 0 | 1099.0322 | 0.0028368 | 1092.3315 | 0.16548 | 1099.0322 | 0.0045879 | 1123.7114 | 0.011936 | 1310.5076 | 0.0011225 | 1046.1047 | 0.01338 | 1215.9818 | 0 | 1215.1122 | 0 | 1020.615 | 0 | 1021.1366 | 0 | 1020.615 | 0 | 1020.615 | 0.22865 | 1020.615 | 0 | 1016.0055 | 0.016616
| 457.015 | 0 |  |  | 457.015 | 0 | 457.015 | 0 |  |  | 1020.8584 | -0.014267 | 1015.2944 | 0 | 743.4641 | 0 | 1020.8584 | -2.4642 | 1020.8584 | -0.28727 | 1021.3808 | 0 | 1020.8584 | -1.0645 | 1020.8584 | 0 | 1020.8584 | 0 | 742.2778 | 0.0010918 | 1015.3 | -0.035864 | 1021.3808 | -0.066829 | 743.4641 | 0.010283 | 1015.3 | -0.034814 | 1020.8584 | -0.020608 | 1015.3 | 0.013758 | 1020.8584 | -0.0011654 | 742.2778 | 0.0011369 | 742.2778 | 0.00080578 | 1020.8584 | 0 | 1021.3808 | 0 | 1021.3808 | 0 | 1020.8584 | -0.054342 | 1092.4999 | 0.085697 | 1020.8584 | -0.15884 | 1020.8584 | -0.30076 | 1093.3528 | 0 | 1020.8584 | 0 | 1099.2042 | 0.002899 | 1092.4999 | 0.16155 | 1099.2042 | 0.0052637 | 1123.837 | 0.011741 | 1310.5917 | 0.0011202 | 1046.1182 | 0.013368 | 1216.0543 | 0 | 1215.1844 | 0 | 1020.858 | 0 | 1021.3808 | 0 | 1020.8584 | 0 | 1020.8584 | -0.11387 | 1020.8584 | 0 | 1016.2486 | 0.011293
| 457.0957 | 0 |  |  | 457.0957 | 0 | 457.0957 | 0 |  |  | 1021.1017 | -0.074838 | 1015.5373 | 0 | 743.5939 | 0.010063 | 1021.1017 | 1.0477 | 1021.1017 | 0.05763 | 1021.6251 | 0 | 1021.1017 | 0.46694 | 1021.1017 | 0 | 1021.1017 | 0 | 742.399 | 0.00059053 | 1015.5 | 0.1024 | 1021.6251 | 0.058021 | 743.5939 | 0.02518 | 1015.5 | 0.00024916 | 1021.1017 | 0.078124 | 1015.5 | 0.030198 | 1021.1017 | -0.10674 | 742.399 | 0.00060254 | 742.399 | 0.00045165 | 1021.1017 | 0 | 1021.6251 | 0 | 1021.6251 | 0 | 1021.1017 | 0.13392 | 1092.6683 | 0.078382 | 1021.1017 | 0.35618 | 1021.1017 | 0.12202 | 1093.5234 | 0.0013044 | 1021.1017 | 0 | 1099.3762 | 0.0082569 | 1092.6683 | 0.16548 | 1099.3762 | 0.0051854 | 1123.9628 | 0.011953 | 1310.6759 | 0.0011179 | 1046.1316 | 0.013354 | 1216.1267 | 0 | 1215.2568 | 0 | 1021.102 | 0 | 1021.6251 | 0 | 1021.1017 | 0 | 1021.1017 | 0.22054 | 1021.1017 | 0 | 1016.4917 | 0.014265
| 457.1765 | 0 |  |  | 457.1765 | 0 | 457.1765 | 0 |  |  | 1021.3451 | -0.034491 | 1015.7801 | 0 | 743.7237 | 0 | 1021.3451 | -2.8124 | 1021.3451 | -0.27124 | 1021.8694 | 0 | 1021.3451 | -1.1697 | 1021.3451 | 0 | 1021.3451 | 0 | 742.5201 | 0.0011375 | 1015.8 | 0.019232 | 1021.8694 | -0.28227 | 743.7237 | 0.0093933 | 1015.8 | -0.019864 | 1021.3451 | -0.19991 | 1015.8 | 0.0022152 | 1021.3451 | 0.036375 | 742.5201 | 0.0011693 | 742.5201 | 0.00097285 | 1021.3451 | 0 | 1021.8694 | 0 | 1021.8694 | 0 | 1021.3451 | 0.062337 | 1092.8366 | 0.086338 | 1021.3451 | -0.11958 | 1021.3451 | 0.048296 | 1093.694 | 0 | 1021.3451 | 0 | 1099.5482 | 0.0019153 | 1092.8366 | 0.16176 | 1099.5482 | 0.0056478 | 1124.0885 | 0.012132 | 1310.76 | 0.0011155 | 1046.1449 | 0.01334 | 1216.1992 | 0 | 1215.3292 | 0 | 1021.345 | 0 | 1021.8694 | 0 | 1021.3451 | 0 | 1021.3451 | -0.80358 | 1021.3451 | 0 | 1016.7348 | 0.011628
| 457.2572 | 0 |  |  | 457.2572 | 0 | 457.2572 | 0 |  |  | 1021.5885 | 0.013463 | 1016.023 | 0 | 743.8535 | 0.025792 | 1021.5885 | 0.77795 | 1021.5885 | 0.12444 | 1022.1137 | 0 | 1021.5885 | 0.50517 | 1021.5885 | 0 | 1021.5885 | 0 | 742.6413 | 0.00055323 | 1016 | 0.047299 | 1022.1137 | 0.14881 | 743.8535 | 0.0076611 | 1016 | 0.011393 | 1021.5885 | 0.16455 | 1016 | 0.0064125 | 1021.5885 | 0.0090304 | 742.6413 | 0.00056633 | 742.6413 | 0.0005216 | 1021.5885 | 0 | 1022.1137 | 0 | 1022.1137 | 0 | 1021.5885 | 0.30057 | 1093.005 | 0.079076 | 1021.5885 | 0.19457 | 1021.5885 | 0.057877 | 1093.8646 | 0.0013044 | 1021.5885 | 0 | 1099.7202 | 0.0067258 | 1093.005 | 0.16603 | 1099.7202 | 0.0055055 | 1124.2142 | 0.011911 | 1310.8441 | 0.0011129 | 1046.1583 | 0.013325 | 1216.2717 | 0 | 1215.4016 | 0 | 1021.588 | 0 | 1022.1137 | 0 | 1021.5885 | 0 | 1021.5885 | 0.93834 | 1021.5885 | 0 | 1016.9779 | 0.011528
| 457.3379 | 0 |  |  | 457.3379 | 0 | 457.3379 | 0 |  |  | 1021.8318 | -0.0077619 | 1016.2659 | 0 | 743.9833 | 0 | 1021.8318 | 0 | 1021.8319 | 0 | 1022.3579 | 0 | 1021.8318 | 0 | 1021.8319 | 0 | 1021.8319 | 0 | 742.7625 | 0.0010541 | 1016.3 | 0.006757 | 1022.358 | 0 | 743.9833 | 0.01118 | 1016.3 | -0.0032843 | 1021.8318 | 0 | 1016.3 | -0.0030314 | 1021.8319 | -0.045558 | 742.7625 | 0.0010888 | 742.7625 | 0.00095726 | 1021.8319 | 0 | 1022.358 | 0 | 1022.358 | 0 | 1021.8319 | 0.00077718 | 1093.1734 | 0.086338 | 1021.8318 | 0 | 1021.8318 | 0.15875 | 1094.0351 | 0 | 1021.8318 | 0 | 1099.8922 | 0.0012516 | 1093.1734 | 0.16176 | 1099.8922 | 0.006039 | 1124.3401 | 0.011554 | 1310.9283 | 0.0011103 | 1046.1718 | 0.013309 | 1216.3441 | 0 | 1215.4739 | 0 | 1021.832 | 0 | 1022.3579 | 0 | 1021.8319 | 0 | 1021.8319 | 0 | 1021.8319 | 0 | 1017.221 | 0.0085323
| 457.4186 | 0 |  |  | 457.4186 | 0 | 457.4186 | 0 |  |  | 1022.0752 | 0.0039551 | 1016.5088 | 0 | 744.1132 | 0.031595 | 1022.0752 | 0 | 1022.0752 | 0 | 1022.6023 | 0 | 1022.0752 | 0 | 1022.0752 | 0 | 1022.0752 | 0 | 742.8836 | 0.00051006 | 1016.5 | 0.026508 | 1022.6022 | 0 | 744.1132 | 0.039703 | 1016.5 | 0.010306 | 1022.0752 | 0 | 1016.5 | 0.002565 | 1022.0752 | 0.075033 | 742.8836 | 0.00052251 | 742.8836 | 0.00044366 | 1022.0752 | 0 | 1022.6022 | 0 | 1022.6022 | 0 | 1022.0752 | 0.20637 | 1093.3418 | 0.079237 | 1022.0752 | 0 | 1022.0752 | 0.0015314 | 1094.2057 | 0.00078262 | 1022.0752 | 0 | 1100.0642 | 0.0096786 | 1093.3418 | 0.16548 | 1100.0642 | 0.0060746 | 1124.4658 | 0.011339 | 1311.0124 | 0.0011076 | 1046.1852 | 0.013293 | 1216.4166 | 0 | 1215.5463 | 0 | 1022.075 | 0 | 1022.6023 | 0 | 1022.0752 | 0 | 1022.0752 | 0 | 1022.0752 | 0 | 1017.4641 | 0.014245
| 457.4993 | 0 |  |  | 457.4993 | 0 | 457.4993 | 0 |  |  | 1022.3186 | -0.10809 | 1016.7516 | 0 | 744.243 | 0 | 1022.3186 | 0 | 1022.3186 | 0 | 1022.8465 | 0 | 1022.3186 | 0 | 1022.3186 | 0 | 1022.3186 | 0 | 743.0048 | 0.0010587 | 1016.8 | -0.09096 | 1022.8465 | 0 | 744.243 | 0.0064269 | 1016.8 | -0.012525 | 1022.3186 | 0 | 1016.8 | -0.01912 | 1022.3186 | -0.16285 | 743.0048 | 0.001109 | 743.0048 | 0.001012 | 1022.3186 | 0 | 1022.8465 | 0 | 1022.8465 | 0 | 1022.3186 | -0.066959 | 1093.5102 | 0.085804 | 1022.3186 | 0 | 1022.3186 | -0.23689 | 1094.3763 | 0 | 1022.3186 | 0 | 1100.2362 | 0.002717 | 1093.5102 | 0.16155 | 1100.2362 | 0.0060959 | 1124.5917 | 0.01141 | 1311.0967 | 0.0011048 | 1046.1986 | 0.013276 | 1216.4891 | 0 | 1215.6186 | 0 | 1022.319 | 0 | 1022.8465 | 0 | 1022.3186 | 0 | 1022.3186 | 0 | 1022.3186 | 0 | 1017.7072 | 0.0080319
| 457.5801 | 0 |  |  | 457.5801 | 0 | 457.58 | 0 |  |  | 1022.562 | -0.023861 | 1016.9945 | 0 | 744.3729 | 0.038043 | 1022.562 | 0 | 1022.562 | 0 | 1023.0909 | 0 | 1022.562 | 0 | 1022.562 | 0 | 1022.562 | 0 | 743.126 | 0.00055826 | 1017 | 0.025469 | 1023.0909 | 0 | 744.3729 | 0 | 1017 | 0.0013364 | 1022.562 | 0 | 1017 | 0.021103 | 1022.562 | -0.039977 | 743.126 | 0.00058653 | 743.126 | 0.00057595 | 1022.562 | 0 | 1023.0909 | 0 | 1023.0909 | 0 | 1022.562 | -0.14891 | 1093.6785 | 0.075766 | 1022.562 | 0 | 1022.562 | -0.13601 | 1094.5469 | 0.0018258 | 1022.562 | 0 | 1100.4082 | 0.008749 | 1093.6785 | 0.16559 | 1100.4082 | 0.0058327 | 1124.7175 | 0.011825 | 1311.1809 | 0.001102 | 1046.2119 | 0.013258 | 1216.5617 | 0 | 1215.691 | 0 | 1022.562 | 0 | 1023.0909 | 0 | 1022.562 | 0 | 1022.562 | 0 | 1022.562 | 0 | 1017.9503 | 0.015513
| 457.6608 | 0 |  |  | 457.6608 | 0 | 457.6608 | 0 |  |  | 1022.8054 | -0.0768 | 1017.2374 | 0 | 744.5028 | 0 | 1022.8054 | 0 | 1022.8054 | 0 | 1023.3352 | 0 | 1022.8054 | 0 | 1022.8054 | 0 | 1022.8054 | 0 | 743.2472 | 0.0010624 | 1017.2 | 0.0088362 | 1023.3352 | 0 | 744.5028 | 0.0096899 | 1017.2 | -0.011438 | 1022.8054 | 0 | 1017.2 | -0.014924 | 1022.8054 | 0 | 743.2472 | 0.0011571 | 743.2472 | 0.0010432 | 1022.8054 | 0 | 1023.3352 | 0 | 1023.3352 | 0 | 1022.8054 | 0 | 1093.8469 | 0.086338 | 1022.8054 | 0 | 1022.8054 | 0.0088168 | 1094.7175 | 0 | 1022.8054 | 0 | 1100.5802 | 0.0027028 | 1093.8469 | 0.16133 | 1100.5802 | 0.0056691 | 1124.8436 | 0.012141 | 1311.265 | 0.001099 | 1046.2253 | 0.013239 | 1216.6342 | 0 | 1215.7635 | 0 | 1022.805 | 0 | 1023.3352 | 0 | 1022.8054 | 0 | 1022.8054 | 0 | 1022.8054 | 0 | 1018.1935 | 0
| 457.7415 | 0 |  |  | 457.7415 | 0 | 457.7415 | 0 |  |  | 1023.0488 | -0.043511 | 1017.4803 | 0 | 744.6327 | 0.032025 | 1023.0488 | 0 | 1023.0488 | 0 | 1023.5795 | 0 | 1023.0488 | 0 | 1023.0488 | 0 | 1023.0488 | 0 | 743.3683 | 0.00050754 | 1017.5 | -0.031706 | 1023.5795 | 0 | 744.6327 | 0.031345 | 1017.5 | 0.014111 | 1023.0488 | 0 | 1017.5 | 0.014458 | 1023.0488 | 0 | 743.3683 | 0.00057052 | 743.3683 | 0.00047483 | 1023.0488 | 0 | 1023.5795 | 0 | 1023.5795 | 0 | 1023.0488 | 0 | 1094.0153 | 0.074912 | 1023.0488 | 0 | 1023.0488 | -0.067747 | 1094.8881 | 0.0013044 | 1023.0488 | 0 | 1100.7522 | 0.0082569 | 1094.0153 | 0.16537 | 1100.7522 | 0.0051783 | 1124.9694 | 0.012066 | 1311.3492 | 0.0010961 | 1046.2388 | 0.01322 | 1216.7067 | 0 | 1215.8359 | 0 | 1023.049 | 0 | 1023.5795 | 0 | 1023.0488 | 0 | 1023.0488 | 0 | 1023.0488 | 0 | 1018.4366 | 0
| 457.8222 | 0 |  |  | 457.8222 | 0 | 457.8222 | 0 |  |  | 1023.2922 | -0.066741 | 1017.7232 | 0 | 744.7626 | 0 | 1023.2922 | 0 | 1023.2922 | 0 | 1023.8238 | 0 | 1023.2922 | 0 | 1023.2922 | 0 | 1023.2922 | 0 | 743.4895 | 0.00098659 | 1017.7 | 0.099278 | 1023.8238 | 0 | 744.7626 | 0.02633 | 1017.7 | -0.009264 | 1023.2922 | 0 | 1017.7 | -0.010377 | 1023.2922 | 0 | 743.4895 | 0.0011369 | 743.4895 | 0.00094567 | 1023.2922 | 0 | 1023.8238 | 0 | 1023.8238 | 0 | 1023.2922 | 0 | 1094.1837 | 0.086552 | 1023.2922 | 0 | 1023.2922 | -0.16719 | 1095.0587 | 0 | 1023.2922 | 0 | 1100.9242 | 0.0039283 | 1094.1837 | 0.161 | 1100.9242 | 0.0047658 | 1125.0953 | 0.011569 | 1311.4335 | 0.0010931 | 1046.2522 | 0.0132 | 1216.7792 | 0 | 1215.9083 | 0 | 1023.292 | 0 | 1023.8238 | 0 | 1023.2922 | 0 | 1023.2922 | 0 | 1023.2922 | 0 | 1018.6797 | 0
| 457.9029 | 0 |  |  | 457.9029 | 0 | 457.9029 | 0 |  |  | 1023.5356 | -0.010841 | 1017.9661 | 0 | 744.8925 | 0.026437 | 1023.5356 | 0 | 1023.5356 | 0 | 1024.0681 | 0 | 1023.5356 | 0 | 1023.5356 | 0 | 1023.5356 | 0 | 743.6107 | 0.00048114 | 1018 | -0.044181 | 1024.0681 | 0 | 744.8925 | 0 | 1018 | 0.0081316 | 1023.5356 | 0 | 1018 | 0.024951 | 1023.5356 | 0 | 743.6107 | 0.00057662 | 743.6107 | 0.00047083 | 1023.5356 | 0 | 1024.0681 | 0 | 1024.0681 | 0 | 1023.5356 | 0 | 1094.352 | 0.074752 | 1023.5356 | 0 | 1023.5356 | 0.14796 | 1095.2293 | 0.00026087 | 1023.5356 | 0 | 1101.0962 | 0.006179 | 1094.352 | 0.16537 | 1101.0962 | 0.0045381 | 1125.2213 | 0.010673 | 1311.5177 | 0.00109 | 1046.2656 | 0.013179 | 1216.8517 | 0 | 1215.9808 | 0 | 1023.536 | 0 | 1024.0681 | 0 | 1023.5356 | 0 | 1023.5356 | 0 | 1023.5356 | 0 | 1018.9229 | 0
| 457.9837 | 0 |  |  | 457.9837 | 0 | 457.9837 | 0 |  |  | 1023.779 | -0.041795 | 1018.209 | 0 | 745.0224 | 0 | 1023.779 | 0 | 1023.779 | 0 | 1024.3125 | 0 | 1023.779 | 0 | 1023.779 | 0 | 1023.779 | 0 | 743.7319 | 0.0010536 | 1018.2 | -0.019232 | 1024.3125 | 0 | 745.0224 | 0.0233 | 1018.2 | -0.01171 | 1023.779 | 0 | 1018.2 | -0.017023 | 1023.779 | 0 | 743.7319 | 0.0010991 | 743.7319 | 0.00094567 | 1023.779 | 0 | 1024.3125 | 0 | 1024.3125 | 0 | 1023.779 | 0 | 1094.5204 | 0.087406 | 1023.779 | 0 | 1023.779 | 0 | 1095.3999 | 0 | 1023.779 | 0 |  |  | 1094.5204 | 0.16122 |  |  | 1125.3473 | 0.0099566 | 1311.602 | 0.0010869 | 1046.2789 | 0.013158 | 1216.9243 | 0 | 1216.0532 | 0 | 1023.779 | 0 | 1024.3125 | 0 | 1023.779 | 0 | 1023.779 | 0 | 1023.779 | 0 | 1019.166 | 0
| 458.0644 | 0 |  |  | 458.0644 | 0 | 458.0644 | 0 |  |  | 1024.0224 | 0.017941 | 1018.452 | 0 | 745.1524 | 0.035464 | 1024.0224 | 0 | 1024.0224 | 0 | 1024.5568 | 0 | 1024.0224 | 0 | 1024.0224 | 0 | 1024.0224 | 0 | 743.853 | 0.0005746 | 1018.5 | 0.038983 | 1024.5568 | 0 | 745.1524 | 0.0014333 | 1018.5 | 0.012209 | 1024.0224 | 0 | 1018.5 | 0.013408 | 1024.0224 | 0 | 743.853 | 0.00053242 | 743.853 | 0.00047483 | 1024.0224 | 0 | 1024.5568 | 0 | 1024.5568 | 0 | 1024.0224 | 0 | 1094.6888 | 0.075606 | 1024.0224 | 0 | 1024.0224 | 0 | 1095.5704 | 0.0013044 | 1024.0224 | 0 |  |  | 1094.6888 | 0.1657 |  |  | 1125.4734 | 0.0098357 | 1311.6863 | 0.0010838 | 1046.2924 | 0.013137 | 1216.9968 | 0 | 1216.1256 | 0 | 1024.022 | 0 | 1024.5568 | 0 | 1024.0224 | 0 | 1024.0224 | 0 | 1024.0224 | 0 | 1019.4092 | 0
| 458.1451 | 0 |  |  | 458.1451 | 0 | 458.1451 | 0 |  |  | 1024.2658 | -0.078373 | 1018.6949 | 0 | 745.2823 | 0 | 1024.2658 | 0 | 1024.2658 | 0 | 1024.8011 | 0 | 1024.2658 | 0 | 1024.2658 | 0 | 1024.2658 | 0 | 743.9742 | 0.0011018 | 1018.7 | -0.028587 | 1024.8011 | 0 | 745.2823 | 0.0088 | 1018.7 | -2.2651e-05 | 1024.2658 | 0 | 1018.7 | 0.0085112 | 1024.2658 | 0 | 743.9742 | 0.0010568 | 743.9742 | 0.00092648 | 1024.2658 | 0 | 1024.8011 | 0 | 1024.8011 | 0 | 1024.2658 | 0 | 1094.8572 | 0.086712 | 1024.2658 | 0 | 1024.2658 | 0 | 1095.741 | 0 | 1024.2658 | 0 |  |  | 1094.8572 | 0.161 |  |  | 1125.5992 | 0.010162 | 1311.7705 | 0.0010807 | 1046.3058 | 0.013115 | 1217.0693 | 0 | 1216.1981 | 0 | 1024.266 | 0 | 1024.8011 | 0 | 1024.2658 | 0 | 1024.2658 | 0 | 1024.2658 | 0 | 1019.6523 | 0
| 458.2258 | 0 |  |  | 458.2258 | 0 | 458.2258 | 0 |  |  | 1024.5093 | -0.060243 | 1018.9378 | 0 | 745.4123 | 0.025792 | 1024.5093 | 0 | 1024.5093 | 0 | 1025.0455 | 0 | 1024.5093 | 0 | 1024.5093 | 0 | 1024.5093 | 0 | 744.0954 | 0.00052975 | 1018.9 | 0.077446 | 1025.0455 | 0 | 745.4123 | 0.017449 | 1018.9 | 0.020363 | 1024.5093 | 0 | 1018.9 | 0.020753 | 1024.5093 | 0 | 744.0954 | 0.00053699 | 744.0954 | 0.00045165 | 1024.5093 | 0 | 1025.0455 | 0 | 1025.0455 | 0 | 1024.5093 | 0 | 1095.0255 | 0.073257 | 1024.5093 | 0 | 1024.5093 | 0 | 1095.9116 | 0.0013044 | 1024.5093 | 0 |  |  | 1095.0255 | 0.16537 |  |  | 1125.7253 | 0.010285 | 1311.8549 | 0.0010775 | 1046.3192 | 0.013093 | 1217.142 | 0 | 1216.2706 | 0 | 1024.509 | 0 | 1025.0455 | 0 | 1024.5093 | 0 | 1024.5093 | 0 | 1024.5093 | 0 | 1019.8955 | 0
| 458.3066 | 0 |  |  | 458.3066 | 0 | 458.3066 | 0 |  |  | 1024.7527 | -0.095466 | 1019.1807 | 0 | 745.5423 | 0 | 1024.7527 | 0 | 1024.7527 | 0 | 1025.2898 | 0 | 1024.7527 | 0 | 1024.7527 | 0 | 1024.7527 | 0 | 744.2166 | 0.0011094 | 1019.2 | -0.029627 | 1025.2898 | 0 | 745.5423 | 0.0085033 | 1019.2 | -0.00029446 | 1024.7527 | 0 | 1019.2 | -0.010027 | 1024.7527 | 0 | 744.2166 | 0.0011437 | 744.2166 | 0.00109 | 1024.7527 | 0 | 1025.2898 | 0 | 1025.2898 | 0 | 1024.7527 | 0 | 1095.1939 | 0.086712 | 1024.7527 | 0 | 1024.7527 | 0 | 1096.0822 | 0 | 1024.7527 | 0 |  |  | 1095.1939 | 0.16023 |  |  | 1125.8517 | 0.010342 | 1311.9391 | 0.0010744 | 1046.3326 | 0.01307 | 1217.2145 | 0 | 1216.343 | 0 | 1024.753 | 0 | 1025.2898 | 0 | 1024.7527 | 0 | 1024.7527 | 0 | 1024.7527 | 0 | 1020.1387 | 0
| 458.3873 | 0 |  |  | 458.3873 | 0 | 458.3873 | 0 |  |  | 1024.9961 | -0.08345 | 1019.4237 | 0 | 745.6723 | 0.030521 | 1024.9961 | 0 | 1024.9961 | 0 | 1025.5342 | 0 | 1024.9961 | 0 | 1024.9961 | 0 | 1024.9961 | 0 | 744.3378 | 0.00058759 | 1019.4 | -0.0025989 | 1025.5342 | 0 | 745.6723 | 0.02424 | 1019.4 | 0.020906 | 1024.9961 | 0 | 1019.4 | -0.0044305 | 1024.9961 | 0 | 744.3378 | 0.0006094 | 744.3378 | 0.00063831 | 1024.9961 | 0 | 1025.5342 | 0 | 1025.5342 | 0 | 1024.9961 | 0 | 1095.3623 | 0.073684 | 1024.9961 | 0 | 1024.9961 | 0 | 1096.2528 | 0.0018258 | 1024.9961 | 0 |  |  | 1095.3623 | 0.16515 |  |  | 1125.9777 | 0.010499 | 1312.0234 | 0.0010712 | 1046.3461 | 0.013047 | 1217.2871 | 0 | 1216.4155 | 0 | 1024.996 | 0 | 1025.5342 | 0 | 1024.9961 | 0 | 1024.9961 | 0 | 1024.9961 | 0 | 1020.3819 | 0
| 458.468 | 0 |  |  | 458.468 | 0 | 458.468 | 0 |  |  | 1025.2395 | -0.040343 | 1019.6666 | 0 | 745.8023 | 0 | 1025.2395 | 0 | 1025.2395 | 0 | 1025.7786 | 0 | 1025.2395 | 0 | 1025.2395 | 0 | 1025.2395 | 0 | 744.4589 | 0.0011819 | 1019.7 | 0.044181 | 1025.7786 | 0 | 745.8023 | 0.012015 | 1019.7 | -0.0032843 | 1025.2395 | 0 | 1019.7 | -0.018421 | 1025.2395 | 0 | 744.4589 | 0.0011651 | 744.4589 | 0.0012298 | 1025.2395 | 0 | 1025.7786 | 0 | 1025.7786 | 0 | 1025.2395 | 0 | 1095.5306 | 0.087833 | 1025.2395 | 0 | 1025.2395 | 0 | 1096.4234 | 0 | 1025.2395 | 0 |  |  | 1095.5306 | 0.16078 |  |  | 1126.1039 | 0.010652 | 1312.1077 | 0.0010681 | 1046.3595 | 0.013024 | 1217.3597 | 0 | 1216.488 | 0 | 1025.24 | 0 | 1025.7786 | 0 | 1025.2395 | 0 | 1025.2395 | 0 | 1025.2395 | 0 | 1020.625 | 0
| 458.5488 | 0 |  |  | 458.5488 | 0 | 458.5488 | 0 |  |  | 1025.483 | 0.029135 | 1019.9095 | 0 | 745.9323 | 0.04922 | 1025.483 | 0 | 1025.483 | 0 | 1026.023 | 0 | 1025.483 | 0 | 1025.483 | 0 | 1025.483 | 0 | 744.5801 | 0.0006031 | 1019.9 | 0.010915 | 1026.023 | 0 | 745.9323 | 0.018075 | 1019.9 | -0.013341 | 1025.483 | 0 | 1019.9 | -0.02087 | 1025.483 | 0 | 744.5801 | 0.00055833 | 744.5801 | 0.00059154 | 1025.483 | 0 | 1026.023 | 0 | 1026.023 | 0 | 1025.483 | 0 | 1095.699 | 0.077154 | 1025.483 | 0 | 1025.483 | 0 | 1096.594 | 0.0013044 | 1025.483 | 0 |  |  | 1095.699 | 0.16603 |  |  | 1126.23 | 0.010605 | 1312.192 | 0.0010649 | 1046.3728 | 0.013001 | 1217.4324 | 0 | 1216.5605 | 0 | 1025.483 | 0 | 1026.023 | 0 | 1025.483 | 0 | 1025.483 | 0 | 1025.483 | 0 | 1020.8682 | 0
| 458.6295 | 0 |  |  | 458.6295 | 0 | 458.6295 | 0 |  |  | 1025.7264 | -0.077761 | 1020.1525 | 0 | 746.0623 | 0 | 1025.7264 | 0 | 1025.7264 | 0 | 1026.2673 | 0 | 1025.7264 | 0 | 1025.7264 | 0 | 1025.7264 | 0 | 744.7013 | 0.0011513 | 1020.2 | -0.0015593 | 1026.2673 | 0 | 746.0623 | 0.02121 | 1020.2 | 0.0070443 | 1025.7264 | 0 | 1020.2 | -0.011776 | 1025.7264 | 0 | 744.7013 | 0.001125 | 744.7013 | 0.0012067 | 1025.7264 | 0 | 1026.2673 | 0 | 1026.2673 | 0 | 1025.7264 | 0 | 1095.8673 | 0.086338 | 1025.7264 | 0 | 1025.7264 | 0 | 1096.7646 | 0 | 1025.7264 | 0 |  |  | 1095.8673 | 0.14286 |  |  | 1126.3563 | 0.010151 | 1312.2764 | 0.0010618 | 1046.3862 | 0.012977 | 1217.5049 | 0 | 1216.6331 | 0 | 1025.726 | 0 | 1026.2673 | 0 | 1025.7264 | 0 | 1025.7264 | 0 | 1025.7264 | 0 | 1021.1114 | 0
| 458.7102 | 0 |  |  | 458.7102 | 0 | 458.7102 | 0 |  |  | 1025.9699 | 0.011657 | 1020.3954 | 0 | 746.1924 | 0.012299 | 1025.9699 | 0 | 1025.9699 | 0 | 1026.5117 | 0 | 1025.9699 | 0 | 1025.9699 | 0 | 1025.9699 | 0 | 744.8225 | 0.00055826 | 1020.4 | 0.00051979 | 1026.5117 | 0 | 746.1924 | 0.018911 | 1020.4 | 0.011122 | 1025.9699 | 0 | 1020.4 | 0.028798 | 1025.9699 | 0 | 744.8225 | 0.00056633 | 744.8225 | 0.00061512 | 1025.9699 | 0 | 1026.5117 | 0 | 1026.5117 | 0 | 1025.9699 | 0 | 1096.0357 | 0.051846 | 1025.9699 | 0 | 1025.9699 | 0 | 1096.9352 | 0.00078262 | 1025.9699 | 0 |  |  | 1096.0357 | 0.091375 |  |  | 1126.4825 | 0.0096026 | 1312.3607 | 0.0010587 | 1046.3997 | 0.012953 | 1217.5775 | 0 | 1216.7056 | 0 | 1025.97 | 0 | 1026.5117 | 0 | 1025.9699 | 0 | 1025.9699 | 0 | 1025.9699 | 0 | 1021.3546 | 0
| 458.791 | 0 |  |  | 458.791 | 0 | 458.791 | 0 |  |  | 1026.2133 | -0.25386 | 1020.6384 | 0 | 746.3224 | 0 | 1026.2133 | 0 | 1026.2133 | 0 | 1026.7561 | 0 | 1026.2133 | 0 | 1026.2133 | 0 | 1026.2133 | 0 | 744.9437 | 0.0011018 | 1020.6 | -0.028587 | 1026.7561 | 0 | 746.3224 | 0 | 1020.6 | -0.027475 | 1026.2133 | 0 | 1020.6 | -0.036609 | 1026.2133 | 0 | 744.9437 | 0.0011163 | 744.9437 | 0.00109 | 1026.2133 | 0 | 1026.7561 | 0 | 1026.7561 | 0 | 1026.2133 | 0 | 1096.2041 | 0.0024404 | 1026.2133 | 0 | 1026.2133 | 0 | 1097.1058 | 0 | 1026.2133 | 0 |  |  | 1096.2041 | 0.035741 |  |  | 1126.609 | 0.0094283 | 1312.4451 | 0.0010556 | 1046.4131 | 0.012929 | 1217.6501 | 0 | 1216.7781 | 0 | 1026.213 | 0 | 1026.7561 | 0 | 1026.2133 | 0 | 1026.2133 | 0 | 1026.2133 | 0 | 1021.5978 | 0
| 458.8717 | 0 |  |  | 458.8717 | 0 | 458.8717 | 0 |  |  | 1026.4568 | -0.16113 | 1020.8813 | 0 | 746.4525 | 0.006336 | 1026.4568 | 0 | 1026.4568 | 0 | 1027.0005 | 0 | 1026.4568 | 0 | 1026.4568 | 0 | 1026.4568 | 0 | 745.0648 | 0.00054862 | 1020.9 | 0.031706 | 1027.0005 | 0 | 746.4525 | 0 | 1020.9 | -0.029921 | 1026.4568 | 0 | 1020.9 | -0.025068 | 1026.4568 | 0 | 745.0648 | 0.00054995 | 745.0648 | 0.00047483 | 1026.4568 | 0 | 1027.0005 | 0 | 1027.0005 | 0 | 1026.4568 | 0 | 1096.3724 | 0 | 1026.4568 | 0 | 1026.4568 | 0 | 1097.2764 | 0.0018258 | 1026.4568 | 0 |  |  | 1096.3724 | 0.0024434 |  |  | 1126.7351 | 0.0096531 | 1312.5294 | 0.0010526 | 1046.4265 | 0.012905 | 1217.7228 | 0 | 1216.8506 | 0 | 1026.457 | 0 | 1027.0005 | 0 | 1026.4568 | 0 | 1026.4568 | 0 | 1026.4568 | 0 | 1021.8411 | 0
| 458.9525 | 0 |  |  | 458.9525 | 0 | 458.9525 | 0 |  |  | 1026.7002 | -0.22612 | 1021.1243 | 0 | 746.5825 | 0 | 1026.7002 | 0 | 1026.7002 | 0 | 1027.2449 | 0 | 1026.7002 | 0 | 1026.7002 | 0 | 1026.7002 | 0 | 745.186 | 0.001093 | 1021.1 | -0.053536 | 1027.2449 | 0 | 746.5825 | 0 | 1021.1 | -0.045686 | 1026.7002 | 0 | 1021.1 | -0.00513 | 1026.7002 | 0 | 745.186 | 0.0010843 | 745.186 | 0.00099643 | 1026.7002 | 0 | 1027.2449 | 0 | 1027.2449 | 0 | 1026.7002 | 0 | 1096.5408 | 0 | 1026.7002 | 0 | 1026.7002 | 0 | 1097.447 | 0 | 1026.7002 | 0 |  |  | 1096.5408 | 0.0022746 |  |  | 1126.8615 | 0.0099489 | 1312.6139 | 0.0010496 | 1046.4399 | 0.012881 | 1217.7954 | 0 | 1216.9232 | 0 | 1026.7 | 0 | 1027.2449 | 0 | 1026.7002 | 0 | 1026.7002 | 0 | 1026.7002 | 0 | 1022.0843 | 0
| 459.0332 | 0 |  |  | 459.0332 | 0 | 459.0332 | 0 |  |  | 1026.9437 | -0.18972 | 1021.3672 | 0 | 746.7126 | 0.021923 | 1026.9437 | 0 | 1026.9437 | 0 | 1027.4893 | 0 | 1026.9437 | 0 | 1026.9437 | 0 | 1026.9437 | 0 | 745.3072 | 0.00055155 | 1021.4 | 0.0046779 | 1027.4893 | 0 | 746.7126 | 0 | 1021.4 | -0.019321 | 1026.9437 | 0 | 1021.4 | -0.019821 | 1026.9437 | 0 | 745.3072 | 0.00053432 | 745.3072 | 0.00054118 | 1026.9437 | 0 | 1027.4893 | 0 | 1027.4893 | 0 | 1026.9437 | 0 | 1096.7091 | 0.00028166 | 1026.9437 | 0 | 1026.9437 | 0 | 1097.6176 | 0.0018258 | 1026.9437 | 0 |  |  | 1096.7091 | 0.0020269 |  |  | 1126.9879 | 0.0098193 | 1312.6982 | 0.0010466 | 1046.4534 | 0.012857 | 1217.8682 | 0 | 1216.9957 | 0 | 1026.944 | 0 | 1027.4893 | 0 | 1026.9437 | 0 | 1026.9437 | 0 | 1026.9437 | 0 | 1022.3275 | 0
| 459.1139 | 0 |  |  | 459.1139 | 0 | 459.1139 | 0 |  |  | 1027.1872 | -0.24023 | 1021.6102 | 0 | 746.8427 | 0 | 1027.1872 | 0 | 1027.1872 | 0 | 1027.7337 | 0 | 1027.1872 | 0 | 1027.1872 | 0 | 1027.1872 | 0 | 745.4284 | 0.0010608 | 1021.6 | -0.058736 | 1027.7337 | 0 | 746.8427 | 0 | 1021.6 | -0.022311 | 1027.1872 | 0 | 1021.6 | -0.027516 | 1027.1872 | 0 | 745.4284 | 0.001037 | 745.4284 | 0.001086 | 1027.1872 | 0 | 1027.7337 | 0 | 1027.7337 | 0 | 1027.1872 | 0 | 1096.8775 | 0 | 1027.1872 | 0 | 1027.1872 | 0 | 1097.7882 | 0 | 1027.1872 | 0 |  |  | 1096.8775 | 0.0026714 |  |  | 1127.1143 | 0.0093018 | 1312.7826 | 0.0010437 | 1046.4667 | 0.012833 | 1217.9408 | 0 | 1217.0682 | 0 | 1027.187 | 0 | 1027.7337 | 0 | 1027.1872 | 0 | 1027.1872 | 0 | 1027.1872 | 0 | 1022.5707 | 0
| 459.1947 | 0 |  |  | 459.1947 | 0 | 459.1947 | 0 |  |  | 1027.4306 | -0.17841 | 1021.8532 | 0 | 746.9729 | 0.016399 | 1027.4306 | 0 | 1027.4306 | 0 | 1027.9781 | 0 | 1027.4306 | 0 | 1027.4306 | 0 | 1027.4306 | 0 | 745.5496 | 0.00077242 | 1021.9 | 0.0088362 | 1027.9782 | 0 | 746.9729 | 0 | 1021.9 | -0.0095359 | 1027.4306 | 0 | 1021.9 | -0.026815 | 1027.4306 | 0 | 745.5496 | 0.00075346 | 745.5496 | 0.00084654 | 1027.4306 | 0 | 1027.9782 | 0 | 1027.9782 | 0 | 1027.4306 | 0 | 1097.0459 | 0.0036617 | 1027.4306 | 0 | 1027.4306 | 0 | 1097.9588 | 0.0018258 | 1027.4306 | 0 |  |  | 1097.0459 | 0.0028942 |  |  | 1127.2407 | 0.0088536 | 1312.8671 | 0.0010408 | 1046.4801 | 0.012809 | 1218.0134 | 0 | 1217.1409 | 0 | 1027.431 | 0 | 1027.9781 | 0 | 1027.4306 | 0 | 1027.4306 | 0 | 1027.4306 | 0 | 1022.814 | 0
[73 empty] | 1127.3672 | 0.0085491 | 1312.9514 | 0.001038 | 1046.4935 | 0.012786 | 1218.0862 | 0 | 1217.2134 | 0
[73 empty] | 1127.4937 | 0.0086266 | 1313.0359 | 0.0010352 | 1046.507 | 0.012762 | 1218.1588 | 0 | 1217.286 | 0
[73 empty] | 1127.6201 | 0.0088996 | 1313.1204 | 0.0010326 | 1046.5204 | 0.012739 | 1218.2316 | 0 | 1217.3586 | 0
[73 empty] | 1127.7467 | 0.0089386 | 1313.2048 | 0.0010299 | 1046.5338 | 0.012715 | 1218.3042 | 0 | 1217.4313 | 0
[73 empty] | 1127.8733 | 0.0088045 | 1313.2893 | 0.0010274 | 1046.5472 | 0.012692 | 1218.377 | 0 | 1217.5038 | 0
[73 empty] | 1127.9999 | 0.0086062 | 1313.3738 | 0.0010249 | 1046.5607 | 0.01267 | 1218.4497 | 0 | 1217.5764 | 0
[73 empty] | 1128.1267 | 0.0086582 | 1313.4582 | 0.0010225 | 1046.574 | 0.012648 | 1218.5225 | 0 | 1217.649 | 0
[73 empty] | 1128.2532 | 0.0087869 | 1313.5427 | 0.0010202 | 1046.5874 | 0.012626 | 1218.5952 | 0 | 1217.7217 | 0
[73 empty] | 1128.3799 | 0.008715 | 1313.6272 | 0.0010179 | 1046.6008 | 0.012604 | 1218.668 | 0 | 1217.7943 | 0
[73 empty] | 1128.5066 | 0.0085329 | 1313.7118 | 0.0010158 | 1046.6143 | 0.012583 | 1218.7407 | 0 | 1217.8671 | 0
[73 empty] | 1128.6333 | 0.0082373 | 1313.7963 | 0.0010137 | 1046.6277 | 0.012562 | 1218.8135 | 0 | 1217.9397 | 0
[73 empty] | 1128.7601 | 0.007822 | 1313.8809 | 0.0010118 | 1046.6411 | 0.012542 | 1218.8862 | 0 | 1218.0123 | 0
[73 empty] | 1128.887 | 0.0076851 | 1313.9654 | 0.0010099 | 1046.6545 | 0.012523 | 1218.959 | 0 | 1218.0851 | 0
[73 empty] | 1129.0138 | 0.0079377 | 1314.0499 | 0.0010081 | 1046.668 | 0.012504 | 1219.0319 | 0 | 1218.1577 | 0
[73 empty] | 1129.1406 | 0.0084558 | 1314.1345 | 0.0010064 | 1046.6814 | 0.012485 | 1219.1046 | 0 | 1218.2305 | 0
[73 empty] | 1129.2675 | 0.008702 | 1314.2191 | 0.0010048 | 1046.6948 | 0.012467 | 1219.1774 | 0 | 1218.3031 | 0
[73 empty] | 1129.3944 | 0.0084399 | 1314.3037 | 0.0010033 | 1046.7083 | 0.01245 | 1219.2502 | 0 | 1218.3758 | 0
[73 empty] | 1129.5214 | 0.0079343 | 1314.3883 | 0.0010019 | 1046.7216 | 0.012434 | 1219.3231 | 0 | 1218.4486 | 0
[73 empty] | 1129.6482 | 0.007527 | 1314.4729 | 0.0010006 | 1046.735 | 0.012418 | 1219.3959 | 0 | 1218.5214 | 0
[73 empty] | 1129.7751 | 0.0076801 | 1314.5576 | 0.0009994 | 1046.7484 | 0.012402 | 1219.4688 | 0 | 1218.5941 | 0
[73 empty] | 1129.9022 | 0.007958 | 1314.6422 | 0.0009983 | 1046.7618 | 0.012388 | 1219.5416 | 0 | 1218.6669 | 0
[73 empty] | 1130.0293 | 0.007582 | 1314.7269 | 0.00099732 | 1046.7753 | 0.012374 | 1219.6145 | 0 | 1218.7396 | 0
[73 empty] | 1130.1564 | 0.0071163 | 1314.8115 | 0.00099642 | 1046.7887 | 0.012361 | 1219.6874 | 0 | 1218.8124 | 0
[73 empty] | 1130.2834 | 0.0073407 | 1314.8962 | 0.00099565 | 1046.8021 | 0.012349 | 1219.7603 | 0 | 1218.8851 | 0
[73 empty] | 1130.4106 | 0.0073793 | 1314.9808 | 0.00099496 | 1046.8156 | 0.012337 | 1219.8331 | 0 | 1218.9579 | 0
[73 empty] | 1130.5378 | 0.0070304 | 1315.0656 | 0.0009944 | 1046.829 | 0.012326 | 1219.906 | 0 | 1219.0308 | 0
[73 empty] | 1130.665 | 0.0072149 | 1315.1503 | 0.00099394 | 1046.8424 | 0.012316 | 1219.9789 | 0 | 1219.1035 | 0
[73 empty] | 1130.7922 | 0.0074082 | 1315.235 | 0.0009936 | 1046.8558 | 0.012306 | 1220.0519 | 0 | 1219.1763 | 0
[73 empty] | 1130.9197 | 0.0071931 | 1315.3197 | 0.00099336 | 1046.8693 | 0.012298 | 1220.1248 | 0 | 1219.2492 | 0
[73 empty] | 1131.0468 | 0.0071472 | 1315.4044 | 0.00099323 | 1046.8827 | 0.01229 | 1220.1978 | 0 | 1219.322 | 0
[73 empty] | 1131.1741 | 0.0070317 | 1315.4893 | 0.00099322 | 1046.8961 | 0.012283 | 1220.2706 | 0 | 1219.3948 | 0
[73 empty] | 1131.3016 | 0.0067475 | 1315.574 | 0.00099331 | 1046.9095 | 0.012277 | 1220.3436 | 0 | 1219.4677 | 0
[73 empty] | 1131.4288 | 0.0066747 | 1315.6588 | 0.00099353 | 1046.923 | 0.012271 | 1220.4166 | 0 | 1219.5405 | 0
[73 empty] | 1131.5563 | 0.0069205 | 1315.7435 | 0.00099385 | 1046.9364 | 0.012266 | 1220.4895 | 0 | 1219.6134 | 0
[73 empty] | 1131.6838 | 0.0069465 | 1315.8284 | 0.00099429 | 1046.9498 | 0.012262 | 1220.5625 | 0 | 1219.6863 | 0
[73 empty] | 1131.8112 | 0.0064064 | 1315.9131 | 0.00099483 | 1046.9633 | 0.012259 | 1220.6355 | 0 | 1219.7592 | 0
[73 empty] | 1131.9386 | 0.006155 | 1315.9979 | 0.00099551 | 1046.9767 | 0.012256 | 1220.7085 | 0 | 1219.832 | 0
[73 empty] | 1132.0662 | 0.0061554 | 1316.0828 | 0.0009963 | 1046.9901 | 0.012255 | 1220.7815 | 0 | 1219.9049 | 0
[73 empty] | 1132.1938 | 0.0063807 | 1316.1676 | 0.00099721 | 1047.0034 | 0.012253 | 1220.8545 | 0 | 1219.9778 | 0
[73 empty] | 1132.3213 | 0.0069546 | 1316.2524 | 0.00099823 | 1047.0168 | 0.012253 | 1220.9275 | 0 | 1220.0508 | 0
[73 empty] | 1132.4489 | 0.0071265 | 1316.3373 | 0.00099938 | 1047.0303 | 0.012253 | 1221.0006 | 0 | 1220.1237 | 0
[73 empty] | 1132.5767 | 0.0068564 | 1316.4222 | 0.0010007 | 1047.0437 | 0.012254 | 1221.0736 | 0 | 1220.1967 | 0
[73 empty] | 1132.7041 | 0.0066497 | 1316.5071 | 0.001002 | 1047.0571 | 0.012256 | 1221.1466 | 0 | 1220.2695 | 0
[73 empty] | 1132.8318 | 0.0062135 | 1316.5919 | 0.0010036 | 1047.0706 | 0.012258 | 1221.2197 | 0 | 1220.3425 | 0
[73 empty] | 1132.9596 | 0.0053264 | 1316.6769 | 0.0010052 | 1047.084 | 0.012261 | 1221.2929 | 0 | 1220.4155 | 0
[73 empty] | 1133.0873 | 0.0050238 | 1316.7618 | 0.001007 | 1047.0974 | 0.012265 | 1221.3658 | 0 | 1220.4884 | 0
[73 empty] | 1133.2151 | 0.0057199 | 1316.8467 | 0.0010089 | 1047.1108 | 0.012269 | 1221.439 | 0 | 1220.5614 | 0
[73 empty] | 1133.3429 | 0.0063415 | 1316.9316 | 0.0010109 | 1047.1243 | 0.012273 | 1221.5121 | 0 | 1220.6344 | 0
[73 empty] | 1133.4707 | 0.0063059 | 1317.0166 | 0.001013 | 1047.1377 | 0.012278 | 1221.5851 | 0 | 1220.7074 | 0
[73 empty] | 1133.5988 | 0.0060253 | 1317.1016 | 0.0010153 | 1047.1511 | 0.012284 | 1221.6582 | 0 | 1220.7804 | 0
[73 empty] | 1133.7263 | 0.0062264 | 1317.1865 | 0.0010177 | 1047.1646 | 0.01229 | 1221.7313 | 0 | 1220.8534 | 0
[73 empty] | 1133.8542 | 0.0061789 | 1317.2715 | 0.0010203 | 1047.1781 | 0.012297 | 1221.8044 | 0 | 1220.9264 | 0
[73 empty] | 1133.9822 | 0.0056264 | 1317.3564 | 0.001023 | 1047.1915 | 0.012304 | 1221.8777 | 0 | 1220.9995 | 0
[73 empty] | 1134.1102 | 0.0055605 | 1317.4415 | 0.0010258 | 1047.205 | 0.012312 | 1221.9508 | 0 | 1221.0725 | 0
[73 empty] | 1134.2382 | 0.0055663 | 1317.5265 | 0.0010287 | 1047.2184 | 0.012319 | 1222.0239 | 0 | 1221.1455 | 0
[73 empty] | 1134.3662 | 0.0054 | 1317.6116 | 0.0010318 | 1047.2318 | 0.012328 | 1222.0971 | 0 | 1221.2186 | 0
[73 empty] | 1134.4943 | 0.0055299 | 1317.6965 | 0.001035 | 1047.2452 | 0.012336 | 1222.1703 | 0 | 1221.2918 | 0
[73 empty] | 1134.6224 | 0.0055931 | 1317.7816 | 0.0010384 | 1047.2587 | 0.012345 | 1222.2434 | 0 | 1221.3647 | 0
[73 empty] | 1134.7505 | 0.0055584 | 1317.8667 | 0.0010419 | 1047.2721 | 0.012354 | 1222.3166 | 0 | 1221.4379 | 0
[73 empty] | 1134.8787 | 0.0053022 | 1317.9518 | 0.0010456 | 1047.2855 | 0.012364 | 1222.3898 | 0 | 1221.511 | 0
[73 empty] | 1135.0068 | 0.0049559 | 1318.0369 | 0.0010494 | 1047.299 | 0.012373 | 1222.463 | 0 | 1221.584 | 0
[73 empty] | 1135.135 | 0.0050186 | 1318.1219 | 0.0010533 | 1047.3124 | 0.012383 | 1222.5363 | 0 | 1221.6571 | 0
[73 empty] | 1135.2633 | 0.005093 | 1318.207 | 0.0010573 | 1047.3258 | 0.012393 | 1222.6095 | 0 | 1221.7302 | 0
[73 empty] | 1135.3916 | 0.0050511 | 1318.2921 | 0.0010615 | 1047.3392 | 0.012404 | 1222.6827 | 0 | 1221.8033 | 0
[73 empty] | 1135.5199 | 0.0050033 | 1318.3772 | 0.0010659 | 1047.3527 | 0.012414 | 1222.756 | 0 | 1221.8766 | 0
[73 empty] | 1135.6482 | 0.0048065 | 1318.4624 | 0.0010704 | 1047.3661 | 0.012424 | 1222.8292 | 0 | 1221.9497 | 0
[73 empty] | 1135.7765 | 0.0050464 | 1318.5475 | 0.001075 | 1047.3795 | 0.012435 | 1222.9025 | 0 | 1222.0228 | 0
[73 empty] | 1135.9049 | 0.0051095 | 1318.6327 | 0.0010797 | 1047.3929 | 0.012445 | 1222.9757 | 0 | 1222.0959 | 0
[73 empty] | 1136.0333 | 0.0045267 | 1318.7179 | 0.0010846 | 1047.4064 | 0.012456 | 1223.049 | 0 | 1222.1692 | 0
[73 empty] | 1136.1617 | 0.0041426 | 1318.803 | 0.0010897 | 1047.4198 | 0.012466 | 1223.1223 | 0 | 1222.2423 | 0
[73 empty] | 1136.2903 | 0.0042632 | 1318.8882 | 0.0010948 | 1047.4332 | 0.012477 | 1223.1956 | 0 | 1222.3156 | 0
[73 empty] | 1136.4187 | 0.0043592 | 1318.9734 | 0.0011001 | 1047.4467 | 0.012487 | 1223.2689 | 0 | 1222.3887 | 0
[73 empty] | 1136.5472 | 0.0041539 | 1319.0586 | 0.0011056 | 1047.4602 | 0.012497 | 1223.3422 | 0 | 1222.4619 | 0
[73 empty] | 1136.6758 | 0.0038193 | 1319.1438 | 0.0011111 | 1047.4736 | 0.012507 | 1223.4155 | 0 | 1222.5352 | 0
[73 empty] | 1136.8044 | 0.0038768 | 1319.2291 | 0.0011168 | 1047.4871 | 0.012517 | 1223.4888 | 0 | 1222.6084 | 0
[73 empty] | 1136.933 | 0.0044208 | 1319.3143 | 0.001121 | 1047.5005 | 0.012527 | 1223.5621 | 0 | 1222.6816 | 0
[73 empty] | 1137.0616 | 0.0044733 | 1319.3995 | 0.0011173 | 1047.5139 | 0.012537 | 1223.6355 | 0 | 1222.7549 | 0
[73 empty] | 1137.1903 | 0.004278 | 1319.4849 | 0.0011138 | 1047.5273 | 0.012546 | 1223.7089 | 0 | 1222.8281 | 0
[73 empty] | 1137.3191 | 0.0044769 | 1319.5701 | 0.0011105 | 1047.5408 | 0.012555 | 1223.7822 | 0 | 1222.9014 | 0
[73 empty] | 1137.4478 | 0.004493 | 1319.6554 | 0.0011072 | 1047.5542 | 0.012564 | 1223.8556 | 0 | 1222.9746 | 0
[73 empty] | 1137.5765 | 0.0045689 | 1319.7407 | 0.001104 | 1047.5676 | 0.012573 | 1223.929 | 0 | 1223.0478 | 0
[73 empty] | 1137.7053 | 0.004668 | 1319.826 | 0.001101 | 1047.5811 | 0.012581 | 1224.0023 | 0 | 1223.1212 | 0
[73 empty] | 1137.834 | 0.0047673 | 1319.9114 | 0.0010981 | 1047.5946 | 0.012589 | 1224.0758 | 0 | 1223.1945 | 0
[73 empty] | 1137.9629 | 0.0046181 | 1319.9967 | 0.0010952 | 1047.608 | 0.012597 | 1224.1492 | 0 | 1223.2678 | 0
[73 empty] | 1138.0918 | 0.0038674 | 1320.082 | 0.0010925 | 1047.6215 | 0.012604 | 1224.2227 | 0 | 1223.3411 | 0
[73 empty] | 1138.2207 | 0.0036858 | 1320.1674 | 0.0010899 | 1047.6349 | 0.012611 | 1224.296 | 0 | 1223.4144 | 0
[73 empty] | 1138.3496 | 0.0041713 | 1320.2527 | 0.0010873 | 1047.6483 | 0.012617 | 1224.3695 | 0 | 1223.4877 | 0
[73 empty] | 1138.4785 | 0.0043793 | 1320.3381 | 0.0010849 | 1047.6617 | 0.012623 | 1224.4429 | 0 | 1223.561 | 0
[73 empty] | 1138.6075 | 0.0041262 | 1320.4235 | 0.0010825 | 1047.6752 | 0.012629 | 1224.5164 | 0 | 1223.6344 | 0
[73 empty] | 1138.7366 | 0.0039909 | 1320.5089 | 0.0010802 | 1047.6886 | 0.012634 | 1224.5898 | 0 | 1223.7078 | 0
[73 empty] | 1138.8656 | 0.0039702 | 1320.5942 | 0.001078 | 1047.702 | 0.012639 | 1224.6633 | 0 | 1223.7811 | 0
[73 empty] | 1138.9948 | 0.0040863 | 1320.6797 | 0.0010758 | 1047.7156 | 0.012643 | 1224.7368 | 0 | 1223.8545 | 0
[73 empty] | 1139.124 | 0.0040478 | 1320.7651 | 0.0010738 | 1047.729 | 0.012647 | 1224.8103 | 0 | 1223.9279 | 0
[73 empty] | 1139.2529 | 0.0039965 | 1320.8506 | 0.0010717 | 1047.7424 | 0.01265 | 1224.8838 | 0 | 1224.0012 | 0
[73 empty] | 1139.3822 | 0.0041175 | 1320.936 | 0.0010698 | 1047.7559 | 0.012653 | 1224.9573 | 0 | 1224.0747 | 0
[73 empty] | 1139.5114 | 0.003818 | 1321.0215 | 0.0010679 | 1047.7693 | 0.012655 | 1225.0308 | 0 | 1224.1481 | 0
[73 empty] | 1139.6406 | 0.0034503 | 1321.1069 | 0.001066 | 1047.7827 | 0.012657 | 1225.1043 | 0 | 1224.2216 | 0
[73 empty] | 1139.77 | 0.0035876 | 1321.1925 | 0.0010642 | 1047.7961 | 0.012658 | 1225.1779 | 0 | 1224.2949 | 0
[73 empty] | 1139.8992 | 0.0036537 | 1321.2779 | 0.0010624 | 1047.8097 | 0.012659 | 1225.2513 | 0 | 1224.3684 | 0
[73 empty] | 1140.0284 | 0.0037992 | 1321.3635 | 0.0010607 | 1047.8231 | 0.012659 | 1225.3249 | 0 | 1224.4418 | 0
[73 empty] | 1140.1578 | 0.003794 | 1321.449 | 0.001059 | 1047.8365 | 0.012658 | 1225.3984 | 0 | 1224.5153 | 0
[73 empty] | 1140.2871 | 0.0034164 | 1321.5346 | 0.0010573 | 1047.85 | 0.012657 | 1225.4721 | 0 | 1224.5887 | 0
[73 empty] | 1140.4167 | 0.0033561 | 1321.6201 | 0.0010557 | 1047.8634 | 0.012656 | 1225.5457 | 0 | 1224.6622 | 0
[73 empty] | 1140.546 | 0.0035243 | 1321.7056 | 0.001054 | 1047.8768 | 0.012653 | 1225.6191 | 0 | 1224.7357 | 0
[73 empty] | 1140.6754 | 0.003567 | 1321.7911 | 0.0010524 | 1047.8904 | 0.012651 | 1225.6927 | 0 | 1224.8092 | 0
[73 empty] | 1140.8049 | 0.0036722 | 1321.8767 | 0.0010508 | 1047.9038 | 0.012647 | 1225.7664 | 0 | 1224.8827 | 0
[73 empty] | 1140.9344 | 0.0037502 | 1321.9623 | 0.0010492 | 1047.9172 | 0.012643 | 1225.84 | 0 | 1224.9562 | 0
[73 empty] | 1141.0641 | 0.0037677 | 1322.048 | 0.0010476 | 1047.9307 | 0.012639 | 1225.9136 | 0 | 1225.0297 | 0
[73 empty] | 1141.1936 | 0.0039124 | 1322.1335 | 0.001046 | 1047.9441 | 0.012634 | 1225.9873 | 0 | 1225.1031 | 0
[73 empty] | 1141.3232 | 0.0039955 | 1322.2191 | 0.0010444 | 1047.9575 | 0.012628 | 1226.0609 | 0 | 1225.1768 | 0
[73 empty] | 1141.4529 | 0.0036139 | 1322.3048 | 0.0010428 | 1047.9711 | 0.012622 | 1226.1345 | 0 | 1225.2502 | 0
[73 empty] | 1141.5825 | 0.0032533 | 1322.3904 | 0.0010411 | 1047.9845 | 0.012616 | 1226.2081 | 0 | 1225.3238 | 0
[73 empty] | 1141.7123 | 0.0033025 | 1322.4761 | 0.0010395 | 1047.9979 | 0.012608 | 1226.2819 | 0 | 1225.3973 | 0
[73 empty] | 1141.8419 | 0.0032833 | 1322.5618 | 0.0010379 | 1048.0114 | 0.012601 | 1226.3555 | 0 | 1225.4709 | 0
[73 empty] | 1141.9716 | 0.0033604 | 1322.6475 | 0.0010362 | 1048.0248 | 0.012592 | 1226.4292 | 0 | 1225.5446 | 0
[73 empty] | 1142.1014 | 0.0029936 | 1322.7332 | 0.0010346 | 1048.0383 | 0.012584 | 1226.5029 | 0 | 1225.618 | 0
[73 empty] | 1142.2312 | 0.002662 | 1322.8189 | 0.0010329 | 1048.0518 | 0.012574 | 1226.5765 | 0 | 1225.6916 | 0
[73 empty] | 1142.3611 | 0.0031429 | 1322.9045 | 0.0010312 | 1048.0652 | 0.012565 | 1226.6503 | 0 | 1225.7653 | 0
[73 empty] | 1142.491 | 0.0037887 | 1322.9902 | 0.0010294 | 1048.0786 | 0.012554 | 1226.724 | 0 | 1225.8389 | 0
[73 empty] | 1142.6209 | 0.0038091 | 1323.0759 | 0.0010277 | 1048.092 | 0.012544 | 1226.7977 | 0 | 1225.9125 | 0
[73 empty] | 1142.7507 | 0.003122 | 1323.1617 | 0.0010259 | 1048.1056 | 0.012533 | 1226.8715 | 0 | 1225.9861 | 0
[73 empty] | 1142.8807 | 0.0027942 | 1323.2474 | 0.0010241 | 1048.119 | 0.012521 | 1226.9452 | 0 | 1226.0598 | 0
[73 empty] | 1143.0107 | 0.0029802 | 1323.3332 | 0.0010223 | 1048.1324 | 0.012509 | 1227.0189 | 0 | 1226.1334 | 0
[73 empty] | 1143.1407 | 0.0029756 | 1323.4189 | 0.0010205 | 1048.1459 | 0.012497 | 1227.0928 | 0 | 1226.207 | 0
[73 empty] | 1143.2708 | 0.0028559 | 1323.5048 | 0.0010186 | 1048.1594 | 0.012484 | 1227.1665 | 0 | 1226.2808 | 0
[73 empty] | 1143.4009 | 0.0026688 | 1323.5906 | 0.0010168 | 1048.1729 | 0.012471 | 1227.2402 | 0 | 1226.3544 | 0
[73 empty] | 1143.531 | 0.0024463 | 1323.6764 | 0.0010149 | 1048.1863 | 0.012458 | 1227.3141 | 0 | 1226.4281 | 0
[73 empty] | 1143.6611 | 0.0027538 | 1323.7622 | 0.001013 | 1048.1997 | 0.012444 | 1227.3878 | 0 | 1226.5018 | 0
[73 empty] | 1143.7915 | 0.0029276 | 1323.848 | 0.0010111 | 1048.2131 | 0.01243 | 1227.4617 | 0 | 1226.5754 | 0
[73 empty] | 1143.9215 | 0.0028681 | 1323.9338 | 0.0010091 | 1048.2267 | 0.012416 | 1227.5355 | 0 | 1226.6492 | 0
[73 empty] | 1144.0518 | 0.003208 | 1324.0198 | 0.0010072 | 1048.2401 | 0.012402 | 1227.6092 | 0 | 1226.7229 | 0
[73 empty] | 1144.182 | 0.0030149 | 1324.1056 | 0.0010053 | 1048.2535 | 0.012387 | 1227.6831 | 0 | 1226.7966 | 0
[73 empty] | 1144.3123 | 0.0025855 | 1324.1915 | 0.0010033 | 1048.267 | 0.012372 | 1227.757 | 0 | 1226.8704 | 0
[73 empty] | 1144.4426 | 0.002459 | 1324.2773 | 0.0010014 | 1048.2805 | 0.012357 | 1227.8308 | 0 | 1226.9441 | 0
[73 empty] | 1144.573 | 0.0026479 | 1324.3633 | 0.00099942 | 1048.2939 | 0.012342 | 1227.9047 | 0 | 1227.0178 | 0
[73 empty] | 1144.7034 | 0.0031215 | 1324.4492 | 0.00099748 | 1048.3074 | 0.012327 | 1227.9785 | 0 | 1227.0917 | 0
[73 empty] | 1144.8337 | 0.0032493 | 1324.535 | 0.00099555 | 1048.3208 | 0.012311 | 1228.0525 | 0 | 1227.1654 | 0
[73 empty] | 1144.9642 | 0.002824 | 1324.621 | 0.00099363 | 1048.3344 | 0.012296 | 1228.1263 | 0 | 1227.2391 | 0
[73 empty] | 1145.0947 | 0.0026414 | 1324.7069 | 0.00099173 | 1048.3478 | 0.01228 | 1228.2002 | 0 | 1227.313 | 0
[73 empty] | 1145.2252 | 0.0029009 | 1324.793 | 0.00098986 | 1048.3612 | 0.012265 | 1228.2742 | 0 | 1227.3867 | 0
[73 empty] | 1145.3557 | 0.0029153 | 1324.8789 | 0.000988 | 1048.3748 | 0.012249 | 1228.348 | 0 | 1227.4606 | 0
[73 empty] | 1145.4862 | 0.0025833 | 1324.9648 | 0.00098617 | 1048.3882 | 0.012234 | 1228.422 | 0 | 1227.5344 | 0
[73 empty] | 1145.6168 | 0.002464 | 1325.0508 | 0.00098437 | 1048.4016 | 0.012218 | 1228.4959 | 0 | 1227.6082 | 0
[73 empty] | 1145.7474 | 0.002814 | 1325.1368 | 0.00098262 | 1048.415 | 0.012203 | 1228.5698 | 0 | 1227.682 | 0
[73 empty] | 1145.8783 | 0.0029756 | 1325.2229 | 0.0009809 | 1048.4286 | 0.012187 | 1228.6438 | 0 | 1227.7559 | 0
[73 empty] | 1146.0088 | 0.0026725 | 1325.3088 | 0.00097923 | 1048.442 | 0.012172 | 1228.7178 | 0 | 1227.8297 | 0
[73 empty] | 1146.1394 | 0.0025147 | 1325.3949 | 0.00097761 | 1048.4554 | 0.012157 | 1228.7918 | 0 | 1227.9036 | 0
[73 empty] | 1146.2701 | 0.0024888 | 1325.481 | 0.00097604 | 1048.4689 | 0.012142 | 1228.8657 | 0 | 1227.9774 | 0
[73 empty] | 1146.4009 | 0.0024253 | 1325.567 | 0.00097453 | 1048.4824 | 0.012127 | 1228.9397 | 0 | 1228.0514 | 0
[73 empty] | 1146.5316 | 0.0024374 | 1325.6531 | 0.00097308 | 1048.4959 | 0.012113 | 1229.0137 | 0 | 1228.1252 | 0
[73 empty] | 1146.6625 | 0.0024174 | 1325.7391 | 0.00097169 | 1048.5093 | 0.012098 | 1229.0876 | 0 | 1228.1991 | 0
[73 empty] | 1146.7933 | 0.0026773 | 1325.8252 | 0.00097037 | 1048.5228 | 0.012084 | 1229.1616 | 0 | 1228.2731 | 0
[73 empty] | 1146.9242 | 0.0030181 | 1325.9113 | 0.00096913 | 1048.5363 | 0.012071 | 1229.2357 | 0 | 1228.3469 | 0
[73 empty] | 1147.0552 | 0.0026581 | 1325.9974 | 0.00096797 | 1048.5497 | 0.012057 | 1229.3097 | 0 | 1228.4209 | 0
[73 empty] | 1147.1863 | 0.0023722 | 1326.0835 | 0.00096688 | 1048.5632 | 0.012044 | 1229.3838 | 0 | 1228.4948 | 0
[73 empty] | 1147.3173 | 0.0027233 | 1326.1697 | 0.00096588 | 1048.5767 | 0.012031 | 1229.4578 | 0 | 1228.5687 | 0
[73 empty] | 1147.4481 | 0.002782 | 1326.2559 | 0.00096497 | 1048.5901 | 0.012018 | 1229.5319 | 0 | 1228.6427 | 0
[73 empty] | 1147.5791 | 0.0025913 | 1326.3419 | 0.00096414 | 1048.6036 | 0.012006 | 1229.606 | 0 | 1228.7167 | 0
[73 empty] | 1147.7102 | 0.0026085 | 1326.4281 | 0.00096341 | 1048.6171 | 0.011994 | 1229.6799 | 0 | 1228.7906 | 0
[73 empty] | 1147.8413 | 0.0023762 | 1326.5143 | 0.00096277 | 1048.6305 | 0.011982 | 1229.754 | 0 | 1228.8646 | 0
[73 empty] | 1147.9724 | 0.0017279 | 1326.6005 | 0.00096224 | 1048.644 | 0.011971 | 1229.8281 | 0 | 1228.9386 | 0
[73 empty] | 1148.1035 | 0.0018197 | 1326.6867 | 0.0009618 | 1048.6575 | 0.011961 | 1229.9022 | 0 | 1229.0126 | 0
[73 empty] | 1148.2347 | 0.0023366 | 1326.773 | 0.00096146 | 1048.6709 | 0.01195 | 1229.9763 | 0 | 1229.0865 | 0
[73 empty] | 1148.366 | 0.0024894 | 1326.8591 | 0.00096123 | 1048.6844 | 0.01194 | 1230.0504 | 0 | 1229.1605 | 0
[73 empty] | 1148.4972 | 0.002292 | 1326.9453 | 0.0009611 | 1048.6979 | 0.011931 | 1230.1246 | 0 | 1229.2346 | 0
[73 empty] | 1148.6287 | 0.0020921 | 1327.0316 | 0.00096108 | 1048.7113 | 0.011922 | 1230.1987 | 0 | 1229.3086 | 0
[73 empty] | 1148.7598 | 0.002508 | 1327.1179 | 0.00096117 | 1048.7249 | 0.011913 | 1230.2728 | 0 | 1229.3827 | 0
[73 empty] | 1148.8911 | 0.0028402 | 1327.2041 | 0.00096136 | 1048.7383 | 0.011905 | 1230.3471 | 0 | 1229.4567 | 0
[73 empty] | 1149.0225 | 0.0020555 | 1327.2904 | 0.00096167 | 1048.7517 | 0.011897 | 1230.4211 | 0 | 1229.5308 | 0
[73 empty] | 1149.1539 | 0.001653 | 1327.3767 | 0.00096208 | 1048.7653 | 0.01189 | 1230.4954 | 0 | 1229.6049 | 0
[73 empty] | 1149.2853 | 0.0017608 | 1327.463 | 0.0009626 | 1048.7787 | 0.011884 | 1230.5696 | 0 | 1229.6788 | 0
[73 empty] | 1149.4167 | 0.0018345 | 1327.5493 | 0.00096323 | 1048.7921 | 0.011877 | 1230.6437 | 0 | 1229.7529 | 0
[73 empty] | 1149.5482 | 0.0019552 | 1327.6356 | 0.00096397 | 1048.8057 | 0.011872 | 1230.7179 | 0 | 1229.827 | 0
[73 empty] | 1149.6798 | 0.0020851 | 1327.7219 | 0.00096481 | 1048.8191 | 0.011866 | 1230.7921 | 0 | 1229.9011 | 0
[73 empty] | 1149.8113 | 0.0019985 | 1327.8084 | 0.00096577 | 1048.8325 | 0.011862 | 1230.8663 | 0 | 1229.9752 | 0
[73 empty] | 1149.9429 | 0.0021972 | 1327.8946 | 0.00096682 | 1048.8461 | 0.011857 | 1230.9406 | 0 | 1230.0493 | 0
[73 empty] | 1150.0745 | 0.0019064 | 1327.9811 | 0.00096799 | 1048.8595 | 0.011854 | 1231.0148 | 0 | 1230.1235 | 0
[73 empty] | 1150.2062 | 0.0018988 | 1328.0674 | 0.00096925 | 1048.873 | 0.01185 | 1231.0891 | 0 | 1230.1976 | 0
[73 empty] | 1150.3376 | 0.0021592 | 1328.1538 | 0.00097061 | 1048.8865 | 0.011848 | 1231.1633 | 0 | 1230.2717 | 0
[73 empty] | 1150.4694 | 0.0023057 | 1328.2402 | 0.00097208 | 1048.8999 | 0.011845 | 1231.2376 | 0 | 1230.3459 | 0
[73 empty] | 1150.6011 | 0.0022874 | 1328.3267 | 0.00097364 | 1048.9135 | 0.011844 | 1231.3119 | 0 | 1230.42 | 0
[73 empty] | 1150.733 | 0.0023706 | 1328.4131 | 0.00097529 | 1048.9269 | 0.011842 | 1231.3861 | 0 | 1230.4943 | 0
[73 empty] | 1150.8646 | 0.0021253 | 1328.4995 | 0.00097703 | 1048.9403 | 0.011842 | 1231.4605 | 0 | 1230.5685 | 0
[73 empty] | 1150.9965 | 0.0021219 | 1328.5859 | 0.00097886 | 1048.9539 | 0.011841 | 1231.5347 | 0 | 1230.6426 | 0
[73 empty] | 1151.1283 | 0.0022695 | 1328.6724 | 0.00098078 | 1048.9673 | 0.011842 | 1231.609 | 0 | 1230.7168 | 0
[73 empty] | 1151.2601 | 0.0024488 | 1328.7588 | 0.00098277 | 1048.9808 | 0.011843 | 1231.6834 | 0 | 1230.791 | 0
[73 empty] | 1151.3921 | 0.0022881 | 1328.8453 | 0.00098485 | 1048.9943 | 0.011844 | 1231.7577 | 0 | 1230.8652 | 0
[73 empty] | 1151.524 | 0.0019857 | 1328.9318 | 0.000987 | 1049.0077 | 0.011846 | 1231.832 | 0 | 1230.9395 | 0
[73 empty] | 1151.656 | 0.0020359 | 1329.0183 | 0.00098923 | 1049.0212 | 0.011848 | 1231.9064 | 0 | 1231.0137 | 0
[73 empty] | 1151.788 | 0.0021624 | 1329.1049 | 0.00099152 | 1049.0347 | 0.01185 | 1231.9807 | 0 | 1231.0879 | 0
[73 empty] | 1151.92 | 0.0017149 | 1329.1914 | 0.00099388 | 1049.0482 | 0.011854 | 1232.055 | 0 | 1231.1622 | 0
[73 empty] | 1152.0521 | 0.0016147 | 1329.2778 | 0.00099629 | 1049.0616 | 0.011857 | 1232.1294 | 0 | 1231.2365 | 0
[73 empty] | 1152.1842 | 0.0018993 | 1329.3644 | 0.00099876 | 1049.0751 | 0.011862 | 1232.2037 | 0 | 1231.3107 | 0
[73 empty] | 1152.3163 | 0.0023444 | 1329.451 | 0.0010013 | 1049.0886 | 0.011866 | 1232.2782 | 0 | 1231.385 | 0
[73 empty] | 1152.4485 | 0.0024297 | 1329.5376 | 0.0010039 | 1049.1021 | 0.011871 | 1232.3525 | 0 | 1231.4594 | 0
[73 empty] | 1152.5806 | 0.002071 | 1329.6242 | 0.0010065 | 1049.1156 | 0.011877 | 1232.427 | 0 | 1231.5336 | 0
[73 empty] | 1152.713 | 0.0017529 | 1329.7107 | 0.0010091 | 1049.129 | 0.011883 | 1232.5013 | 0 | 1231.6079 | 0
[73 empty] | 1152.8451 | 0.00183 | 1329.7974 | 0.0010119 | 1049.1426 | 0.011889 | 1232.5758 | 0 | 1231.6823 | 0
[73 empty] | 1152.9773 | 0.0018303 | 1329.8839 | 0.0010146 | 1049.156 | 0.011896 | 1232.6503 | 0 | 1231.7566 | 0
[73 empty] | 1153.1096 | 0.0013288 | 1329.9706 | 0.0010173 | 1049.1694 | 0.011903 | 1232.7246 | 0 | 1231.8308 | 0
[73 empty] | 1153.2419 | 0.0015331 | 1330.0573 | 0.0010201 | 1049.183 | 0.011911 | 1232.7991 | 0 | 1231.9052 | 0
[73 empty] | 1153.3744 | 0.0021111 | 1330.1439 | 0.0010229 | 1049.1964 | 0.011919 | 1232.8735 | 0 | 1231.9796 | 0
[73 empty] | 1153.5067 | 0.0024812 | 1330.2305 | 0.0010258 | 1049.21 | 0.011928 | 1232.948 | 0 | 1232.054 | 0
[73 empty] | 1153.6392 | 0.0026953 | 1330.3171 | 0.0010286 | 1049.2234 | 0.011937 | 1233.0225 | 0 | 1232.1283 | 0
[73 empty] | 1153.7716 | 0.0023719 | 1330.4039 | 0.0010315 | 1049.2369 | 0.011946 | 1233.0971 | 0 | 1232.2026 | 0
[73 empty] | 1153.9041 | 0.0015943 | 1330.4906 | 0.0010343 | 1049.2504 | 0.011956 | 1233.1715 | 0 | 1232.2771 | 0
[73 empty] | 1154.0366 | 0.0012003 | 1330.5773 | 0.0010372 | 1049.2639 | 0.011966 | 1233.246 | 0 | 1232.3514 | 0
[73 empty] | 1154.1692 | 0.0014959 | 1330.6639 | 0.00104 | 1049.2773 | 0.011976 | 1233.3206 | 0 | 1232.4259 | 0
[73 empty] | 1154.3018 | 0.0019234 | 1330.7507 | 0.0010429 | 1049.2909 | 0.011987 | 1233.395 | 0 | 1232.5002 | 0
[73 empty] | 1154.4343 | 0.00192 | 1330.8374 | 0.0010457 | 1049.3043 | 0.011998 | 1233.4696 | 0 | 1232.5747 | 0
[73 empty] | 1154.567 | 0.0020326 | 1330.9242 | 0.0010485 | 1049.3177 | 0.01201 | 1233.5441 | 0 | 1232.6492 | 0
[73 empty] | 1154.6995 | 0.0021379 | 1331.011 | 0.0010514 | 1049.3313 | 0.012022 | 1233.6186 | 0 | 1232.7235 | 0
[73 empty] | 1154.8322 | 0.0021308 | 1331.0978 | 0.0010541 | 1049.3447 | 0.012034 | 1233.6932 | 0 | 1232.798 | 0
[73 empty] | 1154.965 | 0.0019226 | 1331.1846 | 0.0010569 | 1049.3583 | 0.012046 | 1233.7678 | 0 | 1232.8724 | 0
[73 empty] | 1155.0977 | 0.0015703 | 1331.2714 | 0.0010597 | 1049.3717 | 0.012059 | 1233.8423 | 0 | 1232.9469 | 0
[73 empty] | 1155.2305 | 0.0015772 | 1331.3582 | 0.0010624 | 1049.3853 | 0.012072 | 1233.9169 | 0 | 1233.0214 | 0
[73 empty] | 1155.3633 | 0.0017668 | 1331.445 | 0.0010651 | 1049.3987 | 0.012086 | 1233.9915 | 0 | 1233.0958 | 0
[73 empty] | 1155.4963 | 0.0021064 | 1331.5317 | 0.0010677 | 1049.4122 | 0.012099 | 1234.0662 | 0 | 1233.1704 | 0
[73 empty] | 1155.629 | 0.0021471 | 1331.6186 | 0.0010704 | 1049.4257 | 0.012113 | 1234.1408 | 0 | 1233.2449 | 0
[73 empty] | 1155.762 | 0.0018337 | 1331.7054 | 0.0010729 | 1049.4392 | 0.012127 | 1234.2153 | 0 | 1233.3193 | 0
[73 empty] | 1155.8949 | 0.0017808 | 1331.7924 | 0.0010755 | 1049.4526 | 0.012142 | 1234.2899 | 0 | 1233.3939 | 0
[73 empty] | 1156.0278 | 0.0019124 | 1331.8793 | 0.001078 | 1049.4662 | 0.012156 | 1234.3646 | 0 | 1233.4684 | 0
[73 empty] | 1156.1609 | 0.0021147 | 1331.9661 | 0.0010804 | 1049.4796 | 0.012171 | 1234.4392 | 0 | 1233.543 | 0
[73 empty] | 1156.2939 | 0.0019207 | 1332.053 | 0.0010828 | 1049.4932 | 0.012186 | 1234.5139 | 0 | 1233.6175 | 0
[73 empty] | 1156.427 | 0.0015704 | 1332.1399 | 0.0010852 | 1049.5066 | 0.012201 | 1234.5886 | 0 | 1233.6921 | 0
[73 empty] | 1156.5601 | 0.0014583 | 1332.2268 | 0.0010875 | 1049.5201 | 0.012217 | 1234.6632 | 0 | 1233.7666 | 0
[73 empty] | 1156.6934 | 0.0011459 | 1332.3137 | 0.0010897 | 1049.5336 | 0.012232 | 1234.7379 | 0 | 1233.8412 | 0
[73 empty] | 1156.8263 | 0.001297 | 1332.4008 | 0.0010919 | 1049.5471 | 0.012248 | 1234.8126 | 0 | 1233.9158 | 0
[73 empty] | 1156.9595 | 0.0019766 | 1332.4877 | 0.001094 | 1049.5605 | 0.012264 | 1234.8873 | 0 | 1233.9904 | 0
[73 empty] | 1157.0928 | 0.0022006 | 1332.5746 | 0.0010961 | 1049.5741 | 0.01228 | 1234.962 | 0 | 1234.0651 | 0
[73 empty] | 1157.226 | 0.0019965 | 1332.6616 | 0.001098 | 1049.5875 | 0.012296 | 1235.0367 | 0 | 1234.1397 | 0
[73 empty] | 1157.3593 | 0.0016578 | 1332.7485 | 0.0011 | 1049.6011 | 0.012313 | 1235.1115 | 0 | 1234.2142 | 0
[73 empty] | 1157.4926 | 0.0013888 | 1332.8356 | 0.0011018 | 1049.6146 | 0.012329 | 1235.1863 | 0 | 1234.2888 | 0
[73 empty] | 1157.6261 | 0.0011044 | 1332.9226 | 0.0011036 | 1049.6281 | 0.012346 | 1235.261 | 0 | 1234.3635 | 0
[73 empty] | 1157.7593 | 0.00123 | 1333.0096 | 0.0011054 | 1049.6416 | 0.012363 | 1235.3357 | 0 | 1234.4381 | 0
[73 empty] | 1157.8927 | 0.0012175 | 1333.0967 | 0.001107 | 1049.655 | 0.012379 | 1235.4105 | 0 | 1234.5128 | 0
[73 empty] | 1158.0261 | 0.0015524 | 1333.1837 | 0.0011086 | 1049.6686 | 0.012396 | 1235.4852 | 0 | 1234.5875 | 0
[73 empty] | 1158.1595 | 0.0020012 | 1333.2707 | 0.0011101 | 1049.682 | 0.012413 | 1235.5601 | 0 | 1234.6621 | 0
[73 empty] | 1158.2931 | 0.0020292 | 1333.3578 | 0.0011115 | 1049.6956 | 0.01243 | 1235.6349 | 0 | 1234.7368 | 0
[73 empty] | 1158.4266 | 0.0016604 | 1333.445 | 0.0011128 | 1049.709 | 0.012447 | 1235.7096 | 0 | 1234.8115 | 0
[73 empty] | 1158.5602 | 0.0012565 | 1333.532 | 0.0011141 | 1049.7225 | 0.012464 | 1235.7844 | 0 | 1234.8862 | 0
[73 empty] | 1158.6937 | 0.0011793 | 1333.6191 | 0.0011153 | 1049.736 | 0.012482 | 1235.8592 | 0 | 1234.9609 | 0
[73 empty] | 1158.8274 | 0.0017341 | 1333.7062 | 0.0011164 | 1049.7495 | 0.012499 | 1235.9341 | 0 | 1235.0356 | 0
[73 empty] | 1158.9611 | 0.0021394 | 1333.7933 | 0.0011174 | 1049.7631 | 0.012516 | 1236.0089 | 0 | 1235.1103 | 0
[73 empty] | 1159.0946 | 0.0016999 | 1333.8805 | 0.0011183 | 1049.7765 | 0.012533 | 1236.0837 | 0 | 1235.1851 | 0
[73 empty] | 1159.2283 | 0.0010102 | 1333.9677 | 0.0011191 | 1049.79 | 0.01255 | 1236.1587 | 0 | 1235.2599 | 0
[73 empty] | 1159.3622 | 0.00086427 | 1334.0548 | 0.0011199 | 1049.8035 | 0.012568 | 1236.2335 | 0 | 1235.3346 | 0
[73 empty] | 1159.4957 | 0.0013034 | 1334.142 | 0.0011205 | 1049.817 | 0.012585 | 1236.3084 | 0 | 1235.4094 | 0
[73 empty] | 1159.6298 | 0.0015394 | 1334.2291 | 0.0011211 | 1049.8304 | 0.012602 | 1236.3833 | 0 | 1235.4841 | 0
[73 empty] | 1159.7634 | 0.001337 | 1334.3163 | 0.0011215 | 1049.844 | 0.012619 | 1236.4581 | 0 | 1235.559 | 0
[73 empty] | 1159.8972 | 0.001292 | 1334.4036 | 0.0011271 | 1049.8575 | 0.012636 | 1236.5331 | 0 | 1235.6338 | 0
[73 empty] | 1160.0311 | 0.0016674 | 1334.4907 | 0.0011354 | 1049.871 | 0.012654 | 1236.6079 | 0 | 1235.7085 | 0
[73 empty] | 1160.165 | 0.0015119 | 1334.578 | 0.0011437 | 1049.8845 | 0.012671 | 1236.6829 | 0 | 1235.7833 | 0
[73 empty] | 1160.2991 | 0.0012812 | 1334.6652 | 0.0011519 | 1049.8979 | 0.012688 | 1236.7578 | 0 | 1235.8582 | 0
[73 empty] | 1160.433 | 0.0014855 | 1334.7524 | 0.0011599 | 1049.9115 | 0.012705 | 1236.8328 | 0 | 1235.933 | 0
[73 empty] | 1160.567 | 0.0017723 | 1334.8397 | 0.0011679 | 1049.925 | 0.012721 | 1236.9077 | 0 | 1236.0078 | 0
[73 empty] | 1160.701 | 0.0019922 | 1334.927 | 0.0011757 | 1049.9385 | 0.012738 | 1236.9827 | 0 | 1236.0826 | 0
[73 empty] | 1160.8352 | 0.0016646 | 1335.0143 | 0.0011835 | 1049.952 | 0.012755 | 1237.0576 | 0 | 1236.1575 | 0
[73 empty] | 1160.9695 | 0.001992 | 1335.1016 | 0.0011911 | 1049.9655 | 0.012771 | 1237.1326 | 0 | 1236.2324 | 0
[73 empty] | 1161.1034 | 0.0017565 | 1335.1888 | 0.0011986 | 1049.979 | 0.012788 | 1237.2075 | 0 | 1236.3073 | 0
[73 empty] | 1161.2378 | 0.0011069 | 1335.2762 | 0.001206 | 1049.9926 | 0.012804 | 1237.2826 | 0 | 1236.3822 | 0
[73 empty] | 1161.3718 | 0.0012806 | 1335.3635 | 0.0012133 | 1050.006 | 0.012821 | 1237.3575 | 0 | 1236.457 | 0
[73 empty] | 1161.5061 | 0.00095032 | 1335.4509 | 0.0012204 | 1050.0195 | 0.012837 | 1237.4326 | 0 | 1236.532 | 0
[73 empty] | 1161.6405 | 0.001063 | 1335.5382 | 0.0012275 | 1050.033 | 0.012853 | 1237.5076 | 0 | 1236.6068 | 0
[73 empty] | 1161.7747 | 0.001263 | 1335.6256 | 0.0012344 | 1050.0465 | 0.012868 | 1237.5826 | 0 | 1236.6818 | 0
[73 empty] | 1161.9089 | 0.0015163 | 1335.713 | 0.0012412 | 1050.0601 | 0.012884 | 1237.6576 | 0 | 1236.7567 | 0
[73 empty] | 1162.0433 | 0.0019031 | 1335.8003 | 0.0012479 | 1050.0735 | 0.012899 | 1237.7327 | 0 | 1236.8317 | 0
[73 empty] | 1162.1777 | 0.0017516 | 1335.8877 | 0.0012544 | 1050.087 | 0.012915 | 1237.8077 | 0 | 1236.9066 | 0
[73 empty] | 1162.3121 | 0.0014395 | 1335.9751 | 0.0012609 | 1050.1006 | 0.01293 | 1237.8828 | 0 | 1236.9816 | 0
[73 empty] | 1162.4465 | 0.0015879 | 1336.0626 | 0.0012672 | 1050.114 | 0.012945 | 1237.9579 | 0 | 1237.0565 | 0
[73 empty] | 1162.5811 | 0.001542 | 1336.15 | 0.0012733 | 1050.1276 | 0.012959 | 1238.033 | 0 | 1237.1315 | 0
[73 empty] | 1162.7156 | 0.0011141 | 1336.2374 | 0.0012793 | 1050.141 | 0.012974 | 1238.108 | 0 | 1237.2064 | 0
[73 empty] | 1162.8501 | 0.0012473 | 1336.3249 | 0.0012853 | 1050.1545 | 0.012988 | 1238.1831 | 0 | 1237.2815 | 0
[73 empty] | 1162.9847 | 0.001615 | 1336.4124 | 0.001291 | 1050.1681 | 0.013002 | 1238.2583 | 0 | 1237.3564 | 0
[73 empty] | 1163.1193 | 0.0014228 | 1336.4999 | 0.0012966 | 1050.1815 | 0.013015 | 1238.3334 | 0 | 1237.4314 | 0
[73 empty] | 1163.2538 | 0.0015054 | 1336.5874 | 0.0013021 | 1050.1951 | 0.013029 | 1238.4086 | 0 | 1237.5065 | 0
[73 empty] | 1163.3884 | 0.0017434 | 1336.6748 | 0.0013075 | 1050.2086 | 0.013042 | 1238.4836 | 0 | 1237.5815 | 0
[73 empty] | 1163.5232 | 0.0012462 | 1336.7623 | 0.0013127 | 1050.222 | 0.013054 | 1238.5588 | 0 | 1237.6565 | 0
[73 empty] | 1163.658 | 0.0012413 | 1336.8499 | 0.0013177 | 1050.2356 | 0.013067 | 1238.6339 | 0 | 1237.7316 | 0
[73 empty] | 1163.7927 | 0.00097877 | 1336.9374 | 0.0013226 | 1050.2491 | 0.013079 | 1238.7091 | 0 | 1237.8066 | 0
[73 empty] | 1163.9275 | 0.00089596 | 1337.025 | 0.0013274 | 1050.2626 | 0.013091 | 1238.7843 | 0 | 1237.8817 | 0
[73 empty] | 1164.0623 | 0.0010938 | 1337.1126 | 0.001332 | 1050.2761 | 0.013102 | 1238.8595 | 0 | 1237.9568 | 0
[73 empty] | 1164.1971 | 0.0011516 | 1337.2001 | 0.0013365 | 1050.2897 | 0.013113 | 1238.9347 | 0 | 1238.0319 | 0
[73 empty] | 1164.332 | 0.0012706 | 1337.2877 | 0.0013409 | 1050.3031 | 0.013124 | 1239.0099 | 0 | 1238.1069 | 0
[73 empty] | 1164.4669 | 0.0014399 | 1337.3752 | 0.001345 | 1050.3166 | 0.013134 | 1239.0851 | 0 | 1238.182 | 0
[73 empty] | 1164.6019 | 0.0015395 | 1337.4629 | 0.0013491 | 1050.3302 | 0.013143 | 1239.1603 | 0 | 1238.2572 | 0
[73 empty] | 1164.7369 | 0.0017437 | 1337.5505 | 0.001353 | 1050.3436 | 0.013153 | 1239.2355 | 0 | 1238.3323 | 0
[73 empty] | 1164.8719 | 0.0013857 | 1337.6382 | 0.0013567 | 1050.3572 | 0.013162 | 1239.3108 | 0 | 1238.4073 | 0
[73 empty] | 1165.007 | 0.0013307 | 1337.7257 | 0.0013602 | 1050.3707 | 0.01317 | 1239.386 | 0 | 1238.4825 | 0
[73 empty] | 1165.1421 | 0.0013591 | 1337.8133 | 0.0013637 | 1050.3843 | 0.013178 | 1239.4613 | 0 | 1238.5577 | 0
[73 empty] | 1165.2771 | 0.0012208 | 1337.9011 | 0.0013669 | 1050.3977 | 0.013185 | 1239.5365 | 0 | 1238.6328 | 0
[73 empty] | 1165.4125 | 0.0011403 | 1337.9888 | 0.00137 | 1050.4113 | 0.013192 | 1239.6118 | 0 | 1238.708 | 0
[73 empty] | 1165.5475 | 0.0014773 | 1338.0764 | 0.001373 | 1050.4248 | 0.013199 | 1239.6871 | 0 | 1238.7832 | 0
[73 empty] | 1165.6826 | 0.0015706 | 1338.1642 | 0.0013758 | 1050.4382 | 0.013205 | 1239.7623 | 0 | 1238.8584 | 0
[73 empty] | 1165.8179 | 0.0011288 | 1338.2518 | 0.0013784 | 1050.4518 | 0.01321 | 1239.8376 | 0 | 1238.9336 | 0
[73 empty] | 1165.9531 | 0.0012481 | 1338.3396 | 0.0013809 | 1050.4653 | 0.013215 | 1239.913 | 0 | 1239.0088 | 0
[73 empty] | 1166.0885 | 0.0011599 | 1338.4272 | 0.0013832 | 1050.4788 | 0.013219 | 1239.9883 | 0 | 1239.084 | 0
[73 empty] | 1166.2238 | 0.0011422 | 1338.515 | 0.0013854 | 1050.4923 | 0.013222 | 1240.0636 | 0 | 1239.1592 | 0
[73 empty] | 1166.3591 | 0.0011864 | 1338.6028 | 0.0013874 | 1050.5059 | 0.013225 | 1240.139 | 0 | 1239.2344 | 0
[73 empty] | 1166.4945 | 0.0010772 | 1338.6906 | 0.0013893 | 1050.5194 | 0.013228 | 1240.2144 | 0 | 1239.3097 | 0
[73 empty] | 1166.63 | 0.00094886 | 1338.7783 | 0.001391 | 1050.5328 | 0.01323 | 1240.2897 | 0 | 1239.3849 | 0
[73 empty] | 1166.7654 | 0.001236 | 1338.8661 | 0.0013925 | 1050.5464 | 0.013231 | 1240.365 | 0 | 1239.4602 | 0
[73 empty] | 1166.9009 | 0.0014155 | 1338.954 | 0.0013939 | 1050.5599 | 0.013231 | 1240.4404 | 0 | 1239.5354 | 0
[73 empty] | 1167.0364 | 0.001451 | 1339.0418 | 0.0013951 | 1050.5735 | 0.013231 | 1240.5159 | 0 | 1239.6107 | 0
[73 empty] | 1167.172 | 0.0010293 | 1339.1295 | 0.0013962 | 1050.5869 | 0.01323 | 1240.5912 | 0 | 1239.686 | 0
[73 empty] | 1167.3075 | 0.0009111 | 1339.2174 | 0.0013971 | 1050.6005 | 0.013229 | 1240.6666 | 0 | 1239.7612 | 0
[73 empty] | 1167.4431 | 0.0010681 | 1339.3052 | 0.0013978 | 1050.614 | 0.013227 | 1240.7421 | 0 | 1239.8365 | 0
[73 empty] | 1167.579 | 0.0013839 | 1339.3931 | 0.0013984 | 1050.6274 | 0.013224 | 1240.8174 | 0 | 1239.9119 | 0
[73 empty] | 1167.7144 | 0.0011682 | 1339.481 | 0.0013989 | 1050.641 | 0.013221 | 1240.8928 | 0 | 1239.9872 | 0
[73 empty] | 1167.8501 | 0.00076961 | 1339.5689 | 0.0013992 | 1050.6545 | 0.013216 | 1240.9683 | 0 | 1240.0625 | 0
[73 empty] | 1167.986 | 0.0010885 | 1339.6567 | 0.0013993 | 1050.6681 | 0.013212 | 1241.0437 | 0 | 1240.1378 | 0
[73 empty] | 1168.1216 | 0.0011692 | 1339.7446 | 0.0013992 | 1050.6816 | 0.013206 | 1241.1193 | 0 | 1240.2133 | 0
[73 empty] | 1168.2573 | 0.001212 | 1339.8325 | 0.0013991 | 1050.6951 | 0.0132 | 1241.1947 | 0 | 1240.2886 | 0
[73 empty] | 1168.3932 | 0.001503 | 1339.9205 | 0.0013987 | 1050.7086 | 0.013193 | 1241.2701 | 0 | 1240.3639 | 0
[73 empty] | 1168.5291 | 0.0014176 | 1340.0084 | 0.0013982 | 1050.7222 | 0.013185 | 1241.3456 | 0 | 1240.4393 | 0
[73 empty] | 1168.6649 | 0.00099954 | 1340.0963 | 0.0013976 | 1050.7357 | 0.013177 | 1241.4211 | 0 | 1240.5147 | 0
[73 empty] | 1168.8009 | 0.0014067 | 1340.1843 | 0.0013968 | 1050.7491 | 0.013168 | 1241.4966 | 0 | 1240.5901 | 0
[73 empty] | 1168.9368 | 0.0014198 | 1340.2723 | 0.0013959 | 1050.7627 | 0.013158 | 1241.5721 | 0 | 1240.6655 | 0
[73 empty] | 1169.073 | 0.0012284 | 1340.3603 | 0.0013948 | 1050.7762 | 0.013147 | 1241.6477 | 0 | 1240.7408 | 0
[73 empty] | 1169.2089 | 0.0010466 | 1340.4482 | 0.0013935 | 1050.7898 | 0.013136 | 1241.7231 | 0 | 1240.8163 | 0
[73 empty] | 1169.3448 | 0.001339 | 1340.5363 | 0.0013921 | 1050.8032 | 0.013124 | 1241.7987 | 0 | 1240.8917 | 0
[73 empty] | 1169.481 | 0.0013635 | 1340.6243 | 0.0013906 | 1050.8168 | 0.013112 | 1241.8743 | 0 | 1240.9672 | 0
[73 empty] | 1169.6171 | 0.0010069 | 1340.7124 | 0.0013889 | 1050.8303 | 0.013098 | 1241.9498 | 0 | 1241.0426 | 0
[73 empty] | 1169.7534 | 0.0013463 | 1340.8004 | 0.0013871 | 1050.8439 | 0.013084 | 1242.0254 | 0 | 1241.118 | 0
[73 empty] | 1169.8894 | 0.0015025 | 1340.8884 | 0.0013852 | 1050.8574 | 0.013069 | 1242.101 | 0 | 1241.1936 | 0
[73 empty] | 1170.0256 | 0.0010627 | 1340.9766 | 0.0013831 | 1050.8709 | 0.013054 | 1242.1765 | 0 | 1241.269 | 0
[73 empty] | 1170.1619 | 0.00090366 | 1341.0646 | 0.0013809 | 1050.8844 | 0.013038 | 1242.2522 | 0 | 1241.3445 | 0
[73 empty] | 1170.2981 | 0.0013022 | 1341.1527 | 0.0013785 | 1050.8979 | 0.013021 | 1242.3278 | 0 | 1241.42 | 0
[73 empty] | 1170.4344 | 0.0012711 | 1341.2407 | 0.001376 | 1050.9115 | 0.013004 | 1242.4034 | 0 | 1241.4955 | 0
[73 empty] | 1170.5708 | 0.00089549 | 1341.3289 | 0.0013734 | 1050.925 | 0.012985 | 1242.479 | 0 | 1241.571 | 0
[73 empty] | 1170.7072 | 0.0014227 | 1341.417 | 0.0013706 | 1050.9385 | 0.012966 | 1242.5547 | 0 | 1241.6466 | 0
[73 empty] | 1170.8438 | 0.0013543 | 1341.5051 | 0.0013678 | 1050.952 | 0.012947 | 1242.6302 | 0 | 1241.7221 | 0
[73 empty] | 1170.98 | 0.0014545 | 1341.5933 | 0.0013648 | 1050.9656 | 0.012927 | 1242.7059 | 0 | 1241.7976 | 0
[73 empty] | 1171.1165 | 0.0012736 | 1341.6814 | 0.0013616 | 1050.9791 | 0.012906 | 1242.7816 | 0 | 1241.8732 | 0
[73 empty] | 1171.2529 | 0.00093026 | 1341.7696 | 0.0013584 | 1050.9927 | 0.012884 | 1242.8573 | 0 | 1241.9487 | 0
[73 empty] | 1171.3895 | 0.0011867 | 1341.8578 | 0.0013551 | 1051.0062 | 0.012862 | 1242.933 | 0 | 1242.0243 | 0
[73 empty] | 1171.526 | 0.0013562 | 1341.946 | 0.0013516 | 1051.0197 | 0.01284 | 1243.0087 | 0 | 1242.0999 | 0
[73 empty] | 1171.6626 | 0.0010988 | 1342.0342 | 0.001348 | 1051.0332 | 0.012816 | 1243.0844 | 0 | 1242.1754 | 0
[73 empty] | 1171.7993 | 0.0009309 | 1342.1224 | 0.0013444 | 1051.0468 | 0.012792 | 1243.16 | 0 | 1242.2511 | 0
[73 empty] | 1171.9359 | 0.0013004 | 1342.2107 | 0.0013406 | 1051.0603 | 0.012768 | 1243.2357 | 0 | 1242.3267 | 0
[73 empty] | 1172.0725 | 0.0015942 | 1342.2988 | 0.0013367 | 1051.0739 | 0.012743 | 1243.3115 | 0 | 1242.4022 | 0
[73 empty] | 1172.2092 | 0.0013643 | 1342.3871 | 0.0013327 | 1051.0874 | 0.012717 | 1243.3872 | 0 | 1242.4779 | 0
[73 empty] | 1172.3459 | 0.0015332 | 1342.4753 | 0.0013287 | 1051.1008 | 0.01269 | 1243.4629 | 0 | 1242.5535 | 0
[73 empty] | 1172.4828 | 0.0015711 | 1342.5637 | 0.0013245 | 1051.1144 | 0.012664 | 1243.5387 | 0 | 1242.6291 | 0
[73 empty] | 1172.6195 | 0.0012579 | 1342.652 | 0.0013203 | 1051.1279 | 0.012636 | 1243.6145 | 0 | 1242.7048 | 0
[73 empty] | 1172.7566 | 0.0010704 | 1342.7402 | 0.001316 | 1051.1415 | 0.012608 | 1243.6902 | 0 | 1242.7805 | 0
[73 empty] | 1172.8933 | 0.0012689 | 1342.8286 | 0.0013116 | 1051.155 | 0.01258 | 1243.766 | 0 | 1242.8562 | 0
[73 empty] | 1173.0302 | 0.0012992 | 1342.9169 | 0.0013071 | 1051.1686 | 0.012551 | 1243.8418 | 0 | 1242.9318 | 0
[73 empty] | 1173.1671 | 0.0014677 | 1343.0052 | 0.0013026 | 1051.182 | 0.012521 | 1243.9176 | 0 | 1243.0075 | 0
[73 empty] | 1173.3041 | 0.0010373 | 1343.0935 | 0.001298 | 1051.1956 | 0.012491 | 1243.9934 | 0 | 1243.0832 | 0
[73 empty] | 1173.4412 | 0.0010578 | 1343.1819 | 0.0012934 | 1051.2091 | 0.012461 | 1244.0692 | 0 | 1243.1589 | 0
[73 empty] | 1173.5781 | 0.0010434 | 1343.2703 | 0.0012887 | 1051.2227 | 0.01243 | 1244.145 | 0 | 1243.2346 | 0
[73 empty] | 1173.7152 | 0.0012362 | 1343.3586 | 0.0012839 | 1051.2362 | 0.012399 | 1244.2208 | 0 | 1243.3103 | 0
[73 empty] | 1173.8523 | 0.0015242 | 1343.447 | 0.0012791 | 1051.2498 | 0.012367 | 1244.2967 | 0 | 1243.3861 | 0
[73 empty] | 1173.9895 | 0.00095692 | 1343.5354 | 0.0012743 | 1051.2633 | 0.012335 | 1244.3726 | 0 | 1243.4618 | 0
[73 empty] | 1174.1268 | 0.0010434 | 1343.6239 | 0.0012694 | 1051.2769 | 0.012302 | 1244.4485 | 0 | 1243.5376 | 0
[73 empty] | 1174.2638 | 0.0015662 | 1343.7123 | 0.0012645 | 1051.2903 | 0.012269 | 1244.5243 | 0 | 1243.6133 | 0
[73 empty] | 1174.4011 | 0.0017387 | 1343.8008 | 0.0012596 | 1051.3038 | 0.012236 | 1244.6002 | 0 | 1243.6891 | 0
[73 empty] | 1174.5383 | 0.0015462 | 1343.8892 | 0.0012547 | 1051.3174 | 0.012202 | 1244.676 | 0 | 1243.7649 | 0
[73 empty] | 1174.6757 | 0.0013355 | 1343.9777 | 0.0012497 | 1051.3309 | 0.012168 | 1244.752 | 0 | 1243.8407 | 0
[73 empty] | 1174.813 | 0.0010674 | 1344.0662 | 0.0012448 | 1051.3445 | 0.012133 | 1244.8279 | 0 | 1243.9165 | 0
[73 empty] | 1174.9503 | 0.00080655 | 1344.1545 | 0.0012398 | 1051.358 | 0.012099 | 1244.9038 | 0 | 1243.9923 | 0
[73 empty] | 1175.0878 | 0.0011553 | 1344.243 | 0.0012348 | 1051.3716 | 0.012064 | 1244.9797 | 0 | 1244.0681 | 0
[73 empty] | 1175.2251 | 0.0013299 | 1344.3315 | 0.0012299 | 1051.3851 | 0.012029 | 1245.0557 | 0 | 1244.1439 | 0
[73 empty] | 1175.3625 | 0.0011944 | 1344.4202 | 0.0012249 | 1051.3987 | 0.011993 | 1245.1316 | 0 | 1244.2197 | 0
[73 empty] | 1175.5001 | 0.0015186 | 1344.5087 | 0.00122 | 1051.4122 | 0.011958 | 1245.2075 | 0 | 1244.2957 | 0
[73 empty] | 1175.6376 | 0.0011705 | 1344.5972 | 0.0012151 | 1051.4257 | 0.011922 | 1245.2836 | 0 | 1244.3715 | 0
[73 empty] | 1175.7751 | 0.00092132 | 1344.6858 | 0.0012103 | 1051.4392 | 0.011886 | 1245.3595 | 0 | 1244.4473 | 0
[73 empty] | 1175.9127 | 0.0012511 | 1344.7743 | 0.0012054 | 1051.4528 | 0.011849 | 1245.4355 | 0 | 1244.5232 | 0
[73 empty] | 1176.0504 | 0.001403 | 1344.8629 | 0.0012007 | 1051.4663 | 0.011813 | 1245.5115 | 0 | 1244.5991 | 0
[73 empty] | 1176.188 | 0.0013784 | 1344.9514 | 0.0011959 | 1051.4799 | 0.011777 | 1245.5875 | 0 | 1244.6749 | 0
[73 empty] | 1176.3257 | 0.0013331 | 1345.04 | 0.0011912 | 1051.4934 | 0.01174 | 1245.6635 | 0 | 1244.7508 | 0
[73 empty] | 1176.4633 | 0.0014456 | 1345.1287 | 0.0011866 | 1051.507 | 0.011704 | 1245.7395 | 0 | 1244.8268 | 0
[73 empty] | 1176.6011 | 0.0014243 | 1345.2173 | 0.001182 | 1051.5205 | 0.011667 | 1245.8156 | 0 | 1244.9027 | 0
[73 empty] | 1176.7388 | 0.0016586 | 1345.3059 | 0.0011775 | 1051.5341 | 0.01163 | 1245.8916 | 0 | 1244.9786 | 0
[73 empty] | 1176.8766 | 0.0015426 | 1345.3945 | 0.0011731 | 1051.5476 | 0.011594 | 1245.9677 | 0 | 1245.0546 | 0
[73 empty] | 1177.0146 | 0.0012072 | 1345.4833 | 0.0011688 | 1051.5612 | 0.011557 | 1246.0437 | 0 | 1245.1305 | 0
[73 empty] | 1177.1523 | 0.00093795 | 1345.5719 | 0.0011646 | 1051.5747 | 0.011521 | 1246.1198 | 0 | 1245.2064 | 0
[73 empty] | 1177.2903 | 0.0010066 | 1345.6606 | 0.0011604 | 1051.5883 | 0.011484 | 1246.1958 | 0 | 1245.2823 | 0
[73 empty] | 1177.4282 | 0.0011565 | 1345.7493 | 0.0011563 | 1051.6018 | 0.011448 | 1246.2719 | 0 | 1245.3584 | 0
[73 empty] | 1177.5662 | 0.0015303 | 1345.838 | 0.0011524 | 1051.6154 | 0.011412 | 1246.348 | 0 | 1245.4343 | 0
[73 empty] | 1177.7042 | 0.0013697 | 1345.9268 | 0.0011485 | 1051.6289 | 0.011376 | 1246.4241 | 0 | 1245.5104 | 0
[73 empty] | 1177.8422 | 0.0011215 | 1346.0155 | 0.0011448 | 1051.6423 | 0.01134 | 1246.5002 | 0 | 1245.5863 | 0
[73 empty] | 1177.9802 | 0.0011559 | 1346.1043 | 0.0011412 | 1051.6559 | 0.011305 | 1246.5763 | 0 | 1245.6624 | 0
[73 empty] | 1178.1184 | 0.0015427 | 1346.193 | 0.0011377 | 1051.6694 | 0.011269 | 1246.6525 | 0 | 1245.7384 | 0
[73 empty] | 1178.2565 | 0.0015423 | 1346.2817 | 0.0011343 | 1051.683 | 0.011234 | 1246.7286 | 0 | 1245.8145 | 0
[73 empty] | 1178.3947 | 0.00121 | 1346.3705 | 0.0011311 | 1051.6965 | 0.0112 | 1246.8048 | 0 | 1245.8905 | 0
[73 empty] | 1178.5328 | 0.00086108 | 1346.4592 | 0.001128 | 1051.7101 | 0.011165 | 1246.881 | 0 | 1245.9666 | 0
[73 empty] | 1178.6711 | 0.00068098 | 1346.5481 | 0.001125 | 1051.7236 | 0.011131 | 1246.9571 | 0 | 1246.0426 | 0
[73 empty] | 1178.8093 | 0.0010079 | 1346.6368 | 0.0011222 | 1051.7372 | 0.011098 | 1247.0333 | 0 | 1246.1186 | 0
[73 empty] | 1178.9476 | 0.0011912 | 1346.7257 | 0.0011195 | 1051.7507 | 0.011064 | 1247.1095 | 0 | 1246.1947 | 0
[73 empty] | 1179.0861 | 0.0012924 | 1346.8146 | 0.001117 | 1051.7643 | 0.011032 | 1247.1857 | 0 | 1246.2707 | 0
[73 empty] | 1179.2244 | 0.0012546 | 1346.9033 | 0.0011146 | 1051.7778 | 0.010999 | 1247.2618 | 0 | 1246.3469 | 0
[73 empty] | 1179.3628 | 0.0014383 | 1346.9922 | 0.0011124 | 1051.7914 | 0.010968 | 1247.3381 | 0 | 1246.423 | 0
[73 empty] | 1179.5012 | 0.0010723 | 1347.0811 | 0.0011104 | 1051.8049 | 0.010936 | 1247.4143 | 0 | 1246.4992 | 0
[73 empty] | 1179.6396 | 0.00087584 | 1347.17 | 0.0011086 | 1051.8185 | 0.010906 | 1247.4905 | 0 | 1246.5752 | 0
[73 empty] | 1179.7783 | 0.00075064 | 1347.2589 | 0.0011069 | 1051.832 | 0.010876 | 1247.5668 | 0 | 1246.6514 | 0
[73 empty] | 1179.9166 | 0.00075957 | 1347.3478 | 0.0011053 | 1051.8456 | 0.010846 | 1247.6431 | 0 | 1246.7275 | 0
[73 empty] | 1180.0552 | 0.00074908 | 1347.4367 | 0.001104 | 1051.8591 | 0.010817 | 1247.7192 | 0 | 1246.8036 | 0
[73 empty] | 1180.1938 | 0.0010408 | 1347.5256 | 0.0011028 | 1051.8727 | 0.010789 | 1247.7955 | 0 | 1246.8798 | 0
[73 empty] | 1180.3324 | 0.0010378 | 1347.6146 | 0.0011018 | 1051.8862 | 0.010761 | 1247.8718 | 0 | 1246.9559 | 0
[73 empty] | 1180.4711 | 0.0012401 | 1347.7035 | 0.001101 | 1051.8998 | 0.010734 | 1247.9481 | 0 | 1247.0321 | 0
[73 empty] | 1180.6097 | 0.0014868 | 1347.7925 | 0.0011004 | 1051.9133 | 0.010708 | 1248.0244 | 0 | 1247.1083 | 0
[73 empty] | 1180.7485 | 0.0011913 | 1347.8815 | 0.0011 | 1051.9269 | 0.010683 | 1248.1007 | 0 | 1247.1846 | 0
[73 empty] | 1180.8872 | 0.0014001 | 1347.9705 | 0.0010997 | 1051.9404 | 0.010658 | 1248.177 | 0 | 1247.2607 | 0
[73 empty] | 1181.0259 | 0.0012072 | 1348.0594 | 0.0010997 | 1051.954 | 0.010634 | 1248.2534 | 0 | 1247.3369 | 0
[73 empty] | 1181.1647 | 0.0010891 | 1348.1484 | 0.0010998 | 1051.9675 | 0.01061 | 1248.3297 | 0 | 1247.4132 | 0
[73 empty] | 1181.3036 | 0.0010576 | 1348.2374 | 0.0011001 | 1051.9811 | 0.010588 | 1248.4061 | 0 | 1247.4894 | 0
[73 empty] | 1181.4426 | 0.0011293 | 1348.3265 | 0.0011006 | 1051.9946 | 0.010566 | 1248.4824 | 0 | 1247.5657 | 0
[73 empty] | 1181.5815 | 0.001365 | 1348.4155 | 0.0011013 | 1052.0082 | 0.010545 | 1248.5588 | 0 | 1247.642 | 0
[73 empty] | 1181.7203 | 0.00097656 | 1348.5046 | 0.0011022 | 1052.0219 | 0.010525 | 1248.6351 | 0 | 1247.7181 | 0
[73 empty] | 1181.8593 | 0.0010044 | 1348.5936 | 0.0011033 | 1052.0354 | 0.010506 | 1248.7115 | 0 | 1247.7944 | 0
[73 empty] | 1181.9983 | 0.00095229 | 1348.6827 | 0.0011046 | 1052.049 | 0.010487 | 1248.788 | 0 | 1247.8707 | 0
[73 empty] | 1182.1373 | 0.00054181 | 1348.7719 | 0.0011061 | 1052.0625 | 0.01047 | 1248.8644 | 0 | 1247.947 | 0
[73 empty] | 1182.2766 | 0.00081768 | 1348.861 | 0.0011077 | 1052.076 | 0.010453 | 1248.9408 | 0 | 1248.0233 | 0
[73 empty] | 1182.4155 | 0.00099233 | 1348.9501 | 0.0011096 | 1052.0896 | 0.010437 | 1249.0172 | 0 | 1248.0996 | 0
[73 empty] | 1182.5547 | 0.00075607 | 1349.0392 | 0.0011116 | 1052.1031 | 0.010422 | 1249.0936 | 0 | 1248.1759 | 0
[73 empty] | 1182.6938 | 0.00068218 | 1349.1283 | 0.0011139 | 1052.1167 | 0.010407 | 1249.17 | 0 | 1248.2523 | 0
[73 empty] | 1182.8333 | 0.00088776 | 1349.2175 | 0.0011163 | 1052.1302 | 0.010394 | 1249.2465 | 0 | 1248.3286 | 0
[73 empty] | 1182.9723 | 0.0010982 | 1349.3066 | 0.0011189 | 1052.1438 | 0.010381 | 1249.323 | 0 | 1248.4049 | 0
[73 empty] | 1183.1116 | 0.00091825 | 1349.3959 | 0.0011216 | 1052.1573 | 0.01037 | 1249.3994 | 0 | 1248.4813 | 0
[73 empty] | 1183.2509 | 0.0010276 |  |  | 1052.1709 | 0.010359 | 1249.4758 | 0 | 1248.5576 | 0
[73 empty] | 1183.3903 | 0.00096736 |  |  | 1052.1844 | 0.010348 | 1249.5524 | 0 | 1248.634 | 0
[73 empty] | 1183.5297 | 0.00085444 |  |  | 1052.198 | 0.010339 | 1249.6289 | 0 | 1248.7105 | 0
[73 empty] | 1183.6691 | 0.00081918 |  |  | 1052.2115 | 0.01033 | 1249.7053 | 0 | 1248.7869 | 0
[73 empty] | 1183.8085 | 0.0011503 |  |  | 1052.2251 | 0.010323 | 1249.7819 | 0 | 1248.8632 | 0
[73 empty] | 1183.9479 | 0.0011124 |  |  | 1052.2388 | 0.010316 | 1249.8584 | 0 | 1248.9396 | 0
[73 empty] | 1184.0874 | 0.00099346 |  |  | 1052.2523 | 0.010309 | 1249.9349 | 0 | 1249.016 | 0
[73 empty] | 1184.2269 | 0.0010931 |  |  | 1052.2659 | 0.010304 | 1250.0115 | 0 | 1249.0925 | 0
[73 empty] | 1184.3666 | 0.0013648 |  |  | 1052.2794 | 0.010299 | 1250.088 | 0 | 1249.1689 | 0
[73 empty] | 1184.5061 | 0.0014335 |  |  | 1052.293 | 0.010295 | 1250.1645 | 0 | 1249.2454 | 0
[73 empty] | 1184.6458 | 0.001184 |  |  | 1052.3065 | 0.010291 | 1250.2412 | 0 | 1249.3218 | 0
[73 empty] | 1184.7854 | 0.0011329 |  |  | 1052.3201 | 0.010289 | 1250.3177 | 0 | 1249.3983 | 0
[73 empty] | 1184.9252 | 0.0013262 |  |  | 1052.3336 | 0.010286 | 1250.3943 | 0 | 1249.4747 | 0
[73 empty] | 1185.0649 | 0.0014742 |  |  | 1052.3472 | 0.010285 | 1250.4709 | 0 | 1249.5513 | 0
[73 empty] | 1185.2047 | 0.0012069 |  |  | 1052.3607 | 0.010284 | 1250.5476 | 0 | 1249.6278 | 0
[73 empty] | 1185.3445 | 0.00094273 |  |  | 1052.3744 | 0.010284 | 1250.6242 | 0 | 1249.7042 | 0
[73 empty] | 1185.4841 | 0.0007692 |  |  | 1052.3879 | 0.010284 | 1250.7008 | 0 | 1249.7808 | 0
[73 empty] | 1185.624 | 0.00067557 |  |  | 1052.4015 | 0.010285 | 1250.7775 | 0 | 1249.8573 | 0
[73 empty] | 1185.7639 | 0.00075245 |  |  | 1052.415 | 0.010286 | 1250.8541 | 0 | 1249.9338 | 0
[73 empty] | 1185.9038 | 0.00067915 |  |  | 1052.4286 | 0.010288 | 1250.9308 | 0 | 1250.0104 | 0
[73 empty] | 1186.0438 | 0.00081579 |  |  | 1052.4421 | 0.010291 | 1251.0075 | 0 | 1250.0869 | 0
[73 empty] | 1186.1838 | 0.00078147 |  |  | 1052.4557 | 0.010294 | 1251.0841 | 0 | 1250.1635 | 0
[73 empty] | 1186.3239 | 0.00089321 |  |  | 1052.4692 | 0.010297 | 1251.1608 | 0 | 1250.24 | 0
[73 empty] | 1186.4641 | 0.00084132 |  |  | 1052.4829 | 0.0103 | 1251.2374 | 0 | 1250.3166 | 0
[73 empty] | 1186.604 | 0.00069507 |  |  | 1052.4965 | 0.010305 | 1251.3141 | 0 | 1250.3932 | 0
[73 empty] | 1186.7441 | 0.00095704 |  |  | 1052.51 | 0.010309 | 1251.3909 | 0 | 1250.4698 | 0
[73 empty] | 1186.8843 | 0.000849 |  |  | 1052.5236 | 0.010314 | 1251.4675 | 0 | 1250.5464 | 0
[73 empty] | 1187.0245 | 0.00067842 |  |  | 1052.5371 | 0.010319 | 1251.5443 | 0 | 1250.623 | 0
[73 empty] | 1187.1648 | 0.0005675 |  |  | 1052.5507 | 0.010324 | 1251.6211 | 0 | 1250.6997 | 0
[73 empty] | 1187.3051 | 0.0010376 |  |  | 1052.5642 | 0.01033 | 1251.6978 | 0 | 1250.7762 | 0
[73 empty] | 1187.4453 | 0.00094555 |  |  | 1052.5779 | 0.010336 | 1251.7745 | 0 | 1250.8529 | 0
[73 empty] | 1187.5857 | 0.0010969 |  |  | 1052.5914 | 0.010342 | 1251.8513 | 0 | 1250.9296 | 0
[73 empty] | 1187.726 | 0.00092764 |  |  | 1052.605 | 0.010348 | 1251.9281 | 0 | 1251.0062 | 0
[73 empty] | 1187.8665 | 0.0011259 |  |  | 1052.6185 | 0.010355 | 1252.0049 | 0 | 1251.0829 | 0
[73 empty] | 1188.0068 | 0.0010677 |  |  | 1052.6321 | 0.010361 | 1252.0817 | 0 | 1251.1597 | 0
[73 empty] | 1188.1473 | 0.00099497 |  |  | 1052.6456 | 0.010368 | 1252.1584 | 0 | 1251.2363 | 0
[73 empty] | 1188.2878 | 0.0016024 |  |  | 1052.6593 | 0.010375 | 1252.2353 | 0 | 1251.313 | 0
[73 empty] | 1188.4283 | 0.0018574 |  |  | 1052.6729 | 0.010382 | 1252.3121 | 0 | 1251.3898 | 0
[73 empty] | 1188.5688 | 0.0013463 |  |  | 1052.6864 | 0.01039 | 1252.3889 | 0 | 1251.4664 | 0
[73 empty] | 1188.7095 | 0.0012638 |  |  | 1052.7 | 0.010397 | 1252.4658 | 0 | 1251.5432 | 0
[73 empty] | 1188.8501 | 0.0011024 |  |  | 1052.7135 | 0.010405 | 1252.5426 | 0 | 1251.6199 | 0
[73 empty] | 1188.9907 | 0.0010142 |  |  | 1052.7271 | 0.010412 | 1252.6195 | 0 | 1251.6967 | 0
[73 empty] | 1189.1315 | 0.0012306 |  |  | 1052.7407 | 0.01042 | 1252.6964 | 0 | 1251.7734 | 0
[73 empty] | 1189.2722 | 0.001288 |  |  | 1052.7543 | 0.010427 | 1252.7733 | 0 | 1251.8502 | 0
[73 empty] | 1189.413 | 0.001103 |  |  | 1052.7678 | 0.010435 | 1252.8501 | 0 | 1251.927 | 0
[73 empty] | 1189.5537 | 0.0011796 |  |  | 1052.7814 | 0.010443 | 1252.927 | 0 | 1252.0038 | 0
[73 empty] | 1189.6946 | 0.0011787 |  |  | 1052.7949 | 0.010451 | 1253.0039 | 0 | 1252.0806 | 0
[73 empty] | 1189.8354 | 0.00105 |  |  | 1052.8086 | 0.010459 | 1253.0809 | 0 | 1252.1573 | 0
[73 empty] | 1189.9763 | 0.00078064 |  |  | 1052.8221 | 0.010467 | 1253.1578 | 0 | 1252.2341 | 0
[73 empty] | 1190.1172 | 0.00088909 |  |  | 1052.8357 | 0.010475 | 1253.2347 | 0 | 1252.311 | 0
[73 empty] | 1190.2581 | 0.0010117 |  |  | 1052.8492 | 0.010483 | 1253.3117 | 0 | 1252.3878 | 0
[73 empty] | 1190.399 | 0.00098282 |  |  | 1052.8629 | 0.010491 | 1253.3887 | 0 | 1252.4647 | 0
[73 empty] | 1190.5402 | 0.001236 |  |  | 1052.8765 | 0.010499 | 1253.4656 | 0 | 1252.5415 | 0
[73 empty] | 1190.6812 | 0.0013012 |  |  | 1052.89 | 0.010508 | 1253.5426 | 0 | 1252.6184 | 0
[73 empty] | 1190.8223 | 0.00097482 |  |  | 1052.9036 | 0.010516 | 1253.6196 | 0 | 1252.6953 | 0
[73 empty] | 1190.9634 | 0.00089655 |  |  | 1052.9171 | 0.010524 | 1253.6965 | 0 | 1252.7721 | 0
[73 empty] | 1191.1046 | 0.0010022 |  |  | 1052.9308 | 0.010533 | 1253.7736 | 0 | 1252.849 | 0
[73 empty] | 1191.2457 | 0.0012564 |  |  | 1052.9443 | 0.010542 | 1253.8506 | 0 | 1252.9259 | 0
[73 empty] | 1191.387 | 0.0010462 |  |  | 1052.9579 | 0.01055 | 1253.9276 | 0 | 1253.0028 | 0
[73 empty] | 1191.5283 | 0.0010227 |  |  | 1052.9714 | 0.010559 | 1254.0046 | 0 | 1253.0797 | 0
[73 empty] | 1191.6696 | 0.0011466 |  |  | 1052.9851 | 0.010568 | 1254.0817 | 0 | 1253.1567 | 0
[73 empty] | 1191.8109 | 0.0010609 |  |  | 1052.9987 | 0.010577 | 1254.1587 | 0 | 1253.2336 | 0
[73 empty] | 1191.9523 | 0.00078982 |  |  | 1053.0122 | 0.010587 | 1254.2358 | 0 | 1253.3105 | 0
[73 empty] | 1192.0936 | 0.00075952 |  |  | 1053.0258 | 0.010596 | 1254.3129 | 0 | 1253.3876 | 0
[73 empty] | 1192.2351 | 0.0007217 |  |  | 1053.0394 | 0.010606 | 1254.3899 | 0 | 1253.4645 | 0
[73 empty] | 1192.3766 | 0.00067207 |  |  | 1053.053 | 0.010615 | 1254.467 | 0 | 1253.5415 | 0
[73 empty] | 1192.5181 | 0.00079053 |  |  | 1053.0665 | 0.010625 | 1254.5442 | 0 | 1253.6184 | 0
[73 empty] | 1192.6595 | 0.0010417 |  |  | 1053.0801 | 0.010636 | 1254.6212 | 0 | 1253.6954 | 0
[73 empty] | 1192.8011 | 0.001113 |  |  | 1053.0938 | 0.010646 | 1254.6984 | 0 | 1253.7725 | 0
[73 empty] | 1192.9427 | 0.00081597 |  |  | 1053.1073 | 0.010657 | 1254.7755 | 0 | 1253.8495 | 0
[73 empty] | 1193.0844 | 0.0010357 |  |  | 1053.1209 | 0.010668 | 1254.8527 | 0 | 1253.9265 | 0
[73 empty] | 1193.2261 | 0.001472 |  |  | 1053.1344 | 0.010679 | 1254.9298 | 0 | 1254.0035 | 0
[73 empty] | 1193.3678 | 0.0011324 |  |  | 1053.1481 | 0.010691 | 1255.007 | 0 | 1254.0806 | 0
[73 empty] | 1193.5095 | 0.00099982 |  |  | 1053.1616 | 0.010702 | 1255.0841 | 0 | 1254.1576 | 0
[73 empty] | 1193.6512 | 0.001078 |  |  | 1053.1752 | 0.010715 | 1255.1613 | 0 | 1254.2346 | 0
[73 empty] | 1193.7931 | 0.0010382 |  |  | 1053.1888 | 0.010727 | 1255.2384 | 0 | 1254.3118 | 0
[73 empty] | 1193.9349 | 0.0007571 |  |  | 1053.2024 | 0.01074 | 1255.3157 | 0 | 1254.3888 | 0
[73 empty] | 1194.0768 | 0.00079637 |  |  | 1053.2159 | 0.010753 | 1255.3928 | 0 | 1254.4659 | 0
[73 empty] | 1194.2186 | 0.0012265 |  |  | 1053.2295 | 0.010767 | 1255.4701 | 0 | 1254.543 | 0
[73 empty] | 1194.3606 | 0.0012075 |  |  | 1053.2432 | 0.010781 | 1255.5472 | 0 | 1254.6201 | 0
[73 empty] | 1194.5026 | 0.0010793 |  |  | 1053.2567 | 0.010795 | 1255.6245 | 0 | 1254.6973 | 0
[73 empty] | 1194.6444 | 0.00083913 |  |  | 1053.2703 | 0.01081 | 1255.7018 | 0 | 1254.7744 | 0
[73 empty] | 1194.7865 | 0.00080779 |  |  | 1053.2839 | 0.010825 | 1255.7791 | 0 | 1254.8514 | 0
[73 empty] | 1194.9286 | 0.00096765 |  |  | 1053.2975 | 0.010841 | 1255.8562 | 0 | 1254.9286 | 0
[73 empty] | 1195.0707 | 0.00092082 |  |  | 1053.311 | 0.010857 | 1255.9335 | 0 | 1255.0057 | 0
[73 empty] | 1195.2128 | 0.0012571 |  |  | 1053.3247 | 0.010873 | 1256.0109 | 0 | 1255.083 | 0
[73 empty] | 1195.355 | 0.001219 |  |  | 1053.3383 | 0.01089 | 1256.0881 | 0 | 1255.1602 | 0
[73 empty] | 1195.4972 | 0.00087571 |  |  | 1053.3518 | 0.010907 | 1256.1654 | 0 | 1255.2373 | 0
[73 empty] | 1195.6394 | 0.0007109 |  |  | 1053.3655 | 0.010925 | 1256.2427 | 0 | 1255.3145 | 0
[73 empty] | 1195.7817 | 0.0008232 |  |  | 1053.379 | 0.010943 | 1256.3201 | 0 | 1255.3917 | 0
[73 empty] | 1195.924 | 0.00062664 |  |  | 1053.3926 | 0.010961 | 1256.3973 | 0 | 1255.4689 | 0
[73 empty] | 1196.0663 | 0.00086791 |  |  | 1053.4062 | 0.01098 | 1256.4747 | 0 | 1255.5461 | 0
[73 empty] | 1196.2087 | 0.00078342 |  |  | 1053.4198 | 0.010999 | 1256.552 | 0 | 1255.6234 | 0
[73 empty] | 1196.3511 | 0.0009592 |  |  | 1053.4334 | 0.011019 | 1256.6294 | 0 | 1255.7006 | 0
[73 empty] | 1196.4935 | 0.00083133 |  |  | 1053.447 | 0.011038 | 1256.7068 | 0 | 1255.7778 | 0
[73 empty] | 1196.6362 | 0.00077198 |  |  | 1053.4606 | 0.011059 | 1256.7841 | 0 | 1255.8551 | 0
[73 empty] | 1196.7786 | 0.00085088 |  |  | 1053.4741 | 0.011079 | 1256.8615 | 0 | 1255.9324 | 0
[73 empty] | 1196.9211 | 0.001136 |  |  | 1053.4878 | 0.0111 | 1256.9388 | 0 | 1256.0096 | 0
[73 empty] | 1197.0637 | 0.0010383 |  |  | 1053.5013 | 0.011121 | 1257.0162 | 0 | 1256.0869 | 0
[73 empty] | 1197.2063 | 0.001146 |  |  | 1053.5149 | 0.011142 | 1257.0938 | 0 | 1256.1643 | 0
[73 empty] | 1197.349 | 0.00082083 |  |  | 1053.5286 | 0.011164 | 1257.1711 | 0 | 1256.2416 | 0
[73 empty] | 1197.4916 | 0.00081503 |  |  | 1053.5421 | 0.011185 | 1257.2485 | 0 | 1256.3189 | 0
[73 empty] | 1197.6344 | 0.00096389 |  |  | 1053.5557 | 0.011207 | 1257.326 | 0 | 1256.3962 | 0
[73 empty] | 1197.7771 | 0.00094218 |  |  | 1053.5693 | 0.011229 | 1257.4034 | 0 | 1256.4735 | 0
[73 empty] | 1197.9199 | 0.001046 |  |  | 1053.5829 | 0.011251 | 1257.481 | 0 | 1256.5509 | 0
[73 empty] | 1198.0627 | 0.00080552 |  |  | 1053.5964 | 0.011273 | 1257.5584 | 0 | 1256.6283 | 0
[73 empty] | 1198.2056 | 0.0011655 |  |  | 1053.6101 | 0.011295 | 1257.6359 | 0 | 1256.7056 | 0
[73 empty] | 1198.3484 | 0.0011257 |  |  | 1053.6237 | 0.011317 | 1257.7134 | 0 | 1256.783 | 0
[73 empty] | 1198.4913 | 0.0013575 |  |  | 1053.6373 | 0.011339 | 1257.7909 | 0 | 1256.8603 | 0
[73 empty] | 1198.6343 | 0.0014331 |  |  | 1053.6509 | 0.011361 | 1257.8684 | 0 | 1256.9377 | 0
[73 empty] | 1198.7773 | 0.0012737 |  |  | 1053.6644 | 0.011383 | 1257.9459 | 0 | 1257.0151 | 0
[73 empty] | 1198.9203 | 0.00079582 |  |  | 1053.6781 | 0.011405 | 1258.0234 | 0 | 1257.0925 | 0
[73 empty] | 1199.0634 | 0.00073616 |  |  | 1053.6916 | 0.011426 | 1258.101 | 0 | 1257.17 | 0
[73 empty] | 1199.2064 | 0.00076623 |  |  | 1053.7053 | 0.011447 | 1258.1785 | 0 | 1257.2474 | 0
[73 empty] | 1199.3495 | 0.00075729 |  |  | 1053.7189 | 0.011468 | 1258.256 | 0 | 1257.3248 | 0
[73 empty] | 1199.4926 | 0.00084453 |  |  | 1053.7324 | 0.011488 | 1258.3336 | 0 | 1257.4023 | 0
[73 empty] | 1199.6357 | 0.0010552 |  |  | 1053.7461 | 0.011508 | 1258.4111 | 0 | 1257.4797 | 0
[73 empty] | 1199.7791 | 0.0012935 |  |  | 1053.7596 | 0.011527 | 1258.4888 | 0 | 1257.5573 | 0
[73 empty] | 1199.9222 | 0.0011633 |  |  | 1053.7733 | 0.011546 | 1258.5664 | 0 | 1257.6348 | 0
[73 empty] | 1200.0656 | 0.001068 |  |  | 1053.7869 | 0.011564 | 1258.6439 | 0 | 1257.7122 | 0
[77 empty] | 1053.8004 | 0.011582 | 1258.7216 | 0 | 1257.7897 | 0
[77 empty] | 1053.8141 | 0.011599 | 1258.7992 | 0 | 1257.8672 | 0
[77 empty] | 1053.8276 | 0.011615 | 1258.8768 | 0 | 1257.9447 | 0
[77 empty] | 1053.8413 | 0.011631 | 1258.9545 | 0 | 1258.0222 | 0
[77 empty] | 1053.8549 | 0.011645 | 1259.0321 | 0 | 1258.0999 | 0
[77 empty] | 1053.8685 | 0.011659 | 1259.1097 | 0 | 1258.1774 | 0
[77 empty] | 1053.8821 | 0.011672 | 1259.1875 | 0 | 1258.2549 | 0
[77 empty] | 1053.8956 | 0.011684 | 1259.2651 | 0 | 1258.3325 | 0
[77 empty] | 1053.9093 | 0.011694 | 1259.3428 | 0 | 1258.41 | 0
[77 empty] | 1053.9229 | 0.011704 | 1259.4205 | 0 | 1258.4877 | 0
[77 empty] | 1053.9365 | 0.011713 | 1259.4982 | 0 | 1258.5652 | 0
[77 empty] | 1053.9501 | 0.01172 | 1259.5759 | 0 | 1258.6428 | 0
[77 empty] | 1053.9637 | 0.011726 | 1259.6537 | 0 | 1258.7205 | 0
[77 empty] | 1053.9773 | 0.011731 | 1259.7314 | 0 | 1258.7981 | 0
[77 empty] | 1053.991 | 0.011735 | 1259.8092 | 0 | 1258.8757 | 0
[77 empty] | 1054.0045 | 0.011738 | 1259.887 | 0 | 1258.9534 | 0
[77 empty] | 1054.0181 | 0.011739 | 1259.9647 | 0 | 1259.031 | 0
[77 empty] | 1054.0317 | 0.011738 | 1260.0425 | 0 | 1259.1086 | 0
[77 empty] | 1054.0453 | 0.011737 | 1260.1202 | 0 | 1259.1863 | 0
[77 empty] | 1054.059 | 0.011734 | 1260.198 | 0 | 1259.264 | 0
[77 empty] | 1054.0725 | 0.011729 | 1260.2759 | 0 | 1259.3417 | 0
[77 empty] | 1054.0862 | 0.011723 | 1260.3536 | 0 | 1259.4194 | 0
[77 empty] | 1054.0997 | 0.011716 | 1260.4315 | 0 | 1259.4971 | 0
[77 empty] | 1054.1134 | 0.011707 | 1260.5093 | 0 | 1259.5748 | 0
[77 empty] | 1054.127 | 0.011697 | 1260.5872 | 0 | 1259.6526 | 0
[77 empty] | 1054.1406 | 0.011685 | 1260.665 | 0 | 1259.7302 | 0
[77 empty] | 1054.1542 | 0.011671 | 1260.7428 | 0 | 1259.808 | 0
[77 empty] | 1054.1678 | 0.011656 | 1260.8207 | 0 | 1259.8857 | 0
[77 empty] | 1054.1814 | 0.01164 | 1260.8986 | 0 | 1259.9635 | 0
[77 empty] | 1054.1951 | 0.011622 | 1260.9766 | 0 | 1260.0413 | 0
[77 empty] | 1054.2086 | 0.011603 | 1261.0544 | 0 | 1260.1191 | 0
[77 empty] | 1054.2223 | 0.011582 | 1261.1323 | 0 | 1260.1969 | 0
[77 empty] | 1054.2358 | 0.01156 | 1261.2102 | 0 | 1260.2747 | 0
[77 empty] | 1054.2495 | 0.011536 | 1261.2882 | 0 | 1260.3525 | 0
[77 empty] | 1054.2631 | 0.011511 | 1261.3661 | 0 | 1260.4303 | 0
[77 empty] | 1054.2767 | 0.011485 | 1261.4441 | 0 | 1260.5082 | 0
[77 empty] | 1054.2903 | 0.011457 | 1261.522 | 0 | 1260.5861 | 0
[77 empty] | 1054.304 | 0.011428 | 1261.6 | 0 | 1260.6638 | 0
[77 empty] | 1054.3175 | 0.011398 | 1261.678 | 0 | 1260.7417 | 0
[77 empty] | 1054.3312 | 0.011366 | 1261.756 | 0 | 1260.8196 | 0
[77 empty] | 1054.3447 | 0.011333 | 1261.834 | 0 | 1260.8975 | 0
[77 empty] | 1054.3584 | 0.0113 | 1261.912 | 0 | 1260.9753 | 0
[77 empty] | 1054.3719 | 0.011265 | 1261.99 | 0 | 1261.0532 | 0
[77 empty] | 1054.3856 | 0.011229 | 1262.068 | 0 | 1261.1312 | 0
[77 empty] | 1054.3993 | 0.011192 | 1262.146 | 0 | 1261.2091 | 0
[77 empty] | 1054.4128 | 0.011154 | 1262.2241 | 0 | 1261.287 | 0
[77 empty] | 1054.4265 | 0.011116 | 1262.3021 | 0 | 1261.365 | 0
[77 empty] | 1054.4401 | 0.011076 | 1262.3801 | 0 | 1261.4429 | 0
[77 empty] | 1054.4537 | 0.011036 | 1262.4582 | 0 | 1261.5209 | 0
[77 empty] | 1054.4673 | 0.010996 | 1262.5364 | 0 | 1261.5989 | 0
[77 empty] | 1054.481 | 0.010955 | 1262.6144 | 0 | 1261.6768 | 0
[77 empty] | 1054.4945 | 0.010913 | 1262.6925 | 0 | 1261.7548 | 0
[77 empty] | 1054.5082 | 0.010871 | 1262.7706 | 0 | 1261.8328 | 0
[77 empty] | 1054.5219 | 0.010828 | 1262.8488 | 0 | 1261.9108 | 0
[77 empty] | 1054.5354 | 0.010785 | 1262.9269 | 0 | 1261.9888 | 0
[77 empty] | 1054.5491 | 0.010742 | 1263.005 | 0 | 1262.0669 | 0
[77 empty] | 1054.5626 | 0.010699 | 1263.0832 | 0 | 1262.1449 | 0
[77 empty] | 1054.5763 | 0.010656 | 1263.1614 | 0 | 1262.2229 | 0
[77 empty] | 1054.5898 | 0.010613 | 1263.2395 | 0 | 1262.301 | 0
[77 empty] | 1054.6035 | 0.01057 | 1263.3177 | 0 | 1262.379 | 0
[77 empty] | 1054.6172 | 0.010527 | 1263.3959 | 0 | 1262.4571 | 0
[77 empty] | 1054.6307 | 0.010485 | 1263.4741 | 0 | 1262.5352 | 0
[77 empty] | 1054.6444 | 0.010443 | 1263.5524 | 0 | 1262.6133 | 0
[77 empty] | 1054.658 | 0.010401 | 1263.6305 | 0 | 1262.6914 | 0
[77 empty] | 1054.6716 | 0.01036 | 1263.7087 | 0 | 1262.7695 | 0
[77 empty] | 1054.6853 | 0.010319 | 1263.787 | 0 | 1262.8477 | 0
[77 empty] | 1054.6989 | 0.010279 | 1263.8652 | 0 | 1262.9258 | 0
[77 empty] | 1054.7125 | 0.01024 | 1263.9435 | 0 | 1263.0039 | 0
[77 empty] | 1054.7261 | 0.010202 | 1264.0217 | 0 | 1263.082 | 0
[77 empty] | 1054.7397 | 0.010164 | 1264.1001 | 0 | 1263.1603 | 0
[77 empty] | 1054.7534 | 0.010128 | 1264.1783 | 0 | 1263.2384 | 0
[77 empty] | 1054.767 | 0.010092 | 1264.2566 | 0 | 1263.3165 | 0
[77 empty] | 1054.7806 | 0.010058 | 1264.335 | 0 | 1263.3948 | 0
[77 empty] | 1054.7942 | 0.010024 | 1264.4132 | 0 | 1263.473 | 0
[77 empty] | 1054.8079 | 0.0099921 | 1264.4916 | 0 | 1263.5512 | 0
[77 empty] | 1054.8215 | 0.0099612 | 1264.57 | 0 | 1263.6294 | 0
[77 empty] | 1054.8351 | 0.0099317 | 1264.6483 | 0 | 1263.7076 | 0
[77 empty] | 1054.8488 | 0.0099035 | 1264.7266 | 0 | 1263.7859 | 0
[77 empty] | 1054.8624 | 0.0098767 | 1264.8049 | 0 | 1263.8641 | 0
[77 empty] | 1054.876 | 0.0098514 | 1264.8833 | 0 | 1263.9424 | 0
[77 empty] | 1054.8896 | 0.0098277 | 1264.9618 | 0 | 1264.0206 | 0
[77 empty] | 1054.9033 | 0.0098055 | 1265.0402 | 0 | 1264.0989 | 0
[77 empty] | 1054.9169 | 0.0097849 | 1265.1185 | 0 | 1264.1772 | 0
[77 empty] | 1054.9305 | 0.0097659 | 1265.1969 | 0 | 1264.2555 | 0
[77 empty] | 1054.9442 | 0.0097486 | 1265.2754 | 0 | 1264.3339 | 0
[77 empty] | 1054.9578 | 0.009733 | 1265.3538 | 0 | 1264.4121 | 0
[77 empty] | 1054.9714 | 0.0097191 | 1265.4323 | 0 | 1264.4905 | 0
[77 empty] | 1054.9851 | 0.0097069 | 1265.5107 | 0 | 1264.5687 | 0
[77 empty] | 1054.9987 | 0.0096965 | 1265.5891 | 0 | 1264.6471 | 0
[77 empty] | 1055.0123 | 0.0096879 | 1265.6676 | 0 | 1264.7255 | 0
[77 empty] | 1055.026 | 0.0096811 | 1265.7461 | 0 | 1264.8038 | 0
[77 empty] | 1055.0396 | 0.0096761 | 1265.8246 | 0 | 1264.8822 | 0
[77 empty] | 1055.0532 | 0.0096729 | 1265.9031 | 0.0033082 | 1264.9606 | 0
[77 empty] | 1055.0669 | 0.0096716 | 1265.9816 | 0.0034259 | 1265.0389 | 0
[77 empty] | 1055.0804 | 0.009672 | 1266.0602 | 0.0036679 | 1265.1174 | 0
[77 empty] | 1055.0941 | 0.0096743 | 1266.1387 | 0.0039268 | 1265.1958 | 0
[77 empty] | 1055.1078 | 0.0096783 | 1266.2172 | 0.0037284 | 1265.2743 | 0
[77 empty] | 1055.1213 | 0.0096842 | 1266.2958 | 0.0038058 | 1265.3527 | 0
[77 empty] | 1055.135 | 0.0096918 | 1266.3743 | 0.0037856 | 1265.4311 | 0
[77 empty] | 1055.1487 | 0.0097013 | 1266.4529 | 0.0035469 | 1265.5095 | 0
[77 empty] | 1055.1622 | 0.0097124 | 1266.5315 | 0.0035536 | 1265.588 | 0
[77 empty] | 1055.1759 | 0.0097254 | 1266.6101 | 0.0034292 | 1265.6665 | 0
[77 empty] | 1055.1896 | 0.00974 | 1266.6886 | 0.0035267 | 1265.745 | 0
[77 empty] | 1055.2032 | 0.0097563 | 1266.7672 | 0.0038058 | 1265.8235 | 0
[77 empty] | 1055.2168 | 0.0097743 | 1266.8458 | 0.0038697 | 1265.902 | 0
[77 empty] | 1055.2305 | 0.0097939 | 1266.9246 | 0.0039739 | 1265.9805 | 0
[77 empty] | 1055.2441 | 0.0098151 | 1267.0032 | 0.0038898 | 1266.059 | 0
[77 empty] | 1055.2577 | 0.0098379 | 1267.0818 | 0.0038091 | 1266.1376 | 0
[77 empty] | 1055.2714 | 0.0098622 | 1267.1604 | 0.0038259 | 1266.2161 | 0
[77 empty] | 1055.285 | 0.009888 | 1267.2391 | 0.0040008 | 1266.2947 | 0
[77 empty] | 1055.2987 | 0.0099152 | 1267.3177 | 0.0039403 | 1266.3732 | 0
[77 empty] | 1055.3123 | 0.0099439 | 1267.3965 | 0.0038058 | 1266.4518 | 0
[77 empty] | 1055.3259 | 0.0099739 | 1267.4752 | 0.0038293 | 1266.5303 | 0
[77 empty] | 1055.3396 | 0.010005 | 1267.5538 | 0.0036679 | 1266.6089 | 0
[77 empty] | 1055.3533 | 0.010038 | 1267.6326 | 0.0037789 | 1266.6875 | 0
[77 empty] | 1055.3668 | 0.010072 | 1267.7113 | 0.0037688 | 1266.7661 | 0
[77 empty] | 1055.3805 | 0.010107 | 1267.79 | 0.0037284 | 1266.8447 | 0
[77 empty] | 1055.3942 | 0.010143 | 1267.8688 | 0.0039503 | 1266.9233 | 0
[77 empty] | 1055.4078 | 0.01018 | 1267.9475 | 0.0038999 | 1267.002 | 0
[77 empty] | 1055.4214 | 0.010218 | 1268.0264 | 0.0038192 | 1267.0807 | 0
[77 empty] | 1055.4351 | 0.010257 | 1268.1051 | 0.0043874 | 1267.1593 | 0
[77 empty] | 1055.4487 | 0.010298 | 1268.1838 | 0.0043538 | 1267.2379 | 0
[77 empty] | 1055.4624 | 0.010339 | 1268.2627 | 0.0043908 | 1267.3166 | 0
[77 empty] | 1055.476 | 0.01038 | 1268.3414 | 0.0041084 | 1267.3954 | 0
[77 empty] | 1055.4896 | 0.010423 | 1268.4203 | 0.0041117 | 1267.474 | 0
[77 empty] | 1055.5033 | 0.010466 | 1268.4992 | 0.0040378 | 1267.5527 | 0
[77 empty] | 1055.517 | 0.01051 | 1268.5779 | 0.0041554 | 1267.6315 | 0
[77 empty] | 1055.5305 | 0.010555 | 1268.6567 | 0.0042227 | 1267.7102 | 0
[77 empty] | 1055.5442 | 0.0106 | 1268.7356 | 0.0041756 | 1267.7889 | 0
[77 empty] | 1055.5579 | 0.010646 | 1268.8145 | 0.0041453 | 1267.8677 | 0
[77 empty] | 1055.5715 | 0.010692 | 1268.8933 | 0.0039167 | 1267.9464 | 0
[77 empty] | 1055.5852 | 0.010738 | 1268.9723 | 0.0040243 | 1268.0251 | 0
[77 empty] | 1055.5988 | 0.010785 | 1269.0512 | 0.0037957 | 1268.104 | 0
[77 empty] | 1055.6124 | 0.010832 | 1269.13 | 0.0038495 | 1268.1827 | 0
[77 empty] | 1055.6261 | 0.010879 | 1269.209 | 0.0035671 | 1268.2615 | 0
[77 empty] | 1055.6398 | 0.010927 | 1269.2878 | 0.0033385 | 1268.3403 | 0
[77 empty] | 1055.6534 | 0.010975 | 1269.3668 | 0.0036948 | 1268.4192 | 0
[77 empty] | 1055.667 | 0.011023 | 1269.4458 | 0.0035772 | 1268.4979 | 0
[77 empty] | 1055.6807 | 0.01107 | 1269.5247 | 0.0036915 | 1268.5768 | 0
[77 empty] | 1055.6943 | 0.011118 | 1269.6036 | 0.0039907 | 1268.6556 | 0
[77 empty] | 1055.708 | 0.011166 | 1269.6826 | 0.0039335 | 1268.7345 | 0
[77 empty] | 1055.7217 | 0.011214 | 1269.7616 | 0.0039503 | 1268.8133 | 0
[77 empty] | 1055.7354 | 0.011262 | 1269.8406 | 0.0037755 | 1268.8922 | 0
[77 empty] | 1055.7489 | 0.01131 | 1269.9196 | 0.0037621 | 1268.9711 | 0
[77 empty] | 1055.7626 | 0.011357 | 1269.9987 | 0.0039436 | 1269.0501 | 0
[77 empty] | 1055.7762 | 0.011405 | 1270.0776 | 0.0039403 | 1269.1289 | 0
[77 empty] | 1055.7899 | 0.011452 | 1270.1566 | 0.0039739 | 1269.2078 | 0
[77 empty] | 1055.8036 | 0.011498 | 1270.2357 | 0.0039167 | 1269.2867 | 0
[77 empty] | 1055.8173 | 0.011545 | 1270.3147 | 0.0038932 | 1269.3657 | 0
[77 empty] | 1055.8308 | 0.011591 | 1270.3938 | 0.0039571 | 1269.4446 | 0
[77 empty] | 1055.8445 | 0.011637 | 1270.4729 | 0.0039873 | 1269.5236 | 0
[77 empty] | 1055.8582 | 0.011682 | 1270.552 | 0.0037318 | 1269.6025 | 0
[77 empty] | 1055.8718 | 0.011727 | 1270.631 | 0.0038663 | 1269.6815 | 0
[77 empty] | 1055.8855 | 0.011772 | 1270.7101 | 0.0039537 | 1269.7605 | 0
[77 empty] | 1055.8992 | 0.011816 | 1270.7892 | 0.0038495 | 1269.8395 | 0
[77 empty] | 1055.9128 | 0.01186 | 1270.8684 | 0.0039537 | 1269.9185 | 0
[77 empty] | 1055.9264 | 0.011903 | 1270.9475 | 0.0037049 | 1269.9974 | 0
[77 empty] | 1055.9401 | 0.011945 | 1271.0266 | 0.0037184 | 1270.0765 | 0
[77 empty] | 1055.9537 | 0.011988 | 1271.1058 | 0.0037722 | 1270.1555 | 0
[77 empty] | 1055.9674 | 0.012029 | 1271.1849 | 0.0034662 | 1270.2345 | 0
[77 empty] | 1055.9811 | 0.01207 | 1271.264 | 0.003288 | 1270.3136 | 0
[77 empty] | 1055.9948 | 0.01211 | 1271.3433 | 0.0032242 | 1270.3927 | 0
[77 empty] | 1056.0084 | 0.01215 | 1271.4225 | 0.0035536 | 1270.4717 | 0
[77 empty] | 1056.0221 | 0.012189 | 1271.5017 | 0.0038394 | 1270.5508 | 0
[77 empty] | 1056.0356 | 0.012228 | 1271.5808 | 0.0037419 | 1270.6299 | 0
[77 empty] | 1056.0493 | 0.012265 | 1271.66 | 0.0036612 | 1270.709 | 0
[77 empty] | 1056.063 | 0.012302 | 1271.7393 | 0.0036478 | 1270.7881 | 0
[77 empty] | 1056.0767 | 0.012339 | 1271.8186 | 0.0037184 | 1270.8672 | 0
[77 empty] | 1056.0903 | 0.012375 | 1271.8978 | 0.0036814 | 1270.9463 | 0
[77 empty] | 1056.104 | 0.01241 | 1271.977 | 0.0037419 | 1271.0255 | 0
[77 empty] | 1056.1177 | 0.012444 | 1272.0563 | 0.0038125 | 1271.1046 | 0
[77 empty] | 1056.1313 | 0.012477 | 1272.1356 | 0.0038797 | 1271.1838 | 0
[77 empty] | 1056.145 | 0.01251 | 1272.2148 | 0.0039201 | 1271.2629 | 0
[77 empty] | 1056.1587 | 0.012542 | 1272.2942 | 0.0039806 | 1271.3422 | 0
[77 empty] | 1056.1722 | 0.012574 | 1272.3734 | 0.0041319 | 1271.4213 | 0
[77 empty] | 1056.1859 | 0.012604 | 1272.4528 | 0.004179 | 1271.5005 | 0
[77 empty] | 1056.1996 | 0.012634 | 1272.5321 | 0.0040613 | 1271.5797 | 0
[77 empty] | 1056.2133 | 0.012663 | 1272.6115 | 0.0041588 | 1271.6589 | 0
[77 empty] | 1056.2269 | 0.012691 | 1272.6908 | 0.0039436 | 1271.7382 | 0
[77 empty] | 1056.2406 | 0.012718 | 1272.7701 | 0.0040882 | 1271.8174 | 0
[77 empty] | 1056.2543 | 0.012744 | 1272.8495 | 0.0041151 | 1271.8966 | 0
[77 empty] | 1056.2679 | 0.01277 | 1272.9288 | 0.0041958 | 1271.976 | 0
[77 empty] | 1056.2816 | 0.012795 | 1273.0083 | 0.0040277 | 1272.0552 | 0
[77 empty] | 1056.2953 | 0.012818 | 1273.0876 | 0.0037755 | 1272.1344 | 0
[77 empty] | 1056.309 | 0.012841 | 1273.1671 | 0.0037654 | 1272.2137 | 0
[77 empty] | 1056.3226 | 0.012863 | 1273.2465 | 0.0039806 | 1272.293 | 0
[77 empty] | 1056.3363 | 0.012885 | 1273.3259 | 0.0039907 | 1272.3723 | 0
[77 empty] | 1056.35 | 0.012905 | 1273.4054 | 0.0040411 | 1272.4517 | 0
[77 empty] | 1056.3636 | 0.012924 | 1273.4847 | 0.0039571 | 1272.531 | 0
[77 empty] | 1056.3773 | 0.012942 | 1273.5642 | 0.0039335 | 1272.6103 | 0
[77 empty] | 1056.391 | 0.01296 | 1273.6437 | 0.0041218 | 1272.6897 | 0
[77 empty] | 1056.4045 | 0.012976 | 1273.7231 | 0.0041655 | 1272.769 | 0
[77 empty] | 1056.4182 | 0.012991 | 1273.8026 | 0.0041756 | 1272.8484 | 0
[77 empty] | 1056.4319 | 0.013006 | 1273.8822 | 0.0042193 | 1272.9277 | 0
[77 empty] | 1056.4456 | 0.013019 | 1273.9617 | 0.0041991 | 1273.0071 | 0
[77 empty] | 1056.4592 | 0.013031 | 1274.0411 | 0.0042092 | 1273.0865 | 0
[77 empty] | 1056.4729 | 0.013043 | 1274.1207 | 0.004384 | 1273.1659 | 0
[77 empty] | 1056.4866 | 0.013053 | 1274.2002 | 0.0042731 | 1273.2454 | 0
[77 empty] | 1056.5002 | 0.013062 | 1274.2798 | 0.0045521 | 1273.3247 | 0
[77 empty] | 1056.5139 | 0.01307 | 1274.3594 | 0.0045925 | 1273.4042 | 0
[77 empty] | 1056.5276 | 0.013077 | 1274.4388 | 0.0045286 | 1273.4836 | 0
[77 empty] | 1056.5413 | 0.013084 | 1274.5184 | 0.0044748 | 1273.5631 | 0
[77 empty] | 1056.5549 | 0.013089 | 1274.598 | 0.0045286 | 1273.6426 | 0
[77 empty] | 1056.5686 | 0.013092 | 1274.6776 | 0.0043874 | 1273.7221 | 0
[77 empty] | 1056.5823 | 0.013095 | 1274.7572 | 0.0044714 | 1273.8015 | 0
[77 empty] | 1056.5959 | 0.013097 | 1274.8368 | 0.0042731 | 1273.881 | 0
[77 empty] | 1056.6096 | 0.013098 | 1274.9165 | 0.0042765 | 1273.9605 | 0
[77 empty] | 1056.6233 | 0.013097 | 1274.9961 | 0.0041857 | 1274.04 | 0
[77 empty] | 1056.637 | 0.013096 | 1275.0758 | 0.0044412 | 1274.1195 | 0
[77 empty] | 1056.6506 | 0.013094 | 1275.1554 | 0.0045421 | 1274.1991 | 0
[77 empty] | 1056.6643 | 0.01309 | 1275.2351 | 0.0043874 | 1274.2786 | 0
[77 empty] | 1056.678 | 0.013085 | 1275.3147 | 0.0045488 | 1274.3582 | 0
[77 empty] | 1056.6916 | 0.01308 | 1275.3944 | 0.0044647 | 1274.4377 | 0
[77 empty] | 1056.7053 | 0.013073 | 1275.4741 | 0.0045858 | 1274.5173 | 0
[77 empty] | 1056.7191 | 0.013065 | 1275.5538 | 0.0045219 | 1274.5969 | 0
[77 empty] | 1056.7328 | 0.013057 | 1275.6335 | 0.0044849 | 1274.6765 | 0
[77 empty] | 1056.7465 | 0.013047 | 1275.7133 | 0.0043773 | 1274.7561 | 0
[77 empty] | 1056.7601 | 0.013036 | 1275.793 | 0.0044378 | 1274.8357 | 0
[77 empty] | 1056.7738 | 0.013025 | 1275.8727 | 0.004374 | 1274.9153 | 0
[77 empty] | 1056.7875 | 0.013012 | 1275.9525 | 0.0045219 | 1274.995 | 0
[77 empty] | 1056.8011 | 0.012999 | 1276.0322 | 0.0044076 | 1275.0746 | 0
[77 empty] | 1056.8148 | 0.012984 | 1276.1121 | 0.0043403 | 1275.1543 | 0
[77 empty] | 1056.8285 | 0.012969 | 1276.1918 | 0.0042529 | 1275.2339 | 0
[77 empty] | 1056.8422 | 0.012953 | 1276.2716 | 0.004579 | 1275.3136 | 0
[77 empty] | 1056.8558 | 0.012936 | 1276.3514 | 0.004532 | 1275.3933 | 0
[77 empty] | 1056.8695 | 0.012919 | 1276.4311 | 0.0045185 | 1275.4729 | 0
[77 empty] | 1056.8832 | 0.0129 | 1276.511 | 0.0045521 | 1275.5526 | 0
[77 empty] | 1056.8969 | 0.012881 | 1276.5908 | 0.004495 | 1275.6323 | 0
[77 empty] | 1056.9105 | 0.012862 | 1276.6707 | 0.0043639 | 1275.712 | 0
[77 empty] | 1056.9242 | 0.012841 | 1276.7505 | 0.0043202 | 1275.7919 | 0
[77 empty] | 1056.9379 | 0.01282 | 1276.8304 | 0.004421 | 1275.8716 | 0
[77 empty] | 1056.9517 | 0.012799 | 1276.9103 | 0.0043706 | 1275.9513 | 0
[77 empty] | 1056.9653 | 0.012777 | 1276.9901 | 0.0043571 | 1276.0311 | 0
[77 empty] | 1056.979 | 0.012754 | 1277.0701 | 0.0040747 | 1276.1108 | 0
[77 empty] | 1056.9927 | 0.012731 | 1277.1499 | 0.0042697 | 1276.1907 | 0
[77 empty] | 1057.0063 | 0.012708 | 1277.2299 | 0.0042832 | 1276.2704 | 0
[77 empty] | 1057.02 | 0.012684 | 1277.3098 | 0.0042395 | 1276.3502 | 0
[77 empty] | 1057.0337 | 0.01266 | 1277.3898 | 0.0042428 | 1276.43 | 0
[77 empty] | 1057.0474 | 0.012636 | 1277.4696 | 0.0043168 | 1276.5099 | 0
[77 empty] | 1057.061 | 0.012612 | 1277.5496 | 0.0040142 | 1276.5897 | 0
[77 empty] | 1057.0747 | 0.012587 | 1277.6295 | 0.0041756 | 1276.6696 | 0
[77 empty] | 1057.0885 | 0.012562 | 1277.7096 | 0.0045219 | 1276.7494 | 0
[77 empty] | 1057.1022 | 0.012537 | 1277.7895 | 0.0045925 | 1276.8292 | 0
[77 empty] | 1057.1158 | 0.012512 | 1277.8695 | 0.0043538 | 1276.9092 | 0
[77 empty] | 1057.1295 | 0.012487 | 1277.9495 | 0.0045118 | 1276.989 | 0
[77 empty] | 1057.1432 | 0.012462 | 1278.0295 | 0.0046261 | 1277.0689 | 0
[77 empty] | 1057.1569 | 0.012438 | 1278.1095 | 0.004579 | 1277.1488 | 0
[77 empty] | 1057.1705 | 0.012413 | 1278.1896 | 0.004653 | 1277.2288 | 0
[77 empty] | 1057.1842 | 0.012388 | 1278.2696 | 0.0048278 | 1277.3086 | 0
[77 empty] | 1057.1979 | 0.012364 | 1278.3497 | 0.0046664 | 1277.3885 | 0
[77 empty] | 1057.2117 | 0.012339 | 1278.4297 | 0.0049119 | 1277.4685 | 0
[77 empty] | 1057.2253 | 0.012315 | 1278.5098 | 0.0046698 | 1277.5485 | 0
[77 empty] | 1057.239 | 0.012292 | 1278.5898 | 0.0047942 | 1277.6284 | 0
[77 empty] | 1057.2527 | 0.012268 | 1278.67 | 0.0048783 | 1277.7084 | 0
[77 empty] | 1057.2664 | 0.012245 | 1278.7501 | 0.0046463 | 1277.7883 | 0
[77 empty] | 1057.28 | 0.012223 | 1278.8302 | 0.0047808 | 1277.8684 | 0
[77 empty] | 1057.2938 | 0.012201 | 1278.9103 | 0.0049589 | 1277.9484 | 0
[77 empty] | 1057.3075 | 0.012179 | 1278.9905 | 0.0048984 | 1278.0283 | 0
[77 empty] | 1057.3212 | 0.012157 | 1279.0706 | 0.004811 | 1278.1084 | 0
[77 empty] | 1057.3348 | 0.012136 | 1279.1508 | 0.0051808 | 1278.1885 | 0
[77 empty] | 1057.3485 | 0.012116 | 1279.231 | 0.0050901 | 1278.2684 | 0
[77 empty] | 1057.3622 | 0.012096 | 1279.311 | 0.0049489 | 1278.3485 | 0
[77 empty] | 1057.376 | 0.012077 | 1279.3912 | 0.0049421 | 1278.4286 | 0
[77 empty] | 1057.3896 | 0.012058 | 1279.4714 | 0.0047606 | 1278.5087 | 0
[77 empty] | 1057.4033 | 0.01204 | 1279.5516 | 0.0046664 | 1278.5887 | 0
[77 empty] | 1057.417 | 0.012022 | 1279.6318 | 0.0048278 | 1278.6688 | 0
[77 empty] | 1057.4307 | 0.012005 | 1279.712 | 0.0046765 | 1278.7489 | 0
[77 empty] | 1057.4443 | 0.011988 | 1279.7924 | 0.0045891 | 1278.8291 | 0
[77 empty] | 1057.4581 | 0.011972 | 1279.8726 | 0.0044815 | 1278.9092 | 0
[77 empty] | 1057.4718 | 0.011957 | 1279.9529 | 0.0045723 | 1278.9893 | 0
[77 empty] | 1057.4855 | 0.011942 | 1280.0331 | 0.0044076 | 1279.0695 | 0
[77 empty] | 1057.4991 | 0.011927 | 1280.1134 | 0.0047471 | 1279.1495 | 0
[77 empty] | 1057.5128 | 0.011913 | 1280.1936 | 0.0051102 | 1279.2297 | 0
[77 empty] | 1057.5266 | 0.0119 | 1280.2739 | 0.0052178 | 1279.3099 | 0
[77 empty] | 1057.5403 | 0.011887 | 1280.3543 | 0.0053926 | 1279.3901 | 0
[77 empty] | 1057.554 | 0.011875 | 1280.4346 | 0.005201 | 1279.4703 | 0
[77 empty] | 1057.5676 | 0.011863 | 1280.5149 | 0.005322 | 1279.5505 | 0
[77 empty] | 1057.5813 | 0.011852 | 1280.5952 | 0.0052481 | 1279.6307 | 0
[77 empty] | 1057.5951 | 0.011841 | 1280.6755 | 0.0052615 | 1279.7109 | 0
[77 empty] | 1057.6088 | 0.011831 | 1280.7559 | 0.0050564 | 1279.7911 | 0
[77 empty] | 1057.6224 | 0.011821 | 1280.8363 | 0.0050867 | 1279.8715 | 0
[77 empty] | 1057.6361 | 0.011812 | 1280.9166 | 0.005201 | 1279.9517 | 0
[77 empty] | 1057.6499 | 0.011803 | 1280.9971 | 0.0053019 | 1280.032 | 0
[77 empty] | 1057.6636 | 0.011794 | 1281.0774 | 0.0056683 | 1280.1122 | 0
[77 empty] | 1057.6772 | 0.011786 | 1281.1578 | 0.00548 | 1280.1925 | 0
[77 empty] | 1057.6909 | 0.011777 | 1281.2383 | 0.0052985 | 1280.2728 | 0
[77 empty] | 1057.7047 | 0.01177 | 1281.3186 | 0.0053422 | 1280.353 | 0
[77 empty] | 1057.7184 | 0.011762 | 1281.399 | 0.0055204 | 1280.4334 | 0
[77 empty] | 1057.7321 | 0.011755 | 1281.4795 | 0.005433 | 1280.5137 | 0
[77 empty] | 1057.7457 | 0.011748 | 1281.5599 | 0.0054834 | 1280.5941 | 0
[77 empty] | 1057.7595 | 0.011741 | 1281.6405 | 0.0055372 | 1280.6744 | 0
[77 empty] | 1057.7732 | 0.011734 | 1281.7209 | 0.0053825 | 1280.7548 | 0
[77 empty] | 1057.7869 | 0.011727 | 1281.8014 | 0.0051304 | 1280.8351 | 0
[77 empty] | 1057.8005 | 0.01172 | 1281.882 | 0.0048547 | 1280.9155 | 0
[77 empty] | 1057.8143 | 0.011714 | 1281.9624 | 0.0047707 | 1280.9959 | 0
[77 empty] | 1057.828 | 0.011707 | 1282.043 | 0.0048514 | 1281.0763 | 0
[77 empty] | 1057.8417 | 0.011701 | 1282.1234 | 0.0047471 | 1281.1566 | 0
[77 empty] | 1057.8553 | 0.011694 | 1282.204 | 0.0047976 | 1281.2371 | 0
[77 empty] | 1057.8691 | 0.011687 | 1282.2846 | 0.004727 | 1281.3175 | 0
[77 empty] | 1057.8828 | 0.01168 | 1282.3651 | 0.004616 | 1281.398 | 0
[77 empty] | 1057.8965 | 0.011673 | 1282.4457 | 0.0045891 | 1281.4784 | 0
[77 empty] | 1057.9102 | 0.011666 | 1282.5262 | 0.004458 | 1281.5588 | 0
[77 empty] | 1057.924 | 0.011659 | 1282.6068 | 0.0044614 | 1281.6393 | 0
[77 empty] | 1057.9376 | 0.011651 | 1282.6874 | 0.004495 | 1281.7197 | 0
[77 empty] | 1057.9513 | 0.011644 | 1282.7681 | 0.0045152 | 1281.8003 | 0
[77 empty] | 1057.9651 | 0.011635 | 1282.8486 | 0.0047135 | 1281.8807 | 0
[77 empty] | 1057.9788 | 0.011627 | 1282.9293 | 0.0046059 | 1281.9613 | 0
[77 empty] | 1057.9924 | 0.011618 | 1283.0099 | 0.00469 | 1282.0418 | 0
[77 empty] | 1058.0062 | 0.011609 | 1283.0906 | 0.0046194 | 1282.1223 | 0
[77 empty] | 1058.0199 | 0.0116 | 1283.1713 | 0.0047001 | 1282.2029 | 0
[77 empty] | 1058.0336 | 0.01159 | 1283.2518 | 0.0046799 | 1282.2834 | 0
[77 empty] | 1058.0474 | 0.01158 | 1283.3325 | 0.0047673 | 1282.3639 | 0
[77 empty] | 1058.061 | 0.01157 | 1283.4132 | 0.0047976 | 1282.4445 | 0
[77 empty] | 1058.0747 | 0.011559 | 1283.4939 | 0.0048547 | 1282.525 | 0
[77 empty] | 1058.0884 | 0.011548 | 1283.5747 | 0.0051876 | 1282.6057 | 0
[77 empty] | 1058.1022 | 0.011536 | 1283.6554 | 0.0050127 | 1282.6863 | 0
[77 empty] | 1058.1158 | 0.011524 | 1283.7361 | 0.0049186 | 1282.7668 | 0
[77 empty] | 1058.1295 | 0.011511 | 1283.8168 | 0.0049085 | 1282.8475 | 0
[77 empty] | 1058.1433 | 0.011498 | 1283.8976 | 0.0049858 | 1282.9281 | 0
[77 empty] | 1058.157 | 0.011485 | 1283.9784 | 0.0050901 | 1283.0088 | 0
[77 empty] | 1058.1707 | 0.011471 | 1284.0591 | 0.0051001 | 1283.0894 | 0
[77 empty] | 1058.1844 | 0.011456 | 1284.1399 | 0.0052178 | 1283.17 | 0
[77 empty] | 1058.1981 | 0.011441 | 1284.2207 | 0.005043 | 1283.2507 | 0
[77 empty] | 1058.2119 | 0.011426 | 1284.3015 | 0.004922 | 1283.3314 | 0
[77 empty] | 1058.2256 | 0.011411 | 1284.3823 | 0.0048682 | 1283.4121 | 0
[77 empty] | 1058.2393 | 0.011394 | 1284.4631 | 0.0047539 | 1283.4928 | 0
[77 empty] | 1058.2531 | 0.011378 | 1284.5439 | 0.0049926 | 1283.5735 | 0
[77 empty] | 1058.2667 | 0.011361 | 1284.6248 | 0.0048144 | 1283.6542 | 0
[77 empty] | 1058.2804 | 0.011344 | 1284.7056 | 0.005043 | 1283.735 | 0
[77 empty] | 1058.2942 | 0.011326 | 1284.7865 | 0.0048076 | 1283.8157 | 0
[77 empty] | 1058.3079 | 0.011308 | 1284.8673 | 0.0048345 | 1283.8965 | 0
[77 empty] | 1058.3215 | 0.01129 | 1284.9482 | 0.0048682 | 1283.9772 | 0
[77 empty] | 1058.3353 | 0.011271 | 1285.0292 | 0.0045488 | 1284.058 | 0
[77 empty] | 1058.349 | 0.011252 | 1285.11 | 0.0047068 | 1284.1387 | 0
[77 empty] | 1058.3628 | 0.011233 | 1285.1909 | 0.0043403 | 1284.2195 | 0
[77 empty] | 1058.3765 | 0.011214 | 1285.2719 | 0.0045017 | 1284.3003 | 0
[77 empty] | 1058.3901 | 0.011194 | 1285.3528 | 0.0047572 | 1284.3811 | 0
[77 empty] | 1058.4039 | 0.011174 | 1285.4337 | 0.0048009 | 1284.4619 | 0
[77 empty] | 1058.4176 | 0.011154 | 1285.5147 | 0.0048009 | 1284.5427 | 0
[77 empty] | 1058.4313 | 0.011134 | 1285.5957 | 0.0048379 | 1284.6237 | 0
[77 empty] | 1058.4451 | 0.011114 | 1285.6766 | 0.005127 | 1284.7045 | 0
[77 empty] | 1058.4587 | 0.011093 | 1285.7576 | 0.0050094 | 1284.7853 | 0
[77 empty] | 1058.4725 | 0.011073 | 1285.8386 | 0.0052346 | 1284.8662 | 0
[77 empty] | 1058.4862 | 0.011053 | 1285.9196 | 0.0052548 | 1284.947 | 0
[77 empty] | 1058.5 | 0.011032 | 1286.0006 | 0.0053523 | 1285.0279 | 0
[77 empty] | 1058.5137 | 0.011012 | 1286.0817 | 0.0054532 | 1285.1089 | 0
[77 empty] | 1058.5273 | 0.010992 | 1286.1627 | 0.0055036 | 1285.1898 | 0
[77 empty] | 1058.5411 | 0.010972 | 1286.2436 | 0.005749 | 1285.2707 | 0
[77 empty] | 1058.5548 | 0.010952 | 1286.3247 | 0.0056145 | 1285.3517 | 0
[77 empty] | 1058.5686 | 0.010932 | 1286.4059 | 0.0056784 | 1285.4326 | 0
[77 empty] | 1058.5823 | 0.010913 | 1286.4869 | 0.0055002 | 1285.5135 | 0
[77 empty] | 1058.5959 | 0.010894 | 1286.568 | 0.0055069 | 1285.5945 | 0
[77 empty] | 1058.6097 | 0.010875 | 1286.649 | 0.005517 | 1285.6754 | 0
[77 empty] | 1058.6234 | 0.010856 | 1286.7302 | 0.0056313 | 1285.7565 | 0
[77 empty] | 1058.6372 | 0.010838 | 1286.8113 | 0.0057692 | 1285.8374 | 0
[77 empty] | 1058.6509 | 0.01082 | 1286.8925 | 0.0060146 | 1285.9185 | 0
[77 empty] | 1058.6647 | 0.010803 | 1286.9735 | 0.0058868 | 1285.9994 | 0
[77 empty] | 1058.6783 | 0.010786 | 1287.0547 | 0.0060886 | 1286.0804 | 0
[77 empty] | 1058.6921 | 0.01077 | 1287.1359 | 0.0062735 | 1286.1615 | 0
[77 empty] | 1058.7058 | 0.010754 | 1287.217 | 0.0060583 | 1286.2425 | 0
[77 empty] | 1058.7195 | 0.010738 | 1287.2982 | 0.0057893 | 1286.3236 | 0
[77 empty] | 1058.7333 | 0.010724 | 1287.3794 | 0.0056919 | 1286.4047 | 0
[77 empty] | 1058.7469 | 0.01071 | 1287.4606 | 0.0055809 | 1286.4857 | 0
[77 empty] | 1058.7607 | 0.010696 | 1287.5418 | 0.0054162 | 1286.5668 | 0
[77 empty] | 1058.7744 | 0.010683 | 1287.623 | 0.0057053 | 1286.648 | 0
[77 empty] | 1058.7882 | 0.010671 | 1287.7042 | 0.0058062 | 1286.729 | 0
[77 empty] | 1058.8019 | 0.01066 | 1287.7855 | 0.0057154 | 1286.8102 | 0
[77 empty] | 1058.8157 | 0.010649 | 1287.8667 | 0.0054464 | 1286.8912 | 0
[77 empty] | 1058.8293 | 0.010639 | 1287.948 | 0.0053456 | 1286.9724 | 0
[77 empty] | 1058.8431 | 0.01063 | 1288.0293 | 0.0053388 | 1287.0536 | 0
[77 empty] | 1058.8568 | 0.010621 | 1288.1105 | 0.0053994 | 1287.1346 | 0
[77 empty] | 1058.8706 | 0.010613 | 1288.1918 | 0.0053388 | 1287.2158 | 0
[77 empty] | 1058.8843 | 0.010607 | 1288.2731 | 0.0053624 | 1287.297 | 0
[77 empty] | 1058.8981 | 0.010601 | 1288.3545 | 0.0053355 | 1287.3782 | 0
[77 empty] | 1058.9117 | 0.010595 | 1288.4358 | 0.0054263 | 1287.4595 | 0
[77 empty] | 1058.9255 | 0.010591 | 1288.5171 | 0.0055406 | 1287.5406 | 0
[77 empty] | 1058.9392 | 0.010588 | 1288.5984 | 0.0056885 | 1287.6218 | 0
[77 empty] | 1058.953 | 0.010585 | 1288.6798 | 0.0057423 | 1287.7031 | 0
[77 empty] | 1058.9667 | 0.010583 | 1288.7611 | 0.005749 | 1287.7843 | 0
[77 empty] | 1058.9805 | 0.010582 | 1288.8425 | 0.0057591 | 1287.8656 | 0
[77 empty] | 1058.9941 | 0.010582 | 1288.9238 | 0.0059541 | 1287.9468 | 0
[77 empty] | 1059.0079 | 0.010583 | 1289.0052 | 0.0062298 | 1288.0281 | 0
[77 empty] | 1059.0216 | 0.010585 | 1289.0867 | 0.0063508 | 1288.1094 | 0
[77 empty] | 1059.0354 | 0.010588 | 1289.1681 | 0.0065122 | 1288.1907 | 0
[77 empty] | 1059.0491 | 0.010591 | 1289.2495 | 0.0065492 | 1288.272 | 0
[77 empty] | 1059.0629 | 0.010596 | 1289.3309 | 0.00626 | 1288.3533 | 0
[77 empty] | 1059.0765 | 0.010601 | 1289.4124 | 0.0063844 | 1288.4346 | 0
[77 empty] | 1059.0903 | 0.010607 | 1289.4939 | 0.0066366 | 1288.5159 | 0
[77 empty] | 1059.104 | 0.010615 | 1289.5753 | 0.0068316 | 1288.5973 | 0
[77 empty] | 1059.1178 | 0.010622 | 1289.6567 | 0.0072283 | 1288.6786 | 0
[77 empty] | 1059.1316 | 0.010631 | 1289.7383 | 0.0070904 | 1288.76 | 0
[77 empty] | 1059.1453 | 0.010641 | 1289.8198 | 0.007356 | 1288.8413 | 0
[77 empty] | 1059.1591 | 0.010651 | 1289.9012 | 0.007393 | 1288.9227 | 0
[77 empty] | 1059.1727 | 0.010662 | 1289.9828 | 0.0075477 | 1289.0041 | 0
[77 empty] | 1059.1865 | 0.010675 | 1290.0643 | 0.0073022 | 1289.0856 | 0
[77 empty] | 1059.2002 | 0.010687 | 1290.1459 | 0.0067845 | 1289.167 | 0
[77 empty] | 1059.214 | 0.010701 | 1290.2274 | 0.0065189 | 1289.2484 | 0
[77 empty] | 1059.2277 | 0.010715 | 1290.309 | 0.0065055 | 1289.3298 | 0
[77 empty] | 1059.2415 | 0.01073 | 1290.3905 | 0.0065122 | 1289.4113 | 0
[77 empty] | 1059.2552 | 0.010746 | 1290.4721 | 0.0066298 | 1289.4927 | 0
[77 empty] | 1059.2689 | 0.010763 | 1290.5537 | 0.006613 | 1289.5741 | 0
[77 empty] | 1059.2827 | 0.01078 | 1290.6353 | 0.0063474 | 1289.6556 | 0
[77 empty] | 1059.2964 | 0.010798 | 1290.7169 | 0.0063306 | 1289.7371 | 0
[77 empty] | 1059.3102 | 0.010816 | 1290.7985 | 0.0063743 | 1289.8186 | 0
[77 empty] | 1059.324 | 0.010835 | 1290.8801 | 0.0064113 | 1289.9001 | 0
[77 empty] | 1059.3376 | 0.010855 | 1290.9618 | 0.0065626 | 1289.9816 | 0
[77 empty] | 1059.3514 | 0.010875 | 1291.0435 | 0.0066567 | 1290.0631 | 0
[77 empty] | 1059.3651 | 0.010896 | 1291.1251 | 0.0064685 | 1290.1446 | 0
[77 empty] | 1059.3789 | 0.010917 | 1291.2068 | 0.0065122 | 1290.2262 | 0
[77 empty] | 1059.3926 | 0.010939 | 1291.2885 | 0.0062197 | 1290.3077 | 0
[77 empty] | 1059.4064 | 0.010961 | 1291.3701 | 0.006455 | 1290.3894 | 0
[77 empty] | 1059.4202 | 0.010984 | 1291.4518 | 0.0063105 | 1290.4709 | 0
[77 empty] | 1059.4338 | 0.011007 | 1291.5336 | 0.0062567 | 1290.5525 | 0
[77 empty] | 1059.4476 | 0.01103 | 1291.6152 | 0.0063911 | 1290.6342 | 0
[77 empty] | 1059.4614 | 0.011054 | 1291.697 | 0.0064113 | 1290.7157 | 0
[77 empty] | 1059.4751 | 0.011079 | 1291.7787 | 0.006845 | 1290.7974 | 0
[77 empty] | 1059.4889 | 0.011103 | 1291.8605 | 0.006808 | 1290.879 | 0
[77 empty] | 1059.5026 | 0.011128 | 1291.9423 | 0.0068248 | 1290.9606 | 0
[77 empty] | 1059.5164 | 0.011153 | 1292.024 | 0.0067341 | 1291.0422 | 0
[77 empty] | 1059.5302 | 0.011179 | 1292.1058 | 0.0069358 | 1291.1239 | 0
[77 empty] | 1059.5438 | 0.011204 | 1292.1876 | 0.0068954 | 1291.2056 | 0
[77 empty] | 1059.5576 | 0.01123 | 1292.2694 | 0.0069526 | 1291.2872 | 0
[77 empty] | 1059.5714 | 0.011256 | 1292.3512 | 0.0069459 | 1291.369 | 0
[77 empty] | 1059.5851 | 0.011282 | 1292.4331 | 0.0069392 | 1291.4507 | 0
[77 empty] | 1059.5989 | 0.011309 | 1292.5149 | 0.0068921 | 1291.5323 | 0
[77 empty] | 1059.6125 | 0.011335 | 1292.5967 | 0.0067307 | 1291.6141 | 0
[77 empty] | 1059.6263 | 0.011361 | 1292.6786 | 0.007003 | 1291.6958 | 0
[77 empty] | 1059.6401 | 0.011388 | 1292.7605 | 0.0069728 | 1291.7776 | 0
[77 empty] | 1059.6538 | 0.011414 | 1292.8423 | 0.0069324 | 1291.8594 | 0
[77 empty] | 1059.6676 | 0.011441 | 1292.9242 | 0.0069257 | 1291.941 | 0
[77 empty] | 1059.6814 | 0.011467 | 1293.0061 | 0.0068551 | 1292.0228 | 0
[77 empty] | 1059.6951 | 0.011494 | 1293.088 | 0.007114 | 1292.1046 | 0
[77 empty] | 1059.7089 | 0.01152 | 1293.1699 | 0.00743 | 1292.1864 | 0
[77 empty] | 1059.7227 | 0.011547 | 1293.2518 | 0.0071207 | 1292.2682 | 0
[77 empty] | 1059.7363 | 0.011573 | 1293.3339 | 0.0071039 | 1292.3501 | 0
[77 empty] | 1059.7501 | 0.011599 | 1293.4158 | 0.007272 | 1292.4319 | 0
[77 empty] | 1059.7639 | 0.011625 | 1293.4977 | 0.0072787 | 1292.5137 | 0
[77 empty] | 1059.7776 | 0.011651 | 1293.5797 | 0.0073964 | 1292.5956 | 0
[77 empty] | 1059.7914 | 0.011676 | 1293.6616 | 0.0074468 | 1292.6774 | 0
[77 empty] | 1059.8052 | 0.011701 | 1293.7436 | 0.0074334 | 1292.7593 | 0
[77 empty] | 1059.819 | 0.011727 | 1293.8257 | 0.0075174 | 1292.8412 | 0
[77 empty] | 1059.8326 | 0.011752 | 1293.9077 | 0.0076822 | 1292.9231 | 0
[77 empty] | 1059.8464 | 0.011776 | 1293.9897 | 0.0077057 | 1293.005 | 0
[77 empty] | 1059.8602 | 0.011801 | 1294.0718 | 0.0078738 | 1293.0869 | 0
[77 empty] | 1059.8739 | 0.011825 | 1294.1538 | 0.0079175 | 1293.1688 | 0
[77 empty] | 1059.8877 | 0.011849 | 1294.2358 | 0.0079948 | 1293.2507 | 0
[77 empty] | 1059.9015 | 0.011873 | 1294.3179 | 0.0077965 | 1293.3326 | 0
[77 empty] | 1059.9152 | 0.011896 | 1294.4 | 0.0080116 | 1293.4145 | 0
[77 empty] | 1059.929 | 0.011919 | 1294.4821 | 0.0081327 | 1293.4966 | 0
[77 empty] | 1059.9427 | 0.011942 | 1294.5642 | 0.0081293 | 1293.5785 | 0
[77 empty] | 1059.9565 | 0.011965 | 1294.6462 | 0.0082302 | 1293.6605 | 0
[77 empty] | 1059.9702 | 0.011987 | 1294.7284 | 0.0080822 | 1293.7425 | 0
[77 empty] | 1059.984 | 0.012009 | 1294.8105 | 0.0079578 | 1293.8245 | 0
[77 empty] | 1059.9978 | 0.01203 | 1294.8927 | 0.0082671 | 1293.9065 | 0
[77 empty] | 1060.0116 | 0.012052 | 1294.9747 | 0.0083377 | 1293.9885 | 0
[77 empty] | 1060.0253 | 0.012073 | 1295.057 | 0.0079814 | 1294.0706 | 0
[77 empty] | 1060.0391 | 0.012093 | 1295.1392 | 0.0080621 | 1294.1526 | 0
[77 empty] | 1060.0529 | 0.012114 | 1295.2213 | 0.0079713 | 1294.2346 | 0
[77 empty] | 1060.0665 | 0.012134 | 1295.3035 | 0.0080621 | 1294.3168 | 0
[77 empty] | 1060.0803 | 0.012154 | 1295.3857 | 0.0083882 | 1294.3988 | 0
[77 empty] | 1060.0941 | 0.012174 | 1295.4679 | 0.0083209 | 1294.4808 | 0
[77 empty] | 1060.1079 | 0.012193 | 1295.5502 | 0.0086067 | 1294.563 | 0
[77 empty] | 1060.1216 | 0.012212 | 1295.6323 | 0.0088118 | 1294.6451 | 0
[77 empty] | 1060.1354 | 0.012231 | 1295.7146 | 0.0087546 | 1294.7272 | 0
[77 empty] | 1060.1492 | 0.01225 | 1295.7969 | 0.0088084 | 1294.8093 | 0
[77 empty] | 1060.163 | 0.012268 | 1295.8791 | 0.0085865 | 1294.8915 | 0
[77 empty] | 1060.1768 | 0.012286 | 1295.9614 | 0.0085428 | 1294.9736 | 0
[77 empty] | 1060.1904 | 0.012304 | 1296.0437 | 0.0083949 | 1295.0558 | 0
[77 empty] | 1060.2042 | 0.012322 | 1296.126 | 0.0085159 | 1295.1379 | 0
[77 empty] | 1060.218 | 0.01234 | 1296.2082 | 0.0085899 | 1295.2201 | 0
[77 empty] | 1060.2318 | 0.012357 | 1296.2905 | 0.0087008 | 1295.3024 | 0
[77 empty] | 1060.2455 | 0.012374 | 1296.3729 | 0.0086739 | 1295.3845 | 0
[77 empty] | 1060.2593 | 0.012392 | 1296.4552 | 0.0086302 | 1295.4667 | 0
[77 empty] | 1060.2731 | 0.012409 | 1296.5376 | 0.0085058 | 1295.549 | 0
[77 empty] | 1060.2869 | 0.012426 | 1296.6199 | 0.0089429 | 1295.6312 | 0
[77 empty] | 1060.3007 | 0.012443 | 1296.7023 | 0.0095783 | 1295.7134 | 0
[77 empty] | 1060.3143 | 0.01246 | 1296.7847 | 0.0094203 | 1295.7957 | 0
[77 empty] | 1060.3281 | 0.012476 | 1296.8671 | 0.009306 | 1295.8779 | 0
[77 empty] | 1060.3419 | 0.012493 | 1296.9495 | 0.0089295 | 1295.9602 | 0
[77 empty] | 1060.3557 | 0.01251 | 1297.0319 | 0.008795 | 1296.0425 | 0
[77 empty] | 1060.3695 | 0.012527 | 1297.1143 | 0.0089698 | 1296.1248 | 0
[77 empty] | 1060.3832 | 0.012543 | 1297.1968 | 0.0088185 | 1296.207 | 0
[77 empty] | 1060.397 | 0.01256 | 1297.2792 | 0.0086639 | 1296.2894 | 0
[77 empty] | 1060.4108 | 0.012577 | 1297.3616 | 0.0087008 | 1296.3717 | 0
[77 empty] | 1060.4246 | 0.012593 | 1297.4441 | 0.0087614 | 1296.4541 | 0
[77 empty] | 1060.4384 | 0.01261 | 1297.5265 | 0.0091513 | 1296.5364 | 0
[77 empty] | 1060.452 | 0.012626 | 1297.609 | 0.009111 | 1296.6188 | 0
[77 empty] | 1060.4658 | 0.012643 | 1297.6915 | 0.0090438 | 1296.7012 | 0
[77 empty] | 1060.4796 | 0.01266 | 1297.774 | 0.0090707 | 1296.7836 | 0
[77 empty] | 1060.4934 | 0.012676 | 1297.8566 | 0.0090135 | 1296.8658 | 0
[77 empty] | 1060.5072 | 0.012693 | 1297.9391 | 0.0090505 | 1296.9482 | 0
[77 empty] | 1060.521 | 0.01271 | 1298.0216 | 0.0087546 | 1297.0308 | 0
[77 empty] | 1060.5348 | 0.012727 | 1298.1041 | 0.0089429 | 1297.1132 | 0
[77 empty] | 1060.5485 | 0.012743 | 1298.1867 | 0.0088925 | 1297.1956 | 0
[77 empty] | 1060.5623 | 0.01276 | 1298.2693 | 0.0086538 | 1297.2779 | 0
[77 empty] | 1060.576 | 0.012776 | 1298.3518 | 0.008489 | 1297.3605 | 0
[77 empty] | 1060.5898 | 0.012793 | 1298.4344 | 0.0087345 | 1297.4429 | 0
[77 empty] | 1060.6036 | 0.01281 | 1298.517 | 0.008879 | 1297.5254 | 0
[77 empty] | 1060.6174 | 0.012826 | 1298.5996 | 0.0090169 | 1297.6079 | 0
[77 empty] | 1060.6311 | 0.012842 | 1298.6823 | 0.0089194 | 1297.6903 | 0
[77 empty] | 1060.6449 | 0.012859 | 1298.7649 | 0.0088151 | 1297.7728 | 0
[77 empty] | 1060.6587 | 0.012875 | 1298.8475 | 0.0088521 | 1297.8554 | 0
[77 empty] | 1060.6725 | 0.012891 | 1298.9302 | 0.0089698 | 1297.9379 | 0
[77 empty] | 1060.6863 | 0.012906 | 1299.0128 | 0.0089799 | 1298.0204 | 0
[77 empty] | 1060.7001 | 0.012922 | 1299.0955 | 0.008879 | 1298.103 | 0
[77 empty] | 1060.7139 | 0.012937 | 1299.1782 | 0.0087546 | 1298.1855 | 0
[77 empty] | 1060.7277 | 0.012952 | 1299.2609 | 0.0087815 | 1298.2681 | 0
[77 empty] | 1060.7415 | 0.012967 | 1299.3436 | 0.0089664 | 1298.3507 | 0
[77 empty] | 1060.7551 | 0.012981 | 1299.4263 | 0.0089866 | 1298.4332 | 0
[77 empty] | 1060.7689 | 0.012995 | 1299.509 | 0.0090034 | 1298.5159 | 0
[77 empty] | 1060.7827 | 0.013009 | 1299.5918 | 0.0090034 | 1298.5985 | 0
[77 empty] | 1060.7965 | 0.013022 | 1299.6744 | 0.009195 | 1298.681 | 0
[77 empty] | 1060.8103 | 0.013034 | 1299.7572 | 0.009232 | 1298.7637 | 0
[77 empty] | 1060.8241 | 0.013047 | 1299.84 | 0.0094775 | 1298.8463 | 0
[77 empty] | 1060.8379 | 0.013058 | 1299.9228 | 0.0096086 | 1298.929 | 0
[77 empty] | 1060.8517 | 0.013069 | 1300.0056 | 0.0093699 | 1299.0117 | 0
[77 empty] | 1060.8655 | 0.01308 | 1300.0884 | 0.0094237 | 1299.0944 | 0
[77 empty] | 1060.8793 | 0.013089 | 1300.1711 | 0.0096388 | 1299.177 | 0
[77 empty] | 1060.8929 | 0.013098 | 1300.254 | 0.0098876 | 1299.2598 | 0
[77 empty] | 1060.9067 | 0.013107 | 1300.3368 | 0.0097733 | 1299.3424 | 0
[77 empty] | 1060.9205 | 0.013114 | 1300.4197 | 0.0097195 | 1299.4252 | 0
[77 empty] | 1060.9343 | 0.013121 | 1300.5026 | 0.0095985 | 1299.5078 | 0
[77 empty] | 1060.9481 | 0.013127 | 1300.5853 | 0.0094539 | 1299.5906 | 0
[77 empty] | 1060.9619 | 0.013132 | 1300.6682 | 0.0092892 | 1299.6733 | 0
[77 empty] | 1060.9757 | 0.013136 | 1300.7511 | 0.0094136 | 1299.7561 | 0
[77 empty] | 1060.9895 | 0.013139 | 1300.834 | 0.0096321 | 1299.8389 | 0
[77 empty] | 1061.0033 | 0.013141 | 1300.917 | 0.0096556 | 1299.9216 | 0
[77 empty] | 1061.0171 | 0.013143 | 1300.9999 | 0.0096153 | 1300.0044 | 0
[77 empty] | 1061.0309 | 0.013143 | 1301.0828 | 0.0095682 | 1300.0872 | 0
[77 empty] | 1061.0447 | 0.013142 | 1301.1656 | 0.0095682 | 1300.17 | 0
[77 empty] | 1061.0585 | 0.01314 | 1301.2487 | 0.0096254 | 1300.2528 | 0
[77 empty] | 1061.0723 | 0.013137 | 1301.3317 | 0.0095918 | 1300.3357 | 0
[77 empty] | 1061.0861 | 0.013132 | 1301.4145 | 0.0094203 | 1300.4185 | 0
[77 empty] | 1061.0999 | 0.013127 | 1301.4976 | 0.009074 | 1300.5013 | 0
[77 empty] | 1061.1136 | 0.01312 | 1301.5806 | 0.0089362 | 1300.5842 | 0
[77 empty] | 1061.1274 | 0.013113 | 1301.6636 | 0.0087983 | 1300.6671 | 0
[77 empty] | 1061.1412 | 0.013104 | 1301.7466 | 0.0088051 | 1300.75 | 0
[77 empty] | 1061.1549 | 0.013093 | 1301.8296 | 0.0085361 | 1300.8329 | 0
[77 empty] | 1061.1687 | 0.013082 | 1301.9126 | 0.0083176 | 1300.9158 | 0
[77 empty] | 1061.1825 | 0.013069 | 1301.9956 | 0.0083848 | 1300.9987 | 0
[77 empty] | 1061.1963 | 0.013056 | 1302.0787 | 0.0084252 | 1301.0815 | 0
[77 empty] | 1061.2101 | 0.013041 | 1302.1617 | 0.0083142 | 1301.1645 | 0
[77 empty] | 1061.2239 | 0.013024 | 1302.2449 | 0.008368 | 1301.2474 | 0
[77 empty] | 1061.2377 | 0.013007 | 1302.3279 | 0.0084184 | 1301.3304 | 0
[77 empty] | 1061.2515 | 0.012988 | 1302.411 | 0.0083243 | 1301.4135 | 0.00034336
[77 empty] | 1061.2653 | 0.012968 | 1302.4941 | 0.0083512 | 1301.4963 | 0.00034059
[77 empty] | 1061.2791 | 0.012947 | 1302.5773 | 0.0083478 | 1301.5793 | 0.00034059
[77 empty] | 1061.2928 | 0.012925 | 1302.6604 | 0.0081965 | 1301.6624 | 0.00034059
[77 empty] | 1061.3066 | 0.012902 | 1302.7435 | 0.0080721 | 1301.7454 | 0.00034059
[77 empty] | 1061.3204 | 0.012877 | 1302.8267 | 0.0081125 | 1301.8284 | 0.00034336
[77 empty] | 1061.3342 | 0.012851 | 1302.9098 | 0.0081327 | 1301.9114 | 0.00034336
[77 empty] | 1061.348 | 0.012825 | 1302.9929 | 0.0082402 | 1301.9945 | 0.00034613
[77 empty] | 1061.3618 | 0.012797 | 1303.0762 | 0.0083142 | 1302.0775 | 0.0003489
[77 empty] | 1061.3757 | 0.012768 | 1303.1593 | 0.0084554 | 1302.1605 | 0.00035166
[77 empty] | 1061.3895 | 0.012739 | 1303.2425 | 0.0083983 | 1302.2436 | 0.0003572
[77 empty] | 1061.4033 | 0.012708 | 1303.3257 | 0.0086975 | 1302.3268 | 0.00035997
[77 empty] | 1061.4171 | 0.012677 | 1303.4089 | 0.0087277 | 1302.4098 | 0.00036551
[77 empty] | 1061.4309 | 0.012644 | 1303.4922 | 0.0085865 | 1302.4929 | 0.00036828
[77 empty] | 1061.4447 | 0.012611 | 1303.5754 | 0.0086538 | 1302.576 | 0.00037382
[77 empty] | 1061.4585 | 0.012577 | 1303.6587 | 0.0088656 | 1302.6592 | 0.00037936
[77 empty] | 1061.4723 | 0.012542 | 1303.7419 | 0.008879 | 1302.7423 | 0.00038489
[77 empty] | 1061.4861 | 0.012507 | 1303.8252 | 0.0090774 | 1302.8254 | 0.00039043
[77 empty] | 1061.4999 | 0.012471 | 1303.9084 | 0.0091211 | 1302.9086 | 0.00039874
[77 empty] | 1061.5137 | 0.012435 | 1303.9918 | 0.0094875 | 1302.9918 | 0.00040428
[77 empty] | 1061.5275 | 0.012398 | 1304.0751 | 0.0094539 | 1303.0749 | 0.00040981
[77 empty] | 1061.5413 | 0.01236 | 1304.1584 | 0.0093631 | 1303.1582 | 0.00041535
[77 empty] | 1061.5551 | 0.012322 | 1304.2417 | 0.0094808 | 1303.2413 | 0.00042366
[77 empty] | 1061.5688 | 0.012284 | 1304.3251 | 0.0097027 | 1303.3246 | 0.0004292
[77 empty] | 1061.5826 | 0.012246 | 1304.4084 | 0.0096758 | 1303.4078 | 0.00043474
[77 empty] | 1061.5964 | 0.012207 | 1304.4918 | 0.0095951 | 1303.491 | 0.00044304
[77 empty] | 1061.6102 | 0.012168 | 1304.5752 | 0.0096355 | 1303.5742 | 0.00044858
[77 empty] | 1061.624 | 0.012129 | 1304.6586 | 0.0097834 | 1303.6575 | 0.00045412
[77 empty] | 1061.6378 | 0.01209 | 1304.7419 | 0.0099347 | 1303.7407 | 0.00045966
[77 empty] | 1061.6517 | 0.012051 | 1304.8253 | 0.010005 | 1303.8241 | 0.00046519
[77 empty] | 1061.6655 | 0.012012 | 1304.9088 | 0.010241 | 1303.9073 | 0.00047073
[77 empty] | 1061.6793 | 0.011973 | 1304.9922 | 0.010009 | 1303.9906 | 0.00047627
[77 empty] | 1061.6931 | 0.011934 | 1305.0756 | 0.0099885 | 1304.074 | 0.00047904
[77 empty] | 1061.7069 | 0.011896 | 1305.1591 | 0.010291 | 1304.1572 | 0.00048458
[77 empty] | 1061.7207 | 0.011857 | 1305.2425 | 0.010536 | 1304.2406 | 0.00048735
[77 empty] | 1061.7345 | 0.01182 | 1305.3259 | 0.010654 | 1304.3238 | 0.00049012
[77 empty] | 1061.7483 | 0.011782 | 1305.4094 | 0.011054 | 1304.4072 | 0.00049288
[77 empty] | 1061.7621 | 0.011745 | 1305.4929 | 0.011111 | 1304.4906 | 0.00049565
[77 empty] | 1061.7759 | 0.011709 | 1305.5764 | 0.01135 | 1304.574 | 0.00049842
[77 empty] | 1061.7898 | 0.011673 | 1305.6599 | 0.011111 | 1304.6573 | 0.00049842
[77 empty] | 1061.8036 | 0.011638 | 1305.7434 | 0.011175 | 1304.7407 | 0.00049842
[77 empty] | 1061.8174 | 0.011603 | 1305.827 | 0.011108 | 1304.8242 | 0.00049842
[77 empty] | 1061.8312 | 0.01157 | 1305.9105 | 0.011165 | 1304.9076 | 0.00049842
[77 empty] | 1061.845 | 0.011537 | 1305.9941 | 0.01131 | 1304.991 | 0.00049842
[77 empty] | 1061.8588 | 0.011504 | 1306.0776 | 0.011498 | 1305.0745 | 0.00049565
[77 empty] | 1061.8726 | 0.011473 | 1306.1613 | 0.011875 | 1305.1578 | 0.00049288
[77 empty] | 1061.8864 | 0.011443 | 1306.2448 | 0.012022 | 1305.2413 | 0.00049012
[77 empty] | 1061.9003 | 0.011413 | 1306.3284 | 0.01216 | 1305.3248 | 0.00048735
[77 empty] | 1061.9141 | 0.011385 | 1306.412 | 0.0121 | 1305.4083 | 0.00048458
[77 empty] | 1061.9279 | 0.011357 | 1306.4956 | 0.012056 | 1305.4918 | 0.00048181
[77 empty] | 1061.9416 | 0.011331 | 1306.5792 | 0.012144 | 1305.5753 | 0.00047627
[77 empty] | 1061.9554 | 0.011305 | 1306.6628 | 0.012268 | 1305.6588 | 0.00047073
[77 empty] | 1061.9692 | 0.011281 | 1306.7466 | 0.012433 | 1305.7423 | 0.00046796
[77 empty] | 1061.983 | 0.011258 | 1306.8302 | 0.012456 | 1305.8258 | 0.00046243
[77 empty] | 1061.9969 | 0.011236 | 1306.9138 | 0.012197 | 1305.9093 | 0.00045689
[77 empty] | 1062.0107 | 0.011215 | 1306.9976 | 0.012318 | 1305.9929 | 0.00045135
[77 empty] | 1062.0245 | 0.011196 | 1307.0812 | 0.012063 | 1306.0764 | 0.00044304
[77 empty] | 1062.0383 | 0.011178 | 1307.1649 | 0.012103 | 1306.16 | 0.0004375
[77 empty] | 1062.0521 | 0.01116 | 1307.2487 | 0.012002 | 1306.2436 | 0.00043197
[77 empty] | 1062.0659 | 0.011145 | 1307.3324 | 0.012059 | 1306.3273 | 0.00042366
[77 empty] | 1062.0798 | 0.01113 | 1307.4161 | 0.012365 | 1306.4109 | 0.00041812
[77 empty] | 1062.0936 | 0.011117 | 1307.4999 | 0.012678 | 1306.4945 | 0.00041258
[77 empty] | 1062.1074 | 0.011105 | 1307.5836 | 0.012591 | 1306.5781 | 0.00040428
[77 empty] | 1062.1212 | 0.011094 | 1307.6674 | 0.012557 | 1306.6617 | 0.00039874
[77 empty] | 1062.135 | 0.011084 | 1307.7511 | 0.012698 | 1306.7454 | 0.0003932
[77 empty] | 1062.1488 | 0.011076 | 1307.835 | 0.012591 | 1306.829 | 0.00038489
[77 empty] | 1062.1627 | 0.011069 | 1307.9187 | 0.012305 | 1306.9127 | 0.00037936
[77 empty] | 1062.1765 | 0.011064 | 1308.0026 | 0.012312 | 1306.9963 | 0.00037382
[77 empty] | 1062.1903 | 0.011059 | 1308.0863 | 0.012577 | 1307.0801 | 0.00036828
[77 empty] | 1062.2041 | 0.011056 | 1308.1702 | 0.012715 | 1307.1638 | 0.00036274
[77 empty] | 1062.2179 | 0.011054 | 1308.254 | 0.012581 | 1307.2474 | 0.0003572
[77 empty] | 1062.2318 | 0.011053 | 1308.3379 | 0.012614 | 1307.3312 | 0.00035443
[77 empty] | 1062.2456 | 0.011053 | 1308.4217 | 0.012574 | 1307.4149 | 0.0003489
[77 empty] | 1062.2594 | 0.011055 | 1308.5056 | 0.012745 | 1307.4987 | 0.00034613
[77 empty] | 1062.2732 | 0.011058 | 1308.5895 | 0.012722 | 1307.5824 | 0.00034059
[77 empty] | 1062.287 | 0.011061 | 1308.6733 | 0.012322 | 1307.6661 | 0.00033782
[77 empty] | 1062.3009 | 0.011066 | 1308.7573 | 0.012039 | 1307.75 | 0.00033505
[77 empty] | 1062.3147 | 0.011072 | 1308.8412 | 0.012073 | 1307.8337 | 0.00033505
[77 empty] | 1062.3285 | 0.011079 | 1308.9252 | 0.012029 | 1307.9176 | 0.00033228
[77 empty] | 1062.3423 | 0.011087 | 1309.009 | 0.012063 | 1308.0013 | 0.00033228
[77 empty] | 1062.3562 | 0.011096 | 1309.093 | 0.011848 | 1308.0852 | 0.00033228
[77 empty] | 1062.37 | 0.011106 | 1309.177 | 0.011579 | 1308.1691 | 0.00033228
[77 empty] | 1062.3838 | 0.011116 | 1309.261 | 0.011676 | 1308.2528 | 0.00033228
[77 empty] | 1062.3976 | 0.011128 | 1309.345 | 0.01178 | 1308.3367 | 0.00033228
[77 empty] | 1062.4115 | 0.01114 | 1309.429 | 0.011794 | 1308.4205 | 0.00033505
[77 empty] | 1062.4253 | 0.011154 | 1309.5129 | 0.011656 | 1308.5044 | 0.00033782
[77 empty] | 1062.4391 | 0.011167 | 1309.5969 | 0.011824 | 1308.5884 | 0.00034059
[77 empty] | 1062.4529 | 0.011182 | 1309.681 | 0.011656 | 1308.6722 | 0.00034336
[77 empty] | 1062.4668 | 0.011197 | 1309.765 | 0.011508 | 1308.7561 | 0.0003489
[77 empty] | 1062.4806 | 0.011213 | 1309.849 | 0.011427 | 1308.8401 | 0.00035166
[77 empty] | 1062.4944 | 0.011229 | 1309.9331 | 0.011569 | 1308.924 | 0.0003572
[77 empty] | 1062.5082 | 0.011246 | 1310.0172 | 0.011666 | 1309.0079 | 0.00036274
[77 empty] | 1062.5221 | 0.011263 | 1310.1012 | 0.011666 | 1309.0918 | 0.00036828
[77 empty] | 1062.5359 | 0.011281 | 1310.1853 | 0.011703 | 1309.1758 | 0.00037382
[77 empty] | 1062.5497 | 0.011299 | 1310.2694 | 0.011942 | 1309.2598 | 0.00037936
[77 empty] | 1062.5635 | 0.011318 | 1310.3535 | 0.012322 | 1309.3438 | 0.00038489
[77 empty] | 1062.5774 | 0.011337 | 1310.4376 | 0.012621 | 1309.4277 | 0.0003932
[77 empty] | 1062.5912 | 0.011356 | 1310.5219 | 0.012715 | 1309.5117 | 0.00039874
[77 empty] | 1062.605 | 0.011375 | 1310.606 | 0.012769 | 1309.5958 | 0.00040705
[77 empty] | 1062.6189 | 0.011394 | 1310.6901 | 0.012927 | 1309.6798 | 0.00041258
[77 empty] | 1062.6327 | 0.011414 | 1310.7743 | 0.013105 | 1309.7638 | 0.00041812
[77 empty] | 1062.6465 | 0.011433 | 1310.8584 | 0.01331 | 1309.8479 | 0.00042643
[77 empty] | 1062.6603 | 0.011453 | 1310.9426 | 0.013391 | 1309.9319 | 0.00043197
[77 empty] | 1062.6742 | 0.011472 | 1311.0269 | 0.013266 | 1310.016 | 0.00044027
[77 empty] | 1062.688 | 0.011492 | 1311.1111 | 0.013535 | 1310.1001 | 0.00044581
[77 empty] | 1062.7018 | 0.011511 | 1311.1952 | 0.013401 | 1310.1842 | 0.00045412
[77 empty] | 1062.7157 | 0.01153 | 1311.2794 | 0.013498 | 1310.2683 | 0.00045966
[77 empty] | 1062.7295 | 0.011549 | 1311.3638 | 0.013485 | 1310.3524 | 0.00046519
[77 empty] | 1062.7433 | 0.011568 | 1311.448 | 0.013653 | 1310.4365 | 0.00047073
[77 empty] | 1062.7572 | 0.011587 | 1311.5322 | 0.013814 | 1310.5206 | 0.00047904
[77 empty] | 1062.771 | 0.011605 | 1311.6165 | 0.013838 | 1310.6047 | 0.00048458
[77 empty] | 1062.7848 | 0.011623 | 1311.7008 | 0.014077 | 1310.689 | 0.00049012
[77 empty] | 1062.7987 | 0.011641 | 1311.785 | 0.014198 | 1310.7731 | 0.00049565
[77 empty] | 1062.8125 | 0.011658 | 1311.8694 | 0.014157 | 1310.8573 | 0.00050119
[77 empty] | 1062.8263 | 0.011675 | 1311.9537 | 0.014063 | 1310.9414 | 0.00050396
[77 empty] | 1062.8402 | 0.011692 | 1312.0381 | 0.014043 | 1311.0256 | 0.0005095
[77 empty] | 1062.854 | 0.011708 | 1312.1223 | 0.013976 | 1311.1099 | 0.00051504
[77 empty] | 1062.8678 | 0.011723 | 1312.2067 | 0.013898 | 1311.1941 | 0.00052057
[77 empty] | 1062.8817 | 0.011738 | 1312.291 | 0.013788 | 1311.2783 | 0.00052334
[77 empty] | 1062.8955 | 0.011753 | 1312.3755 | 0.013549 | 1311.3626 | 0.00052888
[77 empty] | 1062.9093 | 0.011767 | 1312.4598 | 0.01329 | 1311.4468 | 0.00053442
[77 empty] | 1062.9232 | 0.01178 | 1312.5442 | 0.013105 | 1311.531 | 0.00053996
[77 empty] | 1062.937 | 0.011793 | 1312.6287 | 0.013307 | 1311.6154 | 0.00054273
[77 empty] | 1062.9508 | 0.011806 | 1312.713 | 0.013532 | 1311.6996 | 0.00054827
[77 empty] | 1062.9647 | 0.011817 | 1312.7975 | 0.013401 | 1311.7839 | 0.0005538
[77 empty] | 1062.9785 | 0.011829 | 1312.8818 | 0.013744 | 1311.8682 | 0.00055657
[77 empty] | 1062.9923 | 0.011839 | 1312.9663 | 0.013946 | 1311.9525 | 0.00056211
[77 empty] | 1063.0062 | 0.011849 | 1313.0508 | 0.013949 | 1312.0369 | 0.00056765
[77 empty] | 1063.02 | 0.011858 | 1313.1353 | 0.013777 | 1312.1212 | 0.00057319
[77 empty] | 1063.0339 | 0.011867 | 1313.2197 | 0.013478 | 1312.2056 | 0.00057596
[77 empty] | 1063.0477 | 0.011875 | 1313.3042 | 0.013458 | 1312.2899 | 0.00058149
[77 empty] | 1063.0615 | 0.011882 | 1313.3887 | 0.013428 | 1312.3743 | 0.00058703
[77 empty] | 1063.0754 | 0.011889 | 1313.4733 | 0.01329 | 1312.4586 | 0.00059257
[77 empty] | 1063.0892 | 0.011895 | 1313.5577 | 0.01364 | 1312.5431 | 0.00059811
[77 empty] | 1063.103 | 0.011901 | 1313.6423 | 0.013841 | 1312.6274 | 0.00060365
[77 empty] | 1063.1169 | 0.011906 | 1313.7268 | 0.013569 | 1312.7118 | 0.00060918
[77 empty] | 1063.1307 | 0.01191 | 1313.8114 | 0.01366 | 1312.7963 | 0.00061472
[77 empty] | 1063.1447 | 0.011914 | 1313.896 | 0.013878 | 1312.8807 | 0.00062026
[77 empty] | 1063.1584 | 0.011917 | 1313.9806 | 0.014228 | 1312.9652 | 0.00062303
[77 empty] | 1063.1722 | 0.01192 | 1314.0651 | 0.014554 | 1313.0496 | 0.00062857
[77 empty] | 1063.1862 | 0.011922 | 1314.1498 | 0.014662 | 1313.134 | 0.0006341
[77 empty] | 1063.2 | 0.011923 | 1314.2344 | 0.014803 | 1313.2185 | 0.00063964
[77 empty] | 1063.2139 | 0.011924 | 1314.319 | 0.014816 | 1313.3031 | 0.00064518
[77 empty] | 1063.2277 | 0.011925 | 1314.4036 | 0.014578 | 1313.3876 | 0.00065072
[77 empty] | 1063.2416 | 0.011924 | 1314.4883 | 0.01451 | 1313.4721 | 0.00065626
[77 empty] | 1063.2554 | 0.011924 | 1314.5729 | 0.014386 | 1313.5565 | 0.00065903
[77 empty] | 1063.2692 | 0.011923 | 1314.6576 | 0.014295 | 1313.6411 | 0.00066456
[77 empty] | 1063.2831 | 0.011921 | 1314.7422 | 0.014336 | 1313.7257 | 0.0006701
[77 empty] | 1063.2969 | 0.011919 | 1314.8269 | 0.01485 | 1313.8102 | 0.00067287
[77 empty] | 1063.3108 | 0.011917 | 1314.9116 | 0.015378 | 1313.8948 | 0.00067841
[77 empty] | 1063.3246 | 0.011914 | 1314.9963 | 0.01559 | 1313.9794 | 0.00068118
[77 empty] | 1063.3385 | 0.011911 | 1315.0811 | 0.015637 | 1314.064 | 0.00068395
[77 empty] | 1063.3523 | 0.011907 | 1315.1658 | 0.015764 | 1314.1486 | 0.00068672
[77 empty] | 1063.3661 | 0.011903 | 1315.2505 | 0.015553 | 1314.2332 | 0.00069225
[77 empty] | 1063.38 | 0.011899 | 1315.3352 | 0.015421 | 1314.3177 | 0.00069502
[77 empty] | 1063.3938 | 0.011894 | 1315.42 | 0.015701 | 1314.4023 | 0.00069779
[77 empty] | 1063.4077 | 0.01189 | 1315.5048 | 0.015727 | 1314.4871 | 0.00070056
[77 empty] | 1063.4215 | 0.011884 | 1315.5896 | 0.015785 | 1314.5717 | 0.00070333
[77 empty] | 1063.4354 | 0.011879 | 1315.6743 | 0.015583 | 1314.6564 | 0.00070333
[77 empty] | 1063.4492 | 0.011874 | 1315.7592 | 0.015643 | 1314.7411 | 0.0007061
[77 empty] | 1063.4631 | 0.011868 | 1315.844 | 0.015536 | 1314.8257 | 0.00070887
[77 empty] | 1063.4769 | 0.011862 | 1315.9288 | 0.015704 | 1314.9104 | 0.00070887
[77 empty] | 1063.4908 | 0.011856 | 1316.0137 | 0.015633 | 1314.9951 | 0.00071164
[77 empty] | 1063.5046 | 0.01185 | 1316.0985 | 0.015754 | 1315.0798 | 0.00071164
[77 empty] | 1063.5186 | 0.011843 | 1316.1834 | 0.016151 | 1315.1645 | 0.00071441
[77 empty] | 1063.5323 | 0.011837 | 1316.2682 | 0.016205 | 1315.2493 | 0.00071441
[77 empty] | 1063.5463 | 0.011831 | 1316.3531 | 0.016541 | 1315.3341 | 0.00071717
[77 empty] | 1063.5601 | 0.011824 | 1316.438 | 0.016494 | 1315.4188 | 0.00071717
[77 empty] | 1063.574 | 0.011818 | 1316.523 | 0.016168 | 1315.5035 | 0.00071717
[77 empty] | 1063.5878 | 0.011811 | 1316.6078 | 0.015805 | 1315.5884 | 0.00071717
[77 empty] | 1063.6017 | 0.011805 | 1316.6927 | 0.015811 | 1315.6732 | 0.00071994
[77 empty] | 1063.6155 | 0.011799 | 1316.7777 | 0.015458 | 1315.7579 | 0.00071994
[77 empty] | 1063.6294 | 0.011792 | 1316.8627 | 0.015495 | 1315.8428 | 0.00071994
[77 empty] | 1063.6432 | 0.011786 | 1316.9476 | 0.015428 | 1315.9276 | 0.00071994
[77 empty] | 1063.6571 | 0.01178 | 1317.0326 | 0.015485 | 1316.0124 | 0.00071994
[77 empty] | 1063.6709 | 0.011774 | 1317.1175 | 0.015542 | 1316.0973 | 0.00071994
[77 empty] | 1063.6848 | 0.011769 | 1317.2025 | 0.015452 | 1316.1821 | 0.00071994
[77 empty] | 1063.6986 | 0.011763 | 1317.2875 | 0.015455 | 1316.2671 | 0.00071994
[77 empty] | 1063.7125 | 0.011758 | 1317.3726 | 0.015579 | 1316.3519 | 0.00071994
[77 empty] | 1063.7263 | 0.011753 | 1317.4575 | 0.015559 | 1316.4368 | 0.00071994
[77 empty] | 1063.7402 | 0.011748 | 1317.5426 | 0.015657 | 1316.5217 | 0.00071994
[77 empty] | 1063.754 | 0.011744 | 1317.6277 | 0.015717 | 1316.6067 | 0.00071994
[77 empty] | 1063.7679 | 0.01174 | 1317.7128 | 0.01559 | 1316.6915 | 0.00071994
[77 empty] | 1063.7817 | 0.011736 | 1317.7977 | 0.015845 | 1316.7765 | 0.00071994
[77 empty] | 1063.7957 | 0.011733 | 1317.8828 | 0.015596 | 1316.8615 | 0.00071994
[77 empty] | 1063.8094 | 0.01173 | 1317.9679 | 0.015815 | 1316.9464 | 0.00071994
[77 empty] | 1063.8234 | 0.011727 | 1318.0531 | 0.015542 | 1317.0314 | 0.00071994
[77 empty] | 1063.8372 | 0.011725 | 1318.1382 | 0.015748 | 1317.1163 | 0.00071994
[77 empty] | 1063.8511 | 0.011723 | 1318.2233 | 0.01605 | 1317.2013 | 0.00071994
[77 empty] | 1063.865 | 0.011722 | 1318.3085 | 0.015926 | 1317.2864 | 0.00071717
[77 empty] | 1063.8788 | 0.011721 | 1318.3936 | 0.01604 | 1317.3713 | 0.00071717
[77 empty] | 1063.8927 | 0.011721 | 1318.4788 | 0.016363 | 1317.4564 | 0.00071717
[77 empty] | 1063.9065 | 0.011721 | 1318.5638 | 0.016689 | 1317.5414 | 0.00071717
[77 empty] | 1063.9204 | 0.011722 | 1318.649 | 0.016649 | 1317.6265 | 0.00071717
[77 empty] | 1063.9342 | 0.011723 | 1318.7342 | 0.016723 | 1317.7115 | 0.00071717
[77 empty] | 1063.9481 | 0.011725 | 1318.8195 | 0.016665 | 1317.7966 | 0.00071717
[77 empty] | 1063.9619 | 0.011728 | 1318.9047 | 0.016837 | 1317.8817 | 0.00071717
[77 empty] | 1063.9758 | 0.011731 | 1318.9899 | 0.016995 | 1317.9668 | 0.00071717
[77 empty] | 1063.9897 | 0.011735 | 1319.0751 | 0.016783 | 1318.0519 | 0.00071717
[77 empty] | 1064.0035 | 0.011739 | 1319.1604 | 0.017247 | 1318.137 | 0.00071994
[77 empty] | 1064.0175 | 0.011744 | 1319.2456 | 0.017318 | 1318.2221 | 0.00071994
[77 empty] | 1064.0312 | 0.01175 | 1319.3309 | 0.017405 | 1318.3073 | 0.00071994
[77 empty] | 1064.0452 | 0.011756 | 1319.4161 | 0.017536 | 1318.3923 | 0.00071994
[77 empty] | 1064.0591 | 0.011763 | 1319.5015 | 0.01757 | 1318.4775 | 0.00072271
[77 empty] | 1064.0729 | 0.01177 | 1319.5868 | 0.017815 | 1318.5627 | 0.00072271
[77 empty] | 1064.0868 | 0.011779 | 1319.6721 | 0.017906 | 1318.6478 | 0.00072548
[77 empty] | 1064.1006 | 0.011788 | 1319.7575 | 0.017879 | 1318.733 | 0.00072825
[77 empty] | 1064.1145 | 0.011797 | 1319.8428 | 0.01796 | 1318.8182 | 0.00072825
[77 empty] | 1064.1284 | 0.011807 | 1319.9281 | 0.018034 | 1318.9034 | 0.00073102
[77 empty] | 1064.1422 | 0.011818 | 1320.0134 | 0.018346 | 1318.9887 | 0.00073379
[77 empty] | 1064.1561 | 0.01183 | 1320.0988 | 0.018508 | 1319.074 | 0.00073656
[77 empty] | 1064.1699 | 0.011842 | 1320.1842 | 0.018145 | 1319.1592 | 0.00073933
[77 empty] | 1064.1838 | 0.011855 | 1320.2695 | 0.018 | 1319.2444 | 0.0007421
[77 empty] | 1064.1978 | 0.011868 | 1320.355 | 0.018215 | 1319.3297 | 0.00074487
[77 empty] | 1064.2115 | 0.011882 | 1320.4403 | 0.018192 | 1319.415 | 0.00074763
[77 empty] | 1064.2255 | 0.011897 | 1320.5258 | 0.018417 | 1319.5002 | 0.00075317
[77 empty] | 1064.2394 | 0.011912 | 1320.6112 | 0.018622 | 1319.5856 | 0.00075594
[77 empty] | 1064.2532 | 0.011928 | 1320.6967 | 0.018404 | 1319.6709 | 0.00075871
[77 empty] | 1064.2671 | 0.011944 | 1320.7821 | 0.019009 | 1319.7562 | 0.00076148
[77 empty] | 1064.2809 | 0.011961 | 1320.8675 | 0.019029 | 1319.8416 | 0.00076702
[77 empty] | 1064.2948 | 0.011979 | 1320.953 | 0.018807 | 1319.9269 | 0.00076979
[77 empty] | 1064.3087 | 0.011996 | 1321.0386 | 0.019029 | 1320.0122 | 0.00077256
[77 empty] | 1064.3225 | 0.012015 | 1321.124 | 0.018834 | 1320.0977 | 0.00077809
[77 empty] | 1064.3364 | 0.012034 | 1321.2096 | 0.018709 | 1320.183 | 0.00078086
[77 empty] | 1064.3503 | 0.012053 | 1321.295 | 0.018575 | 1320.2683 | 0.00078363
[77 empty] | 1064.3641 | 0.012072 | 1321.3806 | 0.018632 | 1320.3538 | 0.0007864
[77 empty] | 1064.3781 | 0.012092 | 1321.4662 | 0.018874 | 1320.4392 | 0.00078917
[77 empty] | 1064.392 | 0.012112 | 1321.5518 | 0.018646 | 1320.5247 | 0.00079194
[77 empty] | 1064.4058 | 0.012133 | 1321.6373 | 0.018441 | 1320.61 | 0.00079471
[77 empty] | 1064.4197 | 0.012153 | 1321.7229 | 0.018397 | 1320.6954 | 0.00079748
[77 empty] | 1064.4336 | 0.012174 | 1321.8085 | 0.018683 | 1320.7809 | 0.00080025
[77 empty] | 1064.4474 | 0.012195 | 1321.894 | 0.018982 | 1320.8663 | 0.00080301
[77 empty] | 1064.4613 | 0.012217 | 1321.9796 | 0.019136 | 1320.9519 | 0.00080578
[77 empty] | 1064.4752 | 0.012238 | 1322.0653 | 0.018938 | 1321.0374 | 0.00080578
[77 empty] | 1064.489 | 0.012259 | 1322.1509 | 0.01918 | 1321.1228 | 0.00080855
[77 empty] | 1064.5029 | 0.01228 | 1322.2366 | 0.018978 | 1321.2084 | 0.00081132
[77 empty] | 1064.5168 | 0.012301 | 1322.3221 | 0.019032 | 1321.2939 | 0.00081132
[77 empty] | 1064.5308 | 0.012322 | 1322.4078 | 0.019315 | 1321.3794 | 0.00081132
[77 empty] | 1064.5446 | 0.012343 | 1322.4935 | 0.018968 | 1321.465 | 0.00081409
[77 empty] | 1064.5585 | 0.012364 | 1322.5792 | 0.018945 | 1321.5505 | 0.00081409
[77 empty] | 1064.5724 | 0.012385 | 1322.6649 | 0.019281 | 1321.6361 | 0.00081409
[77 empty] | 1064.5862 | 0.012405 | 1322.7506 | 0.01952 | 1321.7217 | 0.00081686
[77 empty] | 1064.6001 | 0.012425 | 1322.8363 | 0.019785 | 1321.8073 | 0.00081686
[77 empty] | 1064.614 | 0.012444 | 1322.9221 | 0.020283 | 1321.8928 | 0.00081686
[77 empty] | 1064.6278 | 0.012463 | 1323.0078 | 0.020004 | 1321.9784 | 0.00081686
[77 empty] | 1064.6417 | 0.012482 | 1323.0936 | 0.020068 | 1322.0641 | 0.00081686
[77 empty] | 1064.6556 | 0.0125 | 1323.1793 | 0.01991 | 1322.1497 | 0.00081963
[77 empty] | 1064.6696 | 0.012518 | 1323.2651 | 0.020068 | 1322.2353 | 0.00081963
[77 empty] | 1064.6834 | 0.012535 | 1323.351 | 0.020246 | 1322.321 | 0.00081963
[77 empty] | 1064.6973 | 0.012551 | 1323.4367 | 0.020404 | 1322.4066 | 0.00081963
[77 empty] | 1064.7112 | 0.012567 | 1323.5225 | 0.020142 | 1322.4923 | 0.00081963
[77 empty] | 1064.7251 | 0.012582 | 1323.6083 | 0.020078 | 1322.578 | 0.0008224
[77 empty] | 1064.7389 | 0.012596 | 1323.6942 | 0.020498 | 1322.6637 | 0.0008224
[77 empty] | 1064.7528 | 0.01261 | 1323.78 | 0.020404 | 1322.7494 | 0.0008224
[77 empty] | 1064.7667 | 0.012622 | 1323.8658 | 0.020475 | 1322.8352 | 0.0008224
[77 empty] | 1064.7806 | 0.012634 | 1323.9517 | 0.0207 | 1322.9209 | 0.00082517
[77 empty] | 1064.7944 | 0.012645 | 1324.0376 | 0.020609 | 1323.0066 | 0.00082517
[77 empty] | 1064.8084 | 0.012655 | 1324.1235 | 0.020441 | 1323.0924 | 0.00082794
[77 empty] | 1064.8223 | 0.012664 | 1324.2094 | 0.020673 | 1323.1781 | 0.00082794
[77 empty] | 1064.8362 | 0.012672 | 1324.2953 | 0.020602 | 1323.2639 | 0.00082794
[77 empty] | 1064.85 | 0.012679 | 1324.3812 | 0.02068 | 1323.3497 | 0.0008307
[77 empty] | 1064.8639 | 0.012686 | 1324.4672 | 0.020686 | 1323.4355 | 0.00083347
[77 empty] | 1064.8778 | 0.012691 | 1324.5531 | 0.020582 | 1323.5214 | 0.00083347
[77 empty] | 1064.8917 | 0.012695 | 1324.639 | 0.020347 | 1323.6072 | 0.00083624
[77 empty] | 1064.9055 | 0.012698 | 1324.725 | 0.020401 | 1323.693 | 0.00083624
[77 empty] | 1064.9194 | 0.012699 | 1324.811 | 0.02036 | 1323.7788 | 0.00083901
[77 empty] | 1064.9334 | 0.0127 | 1324.897 | 0.020266 | 1323.8646 | 0.00084178
[77 empty] | 1064.9473 | 0.0127 | 1324.9829 | 0.020414 | 1323.9506 | 0.00084455
[77 empty] | 1064.9612 | 0.012698 | 1325.069 | 0.020468 | 1324.0364 | 0.00084455
[77 empty] | 1064.975 | 0.012696 | 1325.155 | 0.020427 | 1324.1223 | 0.00084732
[77 empty] | 1064.9889 | 0.012692 | 1325.2411 | 0.020522 | 1324.2081 | 0.00085009
[77 empty] | 1065.0028 | 0.012687 | 1325.327 | 0.020666 | 1324.2941 | 0.00085286
[77 empty] | 1065.0167 | 0.012681 | 1325.4131 | 0.020535 | 1324.38 | 0.00085563
[77 empty] | 1065.0306 | 0.012674 | 1325.4992 | 0.020707 | 1324.4659 | 0.00085839
[77 empty] | 1065.0444 | 0.012666 | 1325.5853 | 0.021076 | 1324.5519 | 0.00086116
[77 empty] | 1065.0584 | 0.012656 | 1325.6714 | 0.020942 | 1324.6378 | 0.00086393
[77 empty] | 1065.0723 | 0.012646 | 1325.7575 | 0.021127 | 1324.7238 | 0.00086393
[77 empty] | 1065.0862 | 0.012634 | 1325.8436 | 0.02107 | 1324.8098 | 0.0008667
[77 empty] | 1065.1001 | 0.012621 | 1325.9297 | 0.02109 | 1324.8957 | 0.00087224
[77 empty] | 1065.1139 | 0.012607 | 1326.0159 | 0.020952 | 1324.9818 | 0.00087501
[77 empty] | 1065.1278 | 0.012592 | 1326.1019 | 0.021271 | 1325.0677 | 0.00087778
[77 empty] | 1065.1417 | 0.012576 | 1326.1881 | 0.021241 | 1325.1538 | 0.00088055
[77 empty] | 1065.1556 | 0.012559 | 1326.2743 | 0.02117 | 1325.2399 | 0.00088332
[77 empty] | 1065.1696 | 0.012541 | 1326.3605 | 0.021315 | 1325.3259 | 0.00088608
[77 empty] | 1065.1835 | 0.012522 | 1326.4467 | 0.021453 | 1325.412 | 0.00088885
[77 empty] | 1065.1973 | 0.012503 | 1326.5328 | 0.021816 | 1325.498 | 0.00089162
[77 empty] | 1065.2112 | 0.012482 | 1326.619 | 0.021887 | 1325.5841 | 0.00089439
[77 empty] | 1065.2251 | 0.01246 | 1326.7053 | 0.022213 | 1325.6702 | 0.00089716
[77 empty] | 1065.239 | 0.012437 | 1326.7915 | 0.021903 | 1325.7562 | 0.00089993
[77 empty] | 1065.2529 | 0.012414 | 1326.8778 | 0.022038 | 1325.8424 | 0.00090547
[77 empty] | 1065.2668 | 0.012389 | 1326.964 | 0.021893 | 1325.9285 | 0.00090824
[77 empty] | 1065.2806 | 0.012364 | 1327.0503 | 0.021779 | 1326.0147 | 0.00091101
[77 empty] | 1065.2946 | 0.012338 | 1327.1366 | 0.021766 | 1326.1008 | 0.00091378
[77 empty] | 1065.3085 | 0.012311 | 1327.2229 | 0.021752 | 1326.1869 | 0.00091654
[77 empty] | 1065.3224 | 0.012284 | 1327.3092 | 0.021698 | 1326.2731 | 0.00091931
[77 empty] | 1065.3363 | 0.012256 | 1327.3955 | 0.021638 | 1326.3592 | 0.00092208
[77 empty] | 1065.3502 | 0.012227 | 1327.4818 | 0.021927 | 1326.4454 | 0.00092485
[77 empty] | 1065.3641 | 0.012197 | 1327.5681 | 0.021967 | 1326.5316 | 0.00092762
[77 empty] | 1065.3781 | 0.012167 | 1327.6544 | 0.022058 | 1326.6179 | 0.00093039
[77 empty] | 1065.3918 | 0.012137 | 1327.7408 | 0.021998 | 1326.7041 | 0.00093316
[77 empty] | 1065.4058 | 0.012106 | 1327.8272 | 0.021816 | 1326.7903 | 0.00093593
[77 empty] | 1065.4197 | 0.012074 | 1327.9136 | 0.021853 | 1326.8766 | 0.00093593
[77 empty] | 1065.4336 | 0.012042 | 1328 | 0.021964 | 1326.9629 | 0.0009387
[77 empty] | 1065.4475 | 0.01201 | 1328.0864 | 0.022139 | 1327.0491 | 0.00094147
[77 empty] | 1065.4614 | 0.011977 | 1328.1727 | 0.022206 | 1327.1354 | 0.00094423
[77 empty] | 1065.4753 | 0.011944 | 1328.2592 | 0.022633 | 1327.2217 | 0.000947
[77 empty] | 1065.4893 | 0.01191 | 1328.3457 | 0.022485 | 1327.308 | 0.00094977
[77 empty] | 1065.5032 | 0.011876 | 1328.4321 | 0.022546 | 1327.3943 | 0.00095254
[77 empty] | 1065.517 | 0.011842 | 1328.5186 | 0.022882 | 1327.4806 | 0.00095531
[77 empty] | 1065.5309 | 0.011808 | 1328.605 | 0.023204 | 1327.5669 | 0.00095808
[77 empty] | 1065.5448 | 0.011773 | 1328.6915 | 0.023309 | 1327.6533 | 0.00096085
[77 empty] | 1065.5587 | 0.011738 | 1328.7779 | 0.02348 | 1327.7396 | 0.00096639
[77 empty] | 1065.5726 | 0.011704 | 1328.8645 | 0.023379 | 1327.826 | 0.00096916
[77 empty] | 1065.5865 | 0.011669 | 1328.951 | 0.023705 | 1327.9124 | 0.00097192
[77 empty] | 1065.6005 | 0.011633 | 1329.0376 | 0.023947 | 1327.9988 | 0.00097746
[77 empty] | 1065.6144 | 0.011598 | 1329.124 | 0.023974 | 1328.0852 | 0.00098023
[77 empty] | 1065.6283 | 0.011563 | 1329.2106 | 0.023944 | 1328.1716 | 0.00098577
[77 empty] | 1065.6422 | 0.011527 | 1329.2972 | 0.024011 | 1328.2581 | 0.00098854
[77 empty] | 1065.6561 | 0.011492 | 1329.3838 | 0.024284 | 1328.3445 | 0.00099408
[77 empty] | 1065.67 | 0.011457 | 1329.4703 | 0.024425 | 1328.4309 | 0.00099961
[77 empty] | 1065.684 | 0.011421 | 1329.5569 | 0.024852 | 1328.5173 | 0.0010052
[77 empty] | 1065.6979 | 0.011386 | 1329.6436 | 0.024674 | 1328.6039 | 0.0010107
[77 empty] | 1065.7117 | 0.011351 | 1329.7301 | 0.02502 | 1328.6903 | 0.0010162
[77 empty] | 1065.7256 | 0.011315 | 1329.8168 | 0.025128 | 1328.7769 | 0.0010218
[77 empty] | 1065.7395 | 0.01128 | 1329.9034 | 0.025084 | 1328.8633 | 0.0010301
[77 empty] | 1065.7534 | 0.011245 | 1329.9901 | 0.02503 | 1328.9498 | 0.0010356
[77 empty] | 1065.7673 | 0.01121 | 1330.0768 | 0.025349 | 1329.0364 | 0.0010411
[77 empty] | 1065.7812 | 0.011175 | 1330.1635 | 0.025665 | 1329.1229 | 0.0010495
[77 empty] | 1065.7952 | 0.01114 | 1330.2501 | 0.025622 | 1329.2095 | 0.001055
[77 empty] | 1065.8091 | 0.011106 | 1330.3368 | 0.025615 | 1329.296 | 0.0010633
[77 empty] | 1065.823 | 0.011071 | 1330.4235 | 0.025763 | 1329.3826 | 0.0010688
[77 empty] | 1065.8369 | 0.011037 | 1330.5103 | 0.025955 | 1329.4691 | 0.0010771
[77 empty] | 1065.8508 | 0.011003 | 1330.5969 | 0.026126 | 1329.5558 | 0.0010855
[77 empty] | 1065.8647 | 0.010969 | 1330.6837 | 0.026042 | 1329.6423 | 0.001091
[77 empty] | 1065.8787 | 0.010935 | 1330.7704 | 0.026072 | 1329.729 | 0.0010993
[77 empty] | 1065.8926 | 0.010902 | 1330.8572 | 0.026338 | 1329.8156 | 0.0011076
[77 empty] | 1065.9065 | 0.010869 | 1330.944 | 0.026849 | 1329.9022 | 0.0011131
[77 empty] | 1065.9204 | 0.010835 | 1331.0308 | 0.02702 | 1329.9889 | 0.0011215
[77 empty] | 1065.9343 | 0.010802 | 1331.1175 | 0.027192 | 1330.0756 | 0.0011298
[77 empty] | 1065.9482 | 0.01077 | 1331.2043 | 0.027145 | 1330.1622 | 0.0011353
[77 empty] | 1065.9622 | 0.010737 | 1331.2911 | 0.026876 | 1330.2489 | 0.0011436
[77 empty] | 1065.9761 | 0.010705 | 1331.3781 | 0.027034 | 1330.3356 | 0.0011491
[77 empty] | 1065.99 | 0.010673 | 1331.4648 | 0.027007 | 1330.4222 | 0.0011574
[77 empty] | 1066.0039 | 0.010641 | 1331.5518 | 0.027057 | 1330.509 | 0.001163
[77 empty] | 1066.0178 | 0.01061 | 1331.6385 | 0.027518 | 1330.5957 | 0.0011685
[77 empty] | 1066.0317 | 0.010579 | 1331.7255 | 0.027168 | 1330.6825 | 0.0011741
[77 empty] | 1066.0457 | 0.010548 | 1331.8124 | 0.027037 | 1330.7693 | 0.0011824
[77 empty] | 1066.0596 | 0.010517 | 1331.8993 | 0.027057 | 1330.856 | 0.0011879
[77 empty] | 1066.0735 | 0.010487 | 1331.9861 | 0.027014 | 1330.9427 | 0.0011934
[77 empty] | 1066.0874 | 0.010457 | 1332.0731 | 0.027125 | 1331.0295 | 0.001199
[77 empty] | 1066.1013 | 0.010427 | 1332.16 | 0.02702 | 1331.1163 | 0.0012045
[77 empty] | 1066.1152 | 0.010398 | 1332.2469 | 0.027309 | 1331.2031 | 0.0012101
[77 empty] | 1066.1291 | 0.010369 | 1332.3339 | 0.027451 | 1331.29 | 0.0012156
[77 empty] | 1066.1431 | 0.01034 | 1332.4209 | 0.027498 | 1331.3768 | 0.0012211
[77 empty] | 1066.157 | 0.010312 | 1332.5078 | 0.027293 | 1331.4636 | 0.0012267
[77 empty] | 1066.1709 | 0.010284 | 1332.5948 | 0.027155 | 1331.5505 | 0.0012322
[77 empty] | 1066.1848 | 0.010256 | 1332.6819 | 0.027057 | 1331.6373 | 0.0012377
[77 empty] | 1066.1989 | 0.010229 | 1332.7688 | 0.026882 | 1331.7242 | 0.0012433
[77 empty] | 1066.2128 | 0.010202 | 1332.8558 | 0.026909 | 1331.8112 | 0.0012488
[77 empty] | 1066.2267 | 0.010176 | 1332.9429 | 0.026866 | 1331.8981 | 0.0012544
[77 empty] | 1066.2406 | 0.010151 | 1333.0299 | 0.027252 | 1331.985 | 0.0012599
[77 empty] | 1066.2545 | 0.010125 | 1333.1171 | 0.027407 | 1332.0719 | 0.0012654
[77 empty] | 1066.2684 | 0.010101 | 1333.2041 | 0.027639 | 1332.1588 | 0.001271
[77 empty] | 1066.2823 | 0.010077 | 1333.2911 | 0.027619 | 1332.2457 | 0.0012765
[77 empty] | 1066.2963 | 0.010053 | 1333.3783 | 0.027592 | 1332.3326 | 0.0012821
[77 empty] | 1066.3102 | 0.01003 | 1333.4653 | 0.027743 | 1332.4197 | 0.0012876
[77 empty] | 1066.3241 | 0.010008 | 1333.5525 | 0.028103 | 1332.5066 | 0.0012959
[77 empty] | 1066.338 | 0.0099863 | 1333.6397 | 0.028103 | 1332.5936 | 0.0013014
[77 empty] | 1066.3519 | 0.0099654 | 1333.7267 | 0.028143 | 1332.6807 | 0.0013097
[77 empty] | 1066.3658 | 0.0099452 | 1333.8138 | 0.028254 | 1332.7677 | 0.0013153
[77 empty] | 1066.3798 | 0.0099257 | 1333.901 | 0.028244 | 1332.8546 | 0.0013236
[77 empty] | 1066.3938 | 0.009907 | 1333.9882 | 0.028527 | 1332.9416 | 0.0013319
[77 empty] | 1066.4077 | 0.0098892 | 1334.0754 | 0.028281 | 1333.0288 | 0.0013402
[77 empty] | 1066.4216 | 0.0098722 | 1334.1626 | 0.028648 | 1333.1158 | 0.0013485
[77 empty] | 1066.4355 | 0.009856 | 1334.2498 | 0.02889 | 1333.2029 | 0.0013568
[77 empty] | 1066.4495 | 0.0098408 | 1334.337 | 0.029054 | 1333.2899 | 0.0013651
[77 empty] | 1066.4634 | 0.0098266 | 1334.4242 | 0.028937 | 1333.3771 | 0.0013734
[77 empty] | 1066.4773 | 0.0098133 | 1334.5115 | 0.029041 | 1333.4641 | 0.0013817
[77 empty] | 1066.4912 | 0.009801 | 1334.5988 | 0.029051 | 1333.5513 | 0.0013928
[77 empty] | 1066.5051 | 0.0097898 | 1334.686 | 0.029185 | 1333.6384 | 0.0014011
[77 empty] | 1066.5192 | 0.0097796 | 1334.7733 | 0.029263 | 1333.7256 | 0.0014122
[77 empty] | 1066.5331 | 0.0097706 | 1334.8606 | 0.029088 | 1333.8126 | 0.0014205
[77 empty] | 1066.547 | 0.0097627 | 1334.9479 | 0.029391 | 1333.8998 | 0.0014316
[77 empty] | 1066.5609 | 0.0097561 | 1335.0352 | 0.029343 | 1333.9871 | 0.0014399
[77 empty] | 1066.5748 | 0.0097506 | 1335.1224 | 0.029367 | 1334.0742 | 0.001451
[77 empty] | 1066.5887 | 0.0097463 | 1335.2098 | 0.029444 | 1334.1614 | 0.001462
[77 empty] | 1066.6027 | 0.0097434 | 1335.2971 | 0.029239 | 1334.2485 | 0.0014703
[77 empty] | 1066.6166 | 0.0097417 | 1335.3845 | 0.029343 | 1334.3358 | 0.0014814
[77 empty] | 1066.6306 | 0.0097414 | 1335.4719 | 0.029428 | 1334.4231 | 0.0014897
[77 empty] | 1066.6445 | 0.0097424 | 1335.5592 | 0.029707 | 1334.5103 | 0.0015008
[77 empty] | 1066.6584 | 0.0097448 | 1335.6466 | 0.02972 | 1334.5975 | 0.0015091
[77 empty] | 1066.6724 | 0.0097486 | 1335.734 | 0.029824 | 1334.6848 | 0.0015202
[77 empty] | 1066.6863 | 0.0097538 | 1335.8214 | 0.029891 | 1334.7721 | 0.0015285
[77 empty] | 1066.7002 | 0.0097605 | 1335.9089 | 0.029942 | 1334.8594 | 0.0015396
[77 empty] | 1066.7142 | 0.0097687 | 1335.9963 | 0.029915 | 1334.9467 | 0.0015479
[77 empty] | 1066.7281 | 0.0097783 | 1336.0837 | 0.03007 | 1335.0339 | 0.0015562
[77 empty] | 1066.7421 | 0.0097894 | 1336.1713 | 0.030123 | 1335.1213 | 0.0015645
[77 empty] | 1066.756 | 0.009802 | 1336.2587 | 0.030349 | 1335.2086 | 0.0015728
[77 empty] | 1066.7699 | 0.0098162 | 1336.3462 | 0.030631 | 1335.2959 | 0.0015811
[77 empty] | 1066.7838 | 0.0098318 | 1336.4336 | 0.030866 | 1335.3833 | 0.0015866
[77 empty] | 1066.7979 | 0.009849 | 1336.5211 | 0.030947 | 1335.4707 | 0.001595
[77 empty] | 1066.8118 | 0.0098677 | 1336.6086 | 0.03093 | 1335.5581 | 0.0016005
[77 empty] | 1066.8257 | 0.009888 | 1336.6962 | 0.031132 | 1335.6454 | 0.0016088
[77 empty] | 1066.8396 | 0.0099097 | 1336.7837 | 0.031018 | 1335.7328 | 0.0016143
[77 empty] | 1066.8535 | 0.009933 | 1336.8713 | 0.031169 | 1335.8202 | 0.0016199
[77 empty] | 1066.8676 | 0.0099578 | 1336.9589 | 0.031172 | 1335.9077 | 0.0016254
[77 empty] | 1066.8815 | 0.0099841 | 1337.0464 | 0.031425 | 1335.9951 | 0.001631
[77 empty] | 1066.8954 | 0.010012 | 1337.134 | 0.031532 | 1336.0825 | 0.0016337
[77 empty] | 1066.9093 | 0.010041 | 1337.2216 | 0.031663 | 1336.17 | 0.0016393
[77 empty] | 1066.9232 | 0.010072 | 1337.3092 | 0.031546 | 1336.2575 | 0.001642
[77 empty] | 1066.9373 | 0.010104 | 1337.3969 | 0.031559 | 1336.345 | 0.0016448
[77 empty] | 1066.9512 | 0.010138 | 1337.4845 | 0.031522 | 1336.4325 | 0.0016503
[77 empty] | 1066.9651 | 0.010173 | 1337.5721 | 0.031482 | 1336.5199 | 0.0016531
[77 empty] | 1066.979 | 0.010209 | 1337.6598 | 0.031572 | 1336.6074 | 0.0016559
[77 empty] | 1066.9929 | 0.010246 | 1337.7474 | 0.031589 | 1336.695 | 0.0016586
[77 empty] | 1067.007 | 0.010285 | 1337.8351 | 0.031952 | 1336.7825 | 0.0016586
[77 empty] | 1067.0209 | 0.010325 | 1337.9227 | 0.031804 | 1336.8701 | 0.0016614
[77 empty] | 1067.0348 | 0.010367 | 1338.0105 | 0.031845 | 1336.9576 | 0.0016642
[77 empty] | 1067.0487 | 0.010409 | 1338.0981 | 0.03173 | 1337.0452 | 0.0016669
[77 empty] | 1067.0627 | 0.010453 | 1338.1859 | 0.031673 | 1337.1328 | 0.0016669
[77 empty] | 1067.0767 | 0.010497 | 1338.2737 | 0.031771 | 1337.2203 | 0.0016697
[77 empty] | 1067.0906 | 0.010543 | 1338.3613 | 0.031932 | 1337.308 | 0.0016697
[77 empty] | 1067.1045 | 0.010589 | 1338.4491 | 0.032063 | 1337.3956 | 0.0016725
[77 empty] | 1067.1185 | 0.010637 | 1338.5369 | 0.032282 | 1337.4833 | 0.0016725
[77 empty] | 1067.1324 | 0.010685 | 1338.6246 | 0.032689 | 1337.5709 | 0.0016753
[77 empty] | 1067.1464 | 0.010734 | 1338.7124 | 0.032736 | 1337.6586 | 0.0016753
[77 empty] | 1067.1603 | 0.010784 | 1338.8003 | 0.033069 | 1337.7462 | 0.001678
[77 empty] | 1067.1743 | 0.010835 | 1338.8881 | 0.033045 | 1337.8339 | 0.001678
[77 empty] | 1067.1882 | 0.010886 | 1338.976 | 0.033163 | 1337.9215 | 0.0016808
[77 empty] | 1067.2021 | 0.010938 | 1339.0637 | 0.033398 | 1338.0093 | 0.0016808
[77 empty] | 1067.2161 | 0.01099 | 1339.1516 | 0.033721 | 1338.0969 | 0.0016836
[77 empty] | 1067.2301 | 0.011042 | 1339.2395 | 0.034151 | 1338.1847 | 0.0016863
[77 empty] | 1067.244 | 0.011095 | 1339.3273 | 0.034168 | 1338.2725 | 0.0016863
[77 empty] | 1067.2579 | 0.011149 | 1339.4152 | 0.034413 | 1338.3601 | 0.0016891
[77 empty] | 1067.2719 | 0.011202 | 1339.5031 | 0.034165 | 1338.4479 | 0.0016891
[77 empty] | 1067.2859 | 0.011256 | 1339.5909 | 0.033889 | 1338.5356 | 0.0016919
[77 empty] | 1067.2998 | 0.011309 | 1339.679 | 0.034064 | 1338.6234 | 0.0016946
[77 empty] | 1067.3137 | 0.011363 | 1339.7668 | 0.034487 | 1338.7113 | 0.0016974
[77 empty] | 1067.3278 | 0.011417 | 1339.8547 | 0.034696 | 1338.7991 | 0.0017002
[77 empty] | 1067.3417 | 0.01147 | 1339.9427 | 0.034891 | 1338.8868 | 0.0017002
[77 empty] | 1067.3556 | 0.011524 | 1340.0306 | 0.034951 | 1338.9747 | 0.0017029
[77 empty] | 1067.3696 | 0.011577 | 1340.1186 | 0.034911 | 1339.0625 | 0.0017057
[77 empty] | 1067.3835 | 0.01163 | 1340.2067 | 0.034813 | 1339.1504 | 0.0017085
[77 empty] | 1067.3975 | 0.011682 | 1340.2947 | 0.0348 | 1339.2383 | 0.0017113
[77 empty] | 1067.4114 | 0.011734 | 1340.3827 | 0.034766 | 1339.326 | 0.001714
[77 empty] | 1067.4254 | 0.011786 | 1340.4707 | 0.034726 | 1339.4139 | 0.0017168
[77 empty] | 1067.4393 | 0.011837 | 1340.5587 | 0.034803 | 1339.5018 | 0.0017196
[77 empty] | 1067.4532 | 0.011887 | 1340.6467 | 0.034652 | 1339.5898 | 0.0017251
[77 empty] | 1067.4673 | 0.011937 | 1340.7349 | 0.034746 | 1339.6777 | 0.0017279
[77 empty] | 1067.4812 | 0.011986 | 1340.8229 | 0.03479 | 1339.7656 | 0.0017306
[77 empty] | 1067.4951 | 0.012034 | 1340.911 | 0.034854 | 1339.8535 | 0.0017334
[77 empty] | 1067.5092 | 0.012082 | 1340.999 | 0.034736 | 1339.9415 | 0.0017389
[77 empty] | 1067.5231 | 0.012129 | 1341.0872 | 0.034928 | 1340.0295 | 0.0017417
[77 empty] | 1067.537 | 0.012174 | 1341.1753 | 0.035045 | 1340.1174 | 0.0017472
[77 empty] | 1067.551 | 0.012219 | 1341.2634 | 0.035264 | 1340.2054 | 0.00175
[77 empty] | 1067.5649 | 0.012263 | 1341.3516 | 0.036061 | 1340.2935 | 0.0017556
[77 empty] | 1067.5789 | 0.012306 | 1341.4397 | 0.035883 | 1340.3815 | 0.0017583
[77 empty] | 1067.5929 | 0.012347 | 1341.5278 | 0.035899 | 1340.4695 | 0.0017639
[77 empty] | 1067.6068 | 0.012388 | 1341.616 | 0.03564 | 1340.5575 | 0.0017666
[77 empty] | 1067.6207 | 0.012427 | 1341.7042 | 0.035725 | 1340.6455 | 0.0017722
[77 empty] | 1067.6348 | 0.012466 | 1341.7924 | 0.036145 | 1340.7336 | 0.0017777
[77 empty] | 1067.6487 | 0.012503 | 1341.8806 | 0.036205 | 1340.8217 | 0.0017832
[77 empty] | 1067.6627 | 0.012539 | 1341.9689 | 0.036535 | 1340.9098 | 0.0017888
[77 empty] | 1067.6766 | 0.012573 | 1342.057 | 0.036713 | 1340.9978 | 0.0017943
[77 empty] | 1067.6906 | 0.012607 | 1342.1453 | 0.036935 | 1341.0859 | 0.0017999
[77 empty] | 1067.7046 | 0.012639 | 1342.2335 | 0.036942 | 1341.1741 | 0.0018054
[77 empty] | 1067.7185 | 0.01267 | 1342.3218 | 0.036854 | 1341.2622 | 0.0018137
[77 empty] | 1067.7324 | 0.0127 | 1342.41 | 0.036962 | 1341.3503 | 0.0018192
[77 empty] | 1067.7465 | 0.012728 | 1342.4984 | 0.037167 | 1341.4385 | 0.0018248
[77 empty] | 1067.7604 | 0.012755 | 1342.5867 | 0.037204 | 1341.5266 | 0.0018331
[77 empty] | 1067.7744 | 0.012781 | 1342.6749 | 0.037207 | 1341.6147 | 0.0018386
[77 empty] | 1067.7883 | 0.012805 | 1342.7633 | 0.037049 | 1341.703 | 0.0018469
[77 empty] | 1067.8022 | 0.012829 | 1342.8517 | 0.037073 | 1341.7911 | 0.0018552
[77 empty] | 1067.8163 | 0.01285 | 1342.9399 | 0.037049 | 1341.8794 | 0.0018635
[77 empty] | 1067.8302 | 0.012871 | 1343.0283 | 0.037426 | 1341.9677 | 0.0018691
[77 empty] | 1067.8442 | 0.01289 | 1343.1167 | 0.037399 | 1342.0558 | 0.0018774
[77 empty] | 1067.8582 | 0.012909 | 1343.2051 | 0.037604 | 1342.144 | 0.0018857
[77 empty] | 1067.8721 | 0.012925 | 1343.2935 | 0.037708 | 1342.2323 | 0.001894
[77 empty] | 1067.8861 | 0.012941 | 1343.3818 | 0.037869 | 1342.3206 | 0.0019023
[77 empty] | 1067.9 | 0.012955 | 1343.4703 | 0.038202 | 1342.4088 | 0.0019106
[77 empty] | 1067.9141 | 0.012969 | 1343.5587 | 0.037906 | 1342.4972 | 0.0019189
[77 empty] | 1067.928 | 0.012981 | 1343.6472 | 0.03833 | 1342.5855 | 0.0019272
[77 empty] | 1067.942 | 0.012992 | 1343.7356 | 0.038404 | 1342.6737 | 0.0019383
[77 empty] | 1067.9559 | 0.013001 | 1343.8241 | 0.03837 | 1342.7621 | 0.0019466
[77 empty] | 1067.9698 | 0.01301 | 1343.9126 | 0.038293 | 1342.8505 | 0.0019549
[77 empty] | 1067.9839 | 0.013018 | 1344.001 | 0.038354 | 1342.9387 | 0.0019632
[77 empty] | 1067.9978 | 0.013024 | 1344.0895 | 0.038807 | 1343.0271 | 0.0019715
[77 empty] | 1068.0118 | 0.01303 | 1344.178 | 0.03912 | 1343.1155 | 0.0019798
[77 empty] | 1068.0258 | 0.013034 | 1344.2666 | 0.039117 | 1343.2039 | 0.0019882
[77 empty] | 1068.0398 | 0.013038 | 1344.3551 | 0.038969 | 1343.2922 | 0.0019965
[77 empty] | 1068.0537 | 0.01304 | 1344.4436 | 0.03907 | 1343.3806 | 0.0020048
[77 empty] | 1068.0676 | 0.013042 | 1344.5322 | 0.039157 | 1343.4691 | 0.0020103
[77 empty] | 1068.0817 | 0.013043 | 1344.6207 | 0.039513 | 1343.5575 | 0.0020186
[77 empty] | 1068.0956 | 0.013043 | 1344.7094 | 0.039651 | 1343.646 | 0.0020269
[77 empty] | 1068.1096 | 0.013042 | 1344.798 | 0.039376 | 1343.7344 | 0.0020352
[77 empty] | 1068.1235 | 0.01304 | 1344.8865 | 0.039305 | 1343.8229 | 0.0020408
[77 empty] | 1068.1376 | 0.013038 | 1344.9751 | 0.03949 | 1343.9114 | 0.0020491
[77 empty] | 1068.1515 | 0.013035 | 1345.0637 | 0.039739 | 1343.9999 | 0.0020546
[77 empty] | 1068.1655 | 0.013031 | 1345.1523 | 0.039816 | 1344.0883 | 0.0020629
[77 empty] | 1068.1794 | 0.013027 | 1345.2411 | 0.039977 | 1344.1769 | 0.0020685
[77 empty] | 1068.1935 | 0.013022 | 1345.3297 | 0.040166 | 1344.2654 | 0.002074
[77 empty] | 1068.2074 | 0.013016 | 1345.4183 | 0.040082 | 1344.3539 | 0.0020795
[77 empty] | 1068.2214 | 0.01301 | 1345.5071 | 0.039762 | 1344.4424 | 0.0020878
[77 empty] | 1068.2354 | 0.013003 | 1345.5957 | 0.039984 | 1344.531 | 0.0020934
[77 empty] | 1068.2494 | 0.012996 | 1345.6844 | 0.040243 | 1344.6195 | 0.0020989
[77 empty] | 1068.2633 | 0.012989 | 1345.7732 | 0.040361 | 1344.7081 | 0.0021045
[77 empty] | 1068.2773 | 0.012981 | 1345.8619 | 0.040589 | 1344.7967 | 0.00211
[77 empty] | 1068.2913 | 0.012972 | 1345.9507 | 0.040515 | 1344.8853 | 0.0021155
[77 empty] | 1068.3053 | 0.012964 | 1346.0394 | 0.040878 | 1344.9739 | 0.0021211
[77 empty] | 1068.3192 | 0.012955 | 1346.1282 | 0.041063 | 1345.0625 | 0.0021266
[77 empty] | 1068.3333 | 0.012945 | 1346.2169 | 0.041369 | 1345.1512 | 0.0021321
[77 empty] | 1068.3472 | 0.012936 | 1346.3058 | 0.041349 | 1345.2399 | 0.0021377
[77 empty] | 1068.3612 | 0.012926 | 1346.3945 | 0.041312 | 1345.3285 | 0.0021432
[77 empty] | 1068.3751 | 0.012916 | 1346.4834 | 0.041255 | 1345.4171 | 0.0021488
[77 empty] | 1068.3892 | 0.012905 | 1346.5721 | 0.041342 | 1345.5059 | 0.0021543
[77 empty] | 1068.4031 | 0.012895 | 1346.661 | 0.04144 | 1345.5946 | 0.0021626
[77 empty] | 1068.4171 | 0.012884 | 1346.7499 | 0.041413 | 1345.6832 | 0.0021681
[77 empty] | 1068.431 | 0.012874 | 1346.8387 | 0.04148 | 1345.772 | 0.0021737
[77 empty] | 1068.4451 | 0.012863 | 1346.9276 | 0.041537 | 1345.8607 | 0.002182
[77 empty] | 1068.459 | 0.012852 | 1347.0165 | 0.041689 | 1345.9495 | 0.0021875
[77 empty] | 1068.473 | 0.012841 | 1347.1054 | 0.041682 | 1346.0382 | 0.0021958
[77 empty] | 1068.4869 | 0.01283 | 1347.1942 | 0.041769 | 1346.127 | 0.0022014
[77 empty] | 1068.501 | 0.012819 | 1347.2832 | 0.041991 | 1346.2157 | 0.0022097
[77 empty] | 1068.515 | 0.012808 | 1347.3721 | 0.041877 | 1346.3046 | 0.0022152
[77 empty] | 1068.5289 | 0.012797 | 1347.4611 | 0.042099 | 1346.3933 | 0.0022235
[77 empty] | 1068.543 | 0.012786 | 1347.5501 | 0.042354 | 1346.4822 | 0.0022318
[77 empty] | 1068.5569 | 0.012775 | 1347.639 | 0.042139 | 1346.5709 | 0.0022401
[77 empty] | 1068.5709 | 0.012764 | 1347.7279 | 0.042163 | 1346.6598 | 0.0022484
[77 empty] | 1068.5848 | 0.012754 | 1347.8169 | 0.042371 | 1346.7487 | 0.002254
[77 empty] | 1068.5989 | 0.012743 | 1347.9059 | 0.042324 | 1346.8375 | 0.0022623
[77 empty] | 1068.6128 | 0.012733 | 1347.995 | 0.042449 | 1346.9264 | 0.0022706
[77 empty] | 1068.6268 | 0.012722 | 1348.084 | 0.042573 | 1347.0153 | 0.0022817
[77 empty] | 1068.6409 | 0.012712 | 1348.173 | 0.042852 | 1347.1041 | 0.00229
[77 empty] | 1068.6548 | 0.012702 | 1348.2621 | 0.043165 | 1347.1931 | 0.0022983
[77 empty] | 1068.6688 | 0.012692 | 1348.3511 | 0.043605 | 1347.282 | 0.0023066
[77 empty] | 1068.6827 | 0.012682 | 1348.4402 | 0.043706 | 1347.3709 | 0.0023149
[77 empty] | 1068.6968 | 0.012673 | 1348.5293 | 0.043807 | 1347.4598 | 0.0023232
[77 empty] | 1068.7108 | 0.012663 | 1348.6184 | 0.044032 | 1347.5488 | 0.0023315
[77 empty] | 1068.7247 | 0.012654 | 1348.7075 | 0.044217 | 1347.6378 | 0.0023398
[77 empty] | 1068.7388 | 0.012645 | 1348.7966 | 0.04419 | 1347.7267 | 0.0023481
[77 empty] | 1068.7527 | 0.012637 | 1348.8857 | 0.044109 | 1347.8157 | 0.0023564
[77 empty] | 1068.7667 | 0.012628 | 1348.9749 | 0.044516 | 1347.9048 | 0.0023675
[77 empty] | 1068.7808 | 0.01262 | 1349.064 | 0.044553 | 1347.9938 | 0.0023758
[77 empty] | 1068.7947 | 0.012612 | 1349.1532 | 0.044946 | 1348.0828 | 0.0023841
[77 empty] | 1068.8087 | 0.012604 | 1349.2423 | 0.0446 | 1348.1717 | 0.0023924
[77 empty] | 1068.8226 | 0.012596 | 1349.3315 | 0.044587 | 1348.2609 | 0.0024007
[77 empty] | 1068.8367 | 0.012588 | 1349.4208 | 0.044886 | 1348.3499 | 0.0024063
[77 empty] | 1068.8507 | 0.012581 | 1349.51 | 0.045078 | 1348.439 | 0.0024146
[77 empty] | 1068.8646 | 0.012574 | 1349.5991 | 0.045068 | 1348.5281 | 0.0024229
[77 empty] | 1068.8787 | 0.012567 | 1349.6885 | 0.045474 | 1348.6172 | 0.0024312
[77 empty] | 1068.8926 | 0.012561 | 1349.7777 | 0.04578 | 1348.7063 | 0.0024395
[77 empty] | 1068.9066 | 0.012555 | 1349.8669 | 0.04576 | 1348.7954 | 0.0024478
[77 empty] | 1068.9207 | 0.012548 | 1349.9562 | 0.046214 | 1348.8845 | 0.0024533
[77 empty] | 1068.9346 | 0.012542 | 1350.0455 | 0.046211 | 1348.9736 | 0.0024617
[77 empty] | 1068.9486 | 0.012537 | 1350.1348 | 0.04618 | 1349.0627 | 0.00247
[77 empty] | 1068.9626 | 0.012531 | 1350.2241 | 0.046079 | 1349.152 | 0.0024755
[77 empty] | 1068.9766 | 0.012526 | 1350.3133 | 0.046251 | 1349.2411 | 0.0024838
[77 empty] | 1068.9906 | 0.012521 | 1350.4027 | 0.046234 | 1349.3303 | 0.0024893
[77 empty] | 1069.0046 | 0.012516 | 1350.4921 | 0.046157 | 1349.4196 | 0.0024977
[77 empty] | 1069.0186 | 0.012511 | 1350.5814 | 0.046197 | 1349.5088 | 0.0025032
[77 empty] | 1069.0326 | 0.012506 | 1350.6708 | 0.046432 | 1349.598 | 0.0025115
[77 empty] | 1069.0466 | 0.012502 | 1350.7601 | 0.046712 | 1349.6873 | 0.002517
[77 empty] | 1069.0605 | 0.012497 | 1350.8496 | 0.046661 | 1349.7765 | 0.0025253
[77 empty] | 1069.0746 | 0.012493 | 1350.939 | 0.046725 | 1349.8657 | 0.0025309
[77 empty] | 1069.0886 | 0.012489 | 1351.0283 | 0.04694 | 1349.955 | 0.0025364
[77 empty] | 1069.1025 | 0.012485 | 1351.1178 | 0.047253 | 1350.0443 | 0.0025447
[77 empty] | 1069.1166 | 0.012481 | 1351.2073 | 0.047263 | 1350.1335 | 0.0025503
[77 empty] | 1069.1306 | 0.012477 | 1351.2966 | 0.047488 | 1350.2229 | 0.0025558
[77 empty] | 1069.1445 | 0.012473 | 1351.3861 | 0.047683 | 1350.3121 | 0.0025613
[77 empty] | 1069.1586 | 0.01247 | 1351.4756 | 0.047582 | 1350.4015 | 0.0025669
[77 empty] | 1069.1726 | 0.012466 | 1351.5651 | 0.047535 | 1350.4908 | 0.0025724
[77 empty] | 1069.1865 | 0.012463 | 1351.6545 | 0.047438 | 1350.5802 | 0.002578
[77 empty] | 1069.2006 | 0.012459 | 1351.7441 | 0.04729 | 1350.6696 | 0.0025835
[77 empty] | 1069.2146 | 0.012455 | 1351.8336 | 0.047212 | 1350.7589 | 0.002589
[77 empty] | 1069.2285 | 0.012452 | 1351.9231 | 0.047384 | 1350.8484 | 0.0025946
[77 empty] | 1069.2426 | 0.012448 | 1352.0127 | 0.047596 | 1350.9377 | 0.0026001
[77 empty] | 1069.2566 | 0.012445 | 1352.1023 | 0.047643 | 1351.0271 | 0.0026056
[77 empty] | 1069.2706 | 0.012441 | 1352.1918 | 0.047875 | 1351.1166 | 0.0026112
[77 empty] | 1069.2845 | 0.012437 | 1352.2814 | 0.048113 | 1351.2061 | 0.002614
[77 empty] | 1069.2986 | 0.012433 | 1352.371 | 0.048312 | 1351.2954 | 0.0026195
[77 empty] | 1069.3126 | 0.012429 | 1352.4606 | 0.048134 | 1351.3849 | 0.0026223
[77 empty] | 1069.3265 | 0.012425 | 1352.5502 | 0.04814 | 1351.4744 | 0.0026278
[77 empty] | 1069.3406 | 0.012421 | 1352.6398 | 0.048319 | 1351.5638 | 0.0026306
[77 empty] | 1069.3546 | 0.012417 | 1352.7295 | 0.048557 | 1351.6533 | 0.0026361
[77 empty] | 1069.3687 | 0.012413 | 1352.8191 | 0.048618 | 1351.7429 | 0.0026389
[77 empty] | 1069.3826 | 0.012408 | 1352.9088 | 0.048524 | 1351.8324 | 0.0026444
[77 empty] | 1069.3966 | 0.012404 | 1352.9984 | 0.048678 | 1351.9219 | 0.0026472
[77 empty] | 1069.4106 | 0.012399 | 1353.0881 | 0.048698 | 1352.0115 | 0.0026527
[77 empty] | 1069.4247 | 0.012394 | 1353.1779 | 0.048796 | 1352.1011 | 0.0026555
[77 empty] | 1069.4386 | 0.012388 | 1353.2676 | 0.04886 | 1352.1906 | 0.002661
[77 empty] | 1069.4526 | 0.012383 | 1353.3573 | 0.048927 | 1352.2802 | 0.0026638
[77 empty] | 1069.4667 | 0.012377 | 1353.447 | 0.049314 | 1352.3698 | 0.0026693
[77 empty] | 1069.4807 | 0.012371 | 1353.5367 | 0.049267 | 1352.4594 | 0.0026749
[77 empty] | 1069.4946 | 0.012365 | 1353.6265 | 0.049411 | 1352.549 | 0.0026776
[77 empty] | 1069.5087 | 0.012359 | 1353.7163 | 0.04967 | 1352.6385 | 0.0026832
[77 empty] | 1069.5227 | 0.012352 | 1353.806 | 0.04966 | 1352.7283 | 0.0026887
[77 empty] | 1069.5367 | 0.012345 | 1353.8959 | 0.049949 | 1352.8179 | 0.0026943
[77 empty] | 1069.5507 | 0.012338 | 1353.9856 | 0.049842 | 1352.9076 | 0.0026998
[77 empty] | 1069.5647 | 0.012331 | 1354.0754 | 0.049892 | 1352.9972 | 0.0027053
[77 empty] | 1069.5787 | 0.012323 | 1354.1653 | 0.050147 | 1353.0869 | 0.0027136
[77 empty] | 1069.5928 | 0.012315 | 1354.2551 | 0.050427 | 1353.1766 | 0.0027192
[77 empty] | 1069.6068 | 0.012307 | 1354.345 | 0.050221 | 1353.2664 | 0.0027247
[77 empty] | 1069.6207 | 0.012299 | 1354.4348 | 0.049821 | 1353.3561 | 0.002733
[77 empty] | 1069.6348 | 0.01229 | 1354.5248 | 0.049623 | 1353.4458 | 0.0027413
[77 empty] | 1069.6488 | 0.012281 | 1354.6146 | 0.049677 | 1353.5355 | 0.0027496
[77 empty] | 1069.6628 | 0.012272 | 1354.7045 | 0.05002 | 1353.6252 | 0.0027579
[77 empty] | 1069.6768 | 0.012262 | 1354.7944 | 0.05001 | 1353.7151 | 0.0027662
[77 empty] | 1069.6908 | 0.012253 | 1354.8844 | 0.050117 | 1353.8048 | 0.0027746
[77 empty] | 1069.7048 | 0.012242 | 1354.9742 | 0.050188 | 1353.8946 | 0.0027829
[77 empty] | 1069.7189 | 0.012232 | 1355.0642 | 0.050433 | 1353.9844 | 0.0027939
[77 empty] | 1069.7329 | 0.012222 | 1355.1542 | 0.050722 | 1354.0742 | 0.0028022
[77 empty] | 1069.7469 | 0.012211 | 1355.2441 | 0.051163 | 1354.1641 | 0.0028133
[77 empty] | 1069.7609 | 0.0122 | 1355.3341 | 0.051506 | 1354.2539 | 0.0028216
[77 empty] | 1069.7749 | 0.012189 | 1355.4242 | 0.051576 | 1354.3438 | 0.0028327
[77 empty] | 1069.7889 | 0.012177 | 1355.5142 | 0.051684 | 1354.4336 | 0.0028438
[77 empty] | 1069.803 | 0.012165 | 1355.6041 | 0.051778 | 1354.5236 | 0.0028521
[77 empty] | 1069.817 | 0.012153 | 1355.6942 | 0.051307 | 1354.6134 | 0.0028632
[77 empty] | 1069.8309 | 0.012141 | 1355.7843 | 0.051042 | 1354.7033 | 0.0028742
[77 empty] | 1069.845 | 0.012129 | 1355.8743 | 0.051344 | 1354.7932 | 0.0028853
[77 empty] | 1069.859 | 0.012117 | 1355.9644 | 0.051257 | 1354.8832 | 0.0028964
[77 empty] | 1069.873 | 0.012104 | 1356.0544 | 0.051526 | 1354.973 | 0.0029047
[77 empty] | 1069.8871 | 0.012091 | 1356.1445 | 0.051818 | 1355.063 | 0.0029158
[77 empty] | 1069.9011 | 0.012078 | 1356.2346 | 0.05237 | 1355.1529 | 0.0029268
[77 empty] | 1069.915 | 0.012065 | 1356.3247 | 0.052696 | 1355.2429 | 0.0029379
[77 empty] | 1069.9291 | 0.012052 | 1356.4149 | 0.052935 | 1355.3329 | 0.0029462
[77 empty] | 1069.9431 | 0.012039 | 1356.505 | 0.053133 | 1355.423 | 0.0029573
[77 empty] | 1069.9572 | 0.012026 | 1356.5952 | 0.053167 | 1355.5129 | 0.0029656
[77 empty] | 1069.9712 | 0.012012 | 1356.6853 | 0.053409 | 1355.6029 | 0.0029767
[77 empty] | 1069.9852 | 0.011999 | 1356.7755 | 0.05353 | 1355.693 | 0.0029878
[77 empty] | 1069.9993 | 0.011985 | 1356.8657 | 0.054014 | 1355.7831 | 0.0029961
[77 empty] | 1070.0133 | 0.011972 | 1356.9559 | 0.053805 | 1355.873 | 0.0030044
[77 empty] | 1070.0272 | 0.011959 | 1357.0461 | 0.053748 | 1355.9631 | 0.0030155
[77 empty] | 1070.0413 | 0.011945 | 1357.1363 | 0.053752 | 1356.0532 | 0.0030238
[77 empty] | 1070.0553 | 0.011932 | 1357.2266 | 0.053933 | 1356.1433 | 0.0030321
[77 empty] | 1070.0693 | 0.011918 | 1357.3168 | 0.054162 | 1356.2334 | 0.0030431
[77 empty] | 1070.0834 | 0.011905 | 1357.4071 | 0.054424 | 1356.3235 | 0.0030515
[77 empty] | 1070.0974 | 0.011892 | 1357.4973 | 0.055201 | 1356.4137 | 0.0030598
[77 empty] | 1070.1115 | 0.011879 | 1357.5876 | 0.055631 | 1356.5038 | 0.0030681
[77 empty] | 1070.1255 | 0.011866 | 1357.678 | 0.055755 | 1356.594 | 0.0030764
[77 empty] | 1070.1394 | 0.011853 | 1357.7682 | 0.056112 | 1356.6841 | 0.0030847
[77 empty] | 1070.1534 | 0.01184 | 1357.8585 | 0.056364 | 1356.7743 | 0.003093
[77 empty] | 1070.1675 | 0.011827 | 1357.9488 | 0.056744 | 1356.8645 | 0.0031013
[77 empty] | 1070.1815 | 0.011815 | 1358.0392 | 0.056845 | 1356.9547 | 0.0031096
[77 empty] | 1070.1956 | 0.011803 | 1358.1296 | 0.056771 | 1357.0449 | 0.0031179
[77 empty] | 1070.2096 | 0.011791 | 1358.22 | 0.056458 | 1357.1351 | 0.0031262
[77 empty] | 1070.2236 | 0.011779 | 1358.3103 | 0.056397 | 1357.2253 | 0.0031345
[77 empty] | 1070.2377 | 0.011767 | 1358.4008 | 0.056599 | 1357.3156 | 0.0031401
[77 empty] | 1070.2517 | 0.011756 | 1358.4911 | 0.056602 | 1357.4059 | 0.0031484
[77 empty] | 1070.2657 | 0.011745 | 1358.5815 | 0.056623 | 1357.4961 | 0.0031567
[77 empty] | 1070.2798 | 0.011734 | 1358.672 | 0.056576 | 1357.5864 | 0.003165
[77 empty] | 1070.2938 | 0.011723 | 1358.7624 | 0.056855 | 1357.6768 | 0.0031733
[77 empty] | 1070.3077 | 0.011713 | 1358.8529 | 0.056935 | 1357.767 | 0.0031788
[77 empty] | 1070.3218 | 0.011703 | 1358.9434 | 0.056902 | 1357.8573 | 0.0031871
[77 empty] | 1070.3358 | 0.011693 | 1359.0338 | 0.057181 | 1357.9476 | 0.0031954
[77 empty] | 1070.3499 | 0.011684 | 1359.1243 | 0.057413 | 1358.038 | 0.003201
[77 empty] | 1070.3639 | 0.011675 | 1359.2148 | 0.057746 | 1358.1284 | 0.0032093
[77 empty] | 1070.3779 | 0.011666 | 1359.3053 | 0.05792 | 1358.2188 | 0.0032176
[77 empty] | 1070.392 | 0.011657 | 1359.3959 | 0.057897 | 1358.3091 | 0.0032231
[77 empty] | 1070.406 | 0.011649 | 1359.4863 | 0.05786 | 1358.3995 | 0.0032314
[77 empty] | 1070.42 | 0.011641 | 1359.5769 | 0.057288 | 1358.4899 | 0.0032397
[77 empty] | 1070.4341 | 0.011634 | 1359.6675 | 0.057204 | 1358.5803 | 0.0032453
[77 empty] | 1070.4481 | 0.011627 | 1359.7581 | 0.056811 | 1358.6708 | 0.0032536
[77 empty] | 1070.4622 | 0.01162 | 1359.8486 | 0.057026 | 1358.7612 | 0.0032591
[77 empty] | 1070.4762 | 0.011613 | 1359.9392 | 0.057372 | 1358.8517 | 0.0032674
[77 empty] | 1070.4902 | 0.011607 | 1360.0298 | 0.058021 | 1358.9421 | 0.003273
[77 empty] | 1070.5043 | 0.011601 | 1360.1205 | 0.058206 | 1359.0326 | 0.0032813
[77 empty] | 1070.5183 | 0.011596 | 1360.2111 | 0.058015 | 1359.123 | 0.0032868
[77 empty] | 1070.5323 | 0.01159 | 1360.3018 | 0.058015 | 1359.2135 | 0.0032951
[77 empty] | 1070.5464 | 0.011585 | 1360.3923 | 0.05793 | 1359.3041 | 0.0033007
[77 empty] | 1070.5604 | 0.011581 | 1360.483 | 0.057984 | 1359.3946 | 0.0033062
[77 empty] | 1070.5745 | 0.011576 | 1360.5737 | 0.058125 | 1359.4851 | 0.0033145
[77 empty] | 1070.5885 | 0.011572 | 1360.6644 | 0.058105 | 1359.5757 | 0.00332
[77 empty] | 1070.6025 | 0.011568 | 1360.7551 | 0.058213 | 1359.6663 | 0.0033284
[77 empty] | 1070.6166 | 0.011565 | 1360.8458 | 0.058216 | 1359.7568 | 0.0033339
[77 empty] | 1070.6306 | 0.011561 | 1360.9365 | 0.05753 | 1359.8474 | 0.0033422
[77 empty] | 1070.6447 | 0.011558 | 1361.0273 | 0.056801 | 1359.938 | 0.0033505
[77 empty] | 1070.6587 | 0.011555 | 1361.118 | 0.056505 | 1360.0286 | 0.003356
[77 empty] | 1070.6727 | 0.011553 | 1361.2089 | 0.056619 | 1360.1193 | 0.0033644
[77 empty] | 1070.6868 | 0.01155 | 1361.2996 | 0.05706 | 1360.2098 | 0.0033699
[77 empty] | 1070.7008 | 0.011548 | 1361.3904 | 0.057463 | 1360.3005 | 0.0033782
[77 empty] | 1070.7148 | 0.011546 | 1361.4812 | 0.057672 | 1360.3911 | 0.0033865
[77 empty] | 1070.7289 | 0.011544 | 1361.572 | 0.058085 | 1360.4818 | 0.0033948
[77 empty] | 1070.7429 | 0.011542 | 1361.6628 | 0.058442 | 1360.5725 | 0.0034031
[77 empty] | 1070.757 | 0.01154 | 1361.7537 | 0.058485 | 1360.6632 | 0.0034114
[77 empty] | 1070.771 | 0.011538 | 1361.8445 | 0.058828 | 1360.7539 | 0.0034197
[77 empty] | 1070.785 | 0.011536 | 1361.9354 | 0.059158 | 1360.8446 | 0.003428
[77 empty] | 1070.7991 | 0.011535 | 1362.0262 | 0.059521 | 1360.9353 | 0.0034391
[77 empty] | 1070.8131 | 0.011533 | 1362.1172 | 0.059998 | 1361.0261 | 0.0034474
[77 empty] | 1070.8271 | 0.011532 | 1362.208 | 0.060348 | 1361.1168 | 0.0034585
[77 empty] | 1070.8412 | 0.01153 | 1362.299 | 0.060449 | 1361.2076 | 0.0034668
[77 empty] | 1070.8552 | 0.011528 | 1362.3899 | 0.060307 | 1361.2983 | 0.0034779
[77 empty] | 1070.8693 | 0.011526 | 1362.4808 | 0.060707 | 1361.3892 | 0.003489
[77 empty] | 1070.8833 | 0.011525 | 1362.5718 | 0.061175 | 1361.48 | 0.0034973
[77 empty] | 1070.8973 | 0.011523 | 1362.6627 | 0.061625 | 1361.5708 | 0.0035083
[77 empty] | 1070.9114 | 0.011521 | 1362.7537 | 0.062315 | 1361.6616 | 0.0035194
[77 empty] | 1070.9254 | 0.011519 | 1362.8447 | 0.063121 | 1361.7524 | 0.0035305
[77 empty] | 1070.9396 | 0.011516 | 1362.9357 | 0.063737 | 1361.8433 | 0.0035443
[77 empty] | 1070.9536 | 0.011514 | 1363.0267 | 0.064389 | 1361.9342 | 0.0035554
[77 empty] | 1070.9677 | 0.011511 | 1363.1177 | 0.0645 | 1362.025 | 0.0035665
[77 empty] | 1070.9817 | 0.011508 | 1363.2087 | 0.064308 | 1362.116 | 0.0035776
[77 empty] | 1070.9957 | 0.011505 | 1363.2998 | 0.063807 | 1362.2068 | 0.0035914
[77 empty] | 1071.0098 | 0.011502 | 1363.3909 | 0.063548 | 1362.2977 | 0.0036025
[77 empty] | 1071.0238 | 0.011498 | 1363.4819 | 0.063885 | 1362.3887 | 0.0036136
[77 empty] | 1071.0378 | 0.011494 | 1363.573 | 0.064234 | 1362.4796 | 0.0036246
[77 empty] | 1071.0519 | 0.01149 | 1363.6641 | 0.064056 | 1362.5706 | 0.0036385
[77 empty] | 1071.0659 | 0.011485 | 1363.7551 | 0.064143 | 1362.6615 | 0.0036496
[77 empty] | 1071.08 | 0.01148 | 1363.8463 | 0.064554 | 1362.7524 | 0.0036606
[77 empty] | 1071.0941 | 0.011475 | 1363.9374 | 0.06456 | 1362.8435 | 0.0036717
[77 empty] | 1071.1082 | 0.01147 | 1364.0286 | 0.064591 | 1362.9344 | 0.0036828
[77 empty] | 1071.1222 | 0.011464 | 1364.1198 | 0.064443 | 1363.0255 | 0.0036939
[77 empty] | 1071.1362 | 0.011458 | 1364.2109 | 0.064809 | 1363.1165 | 0.0037049
[77 empty] | 1071.1503 | 0.011452 | 1364.3021 | 0.064839 | 1363.2075 | 0.003716
[77 empty] | 1071.1643 | 0.011445 | 1364.3933 | 0.064702 | 1363.2986 | 0.0037271
[77 empty] | 1071.1783 | 0.011438 | 1364.4845 | 0.064705 | 1363.3897 | 0.0037382
[77 empty] | 1071.1924 | 0.01143 | 1364.5757 | 0.064493 | 1363.4807 | 0.0037465
[77 empty] | 1071.2064 | 0.011422 | 1364.6669 | 0.064732 | 1363.5718 | 0.0037576
[77 empty] | 1071.2206 | 0.011414 | 1364.7582 | 0.064839 | 1363.6628 | 0.0037686
[77 empty] | 1071.2346 | 0.011405 | 1364.8494 | 0.064957 | 1363.7539 | 0.0037769
[77 empty] | 1071.2487 | 0.011396 | 1364.9407 | 0.065044 | 1363.8451 | 0.0037852
[77 empty] | 1071.2627 | 0.011387 | 1365.032 | 0.065559 | 1363.9362 | 0.0037963
[77 empty] | 1071.2767 | 0.011378 | 1365.1232 | 0.066594 | 1364.0273 | 0.0038046
[77 empty] | 1071.2908 | 0.011368 | 1365.2145 | 0.067149 | 1364.1185 | 0.0038129
[77 empty] | 1071.3048 | 0.011357 | 1365.3058 | 0.06724 | 1364.2097 | 0.0038212
[77 empty] | 1071.319 | 0.011347 | 1365.3972 | 0.067257 | 1364.3009 | 0.0038295
[77 empty] | 1071.333 | 0.011336 | 1365.4885 | 0.06722 | 1364.3921 | 0.0038379
[77 empty] | 1071.347 | 0.011325 | 1365.5798 | 0.067102 | 1364.4833 | 0.0038462
[77 empty] | 1071.3611 | 0.011314 | 1365.6713 | 0.067183 | 1364.5745 | 0.0038545
[77 empty] | 1071.3751 | 0.011302 | 1365.7626 | 0.067347 | 1364.6656 | 0.0038628
[77 empty] | 1071.3892 | 0.01129 | 1365.854 | 0.067744 | 1364.757 | 0.0038711
[77 empty] | 1071.4032 | 0.011278 | 1365.9453 | 0.068077 | 1364.8481 | 0.0038766
[77 empty] | 1071.4174 | 0.011266 | 1366.0367 | 0.068259 | 1364.9395 | 0.0038849
[77 empty] | 1071.4314 | 0.011253 | 1366.1282 | 0.068124 | 1365.0308 | 0.0038932
[77 empty] | 1071.4454 | 0.011241 | 1366.2196 | 0.068151 | 1365.1219 | 0.0039015
[77 empty] | 1071.4595 | 0.011228 | 1366.311 | 0.068359 | 1365.2133 | 0.0039071
[77 empty] | 1071.4735 | 0.011215 | 1366.4026 | 0.068349 | 1365.3046 | 0.0039154
[77 empty] | 1071.4877 | 0.011202 | 1366.494 | 0.068302 | 1365.396 | 0.0039237
[77 empty] | 1071.5017 | 0.011189 | 1366.5855 | 0.068121 | 1365.4873 | 0.003932
[77 empty] | 1071.5157 | 0.011176 | 1366.677 | 0.068148 | 1365.5786 | 0.0039375
[77 empty] | 1071.5298 | 0.011163 | 1366.7686 | 0.068134 | 1365.6699 | 0.0039458
[77 empty] | 1071.5438 | 0.01115 | 1366.86 | 0.068474 | 1365.7613 | 0.0039542
[77 empty] | 1071.558 | 0.011136 | 1366.9515 | 0.068309 | 1365.8528 | 0.0039625
[77 empty] | 1071.572 | 0.011123 | 1367.0431 | 0.068484 | 1365.9441 | 0.0039708
[77 empty] | 1071.5861 | 0.01111 | 1367.1346 | 0.067983 | 1366.0355 | 0.0039791
[77 empty] | 1071.6001 | 0.011097 | 1367.2262 | 0.067697 | 1366.127 | 0.0039874
[77 empty] | 1071.6141 | 0.011085 | 1367.3179 | 0.068047 | 1366.2184 | 0.0039957
[77 empty] | 1071.6283 | 0.011072 | 1367.4094 | 0.068322 | 1366.3098 | 0.004004
[77 empty] | 1071.6423 | 0.011059 | 1367.501 | 0.068601 | 1366.4014 | 0.0040123
[77 empty] | 1071.6564 | 0.011047 | 1367.5927 | 0.068511 | 1366.4928 | 0.0040234
[77 empty] | 1071.6704 | 0.011035 | 1367.6842 | 0.068867 | 1366.5842 | 0.0040317
[77 empty] | 1071.6844 | 0.011023 | 1367.7759 | 0.069059 | 1366.6758 | 0.0040428
[77 empty] | 1071.6986 | 0.011011 | 1367.8675 | 0.069237 | 1366.7673 | 0.0040511
[77 empty] | 1071.7126 | 0.011 | 1367.9592 | 0.0696 | 1366.8588 | 0.0040621
[77 empty] | 1071.7267 | 0.010989 | 1368.0509 | 0.06998 | 1366.9503 | 0.0040732
[77 empty] | 1071.7407 | 0.010978 | 1368.1426 | 0.070316 | 1367.0419 | 0.0040843
[77 empty] | 1071.7549 | 0.010968 | 1368.2342 | 0.070867 | 1367.1334 | 0.0040954
[77 empty] | 1071.7689 | 0.010958 | 1368.326 | 0.071395 | 1367.225 | 0.0041064
[77 empty] | 1071.783 | 0.010948 | 1368.4177 | 0.071906 | 1367.3165 | 0.0041203
[77 empty] | 1071.797 | 0.010938 | 1368.5095 | 0.071903 | 1367.4082 | 0.0041314
[77 empty] | 1071.8112 | 0.010929 | 1368.6012 | 0.071731 | 1367.4998 | 0.0041424
[77 empty] | 1071.8252 | 0.010921 | 1368.693 | 0.071903 | 1367.5914 | 0.0041563
[77 empty] | 1071.8392 | 0.010912 | 1368.7848 | 0.072084 | 1367.683 | 0.0041701
[77 empty] | 1071.8533 | 0.010905 | 1368.8766 | 0.072374 | 1367.7747 | 0.004184
[77 empty] | 1071.8674 | 0.010897 | 1368.9684 | 0.073207 | 1367.8663 | 0.0041951
[77 empty] | 1071.8815 | 0.01089 | 1369.0602 | 0.073802 | 1367.958 | 0.0042089
[77 empty] | 1071.8955 | 0.010884 | 1369.152 | 0.074243 | 1368.0497 | 0.0042227
[77 empty] | 1071.9097 | 0.010878 | 1369.2439 | 0.074287 | 1368.1414 | 0.0042366
[77 empty] | 1071.9237 | 0.010872 | 1369.3357 | 0.074404 | 1368.233 | 0.0042504
[77 empty] | 1071.9377 | 0.010867 | 1369.4276 | 0.074364 | 1368.3248 | 0.0042643
[77 empty] | 1071.9518 | 0.010863 | 1369.5194 | 0.073735 | 1368.4165 | 0.0042809
[77 empty] | 1071.9659 | 0.010858 | 1369.6113 | 0.073423 | 1368.5083 | 0.0042947
[77 empty] | 1071.98 | 0.010855 | 1369.7033 | 0.073312 | 1368.6 | 0.0043086
[77 empty] | 1071.994 | 0.010852 | 1369.7952 | 0.073544 | 1368.6918 | 0.0043224
[77 empty] | 1072.0082 | 0.010849 | 1369.8871 | 0.073624 | 1368.7836 | 0.0043363
[77 empty] | 1072.0222 | 0.010847 | 1369.979 | 0.073372 | 1368.8754 | 0.0043501
[77 empty] | 1072.0363 | 0.010845 | 1370.071 | 0.073688 | 1368.9672 | 0.004364
[77 empty] | 1072.0503 | 0.010843 | 1370.163 | 0.073836 | 1369.059 | 0.0043778
[77 empty] | 1072.0645 | 0.010842 | 1370.2549 | 0.073486 | 1369.1508 | 0.0043917
[77 empty] | 1072.0785 | 0.010842 | 1370.3469 | 0.073829 | 1369.2427 | 0.0044055
[77 empty] | 1072.0925 | 0.010842 | 1370.439 | 0.074387 | 1369.3345 | 0.0044166
[77 empty] | 1072.1067 | 0.010842 | 1370.5309 | 0.074764 | 1369.4264 | 0.0044304
[77 empty] | 1072.1207 | 0.010843 | 1370.6229 | 0.074828 | 1369.5182 | 0.0044443
[77 empty] | 1072.1348 | 0.010844 | 1370.715 | 0.074962 | 1369.6101 | 0.0044581
[77 empty] | 1072.1489 | 0.010845 | 1370.807 | 0.074562 | 1369.702 | 0.0044692
[77 empty] | 1072.163 | 0.010847 | 1370.899 | 0.074556 | 1369.7939 | 0.004483
[77 empty] | 1072.177 | 0.01085 | 1370.9912 | 0.074777 | 1369.8859 | 0.0044941
[77 empty] | 1072.1912 | 0.010852 | 1371.0832 | 0.074855 | 1369.9778 | 0.004508
[77 empty] | 1072.2052 | 0.010855 | 1371.1754 | 0.075154 | 1370.0697 | 0.004519
[77 empty] | 1072.2192 | 0.010858 | 1371.2675 | 0.075652 | 1370.1617 | 0.0045329
[77 empty] | 1072.2334 | 0.010861 | 1371.3596 | 0.076539 | 1370.2537 | 0.0045467
[77 empty] | 1072.2474 | 0.010865 | 1371.4518 | 0.077138 | 1370.3457 | 0.0045578
[77 empty] | 1072.2615 | 0.010869 | 1371.5438 | 0.077686 | 1370.4376 | 0.0045716
[77 empty] | 1072.2756 | 0.010873 | 1371.636 | 0.07778 | 1370.5297 | 0.0045855
[77 empty] | 1072.2897 | 0.010877 | 1371.7283 | 0.078274 | 1370.6217 | 0.0045966
[77 empty] | 1072.3038 | 0.010882 | 1371.8204 | 0.07865 | 1370.7137 | 0.0046104
[77 empty] | 1072.3179 | 0.010886 | 1371.9126 | 0.078755 | 1370.8058 | 0.0046243
[77 empty] | 1072.3319 | 0.010891 | 1372.0048 | 0.078906 | 1370.8978 | 0.0046381
[77 empty] | 1072.3461 | 0.010896 | 1372.0971 | 0.079494 | 1370.99 | 0.0046547
[77 empty] | 1072.3601 | 0.010901 | 1372.1893 | 0.079723 | 1371.082 | 0.0046686
[77 empty] | 1072.3741 | 0.010906 | 1372.2815 | 0.07979 | 1371.1741 | 0.0046824
[77 empty] | 1072.3883 | 0.01091 | 1372.3738 | 0.079989 | 1371.2662 | 0.004699
[77 empty] | 1072.4023 | 0.010915 | 1372.4661 | 0.080328 | 1371.3584 | 0.0047156
[77 empty] | 1072.4165 | 0.01092 | 1372.5584 | 0.080678 | 1371.4504 | 0.0047322
[77 empty] | 1072.4305 | 0.010925 | 1372.6506 | 0.081374 | 1371.5426 | 0.0047489
[77 empty] | 1072.4446 | 0.01093 | 1372.7429 | 0.081774 | 1371.6348 | 0.0047655
[77 empty] | 1072.4587 | 0.010935 | 1372.8353 | 0.08176 | 1371.7269 | 0.0047821
[77 empty] | 1072.4728 | 0.010939 | 1372.9276 | 0.082265 | 1371.8192 | 0.0047987
[77 empty] | 1072.4869 | 0.010944 | 1373.0199 | 0.08248 | 1371.9114 | 0.0048181
[77 empty] | 1072.501 | 0.010948 | 1373.1123 | 0.082527 | 1372.0035 | 0.0048375
[77 empty] | 1072.515 | 0.010952 | 1373.2047 | 0.082695 | 1372.0958 | 0.0048541
[77 empty] | 1072.5292 | 0.010956 | 1373.2971 | 0.083051 | 1372.188 | 0.0048735
[77 empty] | 1072.5432 | 0.010959 | 1373.3894 | 0.083404 | 1372.2803 | 0.0048929
[77 empty] | 1072.5574 | 0.010963 | 1373.4819 | 0.083367 | 1372.3726 | 0.0049122
[77 empty] | 1072.5714 | 0.010966 | 1373.5743 | 0.08324 | 1372.4648 | 0.0049316
[77 empty] | 1072.5854 | 0.010969 | 1373.6668 | 0.083186 | 1372.5571 | 0.0049538
[77 empty] | 1072.5996 | 0.010971 | 1373.7592 | 0.08326 | 1372.6494 | 0.0049732
[77 empty] | 1072.6136 | 0.010974 | 1373.8517 | 0.083377 | 1372.7417 | 0.0049925
[77 empty] | 1072.6278 | 0.010975 | 1373.9441 | 0.083586 | 1372.834 | 0.0050119
[77 empty] | 1072.6418 | 0.010977 | 1374.0366 | 0.08372 | 1372.9264 | 0.0050313
[77 empty] | 1072.656 | 0.010978 | 1374.129 | 0.084053 | 1373.0187 | 0.0050535
[77 empty] | 1072.67 | 0.010979 | 1374.2216 | 0.084309 | 1373.1111 | 0.0050728
[77 empty] | 1072.6841 | 0.010979 | 1374.3141 | 0.084255 | 1373.2035 | 0.0050922
[77 empty] | 1072.6982 | 0.01098 | 1374.4066 | 0.084453 | 1373.2958 | 0.0051116
[77 empty] | 1072.7123 | 0.010979 | 1374.4992 | 0.084231 | 1373.3882 | 0.005131
[77 empty] | 1072.7264 | 0.010979 | 1374.5918 | 0.084591 | 1373.4806 | 0.0051476
[77 empty] | 1072.7405 | 0.010977 | 1374.6843 | 0.084763 | 1373.573 | 0.005167
[77 empty] | 1072.7546 | 0.010976 | 1374.7769 | 0.084705 | 1373.6655 | 0.0051864
[77 empty] | 1072.7687 | 0.010974 | 1374.8695 | 0.084894 | 1373.7579 | 0.005203
[77 empty] | 1072.7828 | 0.010972 | 1374.9622 | 0.085105 | 1373.8503 | 0.0052224
[77 empty] | 1072.7969 | 0.010969 | 1375.0547 | 0.085415 | 1373.9429 | 0.005239
[77 empty] | 1072.811 | 0.010966 | 1375.1473 | 0.085512 | 1374.0354 | 0.0052556
[77 empty] | 1072.8251 | 0.010962 | 1375.24 | 0.085519 | 1374.1278 | 0.005275
[77 empty] | 1072.8392 | 0.010958 | 1375.3326 | 0.08563 | 1374.2203 | 0.0052916
[77 empty] | 1072.8533 | 0.010954 | 1375.4253 | 0.086144 | 1374.3129 | 0.0053054
[77 empty] | 1072.8674 | 0.010949 | 1375.5181 | 0.086097 | 1374.4054 | 0.005322
[77 empty] | 1072.8815 | 0.010944 | 1375.6107 | 0.086548 | 1374.4979 | 0.0053387
[77 empty] | 1072.8955 | 0.010939 | 1375.7035 | 0.086477 | 1374.5906 | 0.0053553
[77 empty] | 1072.9097 | 0.010933 | 1375.7961 | 0.086615 | 1374.6831 | 0.0053691
[77 empty] | 1072.9237 | 0.010927 | 1375.8889 | 0.086797 | 1374.7756 | 0.005383
[77 empty] | 1072.9379 | 0.010921 | 1375.9817 | 0.086827 | 1374.8683 | 0.0053996
[77 empty] | 1072.9519 | 0.010914 | 1376.0743 | 0.086739 | 1374.9609 | 0.0054134
[77 empty] | 1072.9661 | 0.010907 | 1376.1671 | 0.086686 | 1375.0535 | 0.0054273
[77 empty] | 1072.9801 | 0.0109 | 1376.26 | 0.086951 | 1375.1461 | 0.0054411
[77 empty] | 1072.9943 | 0.010893 | 1376.3528 | 0.087187 | 1375.2388 | 0.005455
[77 empty] | 1073.0083 | 0.010885 | 1376.4456 | 0.08721 | 1375.3314 | 0.0054688
[77 empty] | 1073.0225 | 0.010878 | 1376.5383 | 0.087297 | 1375.4241 | 0.0054827
[77 empty] | 1073.0366 | 0.01087 | 1376.6312 | 0.087882 | 1375.5168 | 0.0054965
[77 empty] | 1073.0507 | 0.010862 | 1376.724 | 0.087852 | 1375.6095 | 0.0055103
[77 empty] | 1073.0648 | 0.010854 | 1376.8169 | 0.088464 | 1375.7022 | 0.0055242
[77 empty] | 1073.0789 | 0.010845 | 1376.9098 | 0.088541 | 1375.7949 | 0.005538
[77 empty] | 1073.093 | 0.010837 | 1377.0027 | 0.088646 | 1375.8877 | 0.0055491
[77 empty] | 1073.1071 | 0.010829 | 1377.0956 | 0.0891 | 1375.9804 | 0.005563
[77 empty] | 1073.1212 | 0.010821 | 1377.1885 | 0.089577 | 1376.0731 | 0.0055768
[77 empty] | 1073.1353 | 0.010813 | 1377.2814 | 0.089489 | 1376.1659 | 0.0055906
[77 empty] | 1073.1494 | 0.010805 | 1377.3744 | 0.08953 | 1376.2587 | 0.0056017
[77 empty] | 1073.1635 | 0.010797 | 1377.4673 | 0.089597 | 1376.3516 | 0.0056156
[77 empty] | 1073.1776 | 0.010789 | 1377.5602 | 0.089846 | 1376.4443 | 0.0056294
[77 empty] | 1073.1916 | 0.010781 | 1377.6532 | 0.090357 | 1376.5371 | 0.0056405
[77 empty] | 1073.2058 | 0.010774 | 1377.7462 | 0.090478 | 1376.63 | 0.0056543
[77 empty] | 1073.22 | 0.010767 | 1377.8392 | 0.090814 | 1376.7228 | 0.0056654
[77 empty] | 1073.234 | 0.01076 | 1377.9323 | 0.091113 | 1376.8157 | 0.0056793
[77 empty] | 1073.2482 | 0.010753 | 1378.0253 | 0.091429 | 1376.9086 | 0.0056903
[77 empty] | 1073.2622 | 0.010747 | 1378.1183 | 0.09149 | 1377.0015 | 0.0057014
[77 empty] | 1073.2764 | 0.010741 | 1378.2113 | 0.091685 | 1377.0944 | 0.0057152
[77 empty] | 1073.2904 | 0.010735 | 1378.3043 | 0.092082 | 1377.1873 | 0.0057263
[77 empty] | 1073.3046 | 0.01073 | 1378.3975 | 0.092223 | 1377.2802 | 0.0057374
[77 empty] | 1073.3187 | 0.010725 | 1378.4905 | 0.092384 | 1377.373 | 0.0057485
[77 empty] | 1073.3328 | 0.01072 | 1378.5836 | 0.092317 | 1377.4661 | 0.0057596
[77 empty] | 1073.3469 | 0.010717 | 1378.6768 | 0.092209 | 1377.559 | 0.0057679
[77 empty] | 1073.361 | 0.010713 | 1378.7699 | 0.092159 | 1377.652 | 0.0057789
[77 empty] | 1073.3751 | 0.01071 | 1378.863 | 0.092125 | 1377.745 | 0.00579
[77 empty] | 1073.3893 | 0.010708 | 1378.9562 | 0.092186 | 1377.8379 | 0.0057983
[77 empty] | 1073.4033 | 0.010706 | 1379.0493 | 0.092169 | 1377.9309 | 0.0058094
[77 empty] | 1073.4175 | 0.010704 | 1379.1425 | 0.091799 | 1378.0239 | 0.0058177
[77 empty] | 1073.4315 | 0.010703 | 1379.2356 | 0.09109 | 1378.1171 | 0.005826
[77 empty] | 1073.4457 | 0.010703 | 1379.3289 | 0.090542 | 1378.2101 | 0.0058343
[77 empty] | 1073.4598 | 0.010703 | 1379.422 | 0.090276 | 1378.3031 | 0.0058426
[77 empty] | 1073.4739 | 0.010704 | 1379.5153 | 0.090185 | 1378.3962 | 0.0058509
[77 empty] | 1073.488 | 0.010706 | 1379.6085 | 0.090138 | 1378.4893 | 0.0058592
[77 empty] | 1073.5021 | 0.010708 | 1379.7018 | 0.089849 | 1378.5824 | 0.0058675
[77 empty] | 1073.5162 | 0.01071 | 1379.795 | 0.089927 | 1378.6755 | 0.0058731
[77 empty] | 1073.5304 | 0.010713 | 1379.8883 | 0.090377 | 1378.7686 | 0.0058814
[77 empty] | 1073.5444 | 0.010717 | 1379.9816 | 0.09068 | 1378.8617 | 0.0058897
[77 empty] | 1073.5586 | 0.010721 | 1380.0748 | 0.090703 | 1378.9548 | 0.0058952
[77 empty] | 1073.5728 | 0.010726 | 1380.1682 | 0.09109 | 1379.0481 | 0.0059035
[77 empty] | 1073.5868 | 0.010732 | 1380.2615 | 0.091248 | 1379.1412 | 0.0059118
[77 empty] | 1073.601 | 0.010738 | 1380.3549 | 0.091349 | 1379.2344 | 0.0059202
[77 empty] | 1073.615 | 0.010744 | 1380.4482 | 0.091621 | 1379.3276 | 0.0059257
[77 empty] | 1073.6291 | 0.010751 | 1380.5416 | 0.091987 | 1379.4208 | 0.005934
[77 empty] | 1073.6433 | 0.010758 | 1380.6349 | 0.092546 | 1379.514 | 0.0059423
[77 empty] | 1073.6573 | 0.010766 | 1380.7283 | 0.093144 | 1379.6073 | 0.0059506
[77 empty] | 1073.6715 | 0.010775 | 1380.8218 | 0.093366 | 1379.7006 | 0.0059589
[77 empty] | 1073.6857 | 0.010784 | 1380.9152 | 0.093648 | 1379.7938 | 0.0059672
[77 empty] | 1073.6997 | 0.010793 | 1381.0085 | 0.094428 | 1379.8871 | 0.0059783
[77 empty] | 1073.7139 | 0.010802 | 1381.102 | 0.095659 | 1379.9804 | 0.0059866
[77 empty] | 1073.728 | 0.010812 | 1381.1954 | 0.095955 | 1380.0736 | 0.0059977
[77 empty] | 1073.7421 | 0.010823 | 1381.2889 | 0.095467 | 1380.167 | 0.0060088
[77 empty] | 1073.7562 | 0.010833 | 1381.3825 | 0.095161 | 1380.2603 | 0.0060198
[77 empty] | 1073.7704 | 0.010844 | 1381.4758 | 0.094781 | 1380.3536 | 0.0060337
[77 empty] | 1073.7844 | 0.010855 | 1381.5693 | 0.095326 | 1380.447 | 0.0060448
[77 empty] | 1073.7986 | 0.010866 | 1381.6628 | 0.095128 | 1380.5403 | 0.0060586
[77 empty] | 1073.8127 | 0.010878 | 1381.7565 | 0.095356 | 1380.6337 | 0.0060725
[77 empty] | 1073.8268 | 0.010889 | 1381.85 | 0.09547 | 1380.727 | 0.0060863
[77 empty] | 1073.8409 | 0.010901 | 1381.9435 | 0.095897 | 1380.8204 | 0.0061029
[77 empty] | 1073.8551 | 0.010913 | 1382.0371 | 0.095955 | 1380.9139 | 0.0061195
[77 empty] | 1073.8693 | 0.010925 | 1382.1306 | 0.096079 | 1381.0073 | 0.0061361
[77 empty] | 1073.8833 | 0.010937 | 1382.2242 | 0.096782 | 1381.1007 | 0.0061528
[77 empty] | 1073.8975 | 0.010949 | 1382.3179 | 0.096943 | 1381.1942 | 0.0061721
[77 empty] | 1073.9116 | 0.01096 | 1382.4115 | 0.097078 | 1381.2877 | 0.0061915
[77 empty] | 1073.9257 | 0.010972 | 1382.5051 | 0.096755 | 1381.3811 | 0.0062109
[77 empty] | 1073.9398 | 0.010984 | 1382.5988 | 0.096768 | 1381.4746 | 0.0062303
[77 empty] | 1073.954 | 0.010995 | 1382.6924 | 0.097101 | 1381.5681 | 0.0062524
[77 empty] | 1073.9681 | 0.011007 | 1382.786 | 0.097683 | 1381.6616 | 0.0062746
[77 empty] | 1073.9822 | 0.011018 | 1382.8798 | 0.098241 | 1381.7551 | 0.0062967
[77 empty] | 1073.9963 | 0.011029 | 1382.9734 | 0.098836 | 1381.8488 | 0.0063189
[77 empty] | 1074.0105 | 0.01104 | 1383.0671 | 0.10009 | 1381.9423 | 0.0063438
[77 empty] | 1074.0245 | 0.011051 | 1383.1609 | 0.10149 | 1382.0359 | 0.006366
[77 empty] | 1074.0387 | 0.011061 | 1383.2545 | 0.1026 | 1382.1294 | 0.0063909
[77 empty] | 1074.0529 | 0.011071 | 1383.3483 | 0.10365 | 1382.223 | 0.0064158
[77 empty] | 1074.067 | 0.011081 | 1383.442 | 0.10416 | 1382.3166 | 0.0064435
[77 empty] | 1074.0811 | 0.01109 | 1383.5359 | 0.10484 | 1382.4102 | 0.0064684
[77 empty] | 1074.0952 | 0.011099 | 1383.6296 | 0.10458 | 1382.5038 | 0.0064933
[77 empty] | 1074.1094 | 0.011108 | 1383.7234 | 0.10437 | 1382.5975 | 0.006521
[77 empty] | 1074.1235 | 0.011116 | 1383.8173 | 0.10433 | 1382.6912 | 0.006546
[77 empty] | 1074.1376 | 0.011124 | 1383.911 | 0.10458 | 1382.7848 | 0.0065736
[77 empty] | 1074.1517 | 0.011132 | 1384.0049 | 0.10507 | 1382.8785 | 0.0065986
[77 empty] | 1074.1659 | 0.011139 | 1384.0988 | 0.10508 | 1382.9722 | 0.0066263
[77 empty] | 1074.1801 | 0.011146 | 1384.1925 | 0.10537 | 1383.0659 | 0.0066539
[77 empty] | 1074.1941 | 0.011152 | 1384.2864 | 0.10578 | 1383.1596 | 0.0066789
[77 empty] | 1074.2083 | 0.011158 | 1384.3802 | 0.1061 | 1383.2533 | 0.0067066
[77 empty] | 1074.2224 | 0.011164 | 1384.4742 | 0.10649 | 1383.3471 | 0.0067315
[77 empty] | 1074.2366 | 0.011169 | 1384.5681 | 0.10647 | 1383.4408 | 0.0067592
[77 empty] | 1074.2507 | 0.011174 | 1384.662 | 0.10668 | 1383.5346 | 0.0067841
[77 empty] | 1074.2648 | 0.011179 | 1384.756 | 0.10694 | 1383.6284 | 0.006809
[77 empty] | 1074.2789 | 0.011183 | 1384.8499 | 0.10709 | 1383.7222 | 0.0068339
[77 empty] | 1074.2931 | 0.011187 | 1384.9439 | 0.10713 | 1383.8159 | 0.0068589
[77 empty] | 1074.3073 | 0.01119 | 1385.0378 | 0.10737 | 1383.9098 | 0.0068838
[77 empty] | 1074.3214 | 0.011193 | 1385.1318 | 0.10761 | 1384.0037 | 0.0069059
[77 empty] | 1074.3354 | 0.011196 | 1385.2258 | 0.10774 | 1384.0974 | 0.0069308
[77 empty] | 1074.3496 | 0.011199 | 1385.3198 | 0.10834 | 1384.1913 | 0.006953
[77 empty] | 1074.3638 | 0.011201 | 1385.4138 | 0.10849 | 1384.2852 | 0.0069751
[77 empty] | 1074.3779 | 0.011203 | 1385.5079 | 0.1095 | 1384.379 | 0.0069973
[77 empty] | 1074.3921 | 0.011205 | 1385.6019 | 0.1101 | 1384.4729 | 0.0070167
[77 empty] | 1074.4061 | 0.011207 | 1385.696 | 0.11072 | 1384.5669 | 0.0070388
[77 empty] | 1074.4203 | 0.011208 | 1385.79 | 0.1109 | 1384.6608 | 0.0070582
[77 empty] | 1074.4344 | 0.011209 | 1385.8842 | 0.1111 | 1384.7548 | 0.0070776
[77 empty] | 1074.4486 | 0.01121 | 1385.9783 | 0.1113 | 1384.8486 | 0.007097
[77 empty] | 1074.4628 | 0.011211 | 1386.0724 | 0.11162 | 1384.9426 | 0.0071164
[77 empty] | 1074.4768 | 0.011212 | 1386.1665 | 0.11223 | 1385.0366 | 0.0071358
[77 empty] | 1074.491 | 0.011212 | 1386.2606 | 0.11257 | 1385.1306 | 0.0071524
[77 empty] | 1074.5051 | 0.011213 | 1386.3547 | 0.11265 | 1385.2246 | 0.007169
[77 empty] | 1074.5193 | 0.011214 | 1386.449 | 0.11239 | 1385.3186 | 0.0071856
[77 empty] | 1074.5334 | 0.011214 | 1386.5431 | 0.1124 | 1385.4126 | 0.007205
[77 empty] | 1074.5476 | 0.011214 | 1386.6373 | 0.11247 | 1385.5066 | 0.0072216
[77 empty] | 1074.5618 | 0.011215 | 1386.7314 | 0.11254 | 1385.6007 | 0.0072382
[77 empty] | 1074.5758 | 0.011215 | 1386.8257 | 0.11241 | 1385.6947 | 0.0072521
[77 empty] | 1074.59 | 0.011216 | 1386.9199 | 0.11243 | 1385.7888 | 0.0072687
[77 empty] | 1074.6041 | 0.011217 | 1387.0142 | 0.11258 | 1385.8829 | 0.0072853
[77 empty] | 1074.6183 | 0.011218 | 1387.1084 | 0.1129 | 1385.977 | 0.0073019
[77 empty] | 1074.6324 | 0.011218 | 1387.2026 | 0.11299 | 1386.0712 | 0.0073185
[77 empty] | 1074.6466 | 0.011219 | 1387.297 | 0.11335 | 1386.1653 | 0.0073351
[77 empty] | 1074.6608 | 0.011221 | 1387.3912 | 0.11384 | 1386.2594 | 0.0073517
[77 empty] | 1074.6748 | 0.011222 | 1387.4856 | 0.11405 | 1386.3535 | 0.0073684
[77 empty] | 1074.689 | 0.011223 | 1387.5798 | 0.11448 | 1386.4476 | 0.007385
[77 empty] | 1074.7031 | 0.011225 | 1387.6742 | 0.11469 | 1386.5419 | 0.0074016
[77 empty] | 1074.7173 | 0.011227 | 1387.7686 | 0.11479 | 1386.636 | 0.007421
[77 empty] | 1074.7314 | 0.011229 | 1387.8629 | 0.11515 | 1386.7302 | 0.0074403
[77 empty] | 1074.7456 | 0.011232 | 1387.9573 | 0.11544 | 1386.8245 | 0.0074597
[77 empty] | 1074.7598 | 0.011235 | 1388.0516 | 0.11559 | 1386.9187 | 0.0074791
[77 empty] | 1074.7739 | 0.011238 | 1388.146 | 0.1159 | 1387.0129 | 0.0074985
[77 empty] | 1074.7881 | 0.011241 | 1388.2405 | 0.11683 | 1387.1072 | 0.0075179
[77 empty] | 1074.8021 | 0.011245 | 1388.3348 | 0.11755 | 1387.2014 | 0.00754
[77 empty] | 1074.8163 | 0.011249 | 1388.4293 | 0.11822 | 1387.2958 | 0.0075622
[77 empty] | 1074.8304 | 0.011253 | 1388.5238 | 0.11849 | 1387.39 | 0.0075843
[77 empty] | 1074.8446 | 0.011257 | 1388.6182 | 0.11899 | 1387.4844 | 0.0076093
[77 empty] | 1074.8588 | 0.011262 | 1388.7126 | 0.11962 | 1387.5786 | 0.0076314
[77 empty] | 1074.8729 | 0.011268 | 1388.8071 | 0.12021 | 1387.673 | 0.0076563
[77 empty] | 1074.8871 | 0.011273 | 1388.9016 | 0.12049 | 1387.7673 | 0.007684
[77 empty] | 1074.9012 | 0.011279 | 1388.9962 | 0.12074 | 1387.8617 | 0.0077089
[77 empty] | 1074.9154 | 0.011286 | 1389.0907 | 0.1211 | 1387.9561 | 0.0077339
[77 empty] | 1074.9296 | 0.011292 | 1389.1852 | 0.1211 | 1388.0504 | 0.0077616
[77 empty] | 1074.9437 | 0.011299 | 1389.2798 | 0.12114 | 1388.1448 | 0.0077892
[77 empty] | 1074.9579 | 0.011307 | 1389.3743 | 0.12126 | 1388.2393 | 0.0078169
[77 empty] | 1074.9719 | 0.011315 | 1389.4689 | 0.12132 | 1388.3336 | 0.0078446
[77 empty] | 1074.9861 | 0.011323 | 1389.5635 | 0.12155 | 1388.4281 | 0.0078723
[77 empty] | 1075.0002 | 0.011332 | 1389.6581 | 0.12188 | 1388.5225 | 0.0079
[77 empty] | 1075.0144 | 0.011341 | 1389.7527 | 0.12211 | 1388.6169 | 0.0079305
[77 empty] | 1075.0286 | 0.01135 | 1389.8473 | 0.1223 | 1388.7114 | 0.0079582
[77 empty] | 1075.0427 | 0.01136 | 1389.942 | 0.12238 | 1388.8059 | 0.0079858
[77 empty] | 1075.0569 | 0.01137 | 1390.0366 | 0.12272 | 1388.9004 | 0.0080135
[77 empty] | 1075.071 | 0.01138 | 1390.1312 | 0.12273 | 1388.9949 | 0.0080412
[77 empty] | 1075.0852 | 0.011391 | 1390.226 | 0.12277 | 1389.0895 | 0.0080689
[77 empty] | 1075.0994 | 0.011403 | 1390.3207 | 0.12295 | 1389.184 | 0.0080966
[77 empty] | 1075.1135 | 0.011414 | 1390.4153 | 0.12313 | 1389.2786 | 0.0081243
[77 empty] | 1075.1277 | 0.011426 | 1390.51 | 0.12359 | 1389.373 | 0.0081492
[77 empty] | 1075.1418 | 0.011439 | 1390.6047 | 0.12369 | 1389.4677 | 0.0081769
[77 empty] | 1075.156 | 0.011452 | 1390.6995 | 0.12353 | 1389.5623 | 0.0082018
[77 empty] | 1075.1702 | 0.011465 | 1390.7943 | 0.12344 | 1389.6569 | 0.0082267
[77 empty] | 1075.1843 | 0.011479 | 1390.889 | 0.12347 | 1389.7515 | 0.0082517
[77 empty] | 1075.1985 | 0.011493 | 1390.9838 | 0.12294 | 1389.8461 | 0.0082738
[77 empty] | 1075.2126 | 0.011507 | 1391.0786 | 0.12213 | 1389.9407 | 0.008296
[77 empty] | 1075.2268 | 0.011522 | 1391.1735 | 0.12161 | 1390.0354 | 0.0083181
[77 empty] | 1075.241 | 0.011537 | 1391.2682 | 0.12146 | 1390.13 | 0.0083403
[77 empty] | 1075.2551 | 0.011552 | 1391.363 | 0.12187 | 1390.2247 | 0.0083624
[77 empty] | 1075.2693 | 0.011568 | 1391.4579 | 0.12189 | 1390.3193 | 0.0083818
[77 empty] | 1075.2834 | 0.011584 | 1391.5527 | 0.12203 | 1390.4141 | 0.0084012
[77 empty] | 1075.2976 | 0.011601 | 1391.6476 | 0.12206 | 1390.5088 | 0.0084206
[77 empty] | 1075.3118 | 0.011617 | 1391.7425 | 0.12235 | 1390.6035 | 0.00844
[77 empty] | 1075.3259 | 0.011635 | 1391.8374 | 0.12264 | 1390.6982 | 0.0084593
[77 empty] | 1075.3401 | 0.011652 | 1391.9324 | 0.1227 | 1390.793 | 0.0084787
[77 empty] | 1075.3542 | 0.01167 | 1392.0272 | 0.12286 | 1390.8878 | 0.0084953
[77 empty] | 1075.3684 | 0.011688 | 1392.1222 | 0.1232 | 1390.9825 | 0.0085147
[77 empty] | 1075.3826 | 0.011707 | 1392.2172 | 0.12347 | 1391.0774 | 0.0085313
[77 empty] | 1075.3967 | 0.011725 | 1392.3121 | 0.12354 | 1391.1721 | 0.0085507
[77 empty] | 1075.4109 | 0.011744 | 1392.4071 | 0.12358 | 1391.267 | 0.0085673
[77 empty] | 1075.425 | 0.011764 | 1392.5021 | 0.12381 | 1391.3618 | 0.0085839
[77 empty] | 1075.4392 | 0.011783 | 1392.5971 | 0.12441 | 1391.4567 | 0.0086033
[77 empty] | 1075.4534 | 0.011803 | 1392.692 | 0.12488 | 1391.5515 | 0.0086199
[77 empty] | 1075.4675 | 0.011823 | 1392.7871 | 0.1254 | 1391.6464 | 0.0086393
[77 empty] | 1075.4817 | 0.011844 | 1392.8821 | 0.12604 | 1391.7412 | 0.0086559
[77 empty] | 1075.4959 | 0.011864 | 1392.9772 | 0.12756 | 1391.8362 | 0.0086753
[77 empty] | 1075.51 | 0.011885 | 1393.0723 | 0.12868 | 1391.931 | 0.0086947
[77 empty] | 1075.5242 | 0.011906 | 1393.1674 | 0.12928 | 1392.026 | 0.0087141
[77 empty] | 1075.5383 | 0.011927 | 1393.2624 | 0.12952 | 1392.121 | 0.0087335
[77 empty] | 1075.5525 | 0.011949 | 1393.3575 | 0.12991 | 1392.2158 | 0.0087529
[77 empty] | 1075.5668 | 0.01197 | 1393.4526 | 0.12994 | 1392.3108 | 0.0087722
[77 empty] | 1075.5809 | 0.011992 | 1393.5477 | 0.12929 | 1392.4058 | 0.0087944
[77 empty] | 1075.5951 | 0.012013 | 1393.6429 | 0.12911 | 1392.5008 | 0.0088138
[77 empty] | 1075.6093 | 0.012035 | 1393.738 | 0.12914 | 1392.5958 | 0.0088359
[77 empty] | 1075.6234 | 0.012057 | 1393.8332 | 0.12949 | 1392.6908 | 0.0088553
[77 empty] | 1075.6376 | 0.012079 | 1393.9285 | 0.12952 | 1392.7859 | 0.0088775
[77 empty] | 1075.6517 | 0.012101 | 1394.0236 | 0.12901 | 1392.8809 | 0.0088996
[77 empty] | 1075.6659 | 0.012123 | 1394.1188 | 0.12898 | 1392.976 | 0.0089218
[77 empty] | 1075.6801 | 0.012144 | 1394.214 | 0.12922 | 1393.071 | 0.0089467
[77 empty] | 1075.6942 | 0.012166 | 1394.3092 | 0.12943 | 1393.166 | 0.0089688
[77 empty] | 1075.7084 | 0.012188 | 1394.4045 | 0.1298 | 1393.2611 | 0.008991
[77 empty] | 1075.7225 | 0.012209 | 1394.4998 | 0.1302 | 1393.3562 | 0.0090159
[77 empty] | 1075.7368 | 0.012231 | 1394.5951 | 0.13039 | 1393.4514 | 0.0090381
[77 empty] | 1075.751 | 0.012252 | 1394.6903 | 0.13081 | 1393.5465 | 0.009063
[77 empty] | 1075.7651 | 0.012273 | 1394.7856 | 0.13112 | 1393.6416 | 0.0090879
[77 empty] | 1075.7793 | 0.012293 | 1394.881 | 0.13047 | 1393.7368 | 0.0091128
[77 empty] | 1075.7935 | 0.012314 | 1394.9763 | 0.13003 | 1393.832 | 0.009135
[77 empty] | 1075.8076 | 0.012334 | 1395.0717 | 0.12966 | 1393.9271 | 0.0091599
[77 empty] | 1075.8218 | 0.012353 | 1395.167 | 0.12956 | 1394.0223 | 0.0091848
[77 empty] | 1075.8359 | 0.012373 | 1395.2623 | 0.12982 | 1394.1175 | 0.0092125
[77 empty] | 1075.8501 | 0.012392 | 1395.3577 | 0.13054 | 1394.2128 | 0.0092374
[77 empty] | 1075.8644 | 0.01241 | 1395.4531 | 0.13158 | 1394.308 | 0.0092624
[77 empty] | 1075.8785 | 0.012428 | 1395.5485 | 0.1323 | 1394.4032 | 0.00929
[77 empty] | 1075.8927 | 0.012445 | 1395.6439 | 0.13272 | 1394.4985 | 0.009315
[77 empty] | 1075.9069 | 0.012462 | 1395.7394 | 0.133 | 1394.5938 | 0.0093427
[77 empty] | 1075.921 | 0.012478 | 1395.8347 | 0.13356 | 1394.6891 | 0.0093703
[77 empty] | 1075.9352 | 0.012494 | 1395.9302 | 0.13439 | 1394.7844 | 0.009398
[77 empty] | 1075.9493 | 0.012509 | 1396.0256 | 0.13501 | 1394.8796 | 0.0094257
[77 empty] | 1075.9636 | 0.012523 | 1396.1212 | 0.13531 | 1394.975 | 0.0094534
[77 empty] | 1075.9778 | 0.012537 | 1396.2167 | 0.13594 | 1395.0703 | 0.0094811
[77 empty] | 1075.9919 | 0.01255 | 1396.3121 | 0.13638 | 1395.1656 | 0.0095116
[77 empty] | 1076.0061 | 0.012562 | 1396.4077 | 0.13666 | 1395.2611 | 0.0095393
[77 empty] | 1076.0203 | 0.012573 | 1396.5032 | 0.13696 | 1395.3564 | 0.0095697
[77 empty] | 1076.0344 | 0.012583 | 1396.5988 | 0.13719 | 1395.4518 | 0.0096002
[77 empty] | 1076.0487 | 0.012593 | 1396.6943 | 0.13758 | 1395.5472 | 0.0096306
[77 empty] | 1076.0629 | 0.012601 | 1396.7899 | 0.13881 | 1395.6426 | 0.0096611
[77 empty] | 1076.077 | 0.012609 | 1396.8855 | 0.13947 | 1395.738 | 0.0096916
[77 empty] | 1076.0912 | 0.012615 | 1396.9811 | 0.14058 | 1395.8335 | 0.009722
[77 empty] | 1076.1053 | 0.012621 | 1397.0767 | 0.14116 | 1395.929 | 0.0097525
[77 empty] | 1076.1195 | 0.012626 | 1397.1724 | 0.14147 | 1396.0244 | 0.0097857
[77 empty] | 1076.1338 | 0.012629 | 1397.2679 | 0.14163 | 1396.1199 | 0.0098162
[77 empty] | 1076.1479 | 0.012632 | 1397.3637 | 0.14197 | 1396.2154 | 0.0098494
[77 empty] | 1076.1621 | 0.012633 | 1397.4592 | 0.1421 | 1396.3109 | 0.0098798
[77 empty] | 1076.1763 | 0.012634 | 1397.5549 | 0.14233 | 1396.4064 | 0.0099103
[77 empty] | 1076.1904 | 0.012633 | 1397.6506 | 0.14273 | 1396.502 | 0.0099435
[77 empty] | 1076.2047 | 0.012632 | 1397.7463 | 0.14305 | 1396.5975 | 0.009974
[77 empty] | 1076.2189 | 0.012629 | 1397.842 | 0.14378 | 1396.6931 | 0.010007
[77 empty] | 1076.233 | 0.012625 | 1397.9377 | 0.14416 | 1396.7887 | 0.010038
[77 empty] | 1076.2472 | 0.01262 | 1398.0336 | 0.14401 | 1396.8843 | 0.010068
[77 empty] | 1076.2614 | 0.012614 | 1398.1293 | 0.14375 | 1396.9799 | 0.010099
[77 empty] | 1076.2756 | 0.012607 | 1398.2251 | 0.14373 | 1397.0754 | 0.010129
[77 empty] | 1076.2898 | 0.012598 | 1398.3208 | 0.14414 | 1397.171 | 0.010157
[77 empty] | 1076.304 | 0.012589 | 1398.4166 | 0.14483 | 1397.2667 | 0.010187
[77 empty] | 1076.3181 | 0.012578 | 1398.5124 | 0.14482 | 1397.3623 | 0.010215
[77 empty] | 1076.3324 | 0.012567 | 1398.6083 | 0.1449 | 1397.458 | 0.010245
[77 empty] | 1076.3466 | 0.012554 | 1398.7041 | 0.14503 | 1397.5537 | 0.010273
[77 empty] | 1076.3607 | 0.01254 | 1398.7999 | 0.14558 | 1397.6494 | 0.010298
[77 empty] | 1076.3749 | 0.012525 | 1398.8957 | 0.14551 | 1397.7451 | 0.010326
[77 empty] | 1076.3892 | 0.012509 | 1398.9917 | 0.1457 | 1397.8408 | 0.010353
[77 empty] | 1076.4033 | 0.012493 | 1399.0875 | 0.14591 | 1397.9365 | 0.010378
[77 empty] | 1076.4175 | 0.012475 | 1399.1835 | 0.14569 | 1398.0322 | 0.010403
[77 empty] | 1076.4316 | 0.012456 | 1399.2794 | 0.14518 | 1398.1281 | 0.010428
[77 empty] | 1076.4459 | 0.012436 | 1399.3754 | 0.14514 | 1398.2238 | 0.010453
[77 empty] | 1076.4601 | 0.012416 | 1399.4712 | 0.14537 | 1398.3196 | 0.010478
[77 empty] | 1076.4742 | 0.012394 | 1399.5671 | 0.14576 | 1398.4154 | 0.010503
[77 empty] | 1076.4884 | 0.012372 | 1399.6632 | 0.14572 | 1398.5112 | 0.010528
[77 empty] | 1076.5027 | 0.012349 | 1399.7592 | 0.14583 | 1398.6071 | 0.010553
[77 empty] | 1076.5168 | 0.012325 | 1399.8551 | 0.14585 | 1398.7029 | 0.010578
[77 empty] | 1076.531 | 0.012301 | 1399.9512 | 0.14673 | 1398.7987 | 0.010603
[77 empty] | 1076.5452 | 0.012276 | 1400.0471 | 0.14718 | 1398.8945 | 0.010627
[77 empty] | 1076.5594 | 0.01225 | 1400.1432 | 0.14764 | 1398.9905 | 0.010652
[77 empty] | 1076.5736 | 0.012224 | 1400.2393 | 0.14776 | 1399.0863 | 0.01068
[77 empty] | 1076.5878 | 0.012197 | 1400.3353 | 0.14775 | 1399.1823 | 0.010705
[77 empty] | 1076.6021 | 0.012169 | 1400.4314 | 0.14838 | 1399.2781 | 0.010733
[77 empty] | 1076.6162 | 0.012141 | 1400.5275 | 0.14893 | 1399.374 | 0.01076
[77 empty] | 1076.6304 | 0.012113 | 1400.6235 | 0.14936 | 1399.47 | 0.010788
[77 empty] | 1076.6445 | 0.012085 | 1400.7196 | 0.14959 | 1399.5659 | 0.010819
[77 empty] | 1076.6588 | 0.012056 | 1400.8158 | 0.15022 | 1399.6619 | 0.010846
[77 empty] | 1076.673 | 0.012027 | 1400.9119 | 0.1509 | 1399.7579 | 0.010877
[77 empty] | 1076.6871 | 0.011998 | 1401.0081 | 0.15138 | 1399.8539 | 0.01091
[77 empty] | 1076.7014 | 0.011968 | 1401.1043 | 0.15266 | 1399.9498 | 0.01094
[77 empty] | 1076.7156 | 0.011939 | 1401.2004 | 0.15411 | 1400.0459 | 0.010974
[77 empty] | 1076.7297 | 0.011909 | 1401.2966 | 0.15532 | 1400.142 | 0.011007
[77 empty] | 1076.744 | 0.01188 | 1401.3928 | 0.15562 | 1400.238 | 0.011043
[77 empty] | 1076.7582 | 0.011851 | 1401.489 | 0.15589 | 1400.334 | 0.011079
[77 empty] | 1076.7723 | 0.011821 | 1401.5852 | 0.15635 | 1400.43 | 0.011115
[77 empty] | 1076.7866 | 0.011792 | 1401.6815 | 0.15669 | 1400.5262 | 0.011151
[77 empty] | 1076.8008 | 0.011764 | 1401.7777 | 0.15723 | 1400.6223 | 0.011187
[77 empty] | 1076.8149 | 0.011735 | 1401.874 | 0.15777 | 1400.7184 | 0.011226
[77 empty] | 1076.8292 | 0.011707 | 1401.9703 | 0.15853 | 1400.8146 | 0.011264
[77 empty] | 1076.8434 | 0.011679 | 1402.0666 | 0.15904 | 1400.9106 | 0.011303
[77 empty] | 1076.8575 | 0.011652 | 1402.163 | 0.15942 | 1401.0068 | 0.011342
[77 empty] | 1076.8718 | 0.011625 | 1402.2593 | 0.15977 | 1401.103 | 0.011381
[77 empty] | 1076.886 | 0.011599 | 1402.3556 | 0.16032 | 1401.1991 | 0.011422
[77 empty] | 1076.9001 | 0.011573 | 1402.4519 | 0.16075 | 1401.2953 | 0.011461
[77 empty] | 1076.9144 | 0.011548 | 1402.5482 | 0.16121 | 1401.3916 | 0.0115
[77 empty] | 1076.9286 | 0.011523 | 1402.6446 | 0.16152 | 1401.4878 | 0.011538
[77 empty] | 1076.9427 | 0.011499 | 1402.7411 | 0.16183 | 1401.584 | 0.01158
[77 empty] | 1076.957 | 0.011476 | 1402.8374 | 0.16194 | 1401.6802 | 0.011619
[77 empty] | 1076.9712 | 0.011454 | 1402.9338 | 0.16229 | 1401.7765 | 0.011658
[77 empty] | 1076.9854 | 0.011432 | 1403.0303 | 0.16245 | 1401.8728 | 0.011696
[77 empty] | 1076.9996 | 0.011411 | 1403.1267 | 0.16262 | 1401.969 | 0.011732
[77 empty] | 1077.0138 | 0.011391 | 1403.2231 | 0.16285 | 1402.0653 | 0.011771
[77 empty] | 1077.0281 | 0.011372 | 1403.3197 | 0.16351 | 1402.1616 | 0.01181
[77 empty] | 1077.0422 | 0.011354 | 1403.4161 | 0.1628 | 1402.2579 | 0.011846
[77 empty] | 1077.0564 | 0.011337 | 1403.5126 | 0.16193 | 1402.3543 | 0.011882
[77 empty] | 1077.0707 | 0.01132 | 1403.6091 | 0.16153 | 1402.4507 | 0.011918
[77 empty] | 1077.0848 | 0.011305 | 1403.7057 | 0.16142 | 1402.547 | 0.011954
[77 empty] | 1077.0991 | 0.01129 | 1403.8022 | 0.16165 | 1402.6434 | 0.011987
[77 empty] | 1077.1133 | 0.011277 | 1403.8987 | 0.16185 | 1402.7397 | 0.01202
[77 empty] | 1077.1274 | 0.011264 | 1403.9952 | 0.16206 | 1402.8362 | 0.012056
[77 empty] | 1077.1417 | 0.011252 | 1404.0919 | 0.16251 | 1402.9326 | 0.01209
[77 empty] | 1077.1559 | 0.011242 | 1404.1885 | 0.16278 | 1403.0291 | 0.01212
[77 empty] | 1077.1702 | 0.011232 | 1404.285 | 0.16287 | 1403.1255 | 0.012153
[77 empty] | 1077.1843 | 0.011223 | 1404.3817 | 0.16335 | 1403.2219 | 0.012186
[77 empty] | 1077.1985 | 0.011215 | 1404.4783 | 0.16374 | 1403.3184 | 0.012217
[77 empty] | 1077.2128 | 0.011208 | 1404.5749 | 0.16432 | 1403.4149 | 0.01225
[77 empty] | 1077.2269 | 0.011202 | 1404.6716 | 0.16485 | 1403.5113 | 0.012281
[77 empty] | 1077.2412 | 0.011197 | 1404.7683 | 0.16544 | 1403.6079 | 0.012314
[77 empty] | 1077.2554 | 0.011193 | 1404.865 | 0.166 | 1403.7043 | 0.012344
[77 empty] | 1077.2697 | 0.01119 | 1404.9617 | 0.1665 | 1403.8009 | 0.012377
[77 empty] | 1077.2838 | 0.011187 | 1405.0584 | 0.16698 | 1403.8975 | 0.012408
[77 empty] | 1077.298 | 0.011186 | 1405.155 | 0.16714 | 1403.994 | 0.012441
[77 empty] | 1077.3123 | 0.011185 | 1405.2518 | 0.16723 | 1404.0906 | 0.012474
[77 empty] | 1077.3264 | 0.011185 | 1405.3485 | 0.16852 | 1404.1871 | 0.012508
[77 empty] | 1077.3407 | 0.011186 | 1405.4453 | 0.17041 | 1404.2838 | 0.012541
[77 empty] | 1077.3549 | 0.011187 | 1405.5421 | 0.17151 | 1404.3804 | 0.012574
[77 empty] | 1077.3691 | 0.01119 | 1405.6389 | 0.17247 | 1404.477 | 0.012607
[77 empty] | 1077.3833 | 0.011193 | 1405.7357 | 0.1728 | 1404.5737 | 0.012643
[77 empty] | 1077.3976 | 0.011196 | 1405.8325 | 0.17279 | 1404.6703 | 0.012677
[77 empty] | 1077.4117 | 0.0112 | 1405.9293 | 0.1729 | 1404.767 | 0.012713
[77 empty] | 1077.426 | 0.011205 | 1406.0261 | 0.17294 | 1404.8637 | 0.012751
[77 empty] | 1077.4402 | 0.011211 | 1406.123 | 0.17343 | 1404.9603 | 0.012787
[77 empty] | 1077.4543 | 0.011216 | 1406.2198 | 0.17362 | 1405.0571 | 0.012826
[77 empty] | 1077.4686 | 0.011223 | 1406.3168 | 0.17399 | 1405.1538 | 0.012865
[77 empty] | 1077.4828 | 0.01123 | 1406.4137 | 0.17445 | 1405.2505 | 0.012904
[77 empty] | 1077.4971 | 0.011237 | 1406.5105 | 0.17469 | 1405.3473 | 0.012945
[77 empty] | 1077.5112 | 0.011244 | 1406.6074 | 0.17504 | 1405.4441 | 0.012987
[77 empty] | 1077.5255 | 0.011252 | 1406.7043 | 0.17557 | 1405.5408 | 0.013028
[77 empty] | 1077.5397 | 0.011261 | 1406.8014 | 0.1758 | 1405.6376 | 0.01307
[77 empty] | 1077.554 | 0.011269 | 1406.8983 | 0.1762 | 1405.7344 | 0.013114
[77 empty] | 1077.5681 | 0.011278 | 1406.9952 | 0.17663 | 1405.8312 | 0.013156
[77 empty] | 1077.5824 | 0.011287 | 1407.0923 | 0.17705 | 1405.9281 | 0.013203
[77 empty] | 1077.5966 | 0.011296 | 1407.1893 | 0.17771 | 1406.0249 | 0.013247
[77 empty] | 1077.6108 | 0.011306 | 1407.2863 | 0.17825 | 1406.1217 | 0.013294
[77 empty] | 1077.625 | 0.011315 | 1407.3833 | 0.17873 | 1406.2186 | 0.013338
[77 empty] | 1077.6393 | 0.011325 | 1407.4804 | 0.17931 | 1406.3154 | 0.013388
[77 empty] | 1077.6534 | 0.011334 | 1407.5774 | 0.17967 | 1406.4124 | 0.013435
[77 empty] | 1077.6677 | 0.011344 | 1407.6744 | 0.18021 | 1406.5093 | 0.013482
[77 empty] | 1077.6819 | 0.011353 | 1407.7716 | 0.1808 | 1406.6062 | 0.013532
[77 empty] | 1077.6962 | 0.011363 | 1407.8686 | 0.18132 | 1406.7031 | 0.013582
[77 empty] | 1077.7104 | 0.011372 | 1407.9658 | 0.18145 | 1406.8001 | 0.013632
[77 empty] | 1077.7246 | 0.011381 | 1408.0629 | 0.18132 | 1406.8971 | 0.013682
[77 empty] | 1077.7389 | 0.011391 | 1408.16 | 0.18143 | 1406.994 | 0.013734
[77 empty] | 1077.7531 | 0.0114 | 1408.2572 | 0.18151 | 1407.0911 | 0.013787
[77 empty] | 1077.7673 | 0.011408 | 1408.3544 | 0.18164 | 1407.188 | 0.013837
[77 empty] | 1077.7815 | 0.011417 | 1408.4515 | 0.18209 | 1407.285 | 0.013892
[77 empty] | 1077.7958 | 0.011426 | 1408.5487 | 0.18244 | 1407.3821 | 0.013945
[77 empty] | 1077.8099 | 0.011434 | 1408.6459 | 0.18285 | 1407.4791 | 0.013997
[77 empty] | 1077.8242 | 0.011442 | 1408.7432 | 0.18361 | 1407.5762 | 0.014053
[77 empty] | 1077.8384 | 0.01145 | 1408.8403 | 0.18426 | 1407.6732 | 0.014105
[77 empty] | 1077.8527 | 0.011457 | 1408.9376 | 0.18501 | 1407.7703 | 0.014161
[77 empty] | 1077.8669 | 0.011464 | 1409.0348 | 0.18565 | 1407.8674 | 0.014216
[77 empty] | 1077.8811 | 0.011471 | 1409.1321 | 0.18632 | 1407.9645 | 0.014272
[77 empty] | 1077.8954 | 0.011477 | 1409.2294 | 0.18689 | 1408.0617 | 0.01433
[77 empty] | 1077.9095 | 0.011484 | 1409.3267 | 0.18745 | 1408.1587 | 0.014385
[77 empty] | 1077.9238 | 0.011489 | 1409.424 | 0.18816 | 1408.2559 | 0.014443
[77 empty] | 1077.938 | 0.011495 | 1409.5214 | 0.18885 | 1408.353 | 0.014501
[77 empty] | 1077.9523 | 0.0115 | 1409.6186 | 0.18942 | 1408.4502 | 0.014559
[77 empty] | 1077.9666 | 0.011504 | 1409.7159 | 0.19052 | 1408.5474 | 0.014618
[77 empty] | 1077.9807 | 0.011509 | 1409.8133 | 0.1914 | 1408.6446 | 0.014676
[77 empty] | 1077.995 | 0.011513 | 1409.9108 | 0.19289 | 1408.7418 | 0.014737
[77 empty] | 1078.0092 | 0.011516 | 1410.0082 | 0.19414 | 1408.8391 | 0.014795
[77 empty] | 1078.0234 | 0.011519 | 1410.1055 | 0.19528 | 1408.9363 | 0.014856
[77 empty] | 1078.0376 | 0.011522 | 1410.203 | 0.19635 | 1409.0336 | 0.014917
[77 empty] | 1078.0519 | 0.011524 | 1410.3004 | 0.19717 | 1409.1309 | 0.014978
[77 empty] | 1078.0662 | 0.011526 | 1410.3978 | 0.19813 | 1409.2281 | 0.015041
[77 empty] | 1078.0803 | 0.011527 | 1410.4952 | 0.19871 | 1409.3254 | 0.015102
[77 empty] | 1078.0946 | 0.011528 | 1410.5928 | 0.19934 | 1409.4227 | 0.015163
[77 empty] | 1078.1089 | 0.011529 | 1410.6902 | 0.19974 | 1409.52 | 0.015227
[77 empty] | 1078.123 | 0.011529 | 1410.7877 | 0.19968 | 1409.6174 | 0.015288
[77 empty] | 1078.1373 | 0.011528 | 1410.8853 | 0.19961 | 1409.7147 | 0.015351
[77 empty] | 1078.1515 | 0.011527 | 1410.9828 | 0.20004 | 1409.8121 | 0.015415
[77 empty] | 1078.1658 | 0.011526 | 1411.0803 | 0.20059 | 1409.9094 | 0.015479
[77 empty] | 1078.1801 | 0.011524 | 1411.1779 | 0.20106 | 1410.0068 | 0.01554
[77 empty] | 1078.1942 | 0.011522 | 1411.2754 | 0.20143 | 1410.1043 | 0.015603
[77 empty] | 1078.2085 | 0.011519 | 1411.373 | 0.20182 | 1410.2017 | 0.015667
[77 empty] | 1078.2228 | 0.011516 | 1411.4706 | 0.2021 | 1410.2991 | 0.015731
[77 empty] | 1078.2369 | 0.011512 | 1411.5682 | 0.20244 | 1410.3966 | 0.015794
[77 empty] | 1078.2512 | 0.011508 | 1411.6658 | 0.20276 | 1410.494 | 0.015855
[77 empty] | 1078.2654 | 0.011503 | 1411.7634 | 0.20294 | 1410.5914 | 0.015919
[77 empty] | 1078.2797 | 0.011498 | 1411.8611 | 0.20316 | 1410.689 | 0.015983
[77 empty] | 1078.2939 | 0.011492 | 1411.9587 | 0.20332 | 1410.7865 | 0.016044
[77 empty] | 1078.3081 | 0.011485 | 1412.0564 | 0.20353 | 1410.8839 | 0.016107
[77 empty] | 1078.3224 | 0.011479 | 1412.1541 | 0.20367 | 1410.9814 | 0.016168
[77 empty] | 1078.3367 | 0.011471 | 1412.2518 | 0.2039 | 1411.079 | 0.016229
[77 empty] | 1078.3508 | 0.011463 | 1412.3495 | 0.20414 | 1411.1766 | 0.016293
[77 empty] | 1078.3651 | 0.011455 | 1412.4473 | 0.20473 | 1411.2742 | 0.016354
[77 empty] | 1078.3794 | 0.011446 | 1412.545 | 0.2048 | 1411.3717 | 0.016415
[77 empty] | 1078.3936 | 0.011436 | 1412.6427 | 0.20441 | 1411.4694 | 0.016476
[77 empty] | 1078.4078 | 0.011426 | 1412.7405 | 0.20485 | 1411.5669 | 0.016537
[77 empty] | 1078.4221 | 0.011415 | 1412.8383 | 0.20541 | 1411.6645 | 0.016595
[77 empty] | 1078.4364 | 0.011404 | 1412.936 | 0.20599 | 1411.7622 | 0.016656
[77 empty] | 1078.4506 | 0.011392 | 1413.0339 | 0.20621 | 1411.8599 | 0.016717
[77 empty] | 1078.4648 | 0.01138 | 1413.1317 | 0.20643 | 1411.9575 | 0.016775
[77 empty] | 1078.4791 | 0.011366 | 1413.2295 | 0.2069 | 1412.0552 | 0.016836
[77 empty] | 1078.4933 | 0.011353 | 1413.3274 | 0.20718 | 1412.1528 | 0.016897
[77 empty] | 1078.5076 | 0.011338 | 1413.4253 | 0.2076 | 1412.2505 | 0.016955
[77 empty] | 1078.5219 | 0.011323 | 1413.5232 | 0.208 | 1412.3483 | 0.017016
[77 empty] | 1078.536 | 0.011308 | 1413.621 | 0.20889 | 1412.4459 | 0.017077
[77 empty] | 1078.5503 | 0.011292 | 1413.7189 | 0.20954 | 1412.5437 | 0.017137
[77 empty] | 1078.5646 | 0.011275 | 1413.8169 | 0.20993 | 1412.6415 | 0.017198
[77 empty] | 1078.5789 | 0.011257 | 1413.9148 | 0.21065 | 1412.7393 | 0.017259
[77 empty] | 1078.593 | 0.011239 | 1414.0127 | 0.21132 | 1412.837 | 0.01732
[77 empty] | 1078.6073 | 0.01122 | 1414.1107 | 0.21198 | 1412.9348 | 0.017381
[77 empty] | 1078.6216 | 0.011201 | 1414.2086 | 0.2127 | 1413.0326 | 0.017445
[77 empty] | 1078.6357 | 0.01118 | 1414.3066 | 0.21325 | 1413.1305 | 0.017508
[77 empty] | 1078.65 | 0.01116 | 1414.4047 | 0.21384 | 1413.2283 | 0.017572
[77 empty] | 1078.6643 | 0.011138 | 1414.5027 | 0.21483 | 1413.3262 | 0.017636
[77 empty] | 1078.6786 | 0.011116 | 1414.6007 | 0.21592 | 1413.424 | 0.0177
[77 empty] | 1078.6927 | 0.011093 | 1414.6987 | 0.21675 | 1413.5219 | 0.017766
[77 empty] | 1078.707 | 0.01107 | 1414.7967 | 0.21747 | 1413.6198 | 0.017832
[77 empty] | 1078.7213 | 0.011046 | 1414.8948 | 0.21798 | 1413.7177 | 0.017899
[77 empty] | 1078.7356 | 0.011021 | 1414.9929 | 0.21847 | 1413.8156 | 0.017965
[77 empty] | 1078.7498 | 0.010996 | 1415.0909 | 0.21942 | 1413.9135 | 0.018035
[77 empty] | 1078.764 | 0.01097 | 1415.1891 | 0.21997 | 1414.0115 | 0.018104
[77 empty] | 1078.7783 | 0.010944 | 1415.2872 | 0.22047 | 1414.1094 | 0.018173
[77 empty] | 1078.7926 | 0.010917 | 1415.3854 | 0.22119 | 1414.2074 | 0.018242
[77 empty] | 1078.8068 | 0.010889 | 1415.4835 | 0.22166 | 1414.3053 | 0.018311
[77 empty] | 1078.821 | 0.010861 | 1415.5817 | 0.22193 | 1414.4033 | 0.018383
[77 empty] | 1078.8353 | 0.010832 | 1415.6798 | 0.2226 | 1414.5013 | 0.018455
[77 empty] | 1078.8496 | 0.010803 | 1415.7781 | 0.22332 | 1414.5994 | 0.018527
[77 empty] | 1078.8638 | 0.010773 | 1415.8762 | 0.22396 | 1414.6974 | 0.018599
[77 empty] | 1078.8781 | 0.010743 | 1415.9745 | 0.22472 | 1414.7955 | 0.018671
[77 empty] | 1078.8923 | 0.010712 | 1416.0726 | 0.22498 | 1414.8936 | 0.018743
[77 empty] | 1078.9066 | 0.010681 | 1416.1709 | 0.22538 | 1414.9916 | 0.018815
[77 empty] | 1078.9209 | 0.010649 | 1416.2692 | 0.22567 | 1415.0897 | 0.018887
[77 empty] | 1078.9351 | 0.010617 | 1416.3674 | 0.22593 | 1415.1879 | 0.018962
[77 empty] | 1078.9493 | 0.010585 | 1416.4657 | 0.22633 | 1415.2859 | 0.019034
[77 empty] | 1078.9636 | 0.010553 | 1416.564 | 0.22703 | 1415.384 | 0.019106
[77 empty] | 1078.9779 | 0.01052 | 1416.6624 | 0.22774 | 1415.4822 | 0.019178
[77 empty] | 1078.9922 | 0.010487 | 1416.7606 | 0.22806 | 1415.5804 | 0.019253
[77 empty] | 1079.0063 | 0.010453 | 1416.859 | 0.22888 | 1415.6786 | 0.019325
[77 empty] | 1079.0206 | 0.01042 | 1416.9574 | 0.22943 | 1415.7767 | 0.019397
[77 empty] | 1079.0349 | 0.010386 | 1417.0557 | 0.23016 | 1415.875 | 0.019469
[77 empty] | 1079.0492 | 0.010352 | 1417.1541 | 0.23067 | 1415.9731 | 0.019538
[77 empty] | 1079.0635 | 0.010318 | 1417.2524 | 0.2314 | 1416.0714 | 0.01961
[77 empty] | 1079.0778 | 0.010284 | 1417.351 | 0.23184 | 1416.1697 | 0.019682
[77 empty] | 1079.0919 | 0.01025 | 1417.4493 | 0.23196 | 1416.2679 | 0.019751
[77 empty] | 1079.1062 | 0.010216 | 1417.5477 | 0.2319 | 1416.3662 | 0.019823
[77 empty] | 1079.1205 | 0.010182 | 1417.6462 | 0.23215 | 1416.4645 | 0.019893
[77 empty] | 1079.1348 | 0.010149 | 1417.7446 | 0.23284 | 1416.5627 | 0.019965
[77 empty] | 1079.149 | 0.010115 | 1417.8431 | 0.23298 | 1416.661 | 0.020034
[77 empty] | 1079.1633 | 0.010082 | 1417.9416 | 0.2335 | 1416.7594 | 0.020103
[77 empty] | 1079.1775 | 0.010049 | 1418.0402 | 0.23401 | 1416.8577 | 0.020172
[77 empty] | 1079.1918 | 0.010016 | 1418.1387 | 0.23465 | 1416.9561 | 0.020242
[77 empty] | 1079.2061 | 0.0099834 | 1418.2372 | 0.23522 | 1417.0544 | 0.020311
[77 empty] | 1079.2203 | 0.0099513 | 1418.3357 | 0.23578 | 1417.1528 | 0.020383
[77 empty] | 1079.2346 | 0.0099196 | 1418.4343 | 0.23621 | 1417.2512 | 0.020452
[77 empty] | 1079.2489 | 0.0098884 | 1418.5328 | 0.23638 | 1417.3496 | 0.020521
[77 empty] | 1079.2632 | 0.0098578 | 1418.6315 | 0.23716 | 1417.448 | 0.02059
[77 empty] | 1079.2773 | 0.0098276 | 1418.73 | 0.23757 | 1417.5465 | 0.02066
[77 empty] | 1079.2916 | 0.0097981 | 1418.8286 | 0.23807 | 1417.6449 | 0.020729
[77 empty] | 1079.3059 | 0.0097692 | 1418.9272 | 0.23839 | 1417.7434 | 0.020798
[77 empty] | 1079.3202 | 0.0097411 | 1419.0259 | 0.23859 | 1417.8418 | 0.02087
[77 empty] | 1079.3345 | 0.0097136 | 1419.1245 | 0.23892 | 1417.9403 | 0.020939
[77 empty] | 1079.3488 | 0.0096869 | 1419.2233 | 0.2395 | 1418.0388 | 0.021009
[77 empty] | 1079.363 | 0.009661 | 1419.3219 | 0.24013 | 1418.1373 | 0.021081
[77 empty] | 1079.3773 | 0.009636 | 1419.4207 | 0.24125 | 1418.2358 | 0.021153
[77 empty] | 1079.3915 | 0.0096118 | 1419.5193 | 0.24236 | 1418.3345 | 0.021222
[77 empty] | 1079.4058 | 0.0095886 | 1419.618 | 0.24281 | 1418.433 | 0.021294
[77 empty] | 1079.42 | 0.0095664 | 1419.7168 | 0.2433 | 1418.5316 | 0.021366
[77 empty] | 1079.4343 | 0.0095451 | 1419.8156 | 0.24398 | 1418.6301 | 0.021438
[77 empty] | 1079.4486 | 0.0095249 | 1419.9143 | 0.24468 | 1418.7288 | 0.02151
[77 empty] | 1079.4629 | 0.0095057 | 1420.0131 | 0.24507 | 1418.8274 | 0.021582
[77 empty] | 1079.4772 | 0.0094877 | 1420.1118 | 0.24551 | 1418.926 | 0.021654
[77 empty] | 1079.4915 | 0.0094708 | 1420.2107 | 0.24586 | 1419.0247 | 0.021726
[77 empty] | 1079.5057 | 0.009455 | 1420.3094 | 0.2466 | 1419.1233 | 0.021798
[77 empty] | 1079.52 | 0.0094405 | 1420.4083 | 0.24688 | 1419.2219 | 0.02187
[77 empty] | 1079.5343 | 0.0094271 | 1420.5071 | 0.24764 | 1419.3207 | 0.021939
[77 empty] | 1079.5485 | 0.009415 | 1420.606 | 0.24788 | 1419.4193 | 0.022011
[77 empty] | 1079.5627 | 0.0094042 | 1420.7048 | 0.24858 | 1419.5181 | 0.022083
[77 empty] | 1079.577 | 0.0093946 | 1420.8037 | 0.24912 | 1419.6167 | 0.022155
[77 empty] | 1079.5913 | 0.0093864 | 1420.9027 | 0.24959 | 1419.7154 | 0.022224
[77 empty] | 1079.6056 | 0.0093795 | 1421.0016 | 0.25019 | 1419.8142 | 0.022296
[77 empty] | 1079.6199 | 0.0093739 | 1421.1005 | 0.25053 | 1419.913 | 0.022365
[77 empty] | 1079.6342 | 0.0093697 | 1421.1995 | 0.25076 | 1420.0117 | 0.022435
[77 empty] | 1079.6484 | 0.0093669 | 1421.2983 | 0.25102 | 1420.1106 | 0.022504
[77 empty] | 1079.6627 | 0.0093655 | 1421.3973 | 0.25146 | 1420.2094 | 0.022573
[77 empty] | 1079.677 | 0.0093654 | 1421.4963 | 0.25179 | 1420.3082 | 0.022642
[77 empty] | 1079.6913 | 0.0093668 | 1421.5953 | 0.25229 | 1420.407 | 0.022709
[77 empty] | 1079.7056 | 0.0093696 | 1421.6943 | 0.25269 | 1420.5059 | 0.022775
[77 empty] | 1079.7198 | 0.0093737 | 1421.7933 | 0.25291 | 1420.6047 | 0.022842
[77 empty] | 1079.7341 | 0.0093794 | 1421.8925 | 0.25314 | 1420.7036 | 0.022908
[77 empty] | 1079.7484 | 0.0093864 | 1421.9915 | 0.2535 | 1420.8025 | 0.022972
[77 empty] | 1079.7627 | 0.0093949 | 1422.0906 | 0.25436 | 1420.9014 | 0.023038
[77 empty] | 1079.777 | 0.0094048 | 1422.1896 | 0.25487 | 1421.0002 | 0.023102
[77 empty] | 1079.7913 | 0.0094161 | 1422.2887 | 0.25499 | 1421.0992 | 0.023166
[77 empty] | 1079.8055 | 0.0094288 | 1422.3878 | 0.25541 | 1421.1981 | 0.023227
[77 empty] | 1079.8198 | 0.0094429 | 1422.4869 | 0.25544 | 1421.2971 | 0.02329
[77 empty] | 1079.8341 | 0.0094584 | 1422.5861 | 0.25599 | 1421.3961 | 0.023351
[77 empty] | 1079.8484 | 0.0094753 | 1422.6852 | 0.25623 | 1421.4951 | 0.023415
[77 empty] | 1079.8627 | 0.0094936 | 1422.7844 | 0.25646 | 1421.5941 | 0.023476
[77 empty] | 1079.877 | 0.0095132 | 1422.8835 | 0.25683 | 1421.6931 | 0.023537
[77 empty] | 1079.8912 | 0.0095342 | 1422.9828 | 0.25747 | 1421.7921 | 0.023598
[77 empty] | 1079.9055 | 0.0095565 | 1423.0819 | 0.25796 | 1421.8911 | 0.023661
[77 empty] | 1079.9198 | 0.0095801 | 1423.1811 | 0.25866 | 1421.9902 | 0.023722
[77 empty] | 1079.9341 | 0.0096049 | 1423.2804 | 0.25914 | 1422.0892 | 0.023783
[77 empty] | 1079.9484 | 0.0096311 | 1423.3796 | 0.25962 | 1422.1883 | 0.023844
[77 empty] | 1079.9626 | 0.0096585 | 1423.4789 | 0.2601 | 1422.2875 | 0.023908
[77 empty] | 1079.9769 | 0.0096871 | 1423.5781 | 0.26079 | 1422.3866 | 0.023969
[77 empty] | 1079.9912 | 0.0097168 | 1423.6775 | 0.26124 | 1422.4857 | 0.024032
[77 empty] | 1080.0055 | 0.0097478 | 1423.7767 | 0.26163 | 1422.5848 | 0.024096
[77 empty] | 1080.0198 | 0.0097798 | 1423.8761 | 0.26193 | 1422.684 | 0.02416
[77 empty] | 1080.0341 | 0.009813 | 1423.9755 | 0.26218 | 1422.7831 | 0.024223
[77 empty] | 1080.0483 | 0.0098472 | 1424.0747 | 0.26238 | 1422.8823 | 0.024287
[77 empty] | 1080.0626 | 0.0098825 | 1424.1741 | 0.2628 | 1422.9814 | 0.024353
[77 empty] | 1080.0769 | 0.0099187 | 1424.2734 | 0.26366 | 1423.0807 | 0.02442
[77 empty] | 1080.0912 | 0.0099559 | 1424.3729 | 0.26411 | 1423.1799 | 0.024489
[77 empty] | 1080.1055 | 0.0099941 | 1424.4723 | 0.26497 | 1423.2792 | 0.024556
[77 empty] | 1080.1198 | 0.010033 | 1424.5717 | 0.26503 | 1423.3784 | 0.024625
[77 empty] | 1080.134 | 0.010073 | 1424.6711 | 0.26545 | 1423.4777 | 0.024694
[77 empty] | 1080.1483 | 0.010114 | 1424.7705 | 0.26583 | 1423.5769 | 0.024766
[77 empty] | 1080.1626 | 0.010155 | 1424.87 | 0.26633 | 1423.6762 | 0.024838
[77 empty] | 1080.1769 | 0.010197 | 1424.9695 | 0.2666 | 1423.7755 | 0.02491
[77 empty] | 1080.1912 | 0.01024 | 1425.069 | 0.26686 | 1423.8748 | 0.024982
[77 empty] | 1080.2054 | 0.010284 | 1425.1685 | 0.26743 | 1423.9741 | 0.025057
[77 empty] | 1080.2197 | 0.010328 | 1425.2679 | 0.26764 | 1424.0735 | 0.025132
[77 empty] | 1080.2341 | 0.010372 | 1425.3674 | 0.2683 | 1424.1728 | 0.025206
[77 empty] | 1080.2484 | 0.010418 | 1425.467 | 0.2684 | 1424.2722 | 0.025284
[77 empty] | 1080.2627 | 0.010463 | 1425.5665 | 0.26863 | 1424.3716 | 0.025359
[77 empty] | 1080.277 | 0.010509 | 1425.6661 | 0.26881 | 1424.4709 | 0.025436
[77 empty] | 1080.2913 | 0.010556 | 1425.7658 | 0.26918 | 1424.5704 | 0.025516
[77 empty] | 1080.3055 | 0.010603 | 1425.8654 | 0.26976 | 1424.6698 | 0.025594
[77 empty] | 1080.3198 | 0.01065 | 1425.9648 | 0.27035 | 1424.7693 | 0.025672
[77 empty] | 1080.3341 | 0.010697 | 1426.0646 | 0.27095 | 1424.8688 | 0.025752
[77 empty] | 1080.3484 | 0.010745 | 1426.1642 | 0.27114 | 1424.9681 | 0.025832
[77 empty] | 1080.3627 | 0.010793 | 1426.2638 | 0.27161 | 1425.0676 | 0.025912
[77 empty] | 1080.377 | 0.01084 | 1426.3635 | 0.27197 | 1425.1671 | 0.025993
[77 empty] | 1080.3914 | 0.010888 | 1426.4631 | 0.27262 | 1425.2667 | 0.026076
[77 empty] | 1080.4056 | 0.010936 | 1426.5629 | 0.27309 | 1425.3662 | 0.026156
[77 empty] | 1080.4199 | 0.010984 | 1426.6626 | 0.27351 | 1425.4657 | 0.026239
[77 empty] | 1080.4342 | 0.011032 | 1426.7622 | 0.27398 | 1425.5653 | 0.026319
[77 empty] | 1080.4485 | 0.01108 | 1426.8619 | 0.27409 | 1425.6648 | 0.026403
[77 empty] | 1080.4628 | 0.011128 | 1426.9618 | 0.27457 | 1425.7644 | 0.026486
[77 empty] | 1080.4771 | 0.011176 | 1427.0615 | 0.27495 | 1425.864 | 0.026569
[77 empty] | 1080.4913 | 0.011223 | 1427.1613 | 0.27538 | 1425.9636 | 0.026652
[77 empty] | 1080.5057 | 0.01127 | 1427.2611 | 0.27569 | 1426.0632 | 0.026735
[77 empty] | 1080.52 | 0.011317 | 1427.3608 | 0.27595 | 1426.1628 | 0.026818
[77 empty] | 1080.5343 | 0.011364 | 1427.4607 | 0.27641 | 1426.2626 | 0.026904
[77 empty] | 1080.5486 | 0.01141 | 1427.5605 | 0.27681 | 1426.3622 | 0.026987
[77 empty] | 1080.5629 | 0.011456 | 1427.6604 | 0.27734 | 1426.4619 | 0.027073
[77 empty] | 1080.5771 | 0.011501 | 1427.7603 | 0.27821 | 1426.5615 | 0.027156
[77 empty] | 1080.5914 | 0.011546 | 1427.8601 | 0.27869 | 1426.6613 | 0.027242
[77 empty] | 1080.6058 | 0.011591 | 1427.96 | 0.27907 | 1426.761 | 0.027327
[77 empty] | 1080.6201 | 0.011635 | 1428.0598 | 0.27948 | 1426.8607 | 0.027413
[77 empty] | 1080.6344 | 0.011678 | 1428.1598 | 0.28007 | 1426.9605 | 0.027499
[77 empty] | 1080.6487 | 0.011721 | 1428.2596 | 0.28077 | 1427.0602 | 0.027588
[77 empty] | 1080.663 | 0.011764 | 1428.3596 | 0.28119 | 1427.16 | 0.027674
[77 empty] | 1080.6772 | 0.011806 | 1428.4596 | 0.28157 | 1427.2598 | 0.027762
[77 empty] | 1080.6916 | 0.011847 | 1428.5596 | 0.28218 | 1427.3596 | 0.027851
[77 empty] | 1080.7059 | 0.011888 | 1428.6596 | 0.28287 | 1427.4594 | 0.027939
[77 empty] | 1080.7202 | 0.011928 | 1428.7595 | 0.28341 | 1427.5592 | 0.028028
[77 empty] | 1080.7345 | 0.011967 | 1428.8595 | 0.28402 | 1427.6591 | 0.028117
[77 empty] | 1080.7488 | 0.012006 | 1428.9596 | 0.28439 | 1427.7589 | 0.028208
[77 empty] | 1080.7631 | 0.012043 | 1429.0596 | 0.28488 | 1427.8588 | 0.028297
[77 empty] | 1080.7775 | 0.012081 | 1429.1597 | 0.28554 | 1427.9586 | 0.028388
[77 empty] | 1080.7917 | 0.012117 | 1429.2598 | 0.28608 | 1428.0586 | 0.028479
[77 empty] | 1080.806 | 0.012153 | 1429.3599 | 0.28679 | 1428.1584 | 0.028571
[77 empty] | 1080.8203 | 0.012188 | 1429.46 | 0.28742 | 1428.2584 | 0.028662
[77 empty] | 1080.8346 | 0.012222 | 1429.5601 | 0.28822 | 1428.3584 | 0.028753
[77 empty] | 1080.849 | 0.012256 | 1429.6602 | 0.28857 | 1428.4582 | 0.028845
[77 empty] | 1080.8633 | 0.012289 | 1429.7603 | 0.28879 | 1428.5582 | 0.028936
[77 empty] | 1080.8776 | 0.012321 | 1429.8605 | 0.28946 | 1428.6582 | 0.029028
[77 empty] | 1080.8918 | 0.012352 | 1429.9606 | 0.29008 | 1428.7583 | 0.029119
[77 empty] | 1080.9062 | 0.012383 | 1430.0608 | 0.29054 | 1428.8583 | 0.029213
[77 empty] | 1080.9205 | 0.012412 | 1430.161 | 0.2909 | 1428.9582 | 0.029304
[77 empty] | 1080.9348 | 0.012441 | 1430.2612 | 0.29115 | 1429.0584 | 0.029396
[77 empty] | 1080.9491 | 0.012469 | 1430.3615 | 0.29167 | 1429.1583 | 0.029487
[77 empty] | 1080.9634 | 0.012497 | 1430.4617 | 0.29203 | 1429.2584 | 0.029581
[77 empty] | 1080.9778 | 0.012524 | 1430.5619 | 0.29229 | 1429.3585 | 0.029673
[77 empty] | 1080.9921 | 0.01255 | 1430.6621 | 0.29281 | 1429.4586 | 0.029764
[77 empty] | 1081.0063 | 0.012575 | 1430.7624 | 0.29276 | 1429.5587 | 0.029856
[77 empty] | 1081.0206 | 0.012599 | 1430.8627 | 0.2929 | 1429.6588 | 0.029947
[77 empty] | 1081.035 | 0.012623 | 1430.963 | 0.29322 | 1429.759 | 0.030038
[77 empty] | 1081.0493 | 0.012646 | 1431.0633 | 0.29359 | 1429.8591 | 0.03013
[77 empty] | 1081.0636 | 0.012668 | 1431.1637 | 0.29383 | 1429.9594 | 0.030221
[77 empty] | 1081.0779 | 0.012689 | 1431.264 | 0.29416 | 1430.0594 | 0.03031
[77 empty] | 1081.0923 | 0.01271 | 1431.3644 | 0.29442 | 1430.1597 | 0.030401
[77 empty] | 1081.1066 | 0.01273 | 1431.4647 | 0.2947 | 1430.2599 | 0.030492
[77 empty] | 1081.1209 | 0.012749 | 1431.5652 | 0.29492 | 1430.3601 | 0.030581
[77 empty] | 1081.1351 | 0.012768 | 1431.6655 | 0.29516 | 1430.4603 | 0.030672
[77 empty] | 1081.1495 | 0.012786 | 1431.766 | 0.29554 | 1430.5605 | 0.030761
[77 empty] | 1081.1638 | 0.012803 | 1431.8665 | 0.29567 | 1430.6609 | 0.030852
[77 empty] | 1081.1781 | 0.012819 | 1431.9669 | 0.29613 | 1430.7611 | 0.030941
[77 empty] | 1081.1925 | 0.012835 | 1432.0673 | 0.29641 | 1430.8615 | 0.03103
[77 empty] | 1081.2068 | 0.01285 | 1432.1679 | 0.29697 | 1430.9618 | 0.031121
[77 empty] | 1081.2211 | 0.012864 | 1432.2683 | 0.29732 | 1431.062 | 0.03121
[77 empty] | 1081.2354 | 0.012878 | 1432.3688 | 0.29762 | 1431.1624 | 0.031298
[77 empty] | 1081.2498 | 0.012891 | 1432.4694 | 0.2982 | 1431.2627 | 0.031387
[77 empty] | 1081.264 | 0.012904 | 1432.5698 | 0.29841 | 1431.3632 | 0.031478
[77 empty] | 1081.2783 | 0.012915 | 1432.6704 | 0.29875 | 1431.4635 | 0.031567
[77 empty] | 1081.2927 | 0.012927 | 1432.771 | 0.29921 | 1431.5638 | 0.031655
[77 empty] | 1081.307 | 0.012937 | 1432.8715 | 0.29977 | 1431.6643 | 0.031744
[77 empty] | 1081.3213 | 0.012947 | 1432.9721 | 0.29993 | 1431.7647 | 0.031833
[77 empty] | 1081.3357 | 0.012956 | 1433.0728 | 0.30019 | 1431.8651 | 0.031924
[77 empty] | 1081.35 | 0.012965 | 1433.1733 | 0.30061 | 1431.9656 | 0.032013
[77 empty] | 1081.3643 | 0.012973 | 1433.2739 | 0.301 | 1432.066 | 0.032101
[77 empty] | 1081.3787 | 0.01298 | 1433.3746 | 0.30132 | 1432.1665 | 0.032193
[77 empty] | 1081.3929 | 0.012987 | 1433.4752 | 0.30172 | 1432.267 | 0.032281
[77 empty] | 1081.4072 | 0.012993 | 1433.5759 | 0.30226 | 1432.3675 | 0.03237
[77 empty] | 1081.4216 | 0.012999 | 1433.6766 | 0.30285 | 1432.468 | 0.032461
[77 empty] | 1081.4359 | 0.013004 | 1433.7773 | 0.30357 | 1432.5686 | 0.03255
[77 empty] | 1081.4502 | 0.013008 | 1433.8781 | 0.30384 | 1432.6691 | 0.032641
[77 empty] | 1081.4646 | 0.013012 | 1433.9788 | 0.30431 | 1432.7696 | 0.03273
[77 empty] | 1081.4789 | 0.013015 | 1434.0795 | 0.30466 | 1432.8702 | 0.032821
[77 empty] | 1081.4932 | 0.013018 | 1434.1803 | 0.305 | 1432.9708 | 0.03291
[77 empty] | 1081.5076 | 0.01302 | 1434.281 | 0.3052 | 1433.0714 | 0.033001
[77 empty] | 1081.5219 | 0.013022 | 1434.3818 | 0.30553 | 1433.172 | 0.033093
[77 empty] | 1081.5361 | 0.013023 | 1434.4827 | 0.30594 | 1433.2727 | 0.033184
[77 empty] | 1081.5505 | 0.013023 | 1434.5834 | 0.30642 | 1433.3733 | 0.033272
[77 empty] | 1081.5648 | 0.013023 | 1434.6842 | 0.30686 | 1433.474 | 0.033364
[77 empty] | 1081.5791 | 0.013023 | 1434.7852 | 0.30735 | 1433.5746 | 0.033455
[77 empty] | 1081.5935 | 0.013022 | 1434.886 | 0.30811 | 1433.6753 | 0.033547
[77 empty] | 1081.6078 | 0.01302 | 1434.9868 | 0.30879 | 1433.776 | 0.033638
[77 empty] | 1081.6221 | 0.013018 | 1435.0878 | 0.30976 | 1433.8767 | 0.033727
[77 empty] | 1081.6365 | 0.013016 | 1435.1886 | 0.30992 | 1433.9774 | 0.033818
[77 empty] | 1081.6508 | 0.013013 | 1435.2895 | 0.31044 | 1434.0783 | 0.033909
[77 empty] | 1081.6652 | 0.013009 | 1435.3905 | 0.31091 | 1434.179 | 0.034001
[77 empty] | 1081.6794 | 0.013005 | 1435.4913 | 0.31134 | 1434.2798 | 0.034092
[77 empty] | 1081.6937 | 0.013001 | 1435.5924 | 0.31177 | 1434.3805 | 0.034183
[77 empty] | 1081.7081 | 0.012996 | 1435.6934 | 0.31205 | 1434.4813 | 0.034275
[77 empty] | 1081.7224 | 0.012991 | 1435.7943 | 0.31246 | 1434.5821 | 0.034366
[77 empty] | 1081.7368 | 0.012986 | 1435.8953 | 0.31255 | 1434.683 | 0.034455
[77 empty] | 1081.7511 | 0.01298 | 1435.9963 | 0.31285 | 1434.7838 | 0.034546
[77 empty] | 1081.7654 | 0.012974 | 1436.0973 | 0.3131 | 1434.8846 | 0.034638
[77 empty] | 1081.7798 | 0.012967 | 1436.1984 | 0.31301 | 1434.9855 | 0.034729
[77 empty] | 1081.7941 | 0.01296 | 1436.2994 | 0.31303 | 1435.0864 | 0.03482
[77 empty] | 1081.8085 | 0.012953 | 1436.4005 | 0.313 | 1435.1874 | 0.034912
[77 empty] | 1081.8228 | 0.012945 | 1436.5016 | 0.31311 | 1435.2882 | 0.035003
[77 empty] | 1081.837 | 0.012937 | 1436.6027 | 0.31331 | 1435.3892 | 0.035095
[77 empty] | 1081.8514 | 0.012929 | 1436.7039 | 0.31358 | 1435.4901 | 0.035186
[77 empty] | 1081.8657 | 0.012921 | 1436.8049 | 0.3138 | 1435.5911 | 0.035277
[77 empty] | 1081.8801 | 0.012912 | 1436.9061 | 0.31421 | 1435.692 | 0.035369
[77 empty] | 1081.8944 | 0.012904 | 1437.0072 | 0.31434 | 1435.793 | 0.03546
[77 empty] | 1081.9088 | 0.012895 | 1437.1084 | 0.3144 | 1435.894 | 0.035551
[77 empty] | 1081.9231 | 0.012886 | 1437.2096 | 0.31456 | 1435.995 | 0.035646
[77 empty] | 1081.9375 | 0.012876 | 1437.3108 | 0.31497 | 1436.0961 | 0.035737
[77 empty] | 1081.9518 | 0.012867 | 1437.412 | 0.31527 | 1436.1971 | 0.035831
[77 empty] | 1081.9661 | 0.012857 | 1437.5132 | 0.31537 | 1436.2981 | 0.035925
[77 empty] | 1081.9805 | 0.012848 | 1437.6145 | 0.31553 | 1436.3992 | 0.036019
[77 empty] | 1081.9948 | 0.012838 | 1437.7157 | 0.31562 | 1436.5002 | 0.036113
[77 empty] | 1082.0092 | 0.012828 | 1437.817 | 0.31574 | 1436.6014 | 0.036208
[77 empty] | 1082.0234 | 0.012819 | 1437.9182 | 0.31609 | 1436.7025 | 0.036305
[77 empty] | 1082.0378 | 0.012809 | 1438.0195 | 0.31641 | 1436.8036 | 0.036401
[77 empty] | 1082.0521 | 0.012799 | 1438.1209 | 0.31657 | 1436.9048 | 0.036498
[77 empty] | 1082.0665 | 0.012789 | 1438.2222 | 0.31726 | 1437.006 | 0.036595
[77 empty] | 1082.0808 | 0.012779 | 1438.3235 | 0.31775 | 1437.1071 | 0.036695
[77 empty] | 1082.0952 | 0.01277 | 1438.4249 | 0.31847 | 1437.2082 | 0.036795
[77 empty] | 1082.1095 | 0.01276 | 1438.5262 | 0.31899 | 1437.3094 | 0.036894
[77 empty] | 1082.1239 | 0.01275 | 1438.6277 | 0.31949 | 1437.4106 | 0.036994
[77 empty] | 1082.1382 | 0.012741 | 1438.729 | 0.31976 | 1437.512 | 0.037096
[77 empty] | 1082.1526 | 0.012732 | 1438.8304 | 0.31994 | 1437.6132 | 0.037202
[77 empty] | 1082.1669 | 0.012722 | 1438.9319 | 0.32028 | 1437.7144 | 0.037304
[77 empty] | 1082.1813 | 0.012713 | 1439.0333 | 0.32038 | 1437.8157 | 0.037409
[77 empty] | 1082.1956 | 0.012704 | 1439.1348 | 0.32077 | 1437.917 | 0.037515
[77 empty] | 1082.21 | 0.012695 | 1439.2362 | 0.32113 | 1438.0183 | 0.037623
[77 empty] | 1082.2242 | 0.012686 | 1439.3378 | 0.32132 | 1438.1196 | 0.037731
[77 empty] | 1082.2386 | 0.012677 | 1439.4392 | 0.32141 | 1438.2209 | 0.037839
[77 empty] | 1082.2529 | 0.012669 | 1439.5408 | 0.32185 | 1438.3223 | 0.037947
[77 empty] | 1082.2673 | 0.01266 | 1439.6422 | 0.32222 | 1438.4236 | 0.038057
[77 empty] | 1082.2816 | 0.012652 | 1439.7438 | 0.32261 | 1438.5249 | 0.038168
[77 empty] | 1082.296 | 0.012644 | 1439.8453 | 0.32278 | 1438.6263 | 0.038282
[77 empty] | 1082.3103 | 0.012635 | 1439.9469 | 0.32272 | 1438.7278 | 0.038392
[77 empty] | 1082.3247 | 0.012627 | 1440.0485 | 0.32304 | 1438.8291 | 0.038506
[77 empty] | 1082.339 | 0.01262 | 1440.1501 | 0.32337 | 1438.9305 | 0.038619
[77 empty] | 1082.3534 | 0.012612 | 1440.2517 | 0.32386 | 1439.032 | 0.038736
[77 empty] | 1082.3677 | 0.012604 | 1440.3534 | 0.32433 | 1439.1334 | 0.038849
[77 empty] | 1082.3821 | 0.012597 | 1440.455 | 0.3247 | 1439.235 | 0.038966
[77 empty] | 1082.3964 | 0.012589 | 1440.5566 | 0.32485 | 1439.3364 | 0.039082
[77 empty] | 1082.4108 | 0.012582 | 1440.6583 | 0.3252 | 1439.4379 | 0.039198
[77 empty] | 1082.425 | 0.012574 | 1440.76 | 0.32534 | 1439.5394 | 0.039314
[77 empty] | 1082.4395 | 0.012567 | 1440.8617 | 0.32587 | 1439.641 | 0.039431
[77 empty] | 1082.4539 | 0.01256 | 1440.9634 | 0.32605 | 1439.7425 | 0.03955
[77 empty] | 1082.4681 | 0.012553 | 1441.0652 | 0.32651 | 1439.8441 | 0.039666
[77 empty] | 1082.4825 | 0.012545 | 1441.1669 | 0.32699 | 1439.9457 | 0.039785
[77 empty] | 1082.4968 | 0.012538 | 1441.2687 | 0.32722 | 1440.0472 | 0.039902
[77 empty] | 1082.5112 | 0.012531 | 1441.3704 | 0.3275 | 1440.1488 | 0.040021
[77 empty] | 1082.5255 | 0.012523 | 1441.4722 | 0.32768 | 1440.2504 | 0.04014
[77 empty] | 1082.5399 | 0.012516 | 1441.574 | 0.32781 | 1440.352 | 0.040259
[77 empty] | 1082.5543 | 0.012508 | 1441.6758 | 0.32766 | 1440.4537 | 0.040378
[77 empty] | 1082.5686 | 0.0125 | 1441.7776 | 0.328 | 1440.5553 | 0.040494
[77 empty] | 1082.583 | 0.012492 | 1441.8795 | 0.3285 | 1440.657 | 0.040613
[77 empty] | 1082.5973 | 0.012484 | 1441.9813 | 0.32917 | 1440.7587 | 0.040732
[77 empty] | 1082.6117 | 0.012476 | 1442.0832 | 0.32964 | 1440.8603 | 0.040851
[77 empty] | 1082.626 | 0.012467 | 1442.1851 | 0.32979 | 1440.9622 | 0.04097
[77 empty] | 1082.6404 | 0.012458 | 1442.287 | 0.33011 | 1441.0638 | 0.041089
[77 empty] | 1082.6548 | 0.012449 | 1442.3889 | 0.33006 | 1441.1655 | 0.041206
[77 empty] | 1082.6691 | 0.01244 | 1442.4908 | 0.33025 | 1441.2673 | 0.041325
[77 empty] | 1082.6835 | 0.01243 | 1442.5928 | 0.33023 | 1441.3691 | 0.041444
[77 empty] | 1082.6979 | 0.01242 | 1442.6947 | 0.33056 | 1441.4708 | 0.04156
[77 empty] | 1082.7122 | 0.01241 | 1442.7966 | 0.33078 | 1441.5726 | 0.041679
[77 empty] | 1082.7266 | 0.0124 | 1442.8987 | 0.3308 | 1441.6744 | 0.041796
[77 empty] | 1082.7408 | 0.012388 | 1443.0007 | 0.33093 | 1441.7764 | 0.041912
[77 empty] | 1082.7552 | 0.012377 | 1443.1027 | 0.331 | 1441.8782 | 0.042031
[77 empty] | 1082.7697 | 0.012365 | 1443.2047 | 0.33085 | 1441.98 | 0.042147
[77 empty] | 1082.7839 | 0.012353 | 1443.3068 | 0.33099 | 1442.0819 | 0.042263
[77 empty] | 1082.7983 | 0.01234 | 1443.4088 | 0.33138 | 1442.1838 | 0.04238
[77 empty] | 1082.8126 | 0.012327 | 1443.5109 | 0.33165 | 1442.2856 | 0.042493
[77 empty] | 1082.827 | 0.012313 | 1443.613 | 0.33187 | 1442.3876 | 0.04261
[77 empty] | 1082.8414 | 0.012299 | 1443.7151 | 0.3322 | 1442.4895 | 0.042723
[77 empty] | 1082.8557 | 0.012284 | 1443.8173 | 0.33235 | 1442.5914 | 0.042839
[77 empty] | 1082.8701 | 0.012269 | 1443.9193 | 0.33235 | 1442.6935 | 0.042953
[77 empty] | 1082.8845 | 0.012253 | 1444.0215 | 0.33234 | 1442.7954 | 0.043066
[77 empty] | 1082.8988 | 0.012237 | 1444.1237 | 0.33192 | 1442.8973 | 0.04318
[77 empty] | 1082.9132 | 0.01222 | 1444.2258 | 0.3317 | 1442.9994 | 0.043291
[77 empty] | 1082.9276 | 0.012203 | 1444.328 | 0.33147 | 1443.1014 | 0.043404
[77 empty] | 1082.9419 | 0.012185 | 1444.4302 | 0.33131 | 1443.2034 | 0.043515
[77 empty] | 1082.9563 | 0.012167 | 1444.5325 | 0.33156 | 1443.3054 | 0.043626
[77 empty] | 1082.9707 | 0.012148 | 1444.6346 | 0.33168 | 1443.4075 | 0.043739
[77 empty] | 1082.985 | 0.012129 | 1444.7369 | 0.33146 | 1443.5096 | 0.043847
[77 empty] | 1082.9994 | 0.012109 | 1444.8391 | 0.33156 | 1443.6117 | 0.043958
[77 empty] | 1083.0138 | 0.012089 | 1444.9414 | 0.33148 | 1443.7137 | 0.044069
[77 empty] | 1083.0281 | 0.012068 | 1445.0437 | 0.33155 | 1443.8159 | 0.04418
[77 empty] | 1083.0425 | 0.012047 | 1445.146 | 0.33176 | 1443.9181 | 0.044288
[77 empty] | 1083.0569 | 0.012025 | 1445.2483 | 0.33202 | 1444.0201 | 0.044398
[77 empty] | 1083.0712 | 0.012002 | 1445.3507 | 0.33205 | 1444.1223 | 0.044506
[77 empty] | 1083.0856 | 0.01198 | 1445.453 | 0.33209 | 1444.2245 | 0.044617
[77 empty] | 1083.1 | 0.011957 | 1445.5554 | 0.33202 | 1444.3267 | 0.044725
[77 empty] | 1083.1144 | 0.011933 | 1445.6577 | 0.33252 | 1444.429 | 0.044836
[77 empty] | 1083.1287 | 0.011909 | 1445.7601 | 0.3329 | 1444.5311 | 0.044947
[77 empty] | 1083.1431 | 0.011885 | 1445.8626 | 0.33323 | 1444.6333 | 0.045055
[77 empty] | 1083.1575 | 0.01186 | 1445.965 | 0.33321 | 1444.7356 | 0.045165
[77 empty] | 1083.1718 | 0.011835 | 1446.0674 | 0.33371 | 1444.8379 | 0.045276
[77 empty] | 1083.1862 | 0.011809 | 1446.1699 | 0.33429 | 1444.9402 | 0.045387
[77 empty] | 1083.2006 | 0.011783 | 1446.2723 | 0.33471 | 1445.0425 | 0.045498
[77 empty] | 1083.215 | 0.011757 | 1446.3748 | 0.33505 | 1445.1448 | 0.045608
[77 empty] | 1083.2292 | 0.011731 | 1446.4773 | 0.33568 | 1445.2471 | 0.045722
[77 empty] | 1083.2437 | 0.011705 | 1446.5798 | 0.33576 | 1445.3494 | 0.045836
[77 empty] | 1083.2581 | 0.011678 | 1446.6824 | 0.33559 | 1445.4518 | 0.045949
[77 empty] | 1083.2723 | 0.011651 | 1446.7849 | 0.33578 | 1445.5541 | 0.046063
[77 empty] | 1083.2867 | 0.011624 | 1446.8874 | 0.33569 | 1445.6565 | 0.046179
[77 empty] | 1083.3011 | 0.011597 | 1446.99 | 0.33593 | 1445.7589 | 0.046292
[77 empty] | 1083.3156 | 0.011569 | 1447.0925 | 0.33599 | 1445.8612 | 0.046409
[77 empty] | 1083.3298 | 0.011542 | 1447.1952 | 0.33593 | 1445.9636 | 0.046525
[77 empty] | 1083.3442 | 0.011514 | 1447.2977 | 0.33588 | 1446.0662 | 0.046644
[77 empty] | 1083.3586 | 0.011487 | 1447.4004 | 0.33593 | 1446.1686 | 0.046763
[77 empty] | 1083.373 | 0.011459 | 1447.5031 | 0.336 | 1446.271 | 0.046882
[77 empty] | 1083.3873 | 0.011431 | 1447.6057 | 0.3362 | 1446.3735 | 0.047001
[77 empty] | 1083.4017 | 0.011404 | 1447.7084 | 0.33611 | 1446.476 | 0.04712
[77 empty] | 1083.4161 | 0.011376 | 1447.811 | 0.33594 | 1446.5785 | 0.047242
[77 empty] | 1083.4305 | 0.011349 | 1447.9137 | 0.33586 | 1446.681 | 0.047364
[77 empty] | 1083.4448 | 0.011321 | 1448.0165 | 0.33581 | 1446.7836 | 0.047486
[77 empty] | 1083.4592 | 0.011294 | 1448.1191 | 0.33578 | 1446.8861 | 0.04761
[77 empty] | 1083.4736 | 0.011267 | 1448.2219 | 0.3355 | 1446.9887 | 0.047732
[77 empty] | 1083.488 | 0.01124 | 1448.3247 | 0.33553 | 1447.0913 | 0.047857
[77 empty] | 1083.5024 | 0.011213 | 1448.4274 | 0.33534 | 1447.1939 | 0.047981
[77 empty] | 1083.5167 | 0.011186 | 1448.5302 | 0.33507 | 1447.2965 | 0.048106
[77 empty] | 1083.5311 | 0.01116 | 1448.6331 | 0.33498 | 1447.399 | 0.048231
[77 empty] | 1083.5455 | 0.011134 | 1448.7358 | 0.33525 | 1447.5017 | 0.048355
[77 empty] | 1083.5599 | 0.011108 | 1448.8386 | 0.3354 | 1447.6044 | 0.04848
[77 empty] | 1083.5743 | 0.011082 | 1448.9415 | 0.33544 | 1447.707 | 0.048607
[77 empty] | 1083.5886 | 0.011057 | 1449.0443 | 0.33557 | 1447.8097 | 0.048732
[77 empty] | 1083.603 | 0.011031 | 1449.1472 | 0.33542 | 1447.9124 | 0.048859
[77 empty] | 1083.6174 | 0.011007 | 1449.2501 | 0.33544 | 1448.0151 | 0.048987
[77 empty] | 1083.6318 | 0.010982 | 1449.353 | 0.33556 | 1448.1178 | 0.049111
[77 empty] | 1083.6462 | 0.010958 | 1449.4559 | 0.3356 | 1448.2206 | 0.049239
[77 empty] | 1083.6605 | 0.010934 | 1449.5588 | 0.33523 | 1448.3234 | 0.049366
[77 empty] | 1083.6749 | 0.01091 | 1449.6617 | 0.33523 | 1448.4262 | 0.049493
[77 empty] | 1083.6893 | 0.010887 | 1449.7648 | 0.33508 | 1448.5289 | 0.049621
[77 empty] | 1083.7037 | 0.010864 | 1449.8677 | 0.33498 | 1448.6317 | 0.049745
[77 empty] | 1083.7181 | 0.010842 | 1449.9707 | 0.3349 | 1448.7345 | 0.049873
[77 empty] | 1083.7325 | 0.010819 | 1450.0737 | 0.33477 | 1448.8373 | 0.05
[77 empty] | 1083.7468 | 0.010798 | 1450.1768 | 0.33467 | 1448.9402 | 0.050127
[77 empty] | 1083.7612 | 0.010776 | 1450.2798 | 0.33468 | 1449.0431 | 0.050255
[77 empty] | 1083.7756 | 0.010755 | 1450.3828 | 0.33495 | 1449.1459 | 0.050385
[77 empty] | 1083.79 | 0.010735 | 1450.4858 | 0.335 | 1449.2488 | 0.050512
[77 empty] | 1083.8044 | 0.010714 | 1450.589 | 0.33513 | 1449.3517 | 0.05064
[77 empty] | 1083.8188 | 0.010695 | 1450.692 | 0.33497 | 1449.4546 | 0.050767
[77 empty] | 1083.8331 | 0.010675 | 1450.7952 | 0.33491 | 1449.5575 | 0.050895
[77 empty] | 1083.8475 | 0.010656 | 1450.8983 | 0.33465 | 1449.6605 | 0.051025
[77 empty] | 1083.8619 | 0.010637 | 1451.0013 | 0.33458 | 1449.7634 | 0.051152
[77 empty] | 1083.8763 | 0.010619 | 1451.1045 | 0.33468 | 1449.8665 | 0.051282
[77 empty] | 1083.8907 | 0.010601 | 1451.2078 | 0.33479 | 1449.9694 | 0.05141
[77 empty] | 1083.9052 | 0.010584 | 1451.3109 | 0.33518 | 1450.0724 | 0.05154
[77 empty] | 1083.9196 | 0.010567 | 1451.4141 | 0.33476 | 1450.1754 | 0.05167
[77 empty] | 1083.934 | 0.01055 | 1451.5173 | 0.33458 | 1450.2784 | 0.0518
[77 empty] | 1083.9482 | 0.010534 | 1451.6205 | 0.33478 | 1450.3815 | 0.05193
[77 empty] | 1083.9626 | 0.010519 | 1451.7238 | 0.33498 | 1450.4846 | 0.05206
[77 empty] | 1083.9771 | 0.010503 | 1451.827 | 0.33487 | 1450.5876 | 0.05219
[77 empty] | 1083.9915 | 0.010488 | 1451.9303 | 0.33492 | 1450.6907 | 0.052321
[77 empty] | 1084.0059 | 0.010474 | 1452.0336 | 0.33496 | 1450.7938 | 0.052453
[77 empty] | 1084.0203 | 0.01046 | 1452.1368 | 0.33491 | 1450.897 | 0.052584
[77 empty] | 1084.0347 | 0.010446 | 1452.2401 | 0.33489 | 1451.0001 | 0.052717
[77 empty] | 1084.0491 | 0.010433 | 1452.3435 | 0.33496 | 1451.1033 | 0.052849
[77 empty] | 1084.0635 | 0.01042 | 1452.4468 | 0.33496 | 1451.2064 | 0.052982
[77 empty] | 1084.0779 | 0.010408 | 1452.5502 | 0.33484 | 1451.3096 | 0.053112
[77 empty] | 1084.0922 | 0.010396 | 1452.6536 | 0.33455 | 1451.4127 | 0.053248
[77 empty] | 1084.1066 | 0.010385 | 1452.757 | 0.3343 | 1451.516 | 0.053381
[77 empty] | 1084.121 | 0.010374 | 1452.8603 | 0.33408 | 1451.6193 | 0.053514
[77 empty] | 1084.1354 | 0.010363 | 1452.9637 | 0.33384 | 1451.7224 | 0.05365
[77 empty] | 1084.1498 | 0.010353 | 1453.0671 | 0.33384 | 1451.8257 | 0.053783
[77 empty] | 1084.1642 | 0.010343 | 1453.1707 | 0.33355 | 1451.929 | 0.053918
[77 empty] | 1084.1786 | 0.010334 | 1453.274 | 0.33313 | 1452.0322 | 0.054054
[77 empty] | 1084.193 | 0.010326 | 1453.3776 | 0.33254 | 1452.1355 | 0.05419
[77 empty] | 1084.2074 | 0.010317 | 1453.4811 | 0.33236 | 1452.2389 | 0.054325
[77 empty] | 1084.2218 | 0.01031 | 1453.5845 | 0.33231 | 1452.3422 | 0.054464
[77 empty] | 1084.2362 | 0.010302 | 1453.6881 | 0.33174 | 1452.4456 | 0.054599
[77 empty] | 1084.2506 | 0.010295 | 1453.7916 | 0.33143 | 1452.5488 | 0.054738
[77 empty] | 1084.265 | 0.010289 | 1453.8951 | 0.33097 | 1452.6522 | 0.054876
[77 empty] | 1084.2794 | 0.010283 | 1453.9987 | 0.33071 | 1452.7556 | 0.055015
[77 empty] | 1084.2938 | 0.010278 | 1454.1023 | 0.33017 | 1452.859 | 0.055153
[77 empty] | 1084.3081 | 0.010273 | 1454.2058 | 0.33027 | 1452.9624 | 0.055292
[77 empty] | 1084.3225 | 0.010269 | 1454.3094 | 0.33012 | 1453.0659 | 0.055433
[77 empty] | 1084.3369 | 0.010265 | 1454.4131 | 0.32979 | 1453.1693 | 0.055574
[77 empty] | 1084.3513 | 0.010262 | 1454.5167 | 0.32945 | 1453.2727 | 0.055713
[77 empty] | 1084.3657 | 0.010259 | 1454.6204 | 0.32912 | 1453.3762 | 0.055857
[77 empty] | 1084.3801 | 0.010257 | 1454.724 | 0.32919 | 1453.4797 | 0.055998
[77 empty] | 1084.3945 | 0.010255 | 1454.8278 | 0.3291 | 1453.5832 | 0.056139
[77 empty] | 1084.4089 | 0.010254 | 1454.9314 | 0.32915 | 1453.6868 | 0.056283
[77 empty] | 1084.4233 | 0.010254 | 1455.0352 | 0.32897 | 1453.7903 | 0.056424
[77 empty] | 1084.4377 | 0.010254 | 1455.1388 | 0.32866 | 1453.8938 | 0.056568
[77 empty] | 1084.4521 | 0.010254 | 1455.2425 | 0.32831 | 1453.9974 | 0.056712
[77 empty] | 1084.4666 | 0.010255 | 1455.3463 | 0.32817 | 1454.101 | 0.056856
[77 empty] | 1084.481 | 0.010257 | 1455.4501 | 0.32835 | 1454.2046 | 0.057003
[77 empty] | 1084.4954 | 0.010259 | 1455.5538 | 0.3282 | 1454.3081 | 0.057147
[77 empty] | 1084.5098 | 0.010262 | 1455.6577 | 0.32818 | 1454.4117 | 0.057291
[77 empty] | 1084.5242 | 0.010266 | 1455.7615 | 0.3281 | 1454.5154 | 0.057438
[77 empty] | 1084.5386 | 0.01027 | 1455.8654 | 0.32772 | 1454.619 | 0.057584
[77 empty] | 1084.553 | 0.010274 | 1455.9691 | 0.32733 | 1454.7228 | 0.057731
[77 empty] | 1084.5674 | 0.010279 | 1456.073 | 0.32733 | 1454.8264 | 0.057875
[77 empty] | 1084.5818 | 0.010285 | 1456.1769 | 0.327 | 1454.93 | 0.058022
[77 empty] | 1084.5962 | 0.010291 | 1456.2808 | 0.32657 | 1455.0338 | 0.058169
[77 empty] | 1084.6106 | 0.010298 | 1456.3846 | 0.32619 | 1455.1376 | 0.058315
[77 empty] | 1084.625 | 0.010306 | 1456.4887 | 0.32566 | 1455.2412 | 0.058462
[77 empty] | 1084.6394 | 0.010313 | 1456.5925 | 0.3253 | 1455.345 | 0.058609
[77 empty] | 1084.6538 | 0.010322 | 1456.6964 | 0.3249 | 1455.4487 | 0.058756
[77 empty] | 1084.6682 | 0.010331 | 1456.8004 | 0.32461 | 1455.5526 | 0.058902
[77 empty] | 1084.6827 | 0.010341 | 1456.9044 | 0.32411 | 1455.6564 | 0.059049
[77 empty] | 1084.6971 | 0.010351 | 1457.0084 | 0.32381 | 1455.7601 | 0.059196
[77 empty] | 1084.7115 | 0.010362 | 1457.1124 | 0.32374 | 1455.864 | 0.059343
[77 empty] | 1084.726 | 0.010373 | 1457.2164 | 0.32377 | 1455.9679 | 0.05949
[77 empty] | 1084.7404 | 0.010385 | 1457.3204 | 0.32342 | 1456.0717 | 0.059634
[77 empty] | 1084.7548 | 0.010397 | 1457.4246 | 0.32313 | 1456.1755 | 0.05978
[77 empty] | 1084.7692 | 0.010409 | 1457.5286 | 0.32256 | 1456.2794 | 0.059927
[77 empty] | 1084.7836 | 0.010423 | 1457.6327 | 0.32225 | 1456.3834 | 0.060071
[77 empty] | 1084.798 | 0.010436 | 1457.7367 | 0.32167 | 1456.4873 | 0.060218
[77 empty] | 1084.8124 | 0.01045 | 1457.8408 | 0.32124 | 1456.5912 | 0.060362
[77 empty] | 1084.8268 | 0.010465 | 1457.945 | 0.32116 | 1456.6952 | 0.060509
[77 empty] | 1084.8412 | 0.01048 | 1458.0491 | 0.32092 | 1456.7991 | 0.060653
[77 empty] | 1084.8556 | 0.010495 | 1458.1533 | 0.32047 | 1456.9031 | 0.060797
[77 empty] | 1084.87 | 0.01051 | 1458.2575 | 0.32001 | 1457.0071 | 0.06094
[77 empty] | 1084.8844 | 0.010526 | 1458.3616 | 0.31986 | 1457.1111 | 0.061084
[77 empty] | 1084.8989 | 0.010543 | 1458.4658 | 0.31952 | 1457.2151 | 0.061228
[77 empty] | 1084.9133 | 0.010559 | 1458.5701 | 0.31939 | 1457.3191 | 0.061372
[77 empty] | 1084.9277 | 0.010576 | 1458.6743 | 0.31884 | 1457.4232 | 0.061516
[77 empty] | 1084.9421 | 0.010593 | 1458.7784 | 0.31849 | 1457.5272 | 0.06166
[77 empty] | 1084.9565 | 0.01061 | 1458.8828 | 0.31788 | 1457.6314 | 0.061804
[77 empty] | 1084.9709 | 0.010628 | 1458.9871 | 0.31747 | 1457.7355 | 0.061946
[77 empty] | 1084.9854 | 0.010645 | 1459.0913 | 0.31725 | 1457.8395 | 0.06209
[77 empty] | 1084.9998 | 0.010663 | 1459.1957 | 0.31668 | 1457.9436 | 0.062231
[77 empty] | 1085.0142 | 0.010681 | 1459.2999 | 0.3161 | 1458.0478 | 0.062375
[77 empty] | 1085.0286 | 0.010699 | 1459.4043 | 0.31564 | 1458.152 | 0.062519
[77 empty] | 1085.0431 | 0.010717 | 1459.5087 | 0.31525 | 1458.2561 | 0.06266
[77 empty] | 1085.0575 | 0.010735 | 1459.613 | 0.31455 | 1458.3603 | 0.062804
[77 empty] | 1085.0719 | 0.010753 | 1459.7174 | 0.31409 | 1458.4645 | 0.062945
[77 empty] | 1085.0863 | 0.010771 | 1459.8218 | 0.31385 | 1458.5687 | 0.063086
[77 empty] | 1085.1007 | 0.010789 | 1459.9262 | 0.31356 | 1458.673 | 0.06323
[77 empty] | 1085.1151 | 0.010807 | 1460.0306 | 0.31294 | 1458.7772 | 0.063372
[77 empty] | 1085.1295 | 0.010824 | 1460.135 | 0.31246 | 1458.8815 | 0.063516
[77 empty] | 1085.1439 | 0.010842 | 1460.2395 | 0.31195 | 1458.9857 | 0.063657
[77 empty] | 1085.1584 | 0.010859 | 1460.344 | 0.31146 | 1459.09 | 0.063801
[77 empty] | 1085.1729 | 0.010876 | 1460.4484 | 0.31085 | 1459.1943 | 0.063942
[77 empty] | 1085.1873 | 0.010893 | 1460.553 | 0.30996 | 1459.2986 | 0.064083
[77 empty] | 1085.2017 | 0.01091 | 1460.6575 | 0.30949 | 1459.4029 | 0.064227
[77 empty] | 1085.2161 | 0.010926 | 1460.762 | 0.30888 | 1459.5073 | 0.064369
[77 empty] | 1085.2305 | 0.010942 | 1460.8665 | 0.30858 | 1459.6117 | 0.064513
[77 empty] | 1085.245 | 0.010958 | 1460.9711 | 0.30826 | 1459.7161 | 0.064657
[77 empty] | 1085.2594 | 0.010973 | 1461.0757 | 0.308 | 1459.8204 | 0.064798
[77 empty] | 1085.2738 | 0.010988 | 1461.1802 | 0.30742 | 1459.9248 | 0.064942
[77 empty] | 1085.2882 | 0.011002 | 1461.2848 | 0.30681 | 1460.0293 | 0.065086
[77 empty] | 1085.3026 | 0.011016 | 1461.3894 | 0.30635 | 1460.1337 | 0.06523
[77 empty] | 1085.317 | 0.011029 | 1461.494 | 0.30551 | 1460.2382 | 0.065374
[77 empty] | 1085.3315 | 0.011042 | 1461.5988 | 0.30509 | 1460.3427 | 0.065518
[77 empty] | 1085.3459 | 0.011055 | 1461.7034 | 0.30461 | 1460.4471 | 0.065662
[77 empty] | 1085.3604 | 0.011067 | 1461.8081 | 0.30418 | 1460.5516 | 0.065806
[77 empty] | 1085.3748 | 0.011078 | 1461.9127 | 0.30335 | 1460.6561 | 0.065952
[77 empty] | 1085.3892 | 0.011089 | 1462.0175 | 0.30279 | 1460.7606 | 0.066096
[77 empty] | 1085.4037 | 0.011099 | 1462.1222 | 0.30203 | 1460.8652 | 0.066243
[77 empty] | 1085.4181 | 0.011109 | 1462.2269 | 0.30126 | 1460.9697 | 0.06639
[77 empty] | 1085.4325 | 0.011118 | 1462.3317 | 0.30071 | 1461.0743 | 0.066537
[77 empty] | 1085.4469 | 0.011126 | 1462.4364 | 0.3 | 1461.179 | 0.066683
[77 empty] | 1085.4613 | 0.011134 | 1462.5413 | 0.29961 | 1461.2834 | 0.06683
[77 empty] | 1085.4758 | 0.011141 | 1462.646 | 0.29905 | 1461.3881 | 0.06698
[77 empty] | 1085.4902 | 0.011148 | 1462.7508 | 0.2987 | 1461.4928 | 0.067129
[77 empty] | 1085.5046 | 0.011154 | 1462.8556 | 0.2981 | 1461.5974 | 0.067279
[77 empty] | 1085.519 | 0.011159 | 1462.9605 | 0.29759 | 1461.702 | 0.067428
[77 empty] | 1085.5334 | 0.011164 | 1463.0653 | 0.297 | 1461.8068 | 0.067578
[77 empty] | 1085.548 | 0.011168 | 1463.1702 | 0.29624 | 1461.9114 | 0.06773
[77 empty] | 1085.5624 | 0.011171 | 1463.2751 | 0.29535 | 1462.0161 | 0.06788
[77 empty] | 1085.5768 | 0.011174 | 1463.38 | 0.29468 | 1462.1209 | 0.068032
[77 empty] | 1085.5912 | 0.011176 | 1463.4849 | 0.29425 | 1462.2256 | 0.068187
[77 empty] | 1085.6057 | 0.011178 | 1463.5898 | 0.29374 | 1462.3303 | 0.068339
[77 empty] | 1085.6201 | 0.011179 | 1463.6948 | 0.29331 | 1462.4351 | 0.068494
[77 empty] | 1085.6345 | 0.011179 | 1463.7998 | 0.29256 | 1462.5399 | 0.068649
[77 empty] | 1085.6489 | 0.011179 | 1463.9048 | 0.29221 | 1462.6446 | 0.068807
[77 empty] | 1085.6635 | 0.011179 | 1464.0098 | 0.29173 | 1462.7495 | 0.068962
[77 empty] | 1085.6779 | 0.011178 | 1464.1147 | 0.2912 | 1462.8544 | 0.06912
[77 empty] | 1085.6923 | 0.011176 | 1464.2197 | 0.2907 | 1462.9591 | 0.069278
[77 empty] | 1085.7067 | 0.011174 | 1464.3248 | 0.29029 | 1463.064 | 0.069439
[77 empty] | 1085.7212 | 0.011171 | 1464.4298 | 0.28975 | 1463.1689 | 0.069599
[77 empty] | 1085.7356 | 0.011168 | 1464.5349 | 0.28917 | 1463.2738 | 0.06976
[77 empty] | 1085.75 | 0.011165 | 1464.64 | 0.28879 | 1463.3787 | 0.06992
[77 empty] | 1085.7645 | 0.011161 | 1464.7451 | 0.28815 | 1463.4836 | 0.070084
[77 empty] | 1085.7789 | 0.011157 | 1464.8502 | 0.28748 | 1463.5885 | 0.070247
[77 empty] | 1085.7933 | 0.011152 | 1464.9553 | 0.28678 | 1463.6935 | 0.070413
[77 empty] | 1085.8077 | 0.011148 | 1465.0604 | 0.286 | 1463.7985 | 0.070577
[77 empty] | 1085.8223 | 0.011143 | 1465.1656 | 0.28503 | 1463.9034 | 0.070743
[77 empty] | 1085.8367 | 0.011137 | 1465.2707 | 0.28444 | 1464.0084 | 0.070912
[77 empty] | 1085.8511 | 0.011132 | 1465.376 | 0.284 | 1464.1134 | 0.071078
[77 empty] | 1085.8656 | 0.011126 | 1465.4812 | 0.28332 | 1464.2184 | 0.071247
[77 empty] | 1085.88 | 0.01112 | 1465.5864 | 0.28247 | 1464.3235 | 0.071418
[77 empty] | 1085.8944 | 0.011114 | 1465.6916 | 0.28184 | 1464.4285 | 0.071587
[77 empty] | 1085.9088 | 0.011108 | 1465.7969 | 0.28121 | 1464.5336 | 0.071759
[77 empty] | 1085.9233 | 0.011102 | 1465.9022 | 0.28056 | 1464.6387 | 0.071931
[77 empty] | 1085.9377 | 0.011096 | 1466.0075 | 0.27986 | 1464.7438 | 0.072102
[77 empty] | 1085.9521 | 0.01109 | 1466.1128 | 0.27893 | 1464.8489 | 0.072277
[77 empty] | 1085.9667 | 0.011084 | 1466.218 | 0.27826 | 1464.954 | 0.072449
[77 empty] | 1085.9811 | 0.011078 | 1466.3234 | 0.27745 | 1465.0592 | 0.072623
[77 empty] | 1085.9955 | 0.011073 | 1466.4287 | 0.27675 | 1465.1643 | 0.072797
[77 empty] | 1086.01 | 0.011067 | 1466.5341 | 0.27597 | 1465.2695 | 0.072972
[77 empty] | 1086.0244 | 0.011061 | 1466.6394 | 0.27546 | 1465.3746 | 0.073149
[77 empty] | 1086.0388 | 0.011056 | 1466.7449 | 0.27447 | 1465.4799 | 0.073324
[77 empty] | 1086.0533 | 0.011051 | 1466.8502 | 0.27388 | 1465.5851 | 0.073498
[77 empty] | 1086.0677 | 0.011046 | 1466.9557 | 0.27336 | 1465.6903 | 0.073675
[77 empty] | 1086.0822 | 0.011041 | 1467.061 | 0.27273 | 1465.7955 | 0.073852
[77 empty] | 1086.0967 | 0.011037 | 1467.1665 | 0.27222 | 1465.9009 | 0.074027
[77 empty] | 1086.1111 | 0.011033 | 1467.272 | 0.2716 | 1466.0061 | 0.074204
[77 empty] | 1086.1255 | 0.011029 | 1467.3774 | 0.27132 | 1466.1115 | 0.074379
[77 empty] | 1086.14 | 0.011026 | 1467.4829 | 0.27056 | 1466.2167 | 0.074556
[77 empty] | 1086.1544 | 0.011023 | 1467.5884 | 0.27008 | 1466.322 | 0.074733
[77 empty] | 1086.1689 | 0.011021 | 1467.694 | 0.26952 | 1466.4274 | 0.074907
[77 empty] | 1086.1834 | 0.011019 | 1467.7994 | 0.26904 | 1466.5327 | 0.075082
[77 empty] | 1086.1978 | 0.011017 | 1467.905 | 0.26862 | 1466.6381 | 0.075259
[77 empty] | 1086.2123 | 0.011016 | 1468.0106 | 0.26786 | 1466.7435 | 0.075434
[77 empty] | 1086.2267 | 0.011015 | 1468.1162 | 0.26713 | 1466.8489 | 0.075608
[77 empty] | 1086.2411 | 0.011015 | 1468.2218 | 0.26649 | 1466.9543 | 0.07578
[77 empty] | 1086.2556 | 0.011015 | 1468.3274 | 0.26608 | 1467.0597 | 0.075954
[77 empty] | 1086.27 | 0.011016 | 1468.433 | 0.26544 | 1467.1652 | 0.076129
[77 empty] | 1086.2845 | 0.011017 | 1468.5387 | 0.26511 | 1467.2706 | 0.0763
[77 empty] | 1086.299 | 0.011019 | 1468.6443 | 0.26434 | 1467.3761 | 0.076472
[77 empty] | 1086.3134 | 0.011021 | 1468.75 | 0.26362 | 1467.4816 | 0.076644
[77 empty] | 1086.3279 | 0.011024 | 1468.8557 | 0.26295 | 1467.5872 | 0.076815
[77 empty] | 1086.3423 | 0.011027 | 1468.9614 | 0.26204 | 1467.6926 | 0.076987
[77 empty] | 1086.3568 | 0.011031 | 1469.0671 | 0.26113 | 1467.7982 | 0.077156
[77 empty] | 1086.3712 | 0.011035 | 1469.1728 | 0.26023 | 1467.9037 | 0.077328
[77 empty] | 1086.3856 | 0.011039 | 1469.2786 | 0.25959 | 1468.0093 | 0.077496
[77 empty] | 1086.4001 | 0.011045 | 1469.3844 | 0.2587 | 1468.1149 | 0.077665
[77 empty] | 1086.4146 | 0.01105 | 1469.4901 | 0.25782 | 1468.2205 | 0.077834
[77 empty] | 1086.4291 | 0.011056 | 1469.5959 | 0.25683 | 1468.326 | 0.078003
[77 empty] | 1086.4435 | 0.011063 | 1469.7018 | 0.25623 | 1468.4318 | 0.078172
[77 empty] | 1086.4579 | 0.01107 | 1469.8076 | 0.25535 | 1468.5374 | 0.078341
[77 empty] | 1086.4724 | 0.011077 | 1469.9135 | 0.25452 | 1468.6431 | 0.07851
[77 empty] | 1086.4868 | 0.011085 | 1470.0193 | 0.25347 | 1468.7487 | 0.078676
[77 empty] | 1086.5013 | 0.011093 | 1470.1251 | 0.2528 | 1468.8544 | 0.078845
[77 empty] | 1086.5157 | 0.011102 | 1470.2311 | 0.25217 | 1468.9601 | 0.079014
[77 empty] | 1086.5303 | 0.011111 | 1470.3369 | 0.25136 | 1469.0658 | 0.079183
[77 empty] | 1086.5447 | 0.01112 | 1470.4429 | 0.25044 | 1469.1715 | 0.079352
[77 empty] | 1086.5592 | 0.01113 | 1470.5488 | 0.2494 | 1469.2772 | 0.079518
[77 empty] | 1086.5736 | 0.01114 | 1470.6548 | 0.2484 | 1469.3831 | 0.079689
[77 empty] | 1086.588 | 0.01115 | 1470.7607 | 0.24738 | 1469.4888 | 0.079858
[77 empty] | 1086.6025 | 0.011161 | 1470.8667 | 0.24673 | 1469.5946 | 0.080027
[77 empty] | 1086.6169 | 0.011171 | 1470.9727 | 0.24586 | 1469.7004 | 0.080199
[77 empty] | 1086.6315 | 0.011182 | 1471.0786 | 0.24504 | 1469.8063 | 0.080368
[77 empty] | 1086.6459 | 0.011193 | 1471.1847 | 0.24436 | 1469.9121 | 0.08054
[77 empty] | 1086.6604 | 0.011205 | 1471.2908 | 0.24362 | 1470.0179 | 0.080711
[77 empty] | 1086.6748 | 0.011216 | 1471.3967 | 0.24314 | 1470.1238 | 0.080886
[77 empty] | 1086.6893 | 0.011227 | 1471.5028 | 0.24232 | 1470.2297 | 0.08106
[77 empty] | 1086.7037 | 0.011239 | 1471.6089 | 0.24176 | 1470.3356 | 0.081235
[77 empty] | 1086.7183 | 0.011251 | 1471.7151 | 0.24097 | 1470.4415 | 0.081409
[77 empty] | 1086.7327 | 0.011262 | 1471.8212 | 0.2402 | 1470.5475 | 0.081586
[77 empty] | 1086.7472 | 0.011274 | 1471.9272 | 0.23933 | 1470.6534 | 0.081763
[77 empty] | 1086.7616 | 0.011286 | 1472.0334 | 0.23862 | 1470.7594 | 0.081941
[77 empty] | 1086.7761 | 0.011298 | 1472.1397 | 0.23796 | 1470.8654 | 0.082118
[77 empty] | 1086.7905 | 0.011309 | 1472.2457 | 0.23714 | 1470.9713 | 0.082298
[77 empty] | 1086.8051 | 0.011321 | 1472.3519 | 0.23642 | 1471.0774 | 0.082481
[77 empty] | 1086.8195 | 0.011332 | 1472.4581 | 0.23562 | 1471.1834 | 0.082661
[77 empty] | 1086.834 | 0.011343 | 1472.5643 | 0.23506 | 1471.2894 | 0.082843
[77 empty] | 1086.8484 | 0.011355 | 1472.6707 | 0.2343 | 1471.3955 | 0.083026
[77 empty] | 1086.8629 | 0.011366 | 1472.7769 | 0.23408 | 1471.5016 | 0.083212
[77 empty] | 1086.8773 | 0.011376 | 1472.8832 | 0.2335 | 1471.6077 | 0.083394
[77 empty] | 1086.8918 | 0.011387 | 1472.9894 | 0.23282 | 1471.7137 | 0.08358
[77 empty] | 1086.9062 | 0.011397 | 1473.0957 | 0.23197 | 1471.8198 | 0.083768
[77 empty] | 1086.9208 | 0.011407 | 1473.202 | 0.23152 | 1471.9259 | 0.083954
[77 empty] | 1086.9352 | 0.011417 | 1473.3084 | 0.2308 | 1472.0321 | 0.084142
[77 empty] | 1086.9497 | 0.011426 | 1473.4147 | 0.23022 | 1472.1383 | 0.08433
[77 empty] | 1086.9641 | 0.011435 | 1473.5211 | 0.22938 | 1472.2444 | 0.084519
[77 empty] | 1086.9786 | 0.011444 | 1473.6274 | 0.22874 | 1472.3506 | 0.084707
[77 empty] | 1086.993 | 0.011453 | 1473.7339 | 0.22798 | 1472.4568 | 0.084895
[77 empty] | 1087.0076 | 0.011461 | 1473.8402 | 0.22715 | 1472.5631 | 0.085086
[77 empty] | 1087.0221 | 0.011468 | 1473.9467 | 0.22646 | 1472.6693 | 0.085277
[77 empty] | 1087.0365 | 0.011476 | 1474.0531 | 0.22569 | 1472.7755 | 0.085466
[77 empty] | 1087.051 | 0.011483 | 1474.1596 | 0.22496 | 1472.8818 | 0.085657
[77 empty] | 1087.0654 | 0.011489 | 1474.266 | 0.22394 | 1472.9882 | 0.085848
[77 empty] | 1087.08 | 0.011495 | 1474.3726 | 0.22333 | 1473.0944 | 0.086039
[77 empty] | 1087.0944 | 0.011501 | 1474.479 | 0.22242 | 1473.2007 | 0.086227
[77 empty] | 1087.1089 | 0.011506 | 1474.5856 | 0.2217 | 1473.307 | 0.086418
[77 empty] | 1087.1234 | 0.011511 | 1474.692 | 0.22085 | 1473.4135 | 0.086609
[77 empty] | 1087.1378 | 0.011515 | 1474.7986 | 0.22014 | 1473.5198 | 0.0868
[77 empty] | 1087.1523 | 0.011519 | 1474.9052 | 0.21932 | 1473.6261 | 0.086991
[77 empty] | 1087.1667 | 0.011523 | 1475.0117 | 0.21834 | 1473.7325 | 0.087182
[77 empty] | 1087.1813 | 0.011526 | 1475.1183 | 0.21766 | 1473.839 | 0.087374
[77 empty] | 1087.1957 | 0.011529 | 1475.225 | 0.21676 | 1473.9453 | 0.087565
[77 empty] | 1087.2102 | 0.011531 | 1475.3315 | 0.21596 | 1474.0518 | 0.087756
[77 empty] | 1087.2247 | 0.011532 | 1475.4382 | 0.21479 | 1474.1582 | 0.087947
[77 empty] | 1087.2391 | 0.011534 | 1475.5448 | 0.21377 | 1474.2648 | 0.088138
[77 empty] | 1087.2537 | 0.011535 | 1475.6515 | 0.21269 | 1474.3712 | 0.088332
[77 empty] | 1087.2681 | 0.011535 | 1475.7582 | 0.21169 | 1474.4777 | 0.088523
[77 empty] | 1087.2826 | 0.011535 | 1475.8649 | 0.21098 | 1474.5842 | 0.088714
[77 empty] | 1087.2971 | 0.011535 | 1475.9717 | 0.21023 | 1474.6908 | 0.088905
[77 empty] | 1087.3115 | 0.011534 | 1476.0784 | 0.20945 | 1474.7972 | 0.089099
[77 empty] | 1087.326 | 0.011532 | 1476.1851 | 0.2083 | 1474.9038 | 0.08929
[77 empty] | 1087.3405 | 0.011531 | 1476.2919 | 0.20768 | 1475.0104 | 0.089484
[77 empty] | 1087.355 | 0.011529 | 1476.3987 | 0.20679 | 1475.1171 | 0.089677
[77 empty] | 1087.3695 | 0.011526 | 1476.5054 | 0.20606 | 1475.2236 | 0.089871
[77 empty] | 1087.3839 | 0.011524 | 1476.6122 | 0.20535 | 1475.3302 | 0.090065
[77 empty] | 1087.3984 | 0.011521 | 1476.7191 | 0.20446 | 1475.4369 | 0.090259
[77 empty] | 1087.413 | 0.011517 | 1476.8259 | 0.20372 | 1475.5436 | 0.090453
[77 empty] | 1087.4274 | 0.011513 | 1476.9327 | 0.20289 | 1475.6501 | 0.090649
[77 empty] | 1087.4419 | 0.011509 | 1477.0397 | 0.20208 | 1475.7568 | 0.090843
[77 empty] | 1087.4564 | 0.011505 | 1477.1465 | 0.20116 | 1475.8635 | 0.09104
[77 empty] | 1087.4708 | 0.0115 | 1477.2534 | 0.2004 | 1475.9703 | 0.091236
[77 empty] | 1087.4854 | 0.011495 | 1477.3603 | 0.19948 | 1476.077 | 0.091433
[77 empty] | 1087.4999 | 0.01149 | 1477.4673 | 0.19876 | 1476.1837 | 0.091629
[77 empty] | 1087.5143 | 0.011484 | 1477.5742 | 0.19795 | 1476.2905 | 0.091826
[77 empty] | 1087.5288 | 0.011478 | 1477.6811 | 0.19738 | 1476.3973 | 0.092023
[77 empty] | 1087.5433 | 0.011472 | 1477.7881 | 0.19662 | 1476.5041 | 0.092222
[77 empty] | 1087.5577 | 0.011466 | 1477.8951 | 0.19619 | 1476.611 | 0.092419
[77 empty] | 1087.5723 | 0.011459 | 1478.0022 | 0.19537 | 1476.7178 | 0.092618
[77 empty] | 1087.5868 | 0.011453 | 1478.1091 | 0.19431 | 1476.8246 | 0.092815
[77 empty] | 1087.6012 | 0.011446 | 1478.2162 | 0.19379 | 1476.9314 | 0.093014
[77 empty] | 1087.6157 | 0.011439 | 1478.3232 | 0.19316 | 1477.0383 | 0.093213
[77 empty] | 1087.6302 | 0.011431 | 1478.4303 | 0.19247 | 1477.1451 | 0.09341
[77 empty] | 1087.6447 | 0.011424 | 1478.5375 | 0.19136 | 1477.2521 | 0.093609
[77 empty] | 1087.6592 | 0.011416 | 1478.6445 | 0.19075 | 1477.359 | 0.093806
[77 empty] | 1087.6737 | 0.011408 | 1478.7516 | 0.18991 | 1477.4659 | 0.094005
[77 empty] | 1087.6881 | 0.011401 | 1478.8588 | 0.18914 | 1477.5729 | 0.094205
[77 empty] | 1087.7026 | 0.011392 | 1478.9659 | 0.18823 | 1477.6798 | 0.094401
[77 empty] | 1087.7172 | 0.011384 | 1479.0731 | 0.18741 | 1477.7869 | 0.094601
[77 empty] | 1087.7316 | 0.011376 | 1479.1803 | 0.18663 | 1477.8938 | 0.0948
[77 empty] | 1087.7461 | 0.011367 | 1479.2875 | 0.18587 | 1478.0008 | 0.094999
[77 empty] | 1087.7606 | 0.011359 | 1479.3946 | 0.18533 | 1478.1078 | 0.095196
[77 empty] | 1087.7751 | 0.01135 | 1479.5018 | 0.18473 | 1478.2148 | 0.095395
[77 empty] | 1087.7896 | 0.011341 | 1479.6091 | 0.18411 | 1478.3219 | 0.095595
[77 empty] | 1087.8041 | 0.011333 | 1479.7164 | 0.18347 | 1478.429 | 0.095794
[77 empty] | 1087.8186 | 0.011324 | 1479.8236 | 0.18298 | 1478.5361 | 0.095996
[77 empty] | 1087.833 | 0.011314 | 1479.9309 | 0.18219 | 1478.6432 | 0.096196
[77 empty] | 1087.8475 | 0.011305 | 1480.0382 | 0.18137 | 1478.7502 | 0.096395
[77 empty] | 1087.8621 | 0.011296 | 1480.1456 | 0.18056 | 1478.8574 | 0.096597
[77 empty] | 1087.8766 | 0.011286 | 1480.2529 | 0.17992 | 1478.9646 | 0.096799
[77 empty] | 1087.891 | 0.011277 | 1480.3602 | 0.17895 | 1479.0718 | 0.097001
[77 empty] | 1087.9055 | 0.011267 | 1480.4677 | 0.1781 | 1479.179 | 0.097206
[77 empty] | 1087.92 | 0.011258 | 1480.5749 | 0.17745 | 1479.2861 | 0.097411
[77 empty] | 1087.9346 | 0.011248 | 1480.6824 | 0.17675 | 1479.3933 | 0.097616
[77 empty] | 1087.949 | 0.011238 | 1480.7898 | 0.17582 | 1479.5006 | 0.097824
[77 empty] | 1087.9635 | 0.011228 | 1480.8972 | 0.17495 | 1479.6078 | 0.098031
[77 empty] | 1087.978 | 0.011217 | 1481.0046 | 0.17425 | 1479.7151 | 0.098239
[77 empty] | 1087.9926 | 0.011207 | 1481.1122 | 0.17329 | 1479.8224 | 0.09845
[77 empty] | 1088.007 | 0.011196 | 1481.2196 | 0.17254 | 1479.9296 | 0.09866
[77 empty] | 1088.0215 | 0.011186 | 1481.3272 | 0.17174 | 1480.0369 | 0.098873
[77 empty] | 1088.036 | 0.011175 | 1481.4346 | 0.17124 | 1480.1443 | 0.099086
[77 empty] | 1088.0505 | 0.011164 | 1481.5421 | 0.17044 | 1480.2516 | 0.099302
[77 empty] | 1088.0651 | 0.011153 | 1481.6497 | 0.16955 | 1480.3589 | 0.099518
[77 empty] | 1088.0795 | 0.011142 | 1481.7572 | 0.16874 | 1480.4663 | 0.099737
[77 empty] | 1088.094 | 0.01113 | 1481.8647 | 0.16794 | 1480.5737 | 0.099956
[77 empty] | 1088.1085 | 0.011119 | 1481.9724 | 0.16722 | 1480.681 | 0.10017
[77 empty] | 1088.123 | 0.011107 | 1482.08 | 0.16622 | 1480.7885 | 0.1004
[77 empty] | 1088.1375 | 0.011095 | 1482.1876 | 0.16558 | 1480.8959 | 0.10062
[77 empty] | 1088.152 | 0.011083 | 1482.2953 | 0.1646 | 1481.0033 | 0.10084
[77 empty] | 1088.1665 | 0.011071 | 1482.4028 | 0.16391 | 1481.1108 | 0.10107
[77 empty] | 1088.181 | 0.011058 | 1482.5105 | 0.16333 | 1481.2183 | 0.10129
[77 empty] | 1088.1956 | 0.011045 | 1482.6182 | 0.16285 | 1481.3258 | 0.10151
[77 empty] | 1088.21 | 0.011033 | 1482.726 | 0.16225 | 1481.4332 | 0.10174
[77 empty] | 1088.2245 | 0.01102 | 1482.8336 | 0.1616 | 1481.5408 | 0.10197
[77 empty] | 1088.239 | 0.011006 | 1482.9413 | 0.16114 | 1481.6483 | 0.10219
[77 empty] | 1088.2535 | 0.010993 | 1483.0491 | 0.16031 | 1481.7559 | 0.10242
[77 empty] | 1088.2681 | 0.010979 | 1483.1569 | 0.15992 | 1481.8634 | 0.10265
[77 empty] | 1088.2826 | 0.010965 | 1483.2647 | 0.15927 | 1481.9711 | 0.10287
[77 empty] | 1088.297 | 0.010951 | 1483.3724 | 0.15872 | 1482.0786 | 0.1031
[77 empty] | 1088.3115 | 0.010937 | 1483.4802 | 0.15787 | 1482.1863 | 0.10333
[77 empty] | 1088.326 | 0.010923 | 1483.588 | 0.15708 | 1482.2939 | 0.10356
[77 empty] | 1088.3406 | 0.010908 | 1483.6958 | 0.15642 | 1482.4015 | 0.10378
[77 empty] | 1088.3551 | 0.010894 | 1483.8037 | 0.15579 | 1482.5092 | 0.10401
[77 empty] | 1088.3696 | 0.010879 | 1483.9116 | 0.1554 | 1482.6168 | 0.10423
[77 empty] | 1088.384 | 0.010864 | 1484.0194 | 0.15471 | 1482.7246 | 0.10446
[77 empty] | 1088.3986 | 0.010848 | 1484.1273 | 0.15392 | 1482.8323 | 0.10468
[77 empty] | 1088.4131 | 0.010833 | 1484.2352 | 0.15333 | 1482.9401 | 0.1049
[77 empty] | 1088.4276 | 0.010817 | 1484.3431 | 0.15266 | 1483.0477 | 0.10512
[77 empty] | 1088.4421 | 0.010802 | 1484.4512 | 0.15195 | 1483.1555 | 0.10534
[77 empty] | 1088.4567 | 0.010786 | 1484.5591 | 0.15144 | 1483.2633 | 0.10556
[77 empty] | 1088.4712 | 0.01077 | 1484.6671 | 0.15076 | 1483.3711 | 0.10578
[77 empty] | 1088.4856 | 0.010754 | 1484.775 | 0.14982 | 1483.4789 | 0.106
[77 empty] | 1088.5001 | 0.010738 | 1484.8831 | 0.14901 | 1483.5867 | 0.10621
[77 empty] | 1088.5146 | 0.010722 | 1484.9911 | 0.14823 | 1483.6946 | 0.10643
[77 empty] | 1088.5292 | 0.010705 | 1485.0991 | 0.14766 | 1483.8024 | 0.10665
[77 empty] | 1088.5437 | 0.010689 | 1485.2071 | 0.14681 | 1483.9103 | 0.10686
[77 empty] | 1088.5582 | 0.010672 | 1485.3153 | 0.14626 | 1484.0181 | 0.10707
[77 empty] | 1088.5728 | 0.010656 | 1485.4233 | 0.14532 | 1484.126 | 0.10728
[77 empty] | 1088.5873 | 0.010639 | 1485.5315 | 0.14459 | 1484.2339 | 0.10749
[77 empty] | 1088.6018 | 0.010623 | 1485.6395 | 0.14389 | 1484.3418 | 0.1077
[77 empty] | 1088.6162 | 0.010606 | 1485.7477 | 0.14322 | 1484.4498 | 0.10791
[77 empty] | 1088.6307 | 0.01059 | 1485.8558 | 0.1424 | 1484.5577 | 0.10812
[77 empty] | 1088.6453 | 0.010573 | 1485.964 | 0.14174 | 1484.6658 | 0.10833
[77 empty] | 1088.6598 | 0.010557 | 1486.0721 | 0.14086 | 1484.7737 | 0.10854
[77 empty] | 1088.6743 | 0.01054 | 1486.1804 | 0.14018 | 1484.8817 | 0.10875
[77 empty] | 1088.6888 | 0.010524 | 1486.2886 | 0.1395 | 1484.9897 | 0.10896
[77 empty] | 1088.7034 | 0.010508 | 1486.3969 | 0.13874 | 1485.0978 | 0.10917
[77 empty] | 1088.7179 | 0.010491 | 1486.5051 | 0.13808 | 1485.2058 | 0.10937
[77 empty] | 1088.7324 | 0.010475 | 1486.6133 | 0.13743 | 1485.314 | 0.10958
[77 empty] | 1088.7469 | 0.010459 | 1486.7216 | 0.13674 | 1485.422 | 0.10979
[77 empty] | 1088.7615 | 0.010443 | 1486.8298 | 0.13583 | 1485.5302 | 0.11
[77 empty] | 1088.776 | 0.010427 | 1486.9382 | 0.13528 | 1485.6382 | 0.11022
[77 empty] | 1088.7904 | 0.010412 | 1487.0465 | 0.13447 | 1485.7463 | 0.11043
[77 empty] | 1088.8049 | 0.010396 | 1487.1549 | 0.13368 | 1485.8545 | 0.11064
[77 empty] | 1088.8195 | 0.010381 | 1487.2632 | 0.13269 | 1485.9626 | 0.11085
[77 empty] | 1088.834 | 0.010366 | 1487.3716 | 0.13202 | 1486.0708 | 0.11107
[77 empty] | 1088.8485 | 0.010351 | 1487.48 | 0.13132 | 1486.1791 | 0.11129
[77 empty] | 1088.863 | 0.010336 | 1487.5884 | 0.13093 | 1486.2872 | 0.11151
[77 empty] | 1088.8776 | 0.010322 | 1487.6968 | 0.13057 | 1486.3955 | 0.11172
[77 empty] | 1088.8921 | 0.010307 | 1487.8052 | 0.12967 | 1486.5038 | 0.11194
[77 empty] | 1088.9066 | 0.010293 | 1487.9137 | 0.12924 | 1486.6119 | 0.11217
[77 empty] | 1088.9211 | 0.01028 | 1488.0221 | 0.12846 | 1486.7202 | 0.11239
[77 empty] | 1088.9357 | 0.010266 | 1488.1306 | 0.12779 | 1486.8286 | 0.11261
[77 empty] | 1088.9502 | 0.010253 | 1488.2391 | 0.12705 | 1486.9369 | 0.11284
[77 empty] | 1088.9647 | 0.01024 | 1488.3477 | 0.12619 | 1487.0452 | 0.11307
[77 empty] | 1088.9792 | 0.010227 | 1488.4562 | 0.12556 | 1487.1536 | 0.1133
[77 empty] | 1088.9938 | 0.010215 | 1488.5647 | 0.1249 | 1487.2618 | 0.11353
[77 empty] | 1089.0083 | 0.010203 | 1488.6732 | 0.12419 | 1487.3702 | 0.11376
[77 empty] | 1089.0228 | 0.010191 | 1488.7819 | 0.12332 | 1487.4786 | 0.11399
[77 empty] | 1089.0374 | 0.010179 | 1488.8904 | 0.12286 | 1487.587 | 0.11422
[77 empty] | 1089.0519 | 0.010168 | 1488.999 | 0.12209 | 1487.6954 | 0.11446
[77 empty] | 1089.0664 | 0.010158 | 1489.1077 | 0.12139 | 1487.8038 | 0.1147
[77 empty] | 1089.0809 | 0.010147 | 1489.2163 | 0.12063 | 1487.9124 | 0.11493
[77 empty] | 1089.0955 | 0.010137 | 1489.3249 | 0.12019 | 1488.0207 | 0.11517
[77 empty] | 1089.11 | 0.010128 | 1489.4336 | 0.11994 | 1488.1293 | 0.11541
[77 empty] | 1089.1245 | 0.010118 | 1489.5422 | 0.11944 | 1488.2378 | 0.11565
[77 empty] | 1089.139 | 0.010109 | 1489.651 | 0.1186 | 1488.3463 | 0.11588
[77 empty] | 1089.1536 | 0.010101 | 1489.7598 | 0.11787 | 1488.4548 | 0.11612
[77 empty] | 1089.1681 | 0.010093 | 1489.8684 | 0.11724 | 1488.5633 | 0.11637
[77 empty] | 1089.1826 | 0.010085 | 1489.9772 | 0.11665 | 1488.6719 | 0.1166
[77 empty] | 1089.1971 | 0.010078 | 1490.0859 | 0.11588 | 1488.7805 | 0.11684
[77 empty] | 1089.2117 | 0.010071 | 1490.1947 | 0.11514 | 1488.889 | 0.11709
[77 empty] | 1089.2262 | 0.010065 | 1490.3036 | 0.1144 | 1488.9977 | 0.11733
[77 empty] | 1089.2407 | 0.010059 | 1490.4124 | 0.1138 | 1489.1063 | 0.11757
[77 empty] | 1089.2552 | 0.010054 | 1490.5212 | 0.11316 | 1489.215 | 0.11781
[77 empty] | 1089.2698 | 0.010049 | 1490.63 | 0.11265 | 1489.3236 | 0.11805
[77 empty] | 1089.2843 | 0.010045 | 1490.7389 | 0.11222 | 1489.4323 | 0.11829
[77 empty] | 1089.2988 | 0.010041 | 1490.8478 | 0.11153 | 1489.5409 | 0.11853
[77 empty] | 1089.3134 | 0.010038 | 1490.9567 | 0.11085 | 1489.6497 | 0.11877
[77 empty] | 1089.3279 | 0.010036 | 1491.0656 | 0.11013 | 1489.7584 | 0.11901
[77 empty] | 1089.3424 | 0.010034 | 1491.1744 | 0.10942 | 1489.8671 | 0.11925
[77 empty] | 1089.3569 | 0.010032 | 1491.2834 | 0.10913 | 1489.9758 | 0.11949
[77 empty] | 1089.3716 | 0.010031 | 1491.3923 | 0.10868 | 1490.0846 | 0.11973
[77 empty] | 1089.3861 | 0.010031 | 1491.5013 | 0.10817 | 1490.1934 | 0.11998
[77 empty] | 1089.4006 | 0.010031 | 1491.6103 | 0.10735 | 1490.3022 | 0.12021
[77 empty] | 1089.4152 | 0.010032 | 1491.7194 | 0.10685 | 1490.411 | 0.12045
[77 empty] | 1089.4297 | 0.010034 | 1491.8284 | 0.10652 | 1490.5199 | 0.1207
[77 empty] | 1089.4442 | 0.010036 | 1491.9374 | 0.10605 | 1490.6287 | 0.12094
[77 empty] | 1089.4587 | 0.010039 | 1492.0465 | 0.10541 | 1490.7376 | 0.12117
[77 empty] | 1089.4733 | 0.010043 | 1492.1555 | 0.10492 | 1490.8464 | 0.12142
[77 empty] | 1089.4878 | 0.010047 | 1492.2647 | 0.10434 | 1490.9553 | 0.12166
[77 empty] | 1089.5023 | 0.010052 | 1492.3737 | 0.10382 | 1491.0642 | 0.1219
[77 empty] | 1089.5168 | 0.010058 | 1492.4828 | 0.10349 | 1491.1731 | 0.12214
[77 empty] | 1089.5314 | 0.010064 | 1492.5919 | 0.10295 | 1491.2821 | 0.12238
[77 empty] | 1089.546 | 0.010072 | 1492.701 | 0.10246 | 1491.391 | 0.12262
[77 empty] | 1089.5605 | 0.01008 | 1492.8103 | 0.10189 | 1491.5 | 0.12286
[77 empty] | 1089.5751 | 0.010088 | 1492.9194 | 0.10122 | 1491.609 | 0.1231
[77 empty] | 1089.5896 | 0.010098 | 1493.0287 | 0.10099 | 1491.718 | 0.12334
[77 empty] | 1089.6041 | 0.010108 | 1493.1378 | 0.10087 | 1491.827 | 0.12358
[77 empty] | 1089.6187 | 0.010119 | 1493.2471 | 0.10046 | 1491.936 | 0.12382
[77 empty] | 1089.6332 | 0.010131 | 1493.3563 | 0.10008 | 1492.0452 | 0.12406
[77 empty] | 1089.6477 | 0.010144 | 1493.4656 | 0.099461 | 1492.1542 | 0.1243
[77 empty] | 1089.6622 | 0.010157 | 1493.5748 | 0.098654 | 1492.2633 | 0.12454
[77 empty] | 1089.6769 | 0.010172 | 1493.6842 | 0.098264 | 1492.3723 | 0.12477
[77 empty] | 1089.6914 | 0.010187 | 1493.7935 | 0.097649 | 1492.4814 | 0.12502
[77 empty] | 1089.7059 | 0.010203 | 1493.9028 | 0.097064 | 1492.5906 | 0.12525
[77 empty] | 1089.7205 | 0.010219 | 1494.0121 | 0.096482 | 1492.6997 | 0.12549
[77 empty] | 1089.735 | 0.010237 | 1494.1215 | 0.095961 | 1492.809 | 0.12573
[77 empty] | 1089.7495 | 0.010255 | 1494.2308 | 0.09579 | 1492.9181 | 0.12597
[77 empty] | 1089.764 | 0.010274 | 1494.3402 | 0.095168 | 1493.0273 | 0.12621
[77 empty] | 1089.7787 | 0.010294 | 1494.4496 | 0.094845 | 1493.1365 | 0.12645
[77 empty] | 1089.7932 | 0.010315 | 1494.5591 | 0.094344 | 1493.2457 | 0.12669
[77 empty] | 1089.8077 | 0.010336 | 1494.6685 | 0.093672 | 1493.355 | 0.12693
[77 empty] | 1089.8223 | 0.010358 | 1494.7779 | 0.093036 | 1493.4642 | 0.12716
[77 empty] | 1089.8368 | 0.010381 | 1494.8874 | 0.092882 | 1493.5735 | 0.1274
[77 empty] | 1089.8513 | 0.010404 | 1494.9969 | 0.092478 | 1493.6829 | 0.12764
[77 empty] | 1089.866 | 0.010428 | 1495.1064 | 0.091974 | 1493.7921 | 0.12788
[77 empty] | 1089.8805 | 0.010453 | 1495.2159 | 0.091453 | 1493.9015 | 0.12812
[77 empty] | 1089.895 | 0.010479 | 1495.3254 | 0.090848 | 1494.0107 | 0.12836
[77 empty] | 1089.9095 | 0.010505 | 1495.4349 | 0.090414 | 1494.1201 | 0.1286
[77 empty] | 1089.9241 | 0.010532 | 1495.5446 | 0.089994 | 1494.2295 | 0.12883
[77 empty] | 1089.9386 | 0.010559 | 1495.6542 | 0.089681 | 1494.3389 | 0.12907
[77 empty] | 1089.9532 | 0.010587 | 1495.7637 | 0.089251 | 1494.4482 | 0.12931
[77 empty] | 1089.9678 | 0.010616 | 1495.8733 | 0.088703 | 1494.5577 | 0.12955
[77 empty] | 1089.9823 | 0.010645 | 1495.9829 | 0.08833 | 1494.6671 | 0.12979
[77 empty] | 1089.9968 | 0.010674 | 1496.0927 | 0.087899 | 1494.7766 | 0.13003
[77 empty] | 1090.0114 | 0.010704 | 1496.2023 | 0.087321 | 1494.8861 | 0.13027
[77 empty] | 1090.026 | 0.010734 | 1496.3119 | 0.086766 | 1494.9956 | 0.1305
[77 empty] | 1090.0405 | 0.010765 | 1496.4216 | 0.085983 | 1495.1051 | 0.13074
[77 empty] | 1090.0551 | 0.010796 | 1496.5314 | 0.085502 | 1495.2146 | 0.13098
[77 empty] | 1090.0696 | 0.010828 | 1496.6411 | 0.084907 | 1495.3241 | 0.13122
[77 empty] | 1090.0842 | 0.010859 | 1496.7508 | 0.084662 | 1495.4336 | 0.13146
[77 empty] | 1090.0988 | 0.010891 | 1496.8606 | 0.084399 | 1495.5432 | 0.1317
[77 empty] | 1090.1133 | 0.010924 | 1496.9703 | 0.083848 | 1495.6528 | 0.13194
[77 empty] | 1090.1278 | 0.010956 | 1497.0801 | 0.083253 | 1495.7623 | 0.13218
[77 empty] | 1090.1423 | 0.010989 | 1497.1899 | 0.082621 | 1495.8719 | 0.13243
[77 empty] | 1090.157 | 0.011021 | 1497.2998 | 0.082224 | 1495.9816 | 0.13267
[77 empty] | 1090.1715 | 0.011054 | 1497.4096 | 0.081542 | 1496.0913 | 0.13291
[77 empty] | 1090.186 | 0.011087 | 1497.5194 | 0.081118 | 1496.2009 | 0.13315
[77 empty] | 1090.2006 | 0.01112 | 1497.6293 | 0.080678 | 1496.3105 | 0.13339
[77 empty] | 1090.2152 | 0.011153 | 1497.7393 | 0.080355 | 1496.4203 | 0.13363
[77 empty] | 1090.2297 | 0.011185 | 1497.8491 | 0.079975 | 1496.53 | 0.13387
[77 empty] | 1090.2443 | 0.011218 | 1497.959 | 0.079588 | 1496.6398 | 0.13411
[77 empty] | 1090.2588 | 0.011251 | 1498.069 | 0.079222 | 1496.7495 | 0.13436
[77 empty] | 1090.2734 | 0.011283 | 1498.179 | 0.078765 | 1496.8592 | 0.1346
[77 empty] | 1090.288 | 0.011315 | 1498.2888 | 0.078429 | 1496.969 | 0.13484
[77 empty] | 1090.3025 | 0.011348 | 1498.3988 | 0.078059 | 1497.0787 | 0.13508
[77 empty] | 1090.317 | 0.011379 | 1498.5089 | 0.077514 | 1497.1886 | 0.13532
[77 empty] | 1090.3317 | 0.011411 | 1498.6189 | 0.077017 | 1497.2985 | 0.13557
[77 empty] | 1090.3462 | 0.011442 | 1498.7289 | 0.076761 | 1497.4082 | 0.13581
[77 empty] | 1090.3607 | 0.011473 | 1498.839 | 0.076361 | 1497.5181 | 0.13605
[77 empty] | 1090.3754 | 0.011504 | 1498.949 | 0.07584 | 1497.6279 | 0.1363
[77 empty] | 1090.3899 | 0.011534 | 1499.0591 | 0.075504 | 1497.7378 | 0.13654
[77 empty] | 1090.4044 | 0.011564 | 1499.1692 | 0.075083 | 1497.8478 | 0.13678
[77 empty] | 1090.4189 | 0.011593 | 1499.2793 | 0.074804 | 1497.9576 | 0.13702
[77 empty] | 1090.4336 | 0.011622 | 1499.3894 | 0.07425 | 1498.0676 | 0.13727
[77 empty] | 1090.4481 | 0.011651 | 1499.4995 | 0.073671 | 1498.1776 | 0.13751
[77 empty] | 1090.4626 | 0.011679 | 1499.6097 | 0.073396 | 1498.2875 | 0.13776
[77 empty] | 1090.4773 | 0.011706 | 1499.7198 | 0.072817 | 1498.3975 | 0.138
[77 empty] | 1090.4918 | 0.011733 | 1499.8301 | 0.072414 | 1498.5075 | 0.13825
[77 empty] | 1090.5063 | 0.01176 | 1499.9403 | 0.071657 | 1498.6175 | 0.1385
[77 empty] | 1090.521 | 0.011785 | 1500.0505 | 0.070982 | 1498.7275 | 0.13874
[77 empty] | 1090.5355 | 0.011811 | 1500.1608 | 0.070477 | 1498.8376 | 0.13899
[77 empty] | 1090.55 | 0.011835 | 1500.271 | 0.069899 | 1498.9476 | 0.13924
[77 empty] | 1090.5647 | 0.011859 | 1500.3814 | 0.069361 | 1499.0577 | 0.13949
[77 empty] | 1090.5792 | 0.011883 | 1500.4916 | 0.068995 | 1499.1679 | 0.13974
[77 empty] | 1090.5938 | 0.011906 | 1500.6019 | 0.06844 | 1499.2779 | 0.13999
[77 empty] | 1090.6084 | 0.011928 | 1500.7122 | 0.068104 | 1499.3881 | 0.14024
[77 empty] | 1090.6229 | 0.01195 | 1500.8225 | 0.067795 | 1499.4982 | 0.14049
[77 empty] | 1090.6375 | 0.01197 | 1500.9329 | 0.067277 | 1499.6084 | 0.14075
[77 empty] | 1090.6521 | 0.011991 | 1501.0433 | 0.066863 | 1499.7185 | 0.141
[77 empty] | 1090.6666 | 0.01201 | 1501.1537 | 0.066561 | 1499.8287 | 0.14126
[77 empty] | 1090.6812 | 0.012029 | 1501.264 | 0.065969 | 1499.939 | 0.14151
[77 empty] | 1090.6958 | 0.012047 | 1501.3745 | 0.065757 | 1500.0492 | 0.14177
[77 empty] | 1090.7103 | 0.012065 | 1501.485 | 0.06525 | 1500.1594 | 0.14203
[77 empty] | 1090.7249 | 0.012082 | 1501.5953 | 0.064981 | 1500.2696 | 0.14229
[77 empty] | 1090.7395 | 0.012098 | 1501.7058 | 0.064843 | 1500.38 | 0.14255
[77 empty] | 1090.754 | 0.012113 | 1501.8163 | 0.064338 | 1500.4902 | 0.14281
[77 empty] | 1090.7686 | 0.012128 | 1501.9269 | 0.063885 | 1500.6006 | 0.14307
[77 empty] | 1090.7832 | 0.012142 | 1502.0374 | 0.063279 | 1500.7108 | 0.14333
[77 empty] | 1090.7977 | 0.012155 | 1502.1478 | 0.063121 | 1500.8212 | 0.1436
[77 empty] | 1090.8124 | 0.012168 | 1502.2584 | 0.062711 | 1500.9315 | 0.14386
[77 empty] | 1090.8269 | 0.01218 | 1502.369 | 0.062328 | 1501.0419 | 0.14412
[77 empty] | 1090.8414 | 0.012191 | 1502.4796 | 0.06218 | 1501.1523 | 0.14439
[77 empty] | 1090.8561 | 0.012202 | 1502.5902 | 0.061901 | 1501.2627 | 0.14465
[77 empty] | 1090.8706 | 0.012211 | 1502.7008 | 0.061424 | 1501.3732 | 0.14492
[77 empty] | 1090.8851 | 0.01222 | 1502.8114 | 0.061249 | 1501.4835 | 0.14519
[77 empty] | 1090.8998 | 0.012229 | 1502.9221 | 0.060889 | 1501.594 | 0.14545
[77 empty] | 1090.9143 | 0.012236 | 1503.0327 | 0.060422 | 1501.7045 | 0.14572
[77 empty] | 1090.929 | 0.012243 | 1503.1434 | 0.060143 | 1501.8149 | 0.14599
[77 empty] | 1090.9435 | 0.012249 | 1503.2541 | 0.05981 | 1501.9255 | 0.14626
[77 empty] | 1090.958 | 0.012255 | 1503.3649 | 0.059386 | 1502.036 | 0.14652
[77 empty] | 1090.9727 | 0.012259 | 1503.4756 | 0.059248 | 1502.1465 | 0.14679
[77 empty] | 1090.9872 | 0.012263 | 1503.5863 | 0.05906 | 1502.2571 | 0.14706
[77 empty] | 1091.0018 | 0.012266 | 1503.697 | 0.058653 | 1502.3677 | 0.14733
[77 empty] | 1091.0164 | 0.012269 | 1503.8079 | 0.058515 | 1502.4783 | 0.14759
[77 empty] | 1091.031 | 0.01227 | 1503.9186 | 0.058186 | 1502.5889 | 0.14786
[77 empty] | 1091.0455 | 0.012271 | 1504.0294 | 0.057883 | 1502.6995 | 0.14813
[77 empty] | 1091.0601 | 0.012272 | 1504.1403 | 0.05791 | 1502.8101 | 0.1484
[77 empty] | 1091.0747 | 0.012271 | 1504.2511 | 0.057766 | 1502.9208 | 0.14867
[77 empty] | 1091.0892 | 0.01227 | 1504.3619 | 0.057376 | 1503.0314 | 0.14893
[77 empty] | 1091.1039 | 0.012268 | 1504.4729 | 0.057033 | 1503.1421 | 0.1492
[77 empty] | 1091.1184 | 0.012265 | 1504.5837 | 0.056814 | 1503.2528 | 0.14947
[77 empty] | 1091.1331 | 0.012262 | 1504.6947 | 0.056576 | 1503.3635 | 0.14974
[77 empty] | 1091.1476 | 0.012257 | 1504.8055 | 0.056263 | 1503.4742 | 0.15
[77 empty] | 1091.1622 | 0.012252 | 1504.9165 | 0.055823 | 1503.585 | 0.15027
[77 empty] | 1091.1768 | 0.012247 | 1505.0275 | 0.055268 | 1503.6957 | 0.15054
[77 empty] | 1091.1913 | 0.01224 | 1505.1384 | 0.054898 | 1503.8065 | 0.1508
[77 empty] | 1091.2059 | 0.012233 | 1505.2494 | 0.054605 | 1503.9172 | 0.15107
[77 empty] | 1091.2205 | 0.012225 | 1505.3605 | 0.054394 | 1504.0281 | 0.15134
[77 empty] | 1091.2351 | 0.012216 | 1505.4714 | 0.053896 | 1504.1389 | 0.1516
[77 empty] | 1091.2496 | 0.012207 | 1505.5825 | 0.053523 | 1504.2498 | 0.15187
[77 empty] | 1091.2643 | 0.012197 | 1505.6936 | 0.053257 | 1504.3606 | 0.15214
[77 empty] | 1091.2788 | 0.012186 | 1505.8047 | 0.052723 | 1504.4714 | 0.1524
[77 empty] | 1091.2935 | 0.012174 | 1505.9158 | 0.052602 | 1504.5824 | 0.15267
[77 empty] | 1091.308 | 0.012162 | 1506.0269 | 0.052289 | 1504.6932 | 0.15294
[77 empty] | 1091.3226 | 0.012148 | 1506.1379 | 0.052003 | 1504.8042 | 0.1532
[77 empty] | 1091.3372 | 0.012134 | 1506.249 | 0.051815 | 1504.9152 | 0.15347
[77 empty] | 1091.3518 | 0.01212 | 1506.3602 | 0.051375 | 1505.0261 | 0.15373
[77 empty] | 1091.3663 | 0.012105 | 1506.4714 | 0.051042 | 1505.1371 | 0.154
[77 empty] | 1091.381 | 0.012088 | 1506.5826 | 0.050652 | 1505.248 | 0.15426
[77 empty] | 1091.3955 | 0.012072 | 1506.6939 | 0.050342 | 1505.3591 | 0.15453
[77 empty] | 1091.4102 | 0.012054 | 1506.805 | 0.050178 | 1505.4701 | 0.15479
[77 empty] | 1091.4247 | 0.012036 | 1506.9163 | 0.049798 | 1505.5812 | 0.15506
[77 empty] | 1091.4393 | 0.012017 | 1507.0275 | 0.049616 | 1505.6923 | 0.15532
[77 empty] | 1091.4539 | 0.011998 | 1507.1388 | 0.049314 | 1505.8032 | 0.15559
[77 empty] | 1091.4685 | 0.011977 | 1507.2501 | 0.04924 | 1505.9143 | 0.15585
[77 empty] | 1091.483 | 0.011956 | 1507.3613 | 0.049253 | 1506.0255 | 0.15611
[77 empty] | 1091.4977 | 0.011935 | 1507.4727 | 0.049065 | 1506.1366 | 0.15638
[77 empty] | 1091.5122 | 0.011913 | 1507.584 | 0.048594 | 1506.2477 | 0.15664
[77 empty] | 1091.5269 | 0.01189 | 1507.6953 | 0.048493 | 1506.3589 | 0.1569
[77 empty] | 1091.5415 | 0.011866 | 1507.8068 | 0.048332 | 1506.4701 | 0.15716
[77 empty] | 1091.556 | 0.011842 | 1507.9181 | 0.047955 | 1506.5813 | 0.15743
[77 empty] | 1091.5707 | 0.011817 | 1508.0295 | 0.047821 | 1506.6924 | 0.15769
[77 empty] | 1091.5852 | 0.011792 | 1508.141 | 0.047434 | 1506.8037 | 0.15795
[77 empty] | 1091.5999 | 0.011766 | 1508.2523 | 0.046863 | 1506.9149 | 0.15821
[77 empty] | 1091.6144 | 0.01174 | 1508.3638 | 0.046577 | 1507.0261 | 0.15847
[77 empty] | 1091.629 | 0.011712 | 1508.4753 | 0.046184 | 1507.1374 | 0.15873
[77 empty] | 1091.6436 | 0.011685 | 1508.5868 | 0.04579 | 1507.2487 | 0.15899
[77 empty] | 1091.6582 | 0.011657 | 1508.6982 | 0.045646 | 1507.36 | 0.15925
[77 empty] | 1091.6729 | 0.011628 | 1508.8098 | 0.045531 | 1507.4713 | 0.15951
[77 empty] | 1091.6874 | 0.011599 | 1508.9213 | 0.045336 | 1507.5826 | 0.15976
[77 empty] | 1091.702 | 0.011569 | 1509.0328 | 0.045185 | 1507.694 | 0.16002
[77 empty] | 1091.7166 | 0.011539 | 1509.1444 | 0.044936 | 1507.8054 | 0.16028
[77 empty] | 1091.7312 | 0.011509 | 1509.256 | 0.044711 | 1507.9168 | 0.16053
[77 empty] | 1091.7457 | 0.011477 | 1509.3675 | 0.044651 | 1508.0282 | 0.16079
[77 empty] | 1091.7604 | 0.011446 | 1509.4793 | 0.044456 | 1508.1395 | 0.16104
[77 empty] | 1091.775 | 0.011414 | 1509.5908 | 0.044045 | 1508.251 | 0.1613
[77 empty] | 1091.7896 | 0.011382 | 1509.7025 | 0.043669 | 1508.3624 | 0.16155
[77 empty] | 1091.8042 | 0.011349 | 1509.8142 | 0.04341 | 1508.4739 | 0.1618
[77 empty] | 1091.8187 | 0.011316 | 1509.9259 | 0.043252 | 1508.5855 | 0.16206
[77 empty] | 1091.8334 | 0.011283 | 1510.0376 | 0.042711 | 1508.6969 | 0.16231
[77 empty] | 1091.848 | 0.01125 | 1510.1493 | 0.042358 | 1508.8085 | 0.16256
[77 empty] | 1091.8625 | 0.011216 | 1510.261 | 0.042153 | 1508.9199 | 0.16282
[77 empty] | 1091.8772 | 0.011182 | 1510.3727 | 0.041951 | 1509.0315 | 0.16307
[77 empty] | 1091.8917 | 0.011147 | 1510.4845 | 0.041739 | 1509.1431 | 0.16332
[77 empty] | 1091.9064 | 0.011113 | 1510.5963 | 0.041386 | 1509.2546 | 0.16357
[77 empty] | 1091.921 | 0.011078 | 1510.7081 | 0.041238 | 1509.3662 | 0.16382
[77 empty] | 1091.9355 | 0.011043 | 1510.82 | 0.040899 | 1509.4779 | 0.16407
[77 empty] | 1091.9502 | 0.011007 | 1510.9318 | 0.040569 | 1509.5895 | 0.16432
[77 empty] | 1091.9648 | 0.010972 | 1511.0436 | 0.040129 | 1509.7012 | 0.16458
[77 empty] | 1091.9794 | 0.010937 | 1511.1554 | 0.040011 | 1509.8129 | 0.16483
[77 empty] | 1091.994 | 0.010901 | 1511.2673 | 0.039766 | 1509.9244 | 0.16508
[77 empty] | 1092.0085 | 0.010865 | 1511.3791 | 0.03948 | 1510.0361 | 0.16533
[77 empty] | 1092.0232 | 0.01083 | 1511.4911 | 0.03912 | 1510.148 | 0.16559
[77 empty] | 1092.0378 | 0.010794 | 1511.603 | 0.038633 | 1510.2596 | 0.16584
[77 empty] | 1092.0524 | 0.010758 | 1511.715 | 0.038313 | 1510.3713 | 0.1661
[77 empty] | 1092.067 | 0.010722 | 1511.8269 | 0.037967 | 1510.4832 | 0.16635
[77 empty] | 1092.0817 | 0.010687 | 1511.939 | 0.037991 | 1510.595 | 0.16661
[77 empty] | 1092.0962 | 0.010651 | 1512.0509 | 0.037792 | 1510.7067 | 0.16687
[77 empty] | 1092.1108 | 0.010616 | 1512.163 | 0.037594 | 1510.8185 | 0.16712
[77 empty] | 1092.1255 | 0.01058 | 1512.275 | 0.037473 | 1510.9304 | 0.16738
[77 empty] | 1092.14 | 0.010545 | 1512.387 | 0.037295 | 1511.0422 | 0.16764
[77 empty] | 1092.1547 | 0.01051 | 1512.499 | 0.036982 | 1511.1541 | 0.16791
[77 empty] | 1092.1693 | 0.010475 | 1512.6112 | 0.036471 | 1511.266 | 0.16817
[77 empty] | 1092.1838 | 0.01044 | 1512.7233 | 0.036417 | 1511.3778 | 0.16844
[77 empty] | 1092.1985 | 0.010406 | 1512.8353 | 0.036343 | 1511.4897 | 0.1687
[77 empty] | 1092.2131 | 0.010372 | 1512.9475 | 0.036262 | 1511.6017 | 0.16897
[77 empty] | 1092.2277 | 0.010338 | 1513.0597 | 0.036141 | 1511.7136 | 0.16924
[77 empty] | 1092.2423 | 0.010304 | 1513.1717 | 0.036007 | 1511.8256 | 0.16951
[77 empty] | 1092.257 | 0.010271 | 1513.2839 | 0.035943 | 1511.9376 | 0.16978
[77 empty] | 1092.2715 | 0.010239 | 1513.3961 | 0.035725 | 1512.0496 | 0.17005
[77 empty] | 1092.2861 | 0.010207 | 1513.5084 | 0.035177 | 1512.1616 | 0.17032
[77 empty] | 1092.3008 | 0.010175 | 1513.6206 | 0.034928 | 1512.2736 | 0.1706
[77 empty] | 1092.3154 | 0.010143 | 1513.7329 | 0.034676 | 1512.3856 | 0.17088
[77 empty] | 1092.33 | 0.010113 | 1513.8451 | 0.034709 | 1512.4977 | 0.17115
[77 empty] | 1092.3446 | 0.010083 | 1513.9574 | 0.034578 | 1512.6097 | 0.17143
[77 empty] | 1092.3593 | 0.010053 | 1514.0697 | 0.034366 | 1512.7219 | 0.17171
[77 empty] | 1092.3738 | 0.010024 | 1514.182 | 0.034117 | 1512.834 | 0.17199
[77 empty] | 1092.3884 | 0.0099956 | 1514.2943 | 0.033912 | 1512.9462 | 0.17227
[77 empty] | 1092.4031 | 0.009968 | 1514.4066 | 0.033808 | 1513.0582 | 0.17255
[77 empty] | 1092.4177 | 0.009941 | 1514.519 | 0.033499 | 1513.1704 | 0.17283
[77 empty] | 1092.4323 | 0.0099148 | 1514.6315 | 0.033459 | 1513.2826 | 0.17311
[77 empty] | 1092.4469 | 0.0098893 | 1514.7438 | 0.033159 | 1513.3948 | 0.1734
[77 empty] | 1092.4615 | 0.0098646 | 1514.8562 | 0.03323 | 1513.5071 | 0.17368
[77 empty] | 1092.4762 | 0.0098408 | 1514.9686 | 0.03319 | 1513.6193 | 0.17397
[77 empty] | 1092.4907 | 0.0098177 | 1515.0811 | 0.032911 | 1513.7314 | 0.17425
[77 empty] | 1092.5054 | 0.0097956 | 1515.1936 | 0.032588 | 1513.8438 | 0.17454
[77 empty] | 1092.52 | 0.0097743 | 1515.306 | 0.032252 | 1513.9561 | 0.17482
[77 empty] | 1092.5347 | 0.009754 | 1515.4186 | 0.031956 | 1514.0684 | 0.17511
[77 empty] | 1092.5492 | 0.0097346 | 1515.531 | 0.031589 | 1514.1807 | 0.17539
[77 empty] | 1092.5638 | 0.0097162 | 1515.6436 | 0.031559 | 1514.293 | 0.17568
[77 empty] | 1092.5785 | 0.0096987 | 1515.7561 | 0.031566 | 1514.4053 | 0.17597
[77 empty] | 1092.5931 | 0.0096823 | 1515.8686 | 0.031381 | 1514.5177 | 0.17626
[77 empty] | 1092.6077 | 0.0096668 | 1515.9812 | 0.031233 | 1514.63 | 0.17655
[77 empty] | 1092.6223 | 0.0096524 | 1516.0939 | 0.030967 | 1514.7424 | 0.17683
[77 empty] | 1092.637 | 0.0096391 | 1516.2064 | 0.030554 | 1514.8549 | 0.17713
[77 empty] | 1092.6516 | 0.0096268 | 1516.3191 | 0.030335 | 1514.9673 | 0.17742
[77 empty] | 1092.6663 | 0.0096156 | 1516.4318 | 0.030181 | 1515.0797 | 0.17771
[77 empty] | 1092.6808 | 0.0096054 | 1516.5444 | 0.029959 | 1515.1921 | 0.178
[77 empty] | 1092.6954 | 0.0095964 | 1516.6571 | 0.029579 | 1515.3047 | 0.17829
[77 empty] | 1092.7101 | 0.0095884 | 1516.7698 | 0.029407 | 1515.4171 | 0.17858
[77 empty] | 1092.7247 | 0.0095816 | 1516.8825 | 0.02936 | 1515.5297 | 0.17888
[77 empty] | 1092.7394 | 0.0095759 | 1516.9952 | 0.029327 | 1515.6422 | 0.17917
[77 empty] | 1092.7539 | 0.0095712 | 1517.1079 | 0.029071 | 1515.7548 | 0.17946
[77 empty] | 1092.7686 | 0.0095677 | 1517.2207 | 0.028806 | 1515.8673 | 0.17976
[77 empty] | 1092.7832 | 0.0095653 | 1517.3335 | 0.028516 | 1515.9799 | 0.18006
[77 empty] | 1092.7979 | 0.0095639 | 1517.4463 | 0.028368 | 1516.0925 | 0.18035
[77 empty] | 1092.8125 | 0.0095637 | 1517.5591 | 0.028463 | 1516.2051 | 0.18065
[77 empty] | 1092.827 | 0.0095645 | 1517.672 | 0.028399 | 1516.3177 | 0.18095
[77 empty] | 1092.8417 | 0.0095664 | 1517.7848 | 0.028506 | 1516.4304 | 0.18125
[77 empty] | 1092.8563 | 0.0095693 | 1517.8977 | 0.028254 | 1516.5431 | 0.18155
[77 empty] | 1092.871 | 0.0095733 | 1518.0105 | 0.02815 | 1516.6558 | 0.18186
[77 empty] | 1092.8856 | 0.0095783 | 1518.1234 | 0.028096 | 1516.7684 | 0.18216
[77 empty] | 1092.9003 | 0.0095843 | 1518.2363 | 0.02781 | 1516.8811 | 0.18246
[77 empty] | 1092.9148 | 0.0095912 | 1518.3492 | 0.027797 | 1516.9939 | 0.18277
[77 empty] | 1092.9294 | 0.0095991 | 1518.4622 | 0.027881 | 1517.1066 | 0.18307
[77 empty] | 1092.9441 | 0.0096079 | 1518.5752 | 0.02779 | 1517.2194 | 0.18338
[77 empty] | 1092.9587 | 0.0096176 | 1518.6881 | 0.027397 | 1517.3321 | 0.18369
[77 empty] | 1092.9734 | 0.0096282 | 1518.8012 | 0.027071 | 1517.445 | 0.184
[77 empty] | 1092.988 | 0.0096396 | 1518.9142 | 0.026993 | 1517.5577 | 0.18431
[77 empty] | 1093.0026 | 0.0096517 | 1519.0272 | 0.026876 | 1517.6705 | 0.18462
[77 empty] | 1093.0172 | 0.0096647 | 1519.1403 | 0.026509 | 1517.7834 | 0.18493
[77 empty] | 1093.0319 | 0.0096783 | 1519.2533 | 0.026378 | 1517.8962 | 0.18524
[77 empty] | 1093.0465 | 0.0096927 | 1519.3665 | 0.026355 | 1518.0092 | 0.18555
[77 empty] | 1093.0612 | 0.0097077 | 1519.4795 | 0.026012 | 1518.1221 | 0.18587
[77 empty] | 1093.0758 | 0.0097233 | 1519.5927 | 0.025928 | 1518.235 | 0.18618
[77 empty] | 1093.0905 | 0.0097394 | 1519.7057 | 0.025635 | 1518.3479 | 0.1865
[77 empty] | 1093.1051 | 0.0097561 | 1519.8189 | 0.02546 | 1518.4608 | 0.18681
[77 empty] | 1093.1196 | 0.0097732 | 1519.932 | 0.025316 | 1518.5738 | 0.18712
[77 empty] | 1093.1343 | 0.0097907 | 1520.0453 | 0.024963 | 1518.6868 | 0.18744
[77 empty] | 1093.1489 | 0.0098086 | 1520.1584 | 0.024859 | 1518.7998 | 0.18776
[77 empty] | 1093.1636 | 0.0098269 | 1520.2716 | 0.024435 | 1518.9128 | 0.18807
[77 empty] | 1093.1782 | 0.0098454 | 1520.3849 | 0.024458 | 1519.0259 | 0.18839
[77 empty] | 1093.1929 | 0.0098642 | 1520.4982 | 0.024391 | 1519.1389 | 0.18871
[77 empty] | 1093.2075 | 0.0098831 | 1520.6115 | 0.02419 | 1519.252 | 0.18902
[77 empty] | 1093.2222 | 0.0099022 | 1520.7247 | 0.023968 | 1519.365 | 0.18934
[77 empty] | 1093.2368 | 0.0099214 | 1520.838 | 0.02391 | 1519.4781 | 0.18966
[77 empty] | 1093.2515 | 0.0099405 | 1520.9513 | 0.024065 | 1519.5912 | 0.18997
[77 empty] | 1093.266 | 0.0099597 | 1521.0647 | 0.024206 | 1519.7043 | 0.19029
[77 empty] | 1093.2806 | 0.0099788 | 1521.178 | 0.024183 | 1519.8175 | 0.19061
[77 empty] | 1093.2953 | 0.0099978 | 1521.2914 | 0.024247 | 1519.9307 | 0.19092
[77 empty] | 1093.3099 | 0.010017 | 1521.4048 | 0.024193 | 1520.0438 | 0.19124
[77 empty] | 1093.3246 | 0.010035 | 1521.5182 | 0.023941 | 1520.1571 | 0.19156
[77 empty] | 1093.3392 | 0.010054 | 1521.6316 | 0.023897 | 1520.2703 | 0.19187
[77 empty] | 1093.3539 | 0.010072 | 1521.745 | 0.02384 | 1520.3835 | 0.19219
[77 empty] | 1093.3685 | 0.010089 | 1521.8585 | 0.024038 | 1520.4968 | 0.19251
[77 empty] | 1093.3832 | 0.010107 | 1521.9719 | 0.023961 | 1520.61 | 0.19283
[77 empty] | 1093.3978 | 0.010124 | 1522.0855 | 0.023816 | 1520.7233 | 0.19314
[77 empty] | 1093.4125 | 0.01014 | 1522.199 | 0.023658 | 1520.8367 | 0.19346
[77 empty] | 1093.4271 | 0.010156 | 1522.3125 | 0.023467 | 1520.9499 | 0.19378
[77 empty] | 1093.4418 | 0.010171 | 1522.426 | 0.023336 | 1521.0632 | 0.1941
[77 empty] | 1093.4564 | 0.010186 | 1522.5395 | 0.023174 | 1521.1766 | 0.19442
[77 empty] | 1093.4711 | 0.0102 | 1522.6531 | 0.022892 | 1521.29 | 0.19473
[77 empty] | 1093.4857 | 0.010214 | 1522.7667 | 0.022862 | 1521.4034 | 0.19505
[77 empty] | 1093.5004 | 0.010227 | 1522.8802 | 0.022744 | 1521.5168 | 0.19537
[77 empty] | 1093.515 | 0.010239 | 1522.9939 | 0.022324 | 1521.6302 | 0.19569
[77 empty] | 1093.5297 | 0.01025 | 1523.1075 | 0.022122 | 1521.7436 | 0.19601
[77 empty] | 1093.5443 | 0.010261 | 1523.2212 | 0.021806 | 1521.8571 | 0.19633
[77 empty] | 1093.5588 | 0.01027 | 1523.3348 | 0.021718 | 1521.9706 | 0.19665
[77 empty] | 1093.5735 | 0.010279 | 1523.4486 | 0.021608 | 1522.0841 | 0.19697
[77 empty] | 1093.5881 | 0.010287 | 1523.5623 | 0.021255 | 1522.1975 | 0.1973
[77 empty] | 1093.6028 | 0.010294 | 1523.676 | 0.0211 | 1522.311 | 0.19762
[77 empty] | 1093.6174 | 0.010301 | 1523.7898 | 0.020858 | 1522.4246 | 0.19794
[77 empty] | 1093.6321 | 0.010306 | 1523.9036 | 0.020938 | 1522.5382 | 0.19826
[77 empty] | 1093.6467 | 0.010311 | 1524.0173 | 0.020891 | 1522.6517 | 0.19859
[77 empty] | 1093.6614 | 0.010314 | 1524.1311 | 0.020532 | 1522.7654 | 0.19891
[77 empty] | 1093.676 | 0.010317 | 1524.2449 | 0.020357 | 1522.8789 | 0.19924
[77 empty] | 1093.6907 | 0.010318 | 1524.3588 | 0.02033 | 1522.9925 | 0.19956
[77 empty] | 1093.7053 | 0.010319 | 1524.4725 | 0.020283 | 1523.1062 | 0.19989
[77 empty] | 1093.72 | 0.010319 | 1524.5864 | 0.020464 | 1523.2198 | 0.20022
[77 empty] | 1093.7347 | 0.010318 | 1524.7003 | 0.020401 | 1523.3335 | 0.20055
[77 empty] | 1093.7494 | 0.010316 | 1524.8142 | 0.020313 | 1523.4473 | 0.20088
[77 empty] | 1093.764 | 0.010313 | 1524.9281 | 0.020179 | 1523.5609 | 0.2012
[77 empty] | 1093.7787 | 0.010309 | 1525.042 | 0.019842 | 1523.6747 | 0.20153
[77 empty] | 1093.7933 | 0.010304 | 1525.156 | 0.019829 | 1523.7883 | 0.20186
[77 empty] | 1093.808 | 0.010299 | 1525.2699 | 0.019866 | 1523.9021 | 0.20219
[77 empty] | 1093.8226 | 0.010292 | 1525.3839 | 0.019927 | 1524.0159 | 0.20252
[77 empty] | 1093.8373 | 0.010285 | 1525.4979 | 0.019805 | 1524.1298 | 0.20285
[77 empty] | 1093.8519 | 0.010277 | 1525.6119 | 0.019493 | 1524.2435 | 0.20318
[77 empty] | 1093.8666 | 0.010268 | 1525.726 | 0.019197 | 1524.3573 | 0.20352
[77 empty] | 1093.8812 | 0.010258 | 1525.84 | 0.019224 | 1524.4712 | 0.20385
[77 empty] | 1093.8959 | 0.010247 | 1525.9541 | 0.019264 | 1524.5851 | 0.20418
[77 empty] | 1093.9105 | 0.010236 | 1526.0681 | 0.019271 | 1524.699 | 0.20451
[77 empty] | 1093.9252 | 0.010223 | 1526.1823 | 0.018948 | 1524.8129 | 0.20484
[77 empty] | 1093.9398 | 0.010211 | 1526.2964 | 0.018713 | 1524.9268 | 0.20517
[77 empty] | 1093.9545 | 0.010197 | 1526.4105 | 0.018807 | 1525.0406 | 0.2055
[77 empty] | 1093.9691 | 0.010183 | 1526.5247 | 0.018962 | 1525.1547 | 0.20583
[77 empty] | 1093.9838 | 0.010168 | 1526.6388 | 0.018888 | 1525.2686 | 0.20616
[77 empty] | 1093.9984 | 0.010153 | 1526.7531 | 0.01876 | 1525.3826 | 0.20649
[77 empty] | 1094.0131 | 0.010137 | 1526.8672 | 0.018619 | 1525.4966 | 0.20682
[77 empty] | 1094.0278 | 0.010121 | 1526.9814 | 0.018283 | 1525.6106 | 0.20715
[77 empty] | 1094.0425 | 0.010104 | 1527.0957 | 0.018168 | 1525.7246 | 0.20748
[77 empty] | 1094.0571 | 0.010087 | 1527.21 | 0.018286 | 1525.8386 | 0.20781
[77 empty] | 1094.0718 | 0.010069 | 1527.3242 | 0.018229 | 1525.9526 | 0.20814
[77 empty] | 1094.0864 | 0.010051 | 1527.4385 | 0.018124 | 1526.0668 | 0.20847
[77 empty] | 1094.1011 | 0.010033 | 1527.5527 | 0.01803 | 1526.1809 | 0.20879
[77 empty] | 1094.1157 | 0.010014 | 1527.6671 | 0.017903 | 1526.295 | 0.20912
[77 empty] | 1094.1304 | 0.0099957 | 1527.7814 | 0.017852 | 1526.4092 | 0.20944
[77 empty] | 1094.145 | 0.0099767 | 1527.8957 | 0.018128 | 1526.5233 | 0.20977
[77 empty] | 1094.1597 | 0.0099577 | 1528.0101 | 0.018108 | 1526.6374 | 0.21009
[77 empty] | 1094.1744 | 0.0099385 | 1528.1245 | 0.018091 | 1526.7516 | 0.21042
[77 empty] | 1094.1891 | 0.0099193 | 1528.2389 | 0.018118 | 1526.8658 | 0.21074
[77 empty] | 1094.2037 | 0.0099001 | 1528.3534 | 0.017946 | 1526.9801 | 0.21107
[77 empty] | 1094.2184 | 0.0098808 | 1528.4678 | 0.017933 | 1527.0942 | 0.21139
[77 empty] | 1094.233 | 0.0098617 | 1528.5823 | 0.017832 | 1527.2085 | 0.21171
[77 empty] | 1094.2477 | 0.0098427 | 1528.6968 | 0.017751 | 1527.3228 | 0.21204
[77 empty] | 1094.2623 | 0.0098238 | 1528.8113 | 0.017301 | 1527.4371 | 0.21236
[77 empty] | 1094.277 | 0.009805 | 1528.9258 | 0.017311 | 1527.5514 | 0.21268
[77 empty] | 1094.2917 | 0.0097866 | 1529.0403 | 0.016948 | 1527.6656 | 0.21301
[77 empty] | 1094.3064 | 0.0097683 | 1529.1548 | 0.0168 | 1527.78 | 0.21333
[77 empty] | 1094.321 | 0.0097504 | 1529.2694 | 0.016965 | 1527.8944 | 0.21365
[77 empty] | 1094.3357 | 0.0097328 | 1529.3839 | 0.016914 | 1528.0088 | 0.21397
[77 empty] | 1094.3503 | 0.0097156 | 1529.4985 | 0.016817 | 1528.1232 | 0.21429
[77 empty] | 1094.365 | 0.0096987 | 1529.6132 | 0.016921 | 1528.2376 | 0.21462
[77 empty] | 1094.3798 | 0.0096823 | 1529.7278 | 0.016944 | 1528.352 | 0.21494
[77 empty] | 1094.3944 | 0.0096664 | 1529.8424 | 0.017028 | 1528.4664 | 0.21525
[77 empty] | 1094.4091 | 0.009651 | 1529.9571 | 0.016971 | 1528.5809 | 0.21558
[77 empty] | 1094.4237 | 0.0096361 | 1530.0718 | 0.016541 | 1528.6953 | 0.2159
[77 empty] | 1094.4384 | 0.0096217 | 1530.1865 | 0.016427 | 1528.8098 | 0.21622
[77 empty] | 1094.453 | 0.0096079 | 1530.3012 | 0.016238 | 1528.9243 | 0.21654
[77 empty] | 1094.4678 | 0.0095947 | 1530.4159 | 0.01609 | 1529.0389 | 0.21686
[77 empty] | 1094.4824 | 0.0095822 | 1530.5306 | 0.015761 | 1529.1534 | 0.21718
[77 empty] | 1094.4971 | 0.0095703 | 1530.6454 | 0.015724 | 1529.2679 | 0.2175
[77 empty] | 1094.5117 | 0.009559 | 1530.7603 | 0.015653 | 1529.3826 | 0.21781
[77 empty] | 1094.5264 | 0.0095485 | 1530.875 | 0.015489 | 1529.4972 | 0.21813
[77 empty] | 1094.541 | 0.0095386 | 1530.9899 | 0.015304 | 1529.6118 | 0.21845
[77 empty] | 1094.5558 | 0.0095295 | 1531.1047 | 0.01523 | 1529.7264 | 0.21877
[77 empty] | 1094.5704 | 0.009521 | 1531.2195 | 0.014954 | 1529.8411 | 0.21908
[77 empty] | 1094.5851 | 0.0095134 | 1531.3344 | 0.014924 | 1529.9557 | 0.2194
[77 empty] | 1094.5997 | 0.0095064 | 1531.4493 | 0.014877 | 1530.0704 | 0.21972
[77 empty] | 1094.6145 | 0.0095003 | 1531.5642 | 0.014699 | 1530.1851 | 0.22003
[77 empty] | 1094.6291 | 0.0094949 | 1531.6791 | 0.014897 | 1530.2998 | 0.22035
[77 empty] | 1094.6438 | 0.0094902 | 1531.7941 | 0.014836 | 1530.4145 | 0.22066
[77 empty] | 1094.6584 | 0.0094864 | 1531.9091 | 0.014625 | 1530.5293 | 0.22098
[77 empty] | 1094.6731 | 0.0094833 | 1532.0239 | 0.014537 | 1530.644 | 0.22129
[77 empty] | 1094.6879 | 0.009481 | 1532.1389 | 0.014309 | 1530.7588 | 0.2216
[77 empty] | 1094.7025 | 0.0094794 | 1532.254 | 0.014426 | 1530.8737 | 0.22192
[77 empty] | 1094.7172 | 0.0094786 | 1532.369 | 0.014615 | 1530.9885 | 0.22223
[77 empty] | 1094.7318 | 0.0094786 | 1532.484 | 0.01448 | 1531.1033 | 0.22254
[77 empty] | 1094.7466 | 0.0094794 | 1532.5991 | 0.014547 | 1531.2181 | 0.22285
[77 empty] | 1094.7612 | 0.0094808 | 1532.7142 | 0.014571 | 1531.333 | 0.22316
[77 empty] | 1094.7759 | 0.0094831 | 1532.8292 | 0.014531 | 1531.4479 | 0.22348
[77 empty] | 1094.7905 | 0.009486 | 1532.9443 | 0.014524 | 1531.5629 | 0.22379
[77 empty] | 1094.8053 | 0.0094897 | 1533.0596 | 0.014248 | 1531.6777 | 0.2241
[77 empty] | 1094.8199 | 0.0094941 | 1533.1747 | 0.014144 | 1531.7927 | 0.22441
[77 empty] | 1094.8346 | 0.0094992 | 1533.2898 | 0.014332 | 1531.9076 | 0.22472
[77 empty] | 1094.8492 | 0.009505 | 1533.405 | 0.014336 | 1532.0226 | 0.22503
[77 empty] | 1094.864 | 0.0095114 | 1533.5203 | 0.014302 | 1532.1376 | 0.22534
[77 empty] | 1094.8787 | 0.0095185 | 1533.6354 | 0.014265 | 1532.2526 | 0.22565
[77 empty] | 1094.8933 | 0.0095262 | 1533.7506 | 0.014299 | 1532.3677 | 0.22595
[77 empty] | 1094.908 | 0.0095346 | 1533.866 | 0.014191 | 1532.4827 | 0.22626
[77 empty] | 1094.9227 | 0.0095435 | 1533.9812 | 0.0141 | 1532.5978 | 0.22657
[77 empty] | 1094.9374 | 0.009553 | 1534.0964 | 0.013788 | 1532.7128 | 0.22688
[77 empty] | 1094.952 | 0.0095631 | 1534.2118 | 0.013892 | 1532.8279 | 0.22719
[77 empty] | 1094.9668 | 0.0095737 | 1534.3272 | 0.013825 | 1532.943 | 0.22749
[77 empty] | 1094.9814 | 0.0095848 | 1534.4424 | 0.013781 | 1533.0581 | 0.2278
[77 empty] | 1094.9961 | 0.0095964 | 1534.5577 | 0.013545 | 1533.1733 | 0.22811
[77 empty] | 1095.0107 | 0.0096085 | 1534.6731 | 0.01328 | 1533.2885 | 0.22841
[77 empty] | 1095.0255 | 0.0096211 | 1534.7886 | 0.01332 | 1533.4037 | 0.22872
[77 empty] | 1095.0402 | 0.0096341 | 1534.9039 | 0.01295 | 1533.5188 | 0.22902
[77 empty] | 1095.0548 | 0.0096475 | 1535.0194 | 0.012964 | 1533.634 | 0.22932
[77 empty] | 1095.0696 | 0.0096613 | 1535.1348 | 0.012839 | 1533.7493 | 0.22963
[77 empty] | 1095.0842 | 0.0096755 | 1535.2502 | 0.012802 | 1533.8645 | 0.22993
[77 empty] | 1095.0989 | 0.0096901 | 1535.3657 | 0.012887 | 1533.9799 | 0.23023
[77 empty] | 1095.1136 | 0.0097049 | 1535.4812 | 0.01285 | 1534.0951 | 0.23053
[77 empty] | 1095.1283 | 0.0097201 | 1535.5968 | 0.012564 | 1534.2103 | 0.23083
[77 empty] | 1095.1429 | 0.0097356 | 1535.7123 | 0.012604 | 1534.3257 | 0.23113
[77 empty] | 1095.1577 | 0.0097514 | 1535.8279 | 0.012665 | 1534.441 | 0.23143
[77 empty] | 1095.1724 | 0.0097674 | 1535.9434 | 0.012574 | 1534.5564 | 0.23173
[77 empty] | 1095.187 | 0.0097836 | 1536.059 | 0.012523 | 1534.6717 | 0.23202
[77 empty] | 1095.2018 | 0.0098001 | 1536.1746 | 0.012449 | 1534.7871 | 0.23232
[77 empty] | 1095.2164 | 0.0098168 | 1536.2902 | 0.012537 | 1534.9026 | 0.23262
[77 empty] | 1095.2311 | 0.0098337 | 1536.4058 | 0.012567 | 1535.0179 | 0.23291
[77 empty] | 1095.2459 | 0.0098507 | 1536.5215 | 0.012372 | 1535.1334 | 0.23321
[77 empty] | 1095.2605 | 0.0098679 | 1536.6371 | 0.012312 | 1535.2489 | 0.2335
[77 empty] | 1095.2751 | 0.0098852 | 1536.7528 | 0.012201 | 1535.3644 | 0.2338
[77 empty] | 1095.2899 | 0.0099026 | 1536.8685 | 0.012174 | 1535.4799 | 0.23409
[77 empty] | 1095.3046 | 0.0099202 | 1536.9842 | 0.012389 | 1535.5953 | 0.23439
[77 empty] | 1095.3193 | 0.0099379 | 1537.1 | 0.012157 | 1535.7109 | 0.23468
[77 empty] | 1095.334 | 0.0099556 | 1537.2157 | 0.012228 | 1535.8264 | 0.23497
[77 empty] | 1095.3486 | 0.0099734 | 1537.3315 | 0.012268 | 1535.942 | 0.23527
[77 empty] | 1095.3634 | 0.0099912 | 1537.4473 | 0.012073 | 1536.0576 | 0.23556
[77 empty] | 1095.3781 | 0.010009 | 1537.5631 | 0.012093 | 1536.1732 | 0.23585
[77 empty] | 1095.3927 | 0.010027 | 1537.679 | 0.011922 | 1536.2888 | 0.23614
[77 empty] | 1095.4075 | 0.010045 | 1537.7948 | 0.011959 | 1536.4044 | 0.23644
[77 empty] | 1095.4221 | 0.010063 | 1537.9106 | 0.012083 | 1536.52 | 0.23673
[77 empty] | 1095.4369 | 0.010081 | 1538.0265 | 0.011898 | 1536.6357 | 0.23702
[77 empty] | 1095.4515 | 0.010099 | 1538.1423 | 0.0117 | 1536.7515 | 0.23732
[77 empty] | 1095.4662 | 0.010117 | 1538.2583 | 0.011582 | 1536.8672 | 0.23761
[77 empty] | 1095.481 | 0.010135 | 1538.3743 | 0.011528 | 1536.9828 | 0.23791
[77 empty] | 1095.4956 | 0.010153 | 1538.4901 | 0.011451 | 1537.0986 | 0.2382
[77 empty] | 1095.5104 | 0.010171 | 1538.6061 | 0.011256 | 1537.2144 | 0.23849
[77 empty] | 1095.525 | 0.010188 | 1538.7222 | 0.011125 | 1537.3301 | 0.23879
[77 empty] | 1095.5397 | 0.010206 | 1538.8381 | 0.011101 | 1537.4459 | 0.23908
[77 empty] | 1095.5544 | 0.010224 | 1538.9541 | 0.011074 | 1537.5617 | 0.23938
[77 empty] | 1095.5691 | 0.010242 | 1539.0702 | 0.011095 | 1537.6775 | 0.23967
[77 empty] | 1095.5839 | 0.010259 | 1539.1862 | 0.010997 | 1537.7933 | 0.23996
[77 empty] | 1095.5985 | 0.010277 | 1539.3022 | 0.010799 | 1537.9092 | 0.24026
[77 empty] | 1095.6133 | 0.010294 | 1539.4183 | 0.010768 | 1538.0251 | 0.24055
[77 empty] | 1095.6279 | 0.010311 | 1539.5344 | 0.010752 | 1538.141 | 0.24084
[77 empty] | 1095.6426 | 0.010328 | 1539.6506 | 0.010483 | 1538.257 | 0.24113
[77 empty] | 1095.6573 | 0.010346 | 1539.7667 | 0.010415 | 1538.3728 | 0.24142
[77 empty] | 1095.672 | 0.010363 | 1539.8829 | 0.010426 | 1538.4888 | 0.24172
[77 empty] | 1095.6868 | 0.010379 | 1539.999 | 0.010345 | 1538.6047 | 0.242
[77 empty] | 1095.7014 | 0.010396 | 1540.1152 | 0.010557 | 1538.7207 | 0.24229
[77 empty] | 1095.7162 | 0.010413 | 1540.2314 | 0.010264 | 1538.8367 | 0.24258
[77 empty] | 1095.7308 | 0.010429 | 1540.3477 | 0.010224 | 1538.9528 | 0.24286
[77 empty] | 1095.7456 | 0.010445 | 1540.464 | 0.010335 | 1539.0687 | 0.24315
[77 empty] | 1095.7603 | 0.010462 | 1540.5802 | 0.010355 | 1539.1848 | 0.24343
[77 empty] | 1095.7749 | 0.010477 | 1540.6965 | 0.010291 | 1539.3009 | 0.24371
[77 empty] | 1095.7897 | 0.010493 | 1540.8127 | 0.010261 | 1539.417 | 0.24399
[77 empty] | 1095.8043 | 0.010509 | 1540.9291 | 0.010214 | 1539.5331 | 0.24427
[77 empty] | 1095.8191 | 0.010524 | 1541.0454 | 0.01022 | 1539.6492 | 0.24455
[77 empty] | 1095.8337 | 0.010539 | 1541.1617 | 0.010268 | 1539.7654 | 0.24482
[77 empty] | 1095.8485 | 0.010554 | 1541.2781 | 0.010177 | 1539.8815 | 0.24509
[77 empty] | 1095.8632 | 0.010569 | 1541.3945 | 0.010177 | 1539.9977 | 0.24536
[77 empty] | 1095.8779 | 0.010583 | 1541.5109 | 0.010257 | 1540.1139 | 0.24563
[77 empty] | 1095.8926 | 0.010598 | 1541.6273 | 0.010278 | 1540.2301 | 0.24589
[77 empty] | 1095.9073 | 0.010612 | 1541.7438 | 0.010389 | 1540.3463 | 0.24616
[77 empty] | 1095.922 | 0.010625 | 1541.8602 | 0.010271 | 1540.4625 | 0.24642
[77 empty] | 1095.9368 | 0.010639 | 1541.9767 | 0.010402 | 1540.5789 | 0.24667
[77 empty] | 1095.9514 | 0.010652 | 1542.0931 | 0.010547 | 1540.6951 | 0.24693
[77 empty] | 1095.9662 | 0.010665 | 1542.2097 | 0.01058 | 1540.8114 | 0.24719
[77 empty] | 1095.9808 | 0.010677 | 1542.3262 | 0.010523 | 1540.9277 | 0.24744
[77 empty] | 1095.9956 | 0.010689 | 1542.4427 | 0.010281 | 1541.0441 | 0.24769
[77 empty] | 1096.0103 | 0.010701 | 1542.5593 | 0.010167 | 1541.1604 | 0.24794
[77 empty] | 1096.025 | 0.010712 | 1542.6759 | 0.010106 | 1541.2767 | 0.24819
[77 empty] | 1096.0397 | 0.010723 | 1542.7925 | 0.010099 | 1541.3932 | 0.24844
[77 empty] | 1096.0544 | 0.010734 | 1542.9091 | 0.010005 | 1541.5095 | 0.24868
[77 empty] | 1096.0692 | 0.010744 | 1543.0258 | 0.009854 | 1541.626 | 0.24893
[77 empty] | 1096.0839 | 0.010754 | 1543.1423 | 0.0097027 | 1541.7424 | 0.24917
[77 empty] | 1096.0986 | 0.010764 | 1543.259 | 0.0096926 | 1541.8589 | 0.24942
[77 empty] | 1096.1133 | 0.010772 | 1543.3757 | 0.0095884 | 1541.9753 | 0.24966
[77 empty] | 1096.1281 | 0.010781 | 1543.4924 | 0.0092925 | 1542.0918 | 0.2499
[77 empty] | 1096.1427 | 0.010789 | 1543.6091 | 0.0091715 | 1542.2082 | 0.25014
[77 empty] | 1096.1575 | 0.010796 | 1543.726 | 0.0092724 | 1542.3248 | 0.25038
[77 empty] | 1096.1721 | 0.010803 | 1543.8427 | 0.0089799 | 1542.4414 | 0.25062
[77 empty] | 1096.1869 | 0.01081 | 1543.9595 | 0.008879 | 1542.558 | 0.25086
[77 empty] | 1096.2015 | 0.010816 | 1544.0762 | 0.0088185 | 1542.6746 | 0.25111
[77 empty] | 1096.2163 | 0.010821 | 1544.193 | 0.0088521 | 1542.7911 | 0.25135
[77 empty] | 1096.2311 | 0.010826 | 1544.3098 | 0.0086302 | 1542.9077 | 0.25159
[77 empty] | 1096.2457 | 0.01083 | 1544.4266 | 0.0085395 | 1543.0244 | 0.25183
[77 empty] | 1096.2605 | 0.010834 | 1544.5436 | 0.0083478 | 1543.141 | 0.25207
[77 empty] | 1096.2751 | 0.010837 | 1544.6604 | 0.0080957 | 1543.2577 | 0.25232
[77 empty] | 1096.2899 | 0.010839 | 1544.7773 | 0.0081965 | 1543.3744 | 0.25256
[77 empty] | 1096.3046 | 0.010841 | 1544.8943 | 0.0082335 | 1543.4911 | 0.2528
[77 empty] | 1096.3193 | 0.010842 | 1545.0112 | 0.008526 | 1543.6078 | 0.25304
[77 empty] | 1096.3341 | 0.010843 | 1545.1282 | 0.0085462 | 1543.7245 | 0.25329
[77 empty] | 1096.3488 | 0.010842 | 1545.2451 | 0.0085664 | 1543.8413 | 0.25353
[77 empty] | 1096.3635 | 0.010842 | 1545.3621 | 0.0088219 | 1543.958 | 0.25377
[77 empty] | 1096.3782 | 0.01084 | 1545.4791 | 0.0088656 | 1544.0748 | 0.25402
[77 empty] | 1096.3929 | 0.010838 | 1545.5961 | 0.0089362 | 1544.1916 | 0.25426
[77 empty] | 1096.4077 | 0.010835 | 1545.7131 | 0.0090975 | 1544.3085 | 0.25451
[77 empty] | 1096.4224 | 0.010831 | 1545.8302 | 0.0092287 | 1544.4253 | 0.25475
[77 empty] | 1096.4371 | 0.010827 | 1545.9473 | 0.0090942 | 1544.5421 | 0.255
[77 empty] | 1096.4518 | 0.010822 | 1546.0643 | 0.0089463 | 1544.6591 | 0.25524
[77 empty] | 1096.4666 | 0.010816 | 1546.1814 | 0.0090875 | 1544.7759 | 0.25548
[77 empty] | 1096.4813 | 0.01081 | 1546.2986 | 0.0093329 | 1544.8928 | 0.25572
[77 empty] | 1096.496 | 0.010803 | 1546.4158 | 0.0090068 | 1545.0098 | 0.25597
[77 empty] | 1096.5107 | 0.010795 | 1546.5328 | 0.0090202 | 1545.1267 | 0.25621
[77 empty] | 1096.5255 | 0.010786 | 1546.65 | 0.0091379 | 1545.2436 | 0.25644
[77 empty] | 1096.5402 | 0.010777 | 1546.7672 | 0.0090236 | 1545.3607 | 0.25668
[77 empty] | 1096.5549 | 0.010767 | 1546.8845 | 0.0088992 | 1545.4777 | 0.25692
[77 empty] | 1096.5697 | 0.010756 | 1547.0017 | 0.0093463 | 1545.5947 | 0.25716
[77 empty] | 1096.5844 | 0.010745 | 1547.119 | 0.0092219 | 1545.7118 | 0.25739
[77 empty] | 1096.5991 | 0.010733 | 1547.2362 | 0.0091547 | 1545.8287 | 0.25762
[77 empty] | 1096.6138 | 0.01072 | 1547.3535 | 0.0089765 | 1545.9459 | 0.25785
[77 empty] | 1096.6285 | 0.010707 | 1547.4708 | 0.0087109 | 1546.063 | 0.25808
[77 empty] | 1096.6433 | 0.010692 | 1547.5881 | 0.0088185 | 1546.18 | 0.25831
[77 empty] | 1096.658 | 0.010677 | 1547.7054 | 0.008758 | 1546.2972 | 0.25853
[77 empty] | 1096.6727 | 0.010662 | 1547.8229 | 0.0087176 | 1546.4143 | 0.25876
[77 empty] | 1096.6875 | 0.010646 | 1547.9402 | 0.0087882 | 1546.5315 | 0.25898
[77 empty] | 1096.7021 | 0.010629 | 1548.0576 | 0.0085092 | 1546.6487 | 0.2592
[77 empty] | 1096.7169 | 0.010611 | 1548.1751 | 0.0085226 | 1546.7659 | 0.25941
[77 empty] | 1096.7317 | 0.010593 | 1548.2925 | 0.0086235 | 1546.8831 | 0.25963
[77 empty] | 1096.7463 | 0.010575 | 1548.4099 | 0.008526 | 1547.0004 | 0.25984
[77 empty] | 1096.7611 | 0.010555 | 1548.5273 | 0.0082302 | 1547.1175 | 0.26005
[77 empty] | 1096.7759 | 0.010535 | 1548.6448 | 0.0079814 | 1547.2349 | 0.26026
[77 empty] | 1096.7906 | 0.010515 | 1548.7623 | 0.0080452 | 1547.3522 | 0.26046
[77 empty] | 1096.8053 | 0.010494 | 1548.8799 | 0.0080621 | 1547.4695 | 0.26067
[77 empty] | 1096.8201 | 0.010473 | 1548.9974 | 0.0079679 | 1547.5868 | 0.26087
[77 empty] | 1096.8348 | 0.010451 | 1549.115 | 0.0080049 | 1547.7041 | 0.26107
[77 empty] | 1096.8495 | 0.010429 | 1549.2325 | 0.0081125 | 1547.8214 | 0.26127
[77 empty] | 1096.8643 | 0.010406 | 1549.3501 | 0.0079746 | 1547.9388 | 0.26147
[77 empty] | 1096.879 | 0.010382 | 1549.4677 | 0.0078603 | 1548.0561 | 0.26166
[77 empty] | 1096.8937 | 0.010359 | 1549.5853 | 0.0077124 | 1548.1736 | 0.26185
[77 empty] | 1096.9084 | 0.010335 | 1549.703 | 0.0075342 | 1548.291 | 0.26204
[77 empty] | 1096.9232 | 0.010311 | 1549.8207 | 0.0075342 | 1548.4084 | 0.26223
[77 empty] | 1096.938 | 0.010286 | 1549.9383 | 0.0073997 | 1548.526 | 0.26242
[77 empty] | 1096.9526 | 0.010261 | 1550.056 | 0.007077 | 1548.6434 | 0.2626
[77 empty] | 1096.9674 | 0.010236 | 1550.1737 | 0.0070904 | 1548.761 | 0.26278
[77 empty] | 1096.9822 | 0.01021 | 1550.2915 | 0.0069123 | 1548.8784 | 0.26296
[77 empty] | 1096.9969 | 0.010185 | 1550.4092 | 0.0068652 | 1548.996 | 0.26314
[77 empty] | 1097.0116 | 0.010159 | 1550.527 | 0.0069055 | 1549.1135 | 0.26332
[77 empty] | 1097.0264 | 0.010133 | 1550.6448 | 0.0067173 | 1549.2311 | 0.26349
[77 empty] | 1097.0411 | 0.010107 | 1550.7626 | 0.006613 | 1549.3488 | 0.26366
[77 empty] | 1097.0559 | 0.010081 | 1550.8804 | 0.0068148 | 1549.4663 | 0.26383
[77 empty] | 1097.0706 | 0.010055 | 1550.9982 | 0.0067509 | 1549.584 | 0.264
[77 empty] | 1097.0853 | 0.010028 | 1551.1161 | 0.0068282 | 1549.7015 | 0.26417
[77 empty] | 1097.1001 | 0.010002 | 1551.234 | 0.0068215 | 1549.8192 | 0.26434
[77 empty] | 1097.1149 | 0.009976 | 1551.3518 | 0.006882 | 1549.9369 | 0.2645
[77 empty] | 1097.1295 | 0.0099499 | 1551.4697 | 0.0068013 | 1550.0546 | 0.26466
[77 empty] | 1097.1443 | 0.0099239 | 1551.5876 | 0.0065525 | 1550.1724 | 0.26482
[77 empty] | 1097.1591 | 0.0098981 | 1551.7057 | 0.0066164 | 1550.29 | 0.26498
[77 empty] | 1097.1738 | 0.0098724 | 1551.8236 | 0.0066937 | 1550.4078 | 0.26514
[77 empty] | 1097.1885 | 0.0098469 | 1551.9415 | 0.0067778 | 1550.5256 | 0.26529
[77 empty] | 1097.2032 | 0.0098216 | 1552.0596 | 0.006761 | 1550.6433 | 0.26544
[77 empty] | 1097.218 | 0.0097966 | 1552.1776 | 0.0069694 | 1550.7611 | 0.2656
[77 empty] | 1097.2328 | 0.0097719 | 1552.2957 | 0.0069526 | 1550.879 | 0.26575
[77 empty] | 1097.2476 | 0.0097475 | 1552.4137 | 0.0068685 | 1550.9968 | 0.26589
[77 empty] | 1097.2622 | 0.0097235 | 1552.5317 | 0.0067442 | 1551.1146 | 0.26604
[77 empty] | 1097.277 | 0.0096998 | 1552.6499 | 0.0064248 | 1551.2325 | 0.26618
[77 empty] | 1097.2917 | 0.0096765 | 1552.7679 | 0.0064718 | 1551.3505 | 0.26633
[77 empty] | 1097.3065 | 0.0096537 | 1552.8861 | 0.0064752 | 1551.4684 | 0.26647
[77 empty] | 1097.3213 | 0.0096313 | 1553.0043 | 0.0065895 | 1551.5863 | 0.26661
[77 empty] | 1097.3359 | 0.0096094 | 1553.1224 | 0.0068013 | 1551.7042 | 0.26674
[77 empty] | 1097.3507 | 0.009588 | 1553.2406 | 0.0067912 | 1551.8221 | 0.26688
[77 empty] | 1097.3655 | 0.0095672 | 1553.3588 | 0.0068047 | 1551.9402 | 0.26701
[77 empty] | 1097.3802 | 0.0095469 | 1553.4769 | 0.0068551 | 1552.0582 | 0.26715
[77 empty] | 1097.395 | 0.0095272 | 1553.5952 | 0.0067273 | 1552.1762 | 0.26728
[77 empty] | 1097.4097 | 0.0095081 | 1553.7135 | 0.0064752 | 1552.2942 | 0.26741
[77 empty] | 1097.4244 | 0.0094896 | 1553.8318 | 0.0064853 | 1552.4122 | 0.26753
[77 empty] | 1097.4392 | 0.0094718 | 1553.9501 | 0.0065592 | 1552.5304 | 0.26766
[77 empty] | 1097.454 | 0.0094547 | 1554.0684 | 0.0064416 | 1552.6484 | 0.26779
[77 empty] | 1097.4688 | 0.0094383 | 1554.1867 | 0.0063878 | 1552.7666 | 0.26791
[77 empty] | 1097.4835 | 0.0094226 | 1554.305 | 0.0063542 | 1552.8846 | 0.26803
[77 empty] | 1097.4982 | 0.0094076 | 1554.4233 | 0.0065021 | 1553.0028 | 0.26815
[77 empty] | 1097.5129 | 0.0093933 | 1554.5418 | 0.0063777 | 1553.121 | 0.26826
[77 empty] | 1097.5277 | 0.0093798 | 1554.6602 | 0.0063037 | 1553.2391 | 0.26838
[77 empty] | 1097.5425 | 0.0093671 | 1554.7786 | 0.006408 | 1553.3574 | 0.2685
[77 empty] | 1097.5573 | 0.0093551 | 1554.897 | 0.0063979 | 1553.4756 | 0.26861
[77 empty] | 1097.572 | 0.009344 | 1555.0154 | 0.0066097 | 1553.5939 | 0.26872
[77 empty] | 1097.5868 | 0.0093337 | 1555.1339 | 0.0066198 | 1553.712 | 0.26883
[77 empty] | 1097.6016 | 0.0093242 | 1555.2524 | 0.0065223 | 1553.8303 | 0.26894
[77 empty] | 1097.6162 | 0.0093155 | 1555.3709 | 0.0065256 | 1553.9486 | 0.26904
[77 empty] | 1097.631 | 0.0093077 | 1555.4894 | 0.0063273 | 1554.0669 | 0.26915
[77 empty] | 1097.6458 | 0.0093007 | 1555.6079 | 0.0063374 | 1554.1853 | 0.26925
[77 empty] | 1097.6605 | 0.0092945 | 1555.7266 | 0.0063172 | 1554.3036 | 0.26935
[77 empty] | 1097.6753 | 0.0092893 | 1555.8451 | 0.0061054 | 1554.422 | 0.26944
[77 empty] | 1097.6901 | 0.0092848 | 1555.9637 | 0.0062499 | 1554.5403 | 0.26954
[77 empty] | 1097.7048 | 0.0092812 | 1556.0823 | 0.0063474 | 1554.6587 | 0.26964
[77 empty] | 1097.7196 | 0.0092785 | 1556.2009 | 0.0065256 | 1554.7771 | 0.26973
[77 empty] | 1097.7343 | 0.0092767 | 1556.3196 | 0.0065828 | 1554.8956 | 0.26982
[77 empty] | 1097.749 | 0.0092757 | 1556.4382 | 0.0065492 | 1555.014 | 0.26991
[77 empty] | 1097.7638 | 0.0092756 | 1556.5569 | 0.0063878 | 1555.1325 | 0.26999
[77 empty] | 1097.7786 | 0.0092763 | 1556.6757 | 0.0065021 | 1555.251 | 0.27008
[77 empty] | 1097.7933 | 0.0092778 | 1556.7943 | 0.0064113 | 1555.3695 | 0.27016
[77 empty] | 1097.8081 | 0.0092802 | 1556.9131 | 0.0062802 | 1555.488 | 0.27024
[77 empty] | 1097.8229 | 0.0092835 | 1557.0319 | 0.0064147 | 1555.6066 | 0.27032
[77 empty] | 1097.8376 | 0.0092876 | 1557.1506 | 0.0063609 | 1555.7251 | 0.2704
[77 empty] | 1097.8524 | 0.0092925 | 1557.2694 | 0.0064449 | 1555.8436 | 0.27047
[77 empty] | 1097.8672 | 0.0092982 | 1557.3882 | 0.0063945 | 1555.9623 | 0.27054
[77 empty] | 1097.882 | 0.0093047 | 1557.5071 | 0.0064248 | 1556.0809 | 0.27062
[77 empty] | 1097.8967 | 0.009312 | 1557.6258 | 0.0063676 | 1556.1996 | 0.27069
[77 empty] | 1097.9115 | 0.0093201 | 1557.7448 | 0.0062533 | 1556.3181 | 0.27075
[77 empty] | 1097.9261 | 0.0093289 | 1557.8637 | 0.006102 | 1556.4369 | 0.27082
[77 empty] | 1097.9409 | 0.0093385 | 1557.9825 | 0.0061592 | 1556.5555 | 0.27088
[77 empty] | 1097.9557 | 0.0093488 | 1558.1014 | 0.0062567 | 1556.6742 | 0.27094
[77 empty] | 1097.9705 | 0.0093599 | 1558.2205 | 0.0062264 | 1556.793 | 0.271
[77 empty] | 1097.9852 | 0.0093716 | 1558.3394 | 0.0060617 | 1556.9117 | 0.27106
[77 empty] | 1098 | 0.009384 | 1558.4584 | 0.0058936 | 1557.0304 | 0.27112
[77 empty] | 1098.0148 | 0.0093971 | 1558.5774 | 0.0057591 | 1557.1492 | 0.27117
[77 empty] | 1098.0295 | 0.0094109 | 1558.6964 | 0.0057423 | 1557.2681 | 0.27123
[77 empty] | 1098.0443 | 0.0094253 | 1558.8154 | 0.0057019 | 1557.3868 | 0.27127
[77 empty] | 1098.0591 | 0.0094403 | 1558.9344 | 0.00587 | 1557.5056 | 0.27132
[77 empty] | 1098.0739 | 0.0094559 | 1559.0535 | 0.0057692 | 1557.6245 | 0.27137
[77 empty] | 1098.0886 | 0.009472 | 1559.1726 | 0.0059003 | 1557.7434 | 0.27142
[77 empty] | 1098.1034 | 0.0094887 | 1559.2918 | 0.0058667 | 1557.8623 | 0.27146
[77 empty] | 1098.1182 | 0.009506 | 1559.4108 | 0.0056347 | 1557.9812 | 0.2715
[77 empty] | 1098.1329 | 0.0095237 | 1559.5299 | 0.0055607 | 1558.1001 | 0.27154
[77 empty] | 1098.1477 | 0.0095419 | 1559.6492 | 0.0055036 | 1558.219 | 0.27158
[77 empty] | 1098.1625 | 0.0095606 | 1559.7683 | 0.0055036 | 1558.338 | 0.27161
[77 empty] | 1098.1772 | 0.0095797 | 1559.8874 | 0.0054733 | 1558.4569 | 0.27165
[77 empty] | 1098.192 | 0.0095993 | 1560.0067 | 0.0055372 | 1558.5759 | 0.27168
[77 empty] | 1098.2068 | 0.0096192 | 1560.126 | 0.0055036 | 1558.695 | 0.27171
[77 empty] | 1098.2216 | 0.0096395 | 1560.2451 | 0.0057087 | 1558.814 | 0.27174
[77 empty] | 1098.2363 | 0.0096601 | 1560.3644 | 0.0053758 | 1558.933 | 0.27177
[77 empty] | 1098.2511 | 0.0096811 | 1560.4838 | 0.0052313 | 1559.0521 | 0.27179
[77 empty] | 1098.2659 | 0.0097023 | 1560.603 | 0.0052346 | 1559.1711 | 0.27181
[77 empty] | 1098.2806 | 0.0097239 | 1560.7223 | 0.005275 | 1559.2903 | 0.27183
[77 empty] | 1098.2954 | 0.0097457 | 1560.8417 | 0.0055574 | 1559.4094 | 0.27185
[77 empty] | 1098.3102 | 0.0097677 | 1560.9611 | 0.00548 | 1559.5286 | 0.27186
[77 empty] | 1098.325 | 0.0097899 | 1561.0804 | 0.0053019 | 1559.6477 | 0.27188
[77 empty] | 1098.3397 | 0.0098124 | 1561.1998 | 0.0052077 | 1559.7668 | 0.27189
[77 empty] | 1098.3545 | 0.0098349 | 1561.3192 | 0.0051573 | 1559.8861 | 0.2719
[77 empty] | 1098.3693 | 0.0098577 | 1561.4386 | 0.005127 | 1560.0052 | 0.27191
[77 empty] | 1098.384 | 0.0098805 | 1561.5581 | 0.0049959 | 1560.1245 | 0.27191
[77 empty] | 1098.3988 | 0.0099034 | 1561.6776 | 0.0050732 | 1560.2438 | 0.27192
[77 empty] | 1098.4136 | 0.0099265 | 1561.7971 | 0.0052144 | 1560.363 | 0.27192
[77 empty] | 1098.4283 | 0.0099495 | 1561.9165 | 0.0052582 | 1560.4823 | 0.27191
[77 empty] | 1098.4431 | 0.0099726 | 1562.0361 | 0.0054027 | 1560.6016 | 0.27191
[77 empty] | 1098.4579 | 0.0099958 | 1562.1556 | 0.0054666 | 1560.7209 | 0.2719
[77 empty] | 1098.4728 | 0.010019 | 1562.2751 | 0.0052447 | 1560.8403 | 0.2719
[77 empty] | 1098.4875 | 0.010042 | 1562.3948 | 0.0052144 | 1560.9596 | 0.27188
[77 empty] | 1098.5023 | 0.010065 | 1562.5144 | 0.0052413 | 1561.079 | 0.27187
[77 empty] | 1098.5171 | 0.010088 | 1562.6339 | 0.0052514 | 1561.1984 | 0.27185
[77 empty] | 1098.5319 | 0.010111 | 1562.7537 | 0.0054094 | 1561.3179 | 0.27183
[77 empty] | 1098.5466 | 0.010134 | 1562.8733 | 0.0054565 | 1561.4373 | 0.27181
[77 empty] | 1098.5614 | 0.010157 | 1562.9929 | 0.0055876 | 1561.5566 | 0.27178
[77 empty] | 1098.5762 | 0.01018 | 1563.1126 | 0.0053926 | 1561.6762 | 0.27175
[77 empty] | 1098.5909 | 0.010202 | 1563.2323 | 0.005359 | 1561.7957 | 0.27172
[77 empty] | 1098.6057 | 0.010225 | 1563.352 | 0.0052548 | 1561.9152 | 0.27168
[77 empty] | 1098.6205 | 0.010247 | 1563.4718 | 0.0053288 | 1562.0347 | 0.27164
[77 empty] | 1098.6353 | 0.010269 | 1563.5916 | 0.0052481 | 1562.1542 | 0.2716
[77 empty] | 1098.6501 | 0.010291 | 1563.7113 | 0.0051304 | 1562.2738 | 0.27155
[77 empty] | 1098.6649 | 0.010313 | 1563.8312 | 0.0051539 | 1562.3933 | 0.2715
[77 empty] | 1098.6797 | 0.010335 | 1563.9509 | 0.0051304 | 1562.5129 | 0.27145
[77 empty] | 1098.6945 | 0.010356 | 1564.0708 | 0.0050262 | 1562.6326 | 0.27139
[77 empty] | 1098.7092 | 0.010377 | 1564.1907 | 0.0049724 | 1562.7522 | 0.27133
[77 empty] | 1098.724 | 0.010398 | 1564.3105 | 0.0051001 | 1562.8718 | 0.27126
[77 empty] | 1098.7388 | 0.010419 | 1564.4304 | 0.0049119 | 1562.9915 | 0.27119
[77 empty] | 1098.7535 | 0.01044 | 1564.5503 | 0.0047942 | 1563.1112 | 0.27112
[77 empty] | 1098.7683 | 0.01046 | 1564.6702 | 0.0048144 | 1563.231 | 0.27104
[77 empty] | 1098.7832 | 0.01048 | 1564.7902 | 0.0047841 | 1563.3506 | 0.27096
[77 empty] | 1098.798 | 0.0105 | 1564.9102 | 0.0048883 | 1563.4703 | 0.27087
[77 empty] | 1098.8127 | 0.01052 | 1565.0302 | 0.0048245 | 1563.5901 | 0.27078
[77 empty] | 1098.8275 | 0.01054 | 1565.1501 | 0.0048312 | 1563.71 | 0.27068
[77 empty] | 1098.8423 | 0.010559 | 1565.2701 | 0.0048951 | 1563.8297 | 0.27058
[77 empty] | 1098.8571 | 0.010578 | 1565.3901 | 0.0051808 | 1563.9496 | 0.27047
[77 empty] | 1098.8718 | 0.010597 | 1565.5103 | 0.0052918 | 1564.0693 | 0.27036
[77 empty] | 1098.8867 | 0.010616 | 1565.6302 | 0.0050161 | 1564.1892 | 0.27025
[77 empty] | 1098.9015 | 0.010634 | 1565.7504 | 0.0050228 | 1564.3091 | 0.27013
[77 empty] | 1098.9163 | 0.010652 | 1565.8705 | 0.0048177 | 1564.429 | 0.27
[77 empty] | 1098.931 | 0.01067 | 1565.9906 | 0.004774 | 1564.5488 | 0.26987
[77 empty] | 1098.9458 | 0.010688 | 1566.1107 | 0.0048648 | 1564.6688 | 0.26974
[77 empty] | 1098.9606 | 0.010705 | 1566.231 | 0.004737 | 1564.7887 | 0.26961
[77 empty] | 1098.9755 | 0.010723 | 1566.3511 | 0.0047034 | 1564.9087 | 0.26946
[77 empty] | 1098.9902 | 0.010739 | 1566.4713 | 0.0046059 | 1565.0287 | 0.26932
[77 empty] | 1099.005 | 0.010756 | 1566.5916 | 0.0045656 | 1565.1487 | 0.26917
[77 empty] | 1099.0198 | 0.010773 | 1566.7118 | 0.0042865 | 1565.2687 | 0.26902
[77 empty] | 1099.0345 | 0.010789 | 1566.832 | 0.004226 | 1565.3888 | 0.26886
[77 empty] | 1099.0493 | 0.010805 | 1566.9523 | 0.0041084 | 1565.5088 | 0.2687
[77 empty] | 1099.0642 | 0.010821 | 1567.0726 | 0.0041117 | 1565.6289 | 0.26853
[77 empty] | 1099.079 | 0.010837 | 1567.1929 | 0.0039907 | 1565.7489 | 0.26837
[77 empty] | 1099.0938 | 0.010852 | 1567.3132 | 0.0038461 | 1565.869 | 0.2682
[77 empty] | 1099.1085 | 0.010867 | 1567.4336 | 0.0039772 | 1565.9893 | 0.26802
[77 empty] | 1099.1233 | 0.010882 | 1567.554 | 0.0037822 | 1566.1094 | 0.26785
[77 empty] | 1099.1382 | 0.010896 | 1567.6743 | 0.0038091 | 1566.2295 | 0.26767
[77 empty] | 1099.153 | 0.010911 | 1567.7948 | 0.0034057 | 1566.3497 | 0.26748
[77 empty] | 1099.1677 | 0.010925 | 1567.9152 | 0.0033149 | 1566.4698 | 0.2673
[77 empty] | 1099.1825 | 0.010939 | 1568.0356 | 0.0033788 | 1566.5901 | 0.26711
[77 empty] | 1099.1974 | 0.010952 | 1568.1561 | 0.0034225 | 1566.7103 | 0.26692
[77 empty] | 1099.2122 | 0.010966 | 1568.2765 | 0.0036915 | 1566.8306 | 0.26673
[77 empty] | 1099.2269 | 0.010979 | 1568.3971 | 0.0037755 | 1566.9509 | 0.26654
[77 empty] | 1099.2417 | 0.010991 | 1568.5176 | 0.0038091 | 1567.0712 | 0.26634
[77 empty] | 1099.2565 | 0.011004 | 1568.6381 | 0.003789 | 1567.1915 | 0.26615
[77 empty] | 1099.2714 | 0.011016 | 1568.7587 | 0.0037184 | 1567.3118 | 0.26595
[77 empty] | 1099.2861 | 0.011028 | 1568.8793 | 0.003715 | 1567.4321 | 0.26575
[77 empty] | 1099.3009 | 0.01104 | 1568.9998 | 0.003715 | 1567.5525 | 0.26554
[77 empty] | 1099.3157 | 0.011051 | 1569.1204 | 0.0037083 | 1567.673 | 0.26534
[77 empty] | 1099.3306 | 0.011062 | 1569.2411 | 0.0037553 | 1567.7933 | 0.26513
[77 empty] | 1099.3453 | 0.011072 | 1569.3617 | 0.0038528 | 1567.9137 | 0.26493
[77 empty] | 1099.3601 | 0.011083 | 1569.4823 | 0.0038697 | 1568.0342 | 0.26472
[77 empty] | 1099.3749 | 0.011093 | 1569.603 | 0.004068 | 1568.1547 | 0.26451
[77 empty] | 1099.3898 | 0.011102 | 1569.7238 | 0.0038697 | 1568.2751 | 0.26429
[77 empty] | 1099.4045 | 0.011111 | 1569.8445 | 0.0038865 | 1568.3956 | 0.26408
[77 empty] | 1099.4193 | 0.01112 | 1569.9652 | 0.0039201 | 1568.5161 | 0.26386
[77 empty] | 1099.4342 | 0.011128 | 1570.0859 | 0.0036545 | 1568.6367 | 0.26364
[77 empty] | 1099.449 | 0.011136 | 1570.2068 | 0.0036343 | 1568.7572 | 0.26342
[77 empty] | 1099.4637 | 0.011144 | 1570.3275 | 0.0038865 | 1568.8778 | 0.2632
[77 empty] | 1099.4785 | 0.011151 | 1570.4484 | 0.0037284 | 1568.9984 | 0.26297
[77 empty] | 1099.4934 | 0.011158 | 1570.5692 | 0.0036209 | 1569.119 | 0.26274
[77 empty] | 1099.5082 | 0.011164 | 1570.6901 | 0.0034965 | 1569.2396 | 0.26251
[77 empty] | 1099.5229 | 0.01117 | 1570.8109 | 0.0035368 | 1569.3602 | 0.26228
[77 empty] | 1099.5378 | 0.011175 | 1570.9318 | 0.0033586 | 1569.481 | 0.26204
[77 empty] | 1099.5526 | 0.01118 | 1571.0527 | 0.0032779 | 1569.6017 | 0.2618
[77 empty] | 1099.5674 | 0.011185 | 1571.1736 | 0.0034528 | 1569.7223 | 0.26156
[77 empty] | 1099.5822 | 0.011188 | 1571.2946 | 0.0034057 | 1569.843 | 0.26131
[77 empty] | 1099.597 | 0.011192 | 1571.4155 | 0.0032679 | 1569.9637 | 0.26106
[77 empty] | 1099.6118 | 0.011195 | 1571.5365 | 0.0033721 | 1570.0846 | 0.26081
[77 empty] | 1099.6266 | 0.011197 | 1571.6575 | 0.003362 | 1570.2053 | 0.26055
[77 empty] | 1099.6415 | 0.011199 | 1571.7786 | 0.0033855 | 1570.3262 | 0.26029
[77 empty] | 1099.6562 | 0.0112 | 1571.8995 | 0.0032578 | 1570.4469 | 0.26002
[77 empty] | 1099.671 | 0.011201 | 1572.0206 | 0.0032746 | 1570.5677 | 0.25976
[77 empty] | 1099.6859 | 0.011201 | 1572.1417 | 0.0032746 | 1570.6886 | 0.25949
[77 empty] | 1099.7007 | 0.011201 | 1572.2628 | 0.0031872 | 1570.8094 | 0.25921
[77 empty] | 1099.7155 | 0.0112 | 1572.3839 | 0.0033015 | 1570.9304 | 0.25893
[77 empty] | 1099.7303 | 0.011199 | 1572.505 | 0.003251 | 1571.0513 | 0.25865
[77 empty] | 1099.7451 | 0.011197 | 1572.6262 | 0.0030527 | 1571.1722 | 0.25836
[77 empty] | 1099.7599 | 0.011195 | 1572.7473 | 0.0028644 | 1571.2931 | 0.25807
[77 empty] | 1099.7748 | 0.011192 | 1572.8685 | 0.0030292 | 1571.4141 | 0.25778
[77 empty] | 1099.7896 | 0.011188 | 1572.9897 | 0.0030594 | 1571.535 | 0.25748
[77 empty] | 1099.8043 | 0.011185 | 1573.111 | 0.003167 | 1571.6561 | 0.25718
[77 empty] | 1099.8192 | 0.01118 | 1573.2322 | 0.0031367 | 1571.7771 | 0.25687
[77 empty] | 1099.834 | 0.011175 | 1573.3534 | 0.0032477 | 1571.8982 | 0.25657
[77 empty] | 1099.8488 | 0.01117 | 1573.4747 | 0.0032611 | 1572.0192 | 0.25625
[77 empty] | 1099.8636 | 0.011164 | 1573.5961 | 0.0030729 | 1572.1403 | 0.25594
[77 empty] | 1099.8784 | 0.011157 | 1573.7173 | 0.0033082 | 1572.2613 | 0.25562
[77 empty] | 1099.8933 | 0.01115 | 1573.8386 | 0.0033889 | 1572.3825 | 0.25529
[77 empty] | 1099.9081 | 0.011143 | 1573.9601 | 0.0032779 | 1572.5035 | 0.25497
[77 empty] | 1099.9229 | 0.011135 | 1574.0814 | 0.0032544 | 1572.6248 | 0.25464
[77 empty] | 1099.9377 | 0.011127 | 1574.2028 | 0.0029754 | 1572.746 | 0.25431
[77 empty] | 1099.9525 | 0.011119 | 1574.3242 | 0.0030191 | 1572.8671 | 0.25397
[77 empty] | 1099.9674 | 0.01111 | 1574.4457 | 0.0029081 | 1572.9883 | 0.25363
[77 empty] | 1099.9822 | 0.011101 | 1574.567 | 0.002972 | 1573.1095 | 0.25329
[77 empty] | 1099.9969 | 0.011091 | 1574.6886 | 0.0029619 | 1573.2307 | 0.25294
[77 empty] | 1100.0118 | 0.011081 | 1574.8101 | 0.0028207 | 1573.352 | 0.2526
[77 empty] | 1100.0266 | 0.011071 | 1574.9315 | 0.0030561 | 1573.4733 | 0.25224
[77 empty] | 1100.0415 | 0.01106 | 1575.0531 | 0.0030762 | 1573.5946 | 0.25189
[77 empty] | 1100.0563 | 0.011049 | 1575.1746 | 0.0030527 | 1573.7159 | 0.25153
[77 empty] | 1100.071 | 0.011038 | 1575.2961 | 0.002851 | 1573.8373 | 0.25117
[77 empty] | 1100.0859 | 0.011027 | 1575.4177 | 0.0029653 | 1573.9586 | 0.2508
[77 empty] | 1100.1007 | 0.011016 | 1575.5393 | 0.0028342 | 1574.08 | 0.25044
[77 empty] | 1100.1156 | 0.011004 | 1575.6609 | 0.0028812 | 1574.2014 | 0.25007
[77 empty] | 1100.1304 | 0.010993 | 1575.7826 | 0.0030829 | 1574.3228 | 0.24969
[77 empty] | 1100.1451 | 0.010981 | 1575.9043 | 0.0030157 | 1574.4442 | 0.24932
[77 empty] | 1100.16 | 0.010969 | 1576.0259 | 0.0031939 | 1574.5657 | 0.24894
[77 empty] | 1100.1748 | 0.010957 | 1576.1476 | 0.0028846 | 1574.6871 | 0.24856
[77 empty] | 1100.1897 | 0.010945 | 1576.2693 | 0.0029821 | 1574.8086 | 0.24817
[77 empty] | 1100.2045 | 0.010934 | 1576.391 | 0.0029081 | 1574.93 | 0.24779
[77 empty] | 1100.2194 | 0.010922 | 1576.5128 | 0.0029451 | 1575.0516 | 0.24739
[77 empty] | 1100.2341 | 0.01091 | 1576.6345 | 0.0030661 | 1575.1732 | 0.247
[77 empty] | 1100.249 | 0.010898 | 1576.7564 | 0.0032275 | 1575.2947 | 0.2466
[77 empty] | 1100.2638 | 0.010887 | 1576.8782 | 0.0030695 | 1575.4163 | 0.2462
[77 empty] | 1100.2786 | 0.010875 | 1577 | 0.0030998 | 1575.538 | 0.2458
[77 empty] | 1100.2935 | 0.010864 | 1577.1218 | 0.0031804 | 1575.6596 | 0.2454
[77 empty] | 1100.3082 | 0.010853 | 1577.2436 | 0.0030897 | 1575.7811 | 0.24499
[77 empty] | 1100.3231 | 0.010842 | 1577.3656 | 0.0030224 | 1575.9028 | 0.24458
[77 empty] | 1100.3379 | 0.010831 | 1577.4874 | 0.0029955 | 1576.0245 | 0.24417
[77 empty] | 1100.3528 | 0.010821 | 1577.6094 | 0.0030661 | 1576.1462 | 0.24375
[77 empty] | 1100.3676 | 0.010811 | 1577.7313 | 0.0031367 | 1576.2679 | 0.24333
[77 empty] | 1100.3824 | 0.010801 | 1577.8533 | 0.0030023 | 1576.3897 | 0.2429
[77 empty] | 1100.3972 | 0.010792 | 1577.9752 | 0.0031098 | 1576.5113 | 0.24248
[77 empty] | 1100.4121 | 0.010783 | 1578.0972 | 0.0030998 | 1576.6332 | 0.24205
[77 empty] | 1100.4269 | 0.010774 | 1578.2192 | 0.0029283 | 1576.7549 | 0.24162
[77 empty] | 1100.4418 | 0.010766 | 1578.3413 | 0.0029821 | 1576.8767 | 0.24118
[77 empty] | 1100.4565 | 0.010758 | 1578.4633 | 0.0029518 | 1576.9985 | 0.24074
[77 empty] | 1100.4714 | 0.01075 | 1578.5853 | 0.0030123 | 1577.1204 | 0.2403
[77 empty] | 1100.4862 | 0.010743 | 1578.7075 | 0.0029586 | 1577.2423 | 0.23985
[77 empty] | 1100.5011 | 0.010736 | 1578.8296 | 0.0031132 | 1577.3641 | 0.2394
[77 empty] | 1100.5159 | 0.01073 | 1578.9517 | 0.0029552 | 1577.4861 | 0.23895
[77 empty] | 1100.5308 | 0.010724 | 1579.0738 | 0.0028611 | 1577.6079 | 0.23849
[77 empty] | 1100.5455 | 0.010719 | 1579.196 | 0.0030056 | 1577.7299 | 0.23803
[77 empty] | 1100.5604 | 0.010714 | 1579.3182 | 0.002935 | 1577.8518 | 0.23757
[77 empty] | 1100.5752 | 0.010709 | 1579.4404 | 0.0029552 | 1577.9738 | 0.2371
[77 empty] | 1100.5901 | 0.010705 | 1579.5626 | 0.0028375 | 1578.0958 | 0.23663
[77 empty] | 1100.6049 | 0.010702 | 1579.6848 | 0.0029148 | 1578.2178 | 0.23616
[77 empty] | 1100.6198 | 0.010699 | 1579.8071 | 0.0030325 | 1578.3398 | 0.23568
[77 empty] | 1100.6345 | 0.010696 | 1579.9293 | 0.0029552 | 1578.4619 | 0.23519
[77 empty] | 1100.6494 | 0.010694 | 1580.0516 | 0.0030998 | 1578.584 | 0.23471
[77 empty] | 1100.6643 | 0.010692 | 1580.174 | 0.0031233 | 1578.7061 | 0.23422
[77 empty] | 1100.6791 | 0.010691 | 1580.2963 | 0.0030998 | 1578.8281 | 0.23373
[77 empty] | 1100.694 | 0.01069 | 1580.4187 | 0.0027098 | 1578.9503 | 0.23323
[77 empty] | 1100.7087 | 0.010689 | 1580.541 | 0.0025753 | 1579.0724 | 0.23273
[77 empty] | 1100.7236 | 0.010689 | 1580.6635 | 0.0025585 | 1579.1946 | 0.23222
[77 empty] | 1100.7384 | 0.01069 | 1580.7859 | 0.002703 | 1579.3168 | 0.23171
[77 empty] | 1100.7533 | 0.010691 | 1580.9083 | 0.0026627 | 1579.439 | 0.2312
[77 empty] | 1100.7681 | 0.010692 | 1581.0308 | 0.0026593 | 1579.5612 | 0.23069
[77 empty] | 1100.783 | 0.010693 | 1581.1532 | 0.0026627 | 1579.6835 | 0.23017
[77 empty] | 1100.7979 | 0.010695 | 1581.2756 | 0.0026627 | 1579.8057 | 0.22965
[77 empty] | 1100.8126 | 0.010697 | 1581.3982 | 0.0027199 | 1579.928 | 0.22912
[77 empty] | 1100.8275 | 0.0107 | 1581.5207 | 0.0029048 | 1580.0503 | 0.22859
[77 empty] | 1100.8423 | 0.010703 | 1581.6432 | 0.0026425 | 1580.1726 | 0.22806
[77 empty] | 1100.8572 | 0.010706 | 1581.7658 | 0.0025753 | 1580.2949 | 0.22752
[77 empty] | 1100.8721 | 0.010709 | 1581.8884 | 0.0025013 | 1580.4172 | 0.22698
[77 empty] | 1100.8868 | 0.010712 | 1582.011 | 0.0023971 | 1580.5397 | 0.22643
[77 empty] | 1100.9017 | 0.010716 | 1582.1335 | 0.0024946 | 1580.662 | 0.22589
[77 empty] | 1100.9165 | 0.01072 | 1582.2562 | 0.0022492 | 1580.7844 | 0.22534
[77 empty] | 1100.9314 | 0.010724 | 1582.3789 | 0.0022593 | 1580.9069 | 0.22479
[77 empty] | 1100.9463 | 0.010728 | 1582.5016 | 0.0020912 | 1581.0293 | 0.22423
[77 empty] | 1100.9611 | 0.010732 | 1582.6243 | 0.0020945 | 1581.1517 | 0.22367
[77 empty] | 1100.976 | 0.010737 | 1582.7469 | 0.0021584 | 1581.2743 | 0.22311
[77 empty] | 1100.9907 | 0.010741 | 1582.8698 | 0.0023399 | 1581.3967 | 0.22255
[77 empty] | 1101.0056 | 0.010746 | 1582.9924 | 0.0022862 | 1581.5193 | 0.22199
[77 empty] | 1101.0205 | 0.01075 | 1583.1152 | 0.0021853 | 1581.6418 | 0.22142
[77 empty] | 1101.0353 | 0.010754 | 1583.238 | 0.0021685 | 1581.7644 | 0.22085
[77 empty] | 1101.0502 | 0.010759 | 1583.3608 | 0.0021819 | 1581.887 | 0.22028
[77 empty] | 1101.0651 | 0.010763 | 1583.4836 | 0.0022996 | 1582.0095 | 0.21971
[77 empty] | 1101.0798 | 0.010767 | 1583.6064 | 0.0023568 | 1582.1322 | 0.21913
[77 empty] | 1101.0947 | 0.010771 | 1583.7294 | 0.0020676 | 1582.2548 | 0.21856
[77 empty] | 1101.1095 | 0.010775 | 1583.8522 | 0.0020844 | 1582.3774 | 0.21799
[77 empty] | 1101.1244 | 0.010779 | 1583.9751 | 0.0019096 | 1582.5001 | 0.21741
[77 empty] | 1101.1393 | 0.010783 | 1584.098 | 0.0020407 | 1582.6228 | 0.21683
[77 empty] | 1101.1541 | 0.010786 | 1584.2209 | 0.0021718 | 1582.7455 | 0.21625
[77 empty] | 1101.1689 | 0.010789 | 1584.344 | 0.0022895 | 1582.8683 | 0.21567
[77 empty] | 1101.1838 | 0.010792 | 1584.4669 | 0.0022088 | 1582.991 | 0.21509
[77 empty] | 1101.1986 | 0.010795 | 1584.59 | 0.0020912 | 1583.1138 | 0.21451
[77 empty] | 1101.2135 | 0.010798 | 1584.713 | 0.0021517 | 1583.2366 | 0.21393
[77 empty] | 1101.2284 | 0.0108 | 1584.8359 | 0.0024341 | 1583.3594 | 0.21334
[77 empty] | 1101.2432 | 0.010802 | 1584.9591 | 0.0024677 | 1583.4822 | 0.21276
[77 empty] | 1101.2581 | 0.010803 | 1585.0821 | 0.0025988 | 1583.6051 | 0.21218
[77 empty] | 1101.2729 | 0.010805 | 1585.2052 | 0.0028375 | 1583.7279 | 0.21159
[77 empty] | 1101.2877 | 0.010805 | 1585.3284 | 0.0028543 | 1583.8508 | 0.211
[77 empty] | 1101.3026 | 0.010806 | 1585.4514 | 0.0030493 | 1583.9738 | 0.21042
[77 empty] | 1101.3175 | 0.010806 | 1585.5746 | 0.0029552 | 1584.0967 | 0.20983
[77 empty] | 1101.3323 | 0.010806 | 1585.6978 | 0.0028207 | 1584.2196 | 0.20924
[77 empty] | 1101.3472 | 0.010806 | 1585.8209 | 0.0027804 | 1584.3425 | 0.20865
[77 empty] | 1101.3621 | 0.010805 | 1585.9442 | 0.0028073 | 1584.4654 | 0.20806
[77 empty] | 1101.377 | 0.010803 | 1586.0674 | 0.0026862 | 1584.5885 | 0.20747
[77 empty] | 1101.3917 | 0.010802 | 1586.1907 | 0.0029182 | 1584.7115 | 0.20687
[77 empty] | 1101.4066 | 0.0108 | 1586.314 | 0.003093 | 1584.8346 | 0.20628
[77 empty] | 1101.4215 | 0.010797 | 1586.4373 | 0.0031905 | 1584.9576 | 0.20568
[77 empty] | 1101.4363 | 0.010795 | 1586.5605 | 0.0031704 | 1585.0807 | 0.20508
[77 empty] | 1101.4512 | 0.010792 | 1586.6838 | 0.0031098 | 1585.2037 | 0.20448
[77 empty] | 1101.4661 | 0.010788 | 1586.8071 | 0.003009 | 1585.3269 | 0.20388
[77 empty] | 1101.481 | 0.010785 | 1586.9305 | 0.0030628 | 1585.4501 | 0.20328
[77 empty] | 1101.4957 | 0.01078 | 1587.054 | 0.0032746 | 1585.5732 | 0.20267
[77 empty] | 1101.5106 | 0.010776 | 1587.1774 | 0.0035839 | 1585.6964 | 0.20206
[77 empty] | 1101.5255 | 0.010771 | 1587.3008 | 0.0034427 | 1585.8196 | 0.20145
[77 empty] | 1101.5403 | 0.010766 | 1587.4242 | 0.0035267 | 1585.9427 | 0.20084
[77 empty] | 1101.5552 | 0.010761 | 1587.5476 | 0.0033922 | 1586.066 | 0.20023
[77 empty] | 1101.5701 | 0.010756 | 1587.6711 | 0.0032611 | 1586.1892 | 0.19961
[77 empty] | 1101.585 | 0.01075 | 1587.7946 | 0.0033082 | 1586.3125 | 0.199
[77 empty] | 1101.5997 | 0.010744 | 1587.9181 | 0.0032611 | 1586.4358 | 0.19838
[77 empty] | 1101.6146 | 0.010738 | 1588.0416 | 0.0032712 | 1586.5591 | 0.19776
[77 empty] | 1101.6295 | 0.010731 | 1588.1652 | 0.0034023 | 1586.6824 | 0.19713
[77 empty] | 1101.6444 | 0.010725 | 1588.2888 | 0.0033485 | 1586.8058 | 0.19651
[77 empty] | 1101.6593 | 0.010718 | 1588.4124 | 0.003204 | 1586.9291 | 0.19588
[77 empty] | 1101.6741 | 0.010711 | 1588.536 | 0.003288 | 1587.0525 | 0.19526
[77 empty] | 1101.689 | 0.010704 | 1588.6597 | 0.0033048 | 1587.1759 | 0.19463
[77 empty] | 1101.7039 | 0.010697 | 1588.7833 | 0.003362 | 1587.2993 | 0.19399
[77 empty] | 1101.7188 | 0.01069 | 1588.907 | 0.0033183 | 1587.4227 | 0.19336
[77 empty] | 1101.7335 | 0.010683 | 1589.0306 | 0.0032779 | 1587.5463 | 0.19273
[77 empty] | 1101.7484 | 0.010677 | 1589.1543 | 0.0032443 | 1587.6697 | 0.19209
[77 empty] | 1101.7633 | 0.01067 | 1589.2781 | 0.0033889 | 1587.7932 | 0.19146
[77 empty] | 1101.7782 | 0.010663 | 1589.4019 | 0.0033284 | 1587.9168 | 0.19082
[77 empty] | 1101.7931 | 0.010656 | 1589.5256 | 0.0032443 | 1588.0403 | 0.19018
[77 empty] | 1101.8079 | 0.01065 | 1589.6494 | 0.0029989 | 1588.1638 | 0.18954
[77 empty] | 1101.8228 | 0.010643 | 1589.7732 | 0.003046 | 1588.2874 | 0.1889
[77 empty] | 1101.8376 | 0.010637 | 1589.897 | 0.0028308 | 1588.411 | 0.18825
[77 empty] | 1101.8525 | 0.010631 | 1590.0209 | 0.0028947 | 1588.5346 | 0.18761
[77 empty] | 1101.8674 | 0.010625 | 1590.1446 | 0.002814 | 1588.6582 | 0.18696
[77 empty] | 1101.8822 | 0.01062 | 1590.2686 | 0.0027299 | 1588.7819 | 0.18632
[77 empty] | 1101.8971 | 0.010615 | 1590.3925 | 0.0027804 | 1588.9055 | 0.18567
[77 empty] | 1101.912 | 0.01061 | 1590.5164 | 0.0026896 | 1589.0292 | 0.18503
[77 empty] | 1101.9269 | 0.010606 | 1590.6404 | 0.0026829 | 1589.1529 | 0.18437
[77 empty] | 1101.9418 | 0.010602 | 1590.7643 | 0.0027098 | 1589.2766 | 0.18373
[77 empty] | 1101.9565 | 0.010598 | 1590.8883 | 0.0026795 | 1589.4004 | 0.18308
[77 empty] | 1101.9714 | 0.010595 | 1591.0123 | 0.0025551 | 1589.5242 | 0.18243
[77 empty] | 1101.9863 | 0.010593 | 1591.1363 | 0.0025383 | 1589.648 | 0.18178
[77 empty] | 1102.0012 | 0.010591 | 1591.2604 | 0.0022256 | 1589.7717 | 0.18113
[77 empty] | 1102.0161 | 0.010589 | 1591.3844 | 0.0023399 | 1589.8955 | 0.18048
[77 empty] | 1102.031 | 0.010588 | 1591.5084 | 0.0023299 | 1590.0194 | 0.17983
[77 empty] | 1102.0459 | 0.010587 | 1591.6326 | 0.002229 | 1590.1433 | 0.17917
[77 empty] | 1102.0607 | 0.010588 | 1591.7567 | 0.0021046 | 1590.2672 | 0.17852
[77 empty] | 1102.0756 | 0.010588 | 1591.8809 | 0.0020441 | 1590.3911 | 0.17787
[77 empty] | 1102.0905 | 0.01059 | 1592.005 | 0.0020273 | 1590.515 | 0.17722
[77 empty] | 1102.1053 | 0.010592 | 1592.1291 | 0.0018356 | 1590.6389 | 0.17657
[77 empty] | 1102.1202 | 0.010594 | 1592.2533 | 0.0018592 | 1590.7628 | 0.17592
[77 empty] | 1102.1351 | 0.010597 | 1592.3776 | 0.0020172 | 1590.8868 | 0.17526
[77 empty] | 1102.15 | 0.010601 | 1592.5017 | 0.0019331 | 1591.0109 | 0.17461
[77 empty] | 1102.1648 | 0.010606 | 1592.626 | 0.001839 | 1591.1349 | 0.17397
[77 empty] | 1102.1797 | 0.010611 | 1592.7502 | 0.0018356 | 1591.2589 | 0.17332
[77 empty] | 1102.1946 | 0.010617 | 1592.8745 | 0.0016877 | 1591.3829 | 0.17266
[77 empty] | 1102.2095 | 0.010623 | 1592.9989 | 0.0018861 | 1591.5071 | 0.17202
[77 empty] | 1102.2244 | 0.01063 | 1593.1232 | 0.0018558 | 1591.6311 | 0.17137
[77 empty] | 1102.2393 | 0.010638 | 1593.2476 | 0.0017113 | 1591.7552 | 0.17072
[77 empty] | 1102.2541 | 0.010647 | 1593.3719 | 0.0018794 | 1591.8794 | 0.17008
[77 empty] | 1102.269 | 0.010656 | 1593.4963 | 0.0017886 | 1592.0035 | 0.16943
[77 empty] | 1102.2839 | 0.010666 | 1593.6207 | 0.0018222 | 1592.1277 | 0.16878
[77 empty] | 1102.2988 | 0.010676 | 1593.7451 | 0.0017953 | 1592.2518 | 0.16814
[77 empty] | 1102.3136 | 0.010687 | 1593.8696 | 0.0016743 | 1592.3761 | 0.16749
[77 empty] | 1102.3285 | 0.010699 | 1593.994 | 0.0017684 | 1592.5004 | 0.16685
[77 empty] | 1102.3434 | 0.010711 | 1594.1185 | 0.0018693 | 1592.6246 | 0.16621
[77 empty] | 1102.3583 | 0.010723 | 1594.243 | 0.0019567 | 1592.7489 | 0.16557
[77 empty] | 1102.3732 | 0.010737 | 1594.3675 | 0.00195 | 1592.8732 | 0.16493
[77 empty] | 1102.3881 | 0.01075 | 1594.4921 | 0.0019399 | 1592.9974 | 0.16429
[77 empty] | 1102.403 | 0.010764 | 1594.6166 | 0.0020575 | 1593.1218 | 0.16364
[77 empty] | 1102.4178 | 0.010779 | 1594.7412 | 0.0019567 | 1593.2461 | 0.163
[77 empty] | 1102.4327 | 0.010794 | 1594.8658 | 0.001913 | 1593.3705 | 0.16237
[77 empty] | 1102.4476 | 0.010809 | 1594.9905 | 0.0018659 | 1593.4949 | 0.16173
[77 empty] | 1102.4625 | 0.010825 | 1595.1151 | 0.0020777 | 1593.6193 | 0.16109
[77 empty] | 1102.4774 | 0.010841 | 1595.2397 | 0.0021181 | 1593.7436 | 0.16045
[77 empty] | 1102.4923 | 0.010857 | 1595.3644 | 0.0020811 | 1593.8682 | 0.15981
[77 empty] | 1102.5072 | 0.010874 | 1595.4891 | 0.0019567 | 1593.9925 | 0.15917
[77 empty] | 1102.522 | 0.01089 | 1595.6138 | 0.0020475 | 1594.1171 | 0.15854
[77 empty] | 1102.5369 | 0.010907 | 1595.7385 | 0.0018962 | 1594.2416 | 0.1579
[77 empty] | 1102.5518 | 0.010924 | 1595.8633 | 0.0018088 | 1594.3661 | 0.15726
[77 empty] | 1102.5666 | 0.010941 | 1595.988 | 0.0018928 | 1594.4906 | 0.15663
[77 empty] | 1102.5815 | 0.010957 | 1596.1129 | 0.0017247 | 1594.6152 | 0.15599
[77 empty] | 1102.5964 | 0.010974 | 1596.2377 | 0.0016877 | 1594.7397 | 0.15536
[77 empty] | 1102.6113 | 0.010991 | 1596.3626 | 0.0017819 | 1594.8644 | 0.15472
[77 empty] | 1102.6262 | 0.011007 | 1596.4874 | 0.001523 | 1594.989 | 0.15408
[77 empty] | 1102.6411 | 0.011023 | 1596.6123 | 0.0015869 | 1595.1137 | 0.15345
[77 empty] | 1102.656 | 0.011039 | 1596.7372 | 0.0014591 | 1595.2383 | 0.15281
[77 empty] | 1102.6709 | 0.011055 | 1596.8621 | 0.0015095 | 1595.3629 | 0.15218
[77 empty] | 1102.6858 | 0.01107 | 1596.9869 | 0.0013851 | 1595.4877 | 0.15154
[77 empty] | 1102.7007 | 0.011085 | 1597.1119 | 0.001402 | 1595.6124 | 0.15091
[77 empty] | 1102.7156 | 0.011099 | 1597.2369 | 0.0015432 | 1595.7371 | 0.15027
[77 empty] | 1102.7305 | 0.011113 | 1597.3619 | 0.0014961 | 1595.8618 | 0.14964
[77 empty] | 1102.7454 | 0.011127 | 1597.4869 | 0.0015499 | 1595.9867 | 0.149
[77 empty] | 1102.7603 | 0.011139 | 1597.6119 | 0.0013078 | 1596.1115 | 0.14837
[77 empty] | 1102.7751 | 0.011151 | 1597.7369 | 0.0014255 | 1596.2362 | 0.14774
[77 empty] | 1102.79 | 0.011163 | 1597.8621 | 0.0014894 | 1596.3611 | 0.1471
[77 empty] | 1102.8049 | 0.011173 | 1597.9872 | 0.0014053 | 1596.486 | 0.14647
[77 empty] | 1102.8198 | 0.011183 | 1598.1122 | 0.0012137 | 1596.6108 | 0.14584
[77 empty] | 1102.8347 | 0.011192 | 1598.2373 | 0.0012473 | 1596.7357 | 0.14521
[77 empty] | 1102.8496 | 0.0112 | 1598.3626 | 0.0014188 | 1596.8606 | 0.14458
[77 empty] | 1102.8645 | 0.011208 | 1598.4877 | 0.0013717 | 1596.9856 | 0.14395
[77 empty] | 1102.8794 | 0.011214 | 1598.6129 | 0.0015432 | 1597.1105 | 0.14332
[77 empty] | 1102.8943 | 0.011219 | 1598.738 | 0.0015297 | 1597.2355 | 0.14269
[77 empty] | 1102.9092 | 0.011224 | 1598.8633 | 0.0013851 | 1597.3605 | 0.14206
[77 empty] | 1102.9242 | 0.011227 | 1598.9885 | 0.0014793 | 1597.4855 | 0.14144
[77 empty] | 1102.9391 | 0.01123 | 1599.1138 | 0.001402 | 1597.6105 | 0.14081
[77 empty] | 1102.954 | 0.011231 | 1599.2391 | 0.0013582 | 1597.7355 | 0.14018
[77 empty] | 1102.9689 | 0.011231 | 1599.3644 | 0.0013751 | 1597.8606 | 0.13956
[77 empty] | 1102.9838 | 0.01123 | 1599.4897 | 0.0014692 | 1597.9857 | 0.13894
[77 empty] | 1102.9987 | 0.011228 | 1599.615 | 0.0014154 | 1598.1108 | 0.13832
[77 empty] | 1103.0135 | 0.011225 | 1599.7404 | 0.0013885 | 1598.236 | 0.13769
[77 empty] | 1103.0284 | 0.011221 | 1599.8658 | 0.0013818 | 1598.3611 | 0.13708
[77 empty] | 1103.0433 | 0.011215 | 1599.9912 | 0.0013751 | 1598.4862 | 0.13646
[77 empty] | 1103.0582 | 0.011209 | 1600.1166 | 0.0013851 | 1598.6115 | 0.13584
[77 empty] | 1103.0731 | 0.011201 | 1600.2421 | 0.0012103 | 1598.7366 | 0.13522
[77 empty] | 1103.088 | 0.011192 | 1600.3675 | 0.0010826 | 1598.8618 | 0.13461
[77 empty] | 1103.1029 | 0.011182 | 1600.493 | 0.0011162 | 1598.9871 | 0.134
[77 empty] | 1103.1178 | 0.011171 | 1600.6185 | 0.0011767 | 1599.1123 | 0.13338
[77 empty] | 1103.1327 | 0.011159 | 1600.744 | 0.0014288 | 1599.2377 | 0.13277
[77 empty] | 1103.1477 | 0.011146 | 1600.8695 | 0.0013179 | 1599.3629 | 0.13216
[77 empty] | 1103.1626 | 0.011132 | 1600.9951 | 0.0015331 | 1599.4883 | 0.13155
[77 empty] | 1103.1775 | 0.011116 | 1601.1207 | 0.0014692 | 1599.6137 | 0.13095
[77 empty] | 1103.1924 | 0.0111 | 1601.2463 | 0.0014726 | 1599.739 | 0.13034
[77 empty] | 1103.2073 | 0.011082 | 1601.3719 | 0.0015129 | 1599.8644 | 0.12974
[77 empty] | 1103.2222 | 0.011064 | 1601.4976 | 0.0016104 | 1599.9897 | 0.12914
[77 empty] | 1103.2371 | 0.011044 | 1601.6232 | 0.0017381 | 1600.1151 | 0.12853
[77 empty] | 1103.252 | 0.011024 | 1601.7489 | 0.0018054 | 1600.2406 | 0.12793
[77 empty] | 1103.2668 | 0.011003 | 1601.8745 | 0.0017583 | 1600.3661 | 0.12734
[77 empty] | 1103.2819 | 0.010981 | 1602.0002 | 0.0018558 | 1600.4916 | 0.12674
[77 empty] | 1103.2968 | 0.010958 | 1602.126 | 0.001839 | 1600.6171 | 0.12615
[77 empty] | 1103.3116 | 0.010934 | 1602.2518 | 0.0017919 | 1600.7425 | 0.12556
[77 empty] | 1103.3265 | 0.01091 | 1602.3776 | 0.0016272 | 1600.8682 | 0.12496
[77 empty] | 1103.3414 | 0.010884 | 1602.5033 | 0.0016205 | 1600.9936 | 0.12437
[77 empty] | 1103.3563 | 0.010859 | 1602.6291 | 0.0015297 | 1601.1193 | 0.12379
[77 empty] | 1103.3712 | 0.010832 | 1602.755 | 0.0016138 | 1601.2449 | 0.1232
[77 empty] | 1103.3862 | 0.010805 | 1602.8809 | 0.0015633 | 1601.3705 | 0.12262
[77 empty] | 1103.4011 | 0.010777 | 1603.0067 | 0.0017012 | 1601.4961 | 0.12204
[77 empty] | 1103.416 | 0.010749 | 1603.1326 | 0.0016541 | 1601.6217 | 0.12146
[77 empty] | 1103.4309 | 0.010721 | 1603.2585 | 0.0015398 | 1601.7474 | 0.12088
[77 empty] | 1103.4458 | 0.010692 | 1603.3844 | 0.001607 | 1601.8732 | 0.1203
[77 empty] | 1103.4607 | 0.010662 | 1603.5104 | 0.0012977 | 1601.9988 | 0.11973
[77 empty] | 1103.4756 | 0.010632 | 1603.6363 | 0.0013045 | 1602.1246 | 0.11915
[77 empty] | 1103.4906 | 0.010602 | 1603.7623 | 0.0013145 | 1602.2504 | 0.11858
[77 empty] | 1103.5055 | 0.010572 | 1603.8884 | 0.0013751 | 1602.3761 | 0.11801
[77 empty] | 1103.5204 | 0.010541 | 1604.0144 | 0.0013112 | 1602.502 | 0.11745
[77 empty] | 1103.5353 | 0.010511 | 1604.1405 | 0.001133 | 1602.6277 | 0.11688
[77 empty] | 1103.5502 | 0.01048 | 1604.2666 | 0.00094808 | 1602.7535 | 0.11632
[77 empty] | 1103.5652 | 0.010449 | 1604.3927 | 0.00096489 | 1602.8794 | 0.11575
[77 empty] | 1103.5801 | 0.010418 | 1604.5188 | 0.00073628 | 1603.0052 | 0.11519
[77 empty] | 1103.595 | 0.010387 | 1604.6449 | 0.00075981 | 1603.1312 | 0.11463
[77 empty] | 1103.6099 | 0.010356 | 1604.771 | 0.00080352 | 1603.2571 | 0.11408
[77 empty] | 1103.6248 | 0.010325 | 1604.8972 | 0.00081024 | 1603.3831 | 0.11352
[77 empty] | 1103.6398 | 0.010294 | 1605.0234 | 0.0009111 | 1603.5089 | 0.11296
[77 empty] | 1103.6547 | 0.010263 | 1605.1497 | 0.00096153 | 1603.6349 | 0.11241
[77 empty] | 1103.6696 | 0.010232 | 1605.2759 | 0.00099179 | 1603.761 | 0.11186
[77 empty] | 1103.6844 | 0.010201 | 1605.4021 | 0.00098506 | 1603.887 | 0.11131
[77 empty] | 1103.6993 | 0.010171 | 1605.5283 | 0.001096 | 1604.0129 | 0.11076
[77 empty] | 1103.7144 | 0.01014 | 1605.6547 | 0.0010792 | 1604.139 | 0.11022
[77 empty] | 1103.7292 | 0.01011 | 1605.781 | 0.0011599 | 1604.2651 | 0.10967
[77 empty] | 1103.7441 | 0.01008 | 1605.9073 | 0.0010254 | 1604.3912 | 0.10913
[77 empty] | 1103.759 | 0.01005 | 1606.0337 | 0.0010926 | 1604.5173 | 0.10859
[77 empty] | 1103.7739 | 0.010021 | 1606.16 | 0.0011027 | 1604.6434 | 0.10805
[77 empty] | 1103.7889 | 0.0099916 | 1606.2864 | 0.0011431 | 1604.7695 | 0.10751
[77 empty] | 1103.8038 | 0.0099627 | 1606.4128 | 0.0012339 | 1604.8957 | 0.10697
[77 empty] | 1103.8187 | 0.009934 | 1606.5392 | 0.0012103 | 1605.022 | 0.10644
[77 empty] | 1103.8336 | 0.0099056 | 1606.6656 | 0.0013179 | 1605.1482 | 0.1059
[77 empty] | 1103.8486 | 0.0098775 | 1606.7921 | 0.00156 | 1605.2744 | 0.10537
[77 empty] | 1103.8635 | 0.0098497 | 1606.9187 | 0.0016911 | 1605.4006 | 0.10484
[77 empty] | 1103.8784 | 0.0098222 | 1607.0452 | 0.0018054 | 1605.5269 | 0.10431
[77 empty] | 1103.8933 | 0.009795 | 1607.1716 | 0.0018457 | 1605.6532 | 0.10379
[77 empty] | 1103.9083 | 0.0097681 | 1607.2982 | 0.0017314 | 1605.7795 | 0.10326
[77 empty] | 1103.9232 | 0.0097415 | 1607.4248 | 0.0016675 | 1605.9059 | 0.10274
[77 empty] | 1103.9381 | 0.0097151 | 1607.5514 | 0.0015969 | 1606.0322 | 0.10222
[77 empty] | 1103.9531 | 0.0096891 | 1607.678 | 0.0016104 | 1606.1586 | 0.10169
[77 empty] | 1103.968 | 0.0096634 | 1607.8047 | 0.0016877 | 1606.2849 | 0.10118
[77 empty] | 1103.9829 | 0.0096379 | 1607.9313 | 0.0018592 | 1606.4114 | 0.10066
[77 empty] | 1103.9978 | 0.0096127 | 1608.058 | 0.0016575 | 1606.5378 | 0.10015
[77 empty] | 1104.0128 | 0.0095878 | 1608.1847 | 0.0016911 | 1606.6642 | 0.099635
[77 empty] | 1104.0277 | 0.0095631 | 1608.3114 | 0.0016171 | 1606.7908 | 0.099125
[77 empty] | 1104.0426 | 0.0095388 | 1608.4381 | 0.0016306 | 1606.9172 | 0.098618
[77 empty] | 1104.0576 | 0.0095146 | 1608.5648 | 0.0016911 | 1607.0437 | 0.098112
[77 empty] | 1104.0725 | 0.0094907 | 1608.6915 | 0.0016944 | 1607.1703 | 0.097608
[77 empty] | 1104.0874 | 0.0094671 | 1608.8184 | 0.0018558 | 1607.2967 | 0.097107
[77 empty] | 1104.1023 | 0.0094436 | 1608.9452 | 0.0018356 | 1607.4233 | 0.096605
[77 empty] | 1104.1173 | 0.0094204 | 1609.072 | 0.0017919 | 1607.5499 | 0.096107
[77 empty] | 1104.1322 | 0.0093974 | 1609.1988 | 0.0018928 | 1607.6765 | 0.095611
[77 empty] | 1104.1471 | 0.0093746 | 1609.3257 | 0.0017919 | 1607.8032 | 0.095118
[77 empty] | 1104.1621 | 0.009352 | 1609.4526 | 0.001765 | 1607.9298 | 0.094626
[77 empty] | 1104.177 | 0.0093296 | 1609.5795 | 0.0017348 | 1608.0565 | 0.094138
[77 empty] | 1104.1919 | 0.0093074 | 1609.7064 | 0.0016709 | 1608.1832 | 0.093651
[77 empty] | 1104.2069 | 0.0092854 | 1609.8334 | 0.0016037 | 1608.3099 | 0.093166
[77 empty] | 1104.2218 | 0.0092635 | 1609.9603 | 0.0016877 | 1608.4367 | 0.092682
[77 empty] | 1104.2367 | 0.0092418 | 1610.0874 | 0.0017785 | 1608.5633 | 0.092203
[77 empty] | 1104.2517 | 0.0092203 | 1610.2144 | 0.0018592 | 1608.6902 | 0.091724
[77 empty] | 1104.2666 | 0.0091989 | 1610.3414 | 0.0020508 | 1608.8169 | 0.091247
[77 empty] | 1104.2815 | 0.0091778 | 1610.4685 | 0.0019903 | 1608.9437 | 0.090774
[77 empty] | 1104.2965 | 0.0091567 | 1610.5955 | 0.0020777 | 1609.0706 | 0.090303
[77 empty] | 1104.3114 | 0.0091359 | 1610.7227 | 0.0019701 | 1609.1974 | 0.089832
[77 empty] | 1104.3263 | 0.0091152 | 1610.8497 | 0.0019802 | 1609.3243 | 0.089364
[77 empty] | 1104.3413 | 0.0090947 | 1610.9768 | 0.0018323 | 1609.4512 | 0.088902
[77 empty] | 1104.3562 | 0.0090743 | 1611.104 | 0.001802 | 1609.5781 | 0.08844
[77 empty] | 1104.3711 | 0.0090542 | 1611.2312 | 0.0016104 | 1609.705 | 0.08798
[77 empty] | 1104.3861 | 0.0090342 | 1611.3584 | 0.0014322 | 1609.8319 | 0.08752
[77 empty] | 1104.401 | 0.0090144 | 1611.4856 | 0.0014557 | 1609.9589 | 0.087066
[77 empty] | 1104.416 | 0.0089947 | 1611.6128 | 0.0014994 | 1610.0859 | 0.086612
[77 empty] | 1104.4309 | 0.0089753 | 1611.74 | 0.0015062 | 1610.2129 | 0.086163
[77 empty] | 1104.4458 | 0.0089561 | 1611.8673 | 0.0016104 | 1610.34 | 0.085715
[77 empty] | 1104.4608 | 0.0089371 | 1611.9946 | 0.0016877 | 1610.467 | 0.085269
[77 empty] | 1104.4757 | 0.0089183 | 1612.1219 | 0.0016407 | 1610.5941 | 0.084823
[77 empty] | 1104.4907 | 0.0088998 | 1612.2493 | 0.0016037 | 1610.7212 | 0.084383
[77 empty] | 1104.5056 | 0.0088815 | 1612.3766 | 0.0016037 | 1610.8483 | 0.083943
[77 empty] | 1104.5205 | 0.0088634 | 1612.5039 | 0.0017886 | 1610.9753 | 0.083508
[77 empty] | 1104.5355 | 0.0088457 | 1612.6314 | 0.0017045 | 1611.1025 | 0.083073
[77 empty] | 1104.5504 | 0.0088282 | 1612.7588 | 0.0016373 | 1611.2297 | 0.082638
[77 empty] | 1104.5654 | 0.008811 | 1612.8862 | 0.0012574 | 1611.3569 | 0.082209
[77 empty] | 1104.5803 | 0.0087941 | 1613.0137 | 0.0012574 | 1611.4841 | 0.08178
[77 empty] | 1104.5952 | 0.0087776 | 1613.1411 | 0.0012809 | 1611.6113 | 0.081354
[77 empty] | 1104.6102 | 0.0087613 | 1613.2686 | 0.001412 | 1611.7385 | 0.08093
[77 empty] | 1104.6251 | 0.0087455 | 1613.3961 | 0.0013818 | 1611.8658 | 0.080509
[77 empty] | 1104.6401 | 0.00873 | 1613.5237 | 0.0015398 | 1611.9932 | 0.080088
[77 empty] | 1104.655 | 0.0087149 | 1613.6512 | 0.001607 | 1612.1205 | 0.079673
[77 empty] | 1104.6699 | 0.0087002 | 1613.7788 | 0.0018188 | 1612.2478 | 0.079258
[77 empty] | 1104.6849 | 0.0086859 | 1613.9064 | 0.0018592 | 1612.3751 | 0.078842
[77 empty] | 1104.6998 | 0.008672 | 1614.0339 | 0.0016373 | 1612.5026 | 0.078432
[77 empty] | 1104.7148 | 0.0086586 | 1614.1616 | 0.0017314 | 1612.6299 | 0.078023
[77 empty] | 1104.7297 | 0.0086457 | 1614.2893 | 0.0016709 | 1612.7573 | 0.077613
[77 empty] | 1104.7448 | 0.0086332 | 1614.4169 | 0.0016037 | 1612.8848 | 0.077208
[77 empty] | 1104.7596 | 0.0086212 | 1614.5446 | 0.0014087 | 1613.0122 | 0.076804
[77 empty] | 1104.7747 | 0.0086098 | 1614.6724 | 0.0013145 | 1613.1397 | 0.076403
[77 empty] | 1104.7896 | 0.0085988 | 1614.8001 | 0.0013313 | 1613.2671 | 0.076004
[77 empty] | 1104.8046 | 0.0085884 | 1614.9279 | 0.0014557 | 1613.3946 | 0.075605
[77 empty] | 1104.8195 | 0.0085785 | 1615.0555 | 0.0013515 | 1613.5222 | 0.075209
[77 empty] | 1104.8344 | 0.0085692 | 1615.1834 | 0.0012809 | 1613.6498 | 0.074816
[77 empty] | 1104.8494 | 0.0085604 | 1615.3112 | 0.0014793 | 1613.7773 | 0.074423
[77 empty] | 1104.8643 | 0.0085523 | 1615.4391 | 0.0014927 | 1613.9049 | 0.074032
[77 empty] | 1104.8793 | 0.0085447 | 1615.5669 | 0.0017045 | 1614.0325 | 0.073645
[77 empty] | 1104.8942 | 0.0085377 | 1615.6947 | 0.0016474 | 1614.1602 | 0.073257
[77 empty] | 1104.9092 | 0.0085314 | 1615.8226 | 0.0016238 | 1614.2878 | 0.072872
[77 empty] | 1104.9241 | 0.0085256 | 1615.9506 | 0.0017449 | 1614.4155 | 0.07249
[77 empty] | 1104.9391 | 0.0085205 | 1616.0785 | 0.0016339 | 1614.5432 | 0.072111
[77 empty] | 1104.954 | 0.008516 | 1616.2064 | 0.0017314 | 1614.6709 | 0.071731
[77 empty] | 1104.969 | 0.0085122 | 1616.3345 | 0.0015801 | 1614.7986 | 0.071352
[77 empty] | 1104.9839 | 0.008509 | 1616.4624 | 0.0015331 | 1614.9264 | 0.070978
[77 empty] | 1104.9989 | 0.0085064 | 1616.5904 | 0.0016339 | 1615.0541 | 0.070602
[77 empty] | 1105.0138 | 0.0085045 | 1616.7185 | 0.0015364 | 1615.1819 | 0.070231
[77 empty] | 1105.0288 | 0.0085032 | 1616.8466 | 0.0014994 | 1615.3097 | 0.069859
[77 empty] | 1105.0437 | 0.0085026 | 1616.9746 | 0.0014557 | 1615.4376 | 0.069491
[77 empty] | 1105.0587 | 0.0085026 | 1617.1027 | 0.0014322 | 1615.5654 | 0.069123
[77 empty] | 1105.0736 | 0.0085033 | 1617.2308 | 0.0014322 | 1615.6934 | 0.068757
[77 empty] | 1105.0886 | 0.0085047 | 1617.359 | 0.00156 | 1615.8212 | 0.068392
[77 empty] | 1105.1035 | 0.0085067 | 1617.4872 | 0.0015633 | 1615.9491 | 0.068029
[77 empty] | 1105.1185 | 0.0085093 | 1617.6154 | 0.00156 | 1616.077 | 0.067669
[77 empty] | 1105.1334 | 0.0085125 | 1617.7435 | 0.0016642 | 1616.205 | 0.067309
[77 empty] | 1105.1484 | 0.0085164 | 1617.8717 | 0.001523 | 1616.333 | 0.066949
[77 empty] | 1105.1635 | 0.008521 | 1618 | 0.0015667 | 1616.4609 | 0.066592
[77 empty] | 1105.1783 | 0.0085261 | 1618.1282 | 0.0012876 | 1616.589 | 0.066238
[77 empty] | 1105.1934 | 0.0085319 | 1618.2565 | 0.0012439 | 1616.717 | 0.065883
[77 empty] | 1105.2083 | 0.0085382 | 1618.3848 | 0.0013549 | 1616.8451 | 0.065532
[77 empty] | 1105.2233 | 0.0085451 | 1618.5132 | 0.0014188 | 1616.9731 | 0.065183
[77 empty] | 1105.2382 | 0.0085527 | 1618.6415 | 0.0013549 | 1617.1013 | 0.064834
[77 empty] | 1105.2532 | 0.0085608 | 1618.7698 | 0.0014557 | 1617.2294 | 0.064485
[77 empty] | 1105.2681 | 0.0085694 | 1618.8982 | 0.0015297 | 1617.3575 | 0.064139
[77 empty] | 1105.2831 | 0.0085786 | 1619.0266 | 0.0014894 | 1617.4857 | 0.063795
[77 empty] | 1105.2981 | 0.0085884 | 1619.155 | 0.0014793 | 1617.6139 | 0.063452
[77 empty] | 1105.313 | 0.0085986 | 1619.2834 | 0.0013986 | 1617.7421 | 0.063111
[77 empty] | 1105.328 | 0.0086094 | 1619.412 | 0.001328 | 1617.8702 | 0.062774
[77 empty] | 1105.3429 | 0.0086206 | 1619.5404 | 0.001254 | 1617.9985 | 0.062436
[77 empty] | 1105.3579 | 0.0086324 | 1619.6689 | 0.0013246 | 1618.1267 | 0.062101
[77 empty] | 1105.3728 | 0.0086446 | 1619.7975 | 0.0013952 | 1618.255 | 0.061766
[77 empty] | 1105.3878 | 0.0086572 | 1619.926 | 0.0013616 | 1618.3833 | 0.061436
[77 empty] | 1105.4028 | 0.0086703 | 1620.0546 | 0.0013112 | 1618.5117 | 0.061107
[77 empty] | 1105.4177 | 0.0086839 | 1620.1831 | 0.0013246 | 1618.64 | 0.060777
[77 empty] | 1105.4327 | 0.0086978 | 1620.3118 | 0.0011364 | 1618.7684 | 0.060453
[77 empty] | 1105.4476 | 0.0087121 | 1620.4404 | 0.0011666 | 1618.8967 | 0.060129
[77 empty] | 1105.4626 | 0.0087268 | 1620.5691 | 0.0010826 | 1619.0251 | 0.059805
[77 empty] | 1105.4777 | 0.0087419 | 1620.6978 | 0.0011263 | 1619.1536 | 0.059487
[77 empty] | 1105.4926 | 0.0087573 | 1620.8264 | 0.0011834 | 1619.282 | 0.059168
[77 empty] | 1105.5076 | 0.008773 | 1620.9551 | 0.0010153 | 1619.4105 | 0.058853
[77 empty] | 1105.5226 | 0.0087891 | 1621.0839 | 0.00092455 | 1619.5389 | 0.05854
[77 empty] | 1105.5375 | 0.0088055 | 1621.2125 | 0.0010355 | 1619.6675 | 0.058227
[77 empty] | 1105.5525 | 0.0088222 | 1621.3413 | 0.0010052 | 1619.796 | 0.057919
[77 empty] | 1105.5674 | 0.0088392 | 1621.4701 | 0.00099851 | 1619.9246 | 0.057612
[77 empty] | 1105.5824 | 0.0088564 | 1621.599 | 0.0010389 | 1620.0531 | 0.057305
[77 empty] | 1105.5974 | 0.008874 | 1621.7278 | 0.0010758 | 1620.1816 | 0.057
[77 empty] | 1105.6123 | 0.0088917 | 1621.8567 | 0.00097498 | 1620.3103 | 0.056698
[77 empty] | 1105.6273 | 0.0089098 | 1621.9855 | 0.0010422 | 1620.439 | 0.056399
[77 empty] | 1105.6423 | 0.008928 | 1622.1144 | 0.0012675 | 1620.5676 | 0.0561
[77 empty] | 1105.6572 | 0.0089465 | 1622.2433 | 0.0012742 | 1620.6963 | 0.055804
[77 empty] | 1105.6722 | 0.0089653 | 1622.3722 | 0.0012507 | 1620.8249 | 0.05551
[77 empty] | 1105.6873 | 0.0089842 | 1622.5012 | 0.0011397 | 1620.9536 | 0.055217
[77 empty] | 1105.7021 | 0.0090034 | 1622.6301 | 0.0011901 | 1621.0824 | 0.054926
[77 empty] | 1105.7172 | 0.0090227 | 1622.7592 | 0.0012372 | 1621.2111 | 0.054635
[77 empty] | 1105.7322 | 0.0090423 | 1622.8882 | 0.0012977 | 1621.3398 | 0.054347
[77 empty] | 1105.7471 | 0.0090621 | 1623.0172 | 0.0012675 | 1621.4686 | 0.054062
[77 empty] | 1105.7621 | 0.0090821 | 1623.1462 | 0.0014625 | 1621.5975 | 0.053777
[77 empty] | 1105.7771 | 0.0091024 | 1623.2754 | 0.0015432 | 1621.7263 | 0.053492
[77 empty] | 1105.792 | 0.0091228 | 1623.4044 | 0.0013885 | 1621.8552 | 0.053209
[77 empty] | 1105.807 | 0.0091434 | 1623.5336 | 0.0014288 | 1621.984 | 0.05293
[77 empty] | 1105.822 | 0.0091643 | 1623.6627 | 0.0013347 | 1622.1129 | 0.05265
[77 empty] | 1105.8369 | 0.0091854 | 1623.7919 | 0.0012675 | 1622.2418 | 0.05237
[77 empty] | 1105.8519 | 0.0092067 | 1623.921 | 0.0010153 | 1622.3707 | 0.052093
[77 empty] | 1105.8669 | 0.0092282 | 1624.0503 | 0.0011027 | 1622.4998 | 0.051819
[77 empty] | 1105.8818 | 0.00925 | 1624.1794 | 0.0011229 | 1622.6287 | 0.051545
[77 empty] | 1105.8969 | 0.009272 | 1624.3087 | 0.0011296 | 1622.7577 | 0.051271
[77 empty] | 1105.9119 | 0.0092943 | 1624.438 | 0.0013112 | 1622.8867 | 0.051
[77 empty] | 1105.9269 | 0.0093168 | 1624.5673 | 0.0013448 | 1623.0158 | 0.050728
[77 empty] | 1105.9418 | 0.0093396 | 1624.6965 | 0.0012439 | 1623.1448 | 0.05046
[77 empty] | 1105.9568 | 0.0093627 | 1624.8259 | 0.0012742 | 1623.2739 | 0.050191
[77 empty] | 1105.9718 | 0.0093861 | 1624.9552 | 0.0013751 | 1623.4029 | 0.049925
[77 empty] | 1105.9867 | 0.0094099 | 1625.0846 | 0.0013549 | 1623.5321 | 0.049662
[77 empty] | 1106.0017 | 0.0094339 | 1625.214 | 0.0012002 | 1623.6613 | 0.049396
[77 empty] | 1106.0167 | 0.0094582 | 1625.3434 | 0.0011162 | 1623.7904 | 0.049136
[77 empty] | 1106.0317 | 0.0094829 | 1625.4728 | 0.0011162 | 1623.9196 | 0.048876
[77 empty] | 1106.0466 | 0.009508 | 1625.6023 | 0.001207 | 1624.0488 | 0.048616
[77 empty] | 1106.0616 | 0.0095334 | 1625.7317 | 0.0012406 | 1624.178 | 0.048358
[77 empty] | 1106.0767 | 0.0095592 | 1625.8612 | 0.0011464 | 1624.3073 | 0.048103
[77 empty] | 1106.0917 | 0.0095854 | 1625.9907 | 0.0012406 | 1624.4365 | 0.047849
[77 empty] | 1106.1066 | 0.009612 | 1626.1202 | 0.0011565 | 1624.5658 | 0.047594
[77 empty] | 1106.1216 | 0.009639 | 1626.2498 | 0.0012675 | 1624.6951 | 0.047345
[77 empty] | 1106.1366 | 0.0096664 | 1626.3794 | 0.0012036 | 1624.8245 | 0.047093
[77 empty] | 1106.1516 | 0.0096942 | 1626.5089 | 0.0012574 | 1624.9537 | 0.046846
[77 empty] | 1106.1665 | 0.0097225 | 1626.6385 | 0.0011599 | 1625.0831 | 0.0466
[77 empty] | 1106.1815 | 0.0097513 | 1626.7682 | 0.0013145 | 1625.2125 | 0.046353
[77 empty] | 1106.1965 | 0.0097805 | 1626.8978 | 0.0012708 | 1625.3419 | 0.046112
[77 empty] | 1106.2115 | 0.0098102 | 1627.0276 | 0.0013515 | 1625.4713 | 0.045869
[77 empty] | 1106.2264 | 0.0098403 | 1627.1572 | 0.0012944 | 1625.6008 | 0.045631
[77 empty] | 1106.2415 | 0.009871 | 1627.287 | 0.0013179 | 1625.7302 | 0.045392
[77 empty] | 1106.2565 | 0.0099021 | 1627.4168 | 0.0012574 | 1625.8597 | 0.045154
[77 empty] | 1106.2715 | 0.0099337 | 1627.5465 | 0.0013482 | 1625.9893 | 0.044919
[77 empty] | 1106.2865 | 0.0099657 | 1627.6763 | 0.00156 | 1626.1188 | 0.044686
[77 empty] | 1106.3014 | 0.0099983 | 1627.806 | 0.0017718 | 1626.2483 | 0.044454
[77 empty] | 1106.3164 | 0.010031 | 1627.9358 | 0.0018525 | 1626.3779 | 0.044221
[77 empty] | 1106.3314 | 0.010065 | 1628.0657 | 0.0019331 | 1626.5075 | 0.043994
[77 empty] | 1106.3464 | 0.010099 | 1628.1956 | 0.0016776 | 1626.6371 | 0.043764
[77 empty] | 1106.3615 | 0.010133 | 1628.3254 | 0.0014557 | 1626.7667 | 0.043537
[77 empty] | 1106.3763 | 0.010168 | 1628.4553 | 0.0016642 | 1626.8964 | 0.043313
[77 empty] | 1106.3914 | 0.010203 | 1628.5852 | 0.0016978 | 1627.0261 | 0.043089
[77 empty] | 1106.4064 | 0.010239 | 1628.7152 | 0.0016911 | 1627.1558 | 0.042867
[77 empty] | 1106.4214 | 0.010275 | 1628.8452 | 0.0015633 | 1627.2855 | 0.042646
[77 empty] | 1106.4364 | 0.010312 | 1628.9751 | 0.0017482 | 1627.4153 | 0.042424
[77 empty] | 1106.4513 | 0.010349 | 1629.1051 | 0.0017583 | 1627.545 | 0.042205
[77 empty] | 1106.4663 | 0.010386 | 1629.2352 | 0.0018457 | 1627.6748 | 0.041987
[77 empty] | 1106.4813 | 0.010423 | 1629.3652 | 0.0016776 | 1627.8046 | 0.041771
[77 empty] | 1106.4963 | 0.010461 | 1629.4952 | 0.0017348 | 1627.9343 | 0.041555
[77 empty] | 1106.5114 | 0.010499 | 1629.6254 | 0.0016373 | 1628.0642 | 0.041339
[77 empty] | 1106.5264 | 0.010538 | 1629.7555 | 0.0016776 | 1628.1941 | 0.041125
[77 empty] | 1106.5413 | 0.010576 | 1629.8856 | 0.001486 | 1628.324 | 0.040912
[77 empty] | 1106.5563 | 0.010615 | 1630.0158 | 0.0015062 | 1628.4539 | 0.040702
[77 empty] | 1106.5713 | 0.010654 | 1630.146 | 0.0014591 | 1628.5837 | 0.040489
[77 empty] | 1106.5863 | 0.010693 | 1630.2761 | 0.0012641 | 1628.7137 | 0.040278
[77 empty] | 1106.6013 | 0.010732 | 1630.4064 | 0.0011364 | 1628.8438 | 0.04007
[77 empty] | 1106.6163 | 0.010772 | 1630.5366 | 0.00092455 | 1628.9736 | 0.03986
[77 empty] | 1106.6313 | 0.010811 | 1630.6669 | 0.00082033 | 1629.1036 | 0.039652
[77 empty] | 1106.6462 | 0.01085 | 1630.7971 | 0.00088757 | 1629.2338 | 0.039447
[77 empty] | 1106.6613 | 0.010889 | 1630.9274 | 0.00117 | 1629.3638 | 0.03924
[77 empty] | 1106.6763 | 0.010928 | 1631.0577 | 0.00091782 | 1629.4938 | 0.039035
[77 empty] | 1106.6913 | 0.010967 | 1631.1881 | 0.00082369 | 1629.6239 | 0.03883
[77 empty] | 1106.7063 | 0.011005 | 1631.3185 | 0.00079007 | 1629.754 | 0.038628
[77 empty] | 1106.7213 | 0.011044 | 1631.4488 | 0.00091446 | 1629.8842 | 0.038423
[77 empty] | 1106.7363 | 0.011082 | 1631.5792 | 0.00089765 | 1630.0143 | 0.038221
[77 empty] | 1106.7513 | 0.011119 | 1631.7096 | 0.00080688 | 1630.1445 | 0.038019
[77 empty] | 1106.7664 | 0.011156 | 1631.8401 | 0.00071947 | 1630.2747 | 0.037819
[77 empty] | 1106.7812 | 0.011193 | 1631.9706 | 0.00064214 | 1630.4049 | 0.03762
[77 empty] | 1106.7963 | 0.01123 | 1632.1011 | 0.00057154 | 1630.5352 | 0.03742
[77 empty] | 1106.8113 | 0.011265 | 1632.2316 | 0.00052111 | 1630.6654 | 0.037221
[77 empty] | 1106.8263 | 0.0113 | 1632.3621 | 0.00045723 | 1630.7957 | 0.037025
[77 empty] | 1106.8413 | 0.011335 | 1632.4925 | 0.00042697 | 1630.9259 | 0.036828
[77 empty] | 1106.8563 | 0.011369 | 1632.6232 | 0.00051102 | 1631.0563 | 0.036631
[77 empty] | 1106.8713 | 0.011402 | 1632.7538 | 0.00052447 | 1631.1867 | 0.036435
[77 empty] | 1106.8864 | 0.011434 | 1632.8844 | 0.00055809 | 1631.317 | 0.036241
[77 empty] | 1106.9014 | 0.011466 | 1633.015 | 0.00056818 | 1631.4474 | 0.036047
[77 empty] | 1106.9164 | 0.011497 | 1633.1456 | 0.00065895 | 1631.5778 | 0.035853
[77 empty] | 1106.9314 | 0.011526 | 1633.2764 | 0.00068585 | 1631.7081 | 0.035659
[77 empty] | 1106.9464 | 0.011555 | 1633.407 | 0.00074636 | 1631.8386 | 0.035468
[77 empty] | 1106.9614 | 0.011583 | 1633.5377 | 0.00048076 | 1631.9691 | 0.035277
[77 empty] | 1106.9763 | 0.01161 | 1633.6685 | 0.00046059 | 1632.0996 | 0.035086
[77 empty] | 1106.9913 | 0.011636 | 1633.7992 | 0.00077326 | 1632.2301 | 0.034895
[77 empty] | 1107.0063 | 0.011661 | 1633.93 | 0.00086403 | 1632.3606 | 0.034707
[77 empty] | 1107.0214 | 0.011684 | 1634.0608 | 0.00067576 | 1632.4911 | 0.034519
[77 empty] | 1107.0364 | 0.011707 | 1634.1916 | 0.00055137 | 1632.6217 | 0.03433
[77 empty] | 1107.0514 | 0.011728 | 1634.3225 | 0.00066904 | 1632.7523 | 0.034142
[77 empty] | 1107.0664 | 0.011748 | 1634.4534 | 0.00070602 | 1632.8829 | 0.033956
[77 empty] | 1107.0814 | 0.011767 | 1634.5842 | 0.00095817 | 1633.0135 | 0.033771
[77 empty] | 1107.0964 | 0.011785 | 1634.7151 | 0.0009111 | 1633.1442 | 0.033585
[77 empty] | 1107.1115 | 0.011801 | 1634.8461 | 0.00095817 | 1633.2749 | 0.0334
[77 empty] | 1107.1265 | 0.011816 | 1634.9769 | 0.001022 | 1633.4055 | 0.033214
[77 empty] | 1107.1415 | 0.01183 | 1635.1079 | 0.0011801 | 1633.5363 | 0.033032
[77 empty] | 1107.1565 | 0.011842 | 1635.2389 | 0.0011969 | 1633.667 | 0.032849
[77 empty] | 1107.1715 | 0.011853 | 1635.37 | 0.00097498 | 1633.7977 | 0.032669
[77 empty] | 1107.1865 | 0.011863 | 1635.501 | 0.0010086 | 1633.9286 | 0.032486
[77 empty] | 1107.2015 | 0.011871 | 1635.632 | 0.0010826 | 1634.0593 | 0.032306
[77 empty] | 1107.2166 | 0.011878 | 1635.7631 | 0.00097162 | 1634.1902 | 0.032126
[77 empty] | 1107.2316 | 0.011884 | 1635.8942 | 0.00090774 | 1634.321 | 0.031946
[77 empty] | 1107.2466 | 0.011888 | 1636.0253 | 0.00092791 | 1634.4519 | 0.031769
[77 empty] | 1107.2616 | 0.011891 | 1636.1564 | 0.00095817 | 1634.5828 | 0.031592
[77 empty] | 1107.2766 | 0.011892 | 1636.2876 | 0.0010725 | 1634.7136 | 0.031414
[77 empty] | 1107.2916 | 0.011893 | 1636.4187 | 0.00093127 | 1634.8446 | 0.03124
[77 empty] | 1107.3066 | 0.011891 | 1636.5499 | 0.00093127 | 1634.9755 | 0.031063
[77 empty] | 1107.3217 | 0.011889 | 1636.6811 | 0.0010052 | 1635.1064 | 0.030888
[77 empty] | 1107.3367 | 0.011885 | 1636.8124 | 0.0009817 | 1635.2374 | 0.030717
[77 empty] | 1107.3517 | 0.01188 | 1636.9437 | 0.0010288 | 1635.3684 | 0.030542
[77 empty] | 1107.3667 | 0.011873 | 1637.0749 | 0.0011061 | 1635.4995 | 0.030371
[77 empty] | 1107.3817 | 0.011865 | 1637.2063 | 0.0010725 | 1635.6305 | 0.030199
[77 empty] | 1107.3967 | 0.011856 | 1637.3375 | 0.00117 | 1635.7616 | 0.030027
[77 empty] | 1107.4117 | 0.011846 | 1637.4689 | 0.0011834 | 1635.8927 | 0.029858
[77 empty] | 1107.4268 | 0.011834 | 1637.6003 | 0.0010624 | 1636.0238 | 0.029689
[77 empty] | 1107.4418 | 0.011822 | 1637.7317 | 0.0010691 | 1636.1549 | 0.02952
[77 empty] | 1107.4568 | 0.011808 | 1637.863 | 0.00087076 | 1636.2861 | 0.029352
[77 empty] | 1107.4718 | 0.011793 | 1637.9945 | 0.0010456 | 1636.4172 | 0.029185
[77 empty] | 1107.4868 | 0.011776 | 1638.126 | 0.0010052 | 1636.5485 | 0.029019
[77 empty] | 1107.502 | 0.011759 | 1638.2575 | 0.00097162 | 1636.6797 | 0.028853
[77 empty] | 1107.517 | 0.011741 | 1638.3889 | 0.0011733 | 1636.8109 | 0.028687
[77 empty] | 1107.532 | 0.011721 | 1638.5204 | 0.0012406 | 1636.9421 | 0.028524
[77 empty] | 1107.547 | 0.011701 | 1638.652 | 0.0012473 | 1637.0735 | 0.028357
[77 empty] | 1107.562 | 0.011679 | 1638.7836 | 0.0012641 | 1637.2048 | 0.028194
[77 empty] | 1107.577 | 0.011657 | 1638.915 | 0.0013549 | 1637.3361 | 0.028034
[77 empty] | 1107.592 | 0.011634 | 1639.0467 | 0.0011901 | 1637.4674 | 0.02787
[77 empty] | 1107.6071 | 0.011609 | 1639.1783 | 0.0011801 | 1637.5988 | 0.02771
[77 empty] | 1107.6221 | 0.011584 | 1639.3099 | 0.0012271 | 1637.7302 | 0.027546
[77 empty] | 1107.6371 | 0.011559 | 1639.4416 | 0.00117 | 1637.8616 | 0.027388
[77 empty] | 1107.6521 | 0.011532 | 1639.5732 | 0.0009817 | 1637.993 | 0.027228
[77 empty] | 1107.6671 | 0.011505 | 1639.705 | 0.00096825 | 1638.1245 | 0.027067
[77 empty] | 1107.6823 | 0.011476 | 1639.8367 | 0.00082369 | 1638.256 | 0.026909
[77 empty] | 1107.6973 | 0.011448 | 1639.9685 | 0.00070602 | 1638.3874 | 0.026751
[77 empty] | 1107.7123 | 0.011418 | 1640.1002 | 0.00072283 | 1638.5189 | 0.026594
[77 empty] | 1107.7273 | 0.011388 | 1640.2321 | 0.00068248 | 1638.6505 | 0.026436
[77 empty] | 1107.7423 | 0.011358 | 1640.3639 | 0.00066231 | 1638.7821 | 0.026278
[77 empty] | 1107.7573 | 0.011327 | 1640.4956 | 0.00090774 | 1638.9136 | 0.026123
[77 empty] | 1107.7723 | 0.011295 | 1640.6276 | 0.00084722 | 1639.0452 | 0.025968
[77 empty] | 1107.7874 | 0.011263 | 1640.7594 | 0.00079343 | 1639.1769 | 0.025813
[77 empty] | 1107.8024 | 0.011231 | 1640.8912 | 0.00070266 | 1639.3085 | 0.025658
[77 empty] | 1107.8175 | 0.011198 | 1641.0232 | 0.00063542 | 1639.4402 | 0.025505
[77 empty] | 1107.8325 | 0.011165 | 1641.1552 | 0.00074972 | 1639.5718 | 0.02535
[77 empty] | 1107.8475 | 0.011131 | 1641.2871 | 0.00072955 | 1639.7035 | 0.025198
[77 empty] | 1107.8625 | 0.011098 | 1641.4191 | 0.00064214 | 1639.8352 | 0.025046
[77 empty] | 1107.8776 | 0.011064 | 1641.551 | 0.00058835 | 1639.967 | 0.024893
[77 empty] | 1107.8926 | 0.011029 | 1641.6831 | 0.00057154 | 1640.0988 | 0.024744
[77 empty] | 1107.9076 | 0.010995 | 1641.8152 | 0.00055473 | 1640.2306 | 0.024592
[77 empty] | 1107.9227 | 0.01096 | 1641.9471 | 0.00061188 | 1640.3623 | 0.024442
[77 empty] | 1107.9377 | 0.010926 | 1642.0792 | 0.00063878 | 1640.4941 | 0.024293
[77 empty] | 1107.9528 | 0.010891 | 1642.2114 | 0.00077998 | 1640.6261 | 0.024146
[77 empty] | 1107.9678 | 0.010856 | 1642.3435 | 0.00060516 | 1640.7579 | 0.023996
[77 empty] | 1107.9828 | 0.010821 | 1642.4757 | 0.0007161 | 1640.8898 | 0.02385
[77 empty] | 1107.9978 | 0.010787 | 1642.6078 | 0.00077998 | 1641.0217 | 0.023703
[77 empty] | 1108.0129 | 0.010752 | 1642.74 | 0.00081024 | 1641.1537 | 0.023556
[77 empty] | 1108.028 | 0.010717 | 1642.8722 | 0.000938 | 1641.2856 | 0.023409
[77 empty] | 1108.043 | 0.010682 | 1643.0045 | 0.00093463 | 1641.4176 | 0.023265
[77 empty] | 1108.058 | 0.010648 | 1643.1367 | 0.00075645 | 1641.5496 | 0.023121
[77 empty] | 1108.073 | 0.010613 | 1643.269 | 0.00077662 | 1641.6816 | 0.022977
[77 empty] | 1108.088 | 0.010579 | 1643.4012 | 0.00088757 | 1641.8136 | 0.022833
[77 empty] | 1108.1031 | 0.010545 | 1643.5336 | 0.0010153 | 1641.9457 | 0.022689
[77 empty] | 1108.1182 | 0.010511 | 1643.666 | 0.0010489 | 1642.0778 | 0.022548
[77 empty] | 1108.1332 | 0.010477 | 1643.7983 | 0.00090438 | 1642.21 | 0.022407
[77 empty] | 1108.1482 | 0.010444 | 1643.9307 | 0.00087412 | 1642.342 | 0.022266
[77 empty] | 1108.1632 | 0.01041 | 1644.0631 | 0.00085395 | 1642.4742 | 0.022127
[77 empty] | 1108.1783 | 0.010377 | 1644.1956 | 0.00077998 | 1642.6063 | 0.021986
[77 empty] | 1108.1934 | 0.010345 | 1644.328 | 0.00082369 | 1642.7385 | 0.021848
[77 empty] | 1108.2084 | 0.010312 | 1644.4605 | 0.00073628 | 1642.8707 | 0.021709
[77 empty] | 1108.2234 | 0.01028 | 1644.5929 | 0.00056481 | 1643.0031 | 0.021573
[77 empty] | 1108.2385 | 0.010249 | 1644.7255 | 0.00074972 | 1643.1353 | 0.021435
[77 empty] | 1108.2535 | 0.010217 | 1644.858 | 0.00067912 | 1643.2676 | 0.021299
[77 empty] | 1108.2686 | 0.010186 | 1644.9905 | 0.00075309 | 1643.3998 | 0.021166
[77 empty] | 1108.2836 | 0.010156 | 1645.1232 | 0.00062533 | 1643.5321 | 0.021031
[77 empty] | 1108.2986 | 0.010125 | 1645.2557 | 0.00055809 | 1643.6644 | 0.020898
[77 empty] | 1108.3137 | 0.010095 | 1645.3883 | 0.00052783 | 1643.7969 | 0.020765
[77 empty] | 1108.3287 | 0.010066 | 1645.521 | 0.00044378 | 1643.9292 | 0.020635
[77 empty] | 1108.3438 | 0.010037 | 1645.6536 | 0.0004068 | 1644.0617 | 0.020502
[77 empty] | 1108.3588 | 0.010008 | 1645.7863 | 0.00042025 | 1644.1941 | 0.020372
[77 empty] | 1108.3739 | 0.0099802 | 1645.9191 | 0.00043033 | 1644.3265 | 0.020244
[77 empty] | 1108.3889 | 0.0099524 | 1646.0518 | 0.00046732 | 1644.459 | 0.020114
[77 empty] | 1108.4039 | 0.0099251 | 1646.1844 | 0.00037318 | 1644.5914 | 0.019987
[77 empty] | 1108.4189 | 0.0098981 | 1646.3173 | 0.00030254 | 1644.724 | 0.019859
[77 empty] | 1108.4341 | 0.0098717 | 1646.4501 | 0.00044714 | 1644.8564 | 0.019735
[77 empty] | 1108.4491 | 0.0098456 | 1646.5829 | 0.0005749 | 1644.989 | 0.01961
[77 empty] | 1108.4641 | 0.00982 | 1646.7157 | 0.00061188 | 1645.1216 | 0.019486
[77 empty] | 1108.4792 | 0.0097949 | 1646.8485 | 0.00043706 | 1645.2543 | 0.019364
[77 empty] | 1108.4943 | 0.0097701 | 1646.9814 | 0.00042361 | 1645.3868 | 0.019242
[77 empty] | 1108.5093 | 0.0097458 | 1647.1143 | 0.00061861 | 1645.5195 | 0.01912
[77 empty] | 1108.5243 | 0.009722 | 1647.2472 | 0.00058499 | 1645.6521 | 0.019001
[77 empty] | 1108.5394 | 0.0096985 | 1647.3801 | 0.00042361 | 1645.7848 | 0.018879
[77 empty] | 1108.5544 | 0.0096755 | 1647.5131 | 0.00053792 | 1645.9175 | 0.018763
[77 empty] | 1108.5695 | 0.0096529 | 1647.6461 | 0.00049421 | 1646.0503 | 0.018644
[77 empty] | 1108.5846 | 0.0096308 | 1647.7791 | 0.00055809 | 1646.183 | 0.018527
[77 empty] | 1108.5996 | 0.009609 | 1647.9121 | 0.00062197 | 1646.3158 | 0.018411
[77 empty] | 1108.6146 | 0.0095877 | 1648.0452 | 0.00061861 | 1646.4486 | 0.018298
[77 empty] | 1108.6298 | 0.0095667 | 1648.1782 | 0.00072955 | 1646.5814 | 0.018184
[77 empty] | 1108.6448 | 0.0095462 | 1648.3113 | 0.00068921 | 1646.7142 | 0.018071
[77 empty] | 1108.6598 | 0.009526 | 1648.4445 | 0.00071947 | 1646.8471 | 0.017957
[77 empty] | 1108.6748 | 0.0095062 | 1648.5776 | 0.00080688 | 1646.98 | 0.017846
[77 empty] | 1108.6899 | 0.0094868 | 1648.7107 | 0.00082369 | 1647.1128 | 0.017736
[77 empty] | 1108.705 | 0.0094677 | 1648.8439 | 0.00090774 | 1647.2457 | 0.017625
[77 empty] | 1108.72 | 0.009449 | 1648.977 | 0.0009817 | 1647.3787 | 0.017517
[77 empty] | 1108.7351 | 0.0094306 | 1649.1103 | 0.00087412 | 1647.5116 | 0.017409
[77 empty] | 1108.7501 | 0.0094125 | 1649.2435 | 0.00086067 | 1647.6446 | 0.017301
[77 empty] | 1108.7651 | 0.0093948 | 1649.3768 | 0.00079343 | 1647.7776 | 0.017193
[77 empty] | 1108.7803 | 0.0093774 | 1649.5101 | 0.00078334 | 1647.9106 | 0.017088
[77 empty] | 1108.7953 | 0.0093603 | 1649.6434 | 0.0009817 | 1648.0437 | 0.016982
[77 empty] | 1108.8104 | 0.0093435 | 1649.7767 | 0.00085731 | 1648.1768 | 0.016877
[77 empty] | 1108.8254 | 0.009327 | 1649.91 | 0.00098843 | 1648.3098 | 0.016772
[77 empty] | 1108.8405 | 0.0093107 | 1650.0435 | 0.00091782 | 1648.443 | 0.016669
[77 empty] | 1108.8556 | 0.0092947 | 1650.1769 | 0.0008405 | 1648.576 | 0.016564
[77 empty] | 1108.8706 | 0.009279 | 1650.3103 | 0.0009111 | 1648.7092 | 0.016462
[77 empty] | 1108.8856 | 0.0092635 | 1650.4437 | 0.00091446 | 1648.8424 | 0.016362
[77 empty] | 1108.9008 | 0.0092482 | 1650.5772 | 0.00089093 | 1648.9756 | 0.01626
[77 empty] | 1108.9158 | 0.0092332 | 1650.7106 | 0.00088757 | 1649.1089 | 0.016157
[77 empty] | 1108.9308 | 0.0092184 | 1650.8441 | 0.00094808 | 1649.2421 | 0.016058
[77 empty] | 1108.9459 | 0.0092037 | 1650.9777 | 0.0010658 | 1649.3754 | 0.015958
[77 empty] | 1108.9609 | 0.0091893 | 1651.1112 | 0.00086067 | 1649.5087 | 0.015858
[77 empty] | 1108.9761 | 0.0091751 | 1651.2448 | 0.00069257 | 1649.642 | 0.015758
[77 empty] | 1108.9911 | 0.009161 | 1651.3783 | 0.00049085 | 1649.7753 | 0.015659
[77 empty] | 1109.0061 | 0.0091471 | 1651.512 | 0.00036982 | 1649.9086 | 0.015562
[77 empty] | 1109.0212 | 0.0091334 | 1651.6455 | 0.00030278 | 1650.042 | 0.015462
[77 empty] | 1109.0363 | 0.0091199 | 1651.7792 | 0.00010375 | 1650.1754 | 0.015365
[77 empty] | 1109.0514 | 0.0091064 | 1651.9128 | -2.5405e-05 | 1650.3087 | 0.015268
[77 empty] | 1109.0664 | 0.0090932 | 1652.0466 | 0.0001108 | 1650.4423 | 0.015171
[77 empty] | 1109.0814 | 0.00908 | 1652.1803 | 0.00043706 | 1650.5757 | 0.015075
[77 empty] | 1109.0966 | 0.009067 | 1652.3141 | 0.00033283 | 1650.7091 | 0.01498
[77 empty] | 1109.1116 | 0.0090541 | 1652.4478 | 0.0003258 | 1650.8427 | 0.014883
[77 empty] | 1109.1267 | 0.0090413 | 1652.5815 | 0.00041352 | 1650.9762 | 0.014789
[77 empty] | 1109.1417 | 0.0090286 | 1652.7153 | 0.00059843 | 1651.1097 | 0.014692
[77 empty] | 1109.1567 | 0.009016 | 1652.8492 | 0.000548 | 1651.2433 | 0.014598
[77 empty] | 1109.1719 | 0.0090035 | 1652.983 | 0.00065223 | 1651.3768 | 0.014504
[77 empty] | 1109.1869 | 0.0089911 | 1653.1169 | 0.00080015 | 1651.5105 | 0.01441
[77 empty] | 1109.202 | 0.0089788 | 1653.2508 | 0.00080688 | 1651.644 | 0.014319
[77 empty] | 1109.217 | 0.0089666 | 1653.3846 | 0.0010557 | 1651.7777 | 0.014224
[77 empty] | 1109.2322 | 0.0089544 | 1653.5187 | 0.000743 | 1651.9114 | 0.014133
[77 empty] | 1109.2472 | 0.0089423 | 1653.6526 | 0.00062533 | 1652.045 | 0.014039
[77 empty] | 1109.2623 | 0.0089303 | 1653.7866 | 0.00083377 | 1652.1788 | 0.013948
[77 empty] | 1109.2773 | 0.0089184 | 1653.9205 | 0.00090101 | 1652.3125 | 0.013856
[77 empty] | 1109.2924 | 0.0089065 | 1654.0546 | 0.00099179 | 1652.4463 | 0.013768
[77 empty] | 1109.3075 | 0.0088947 | 1654.1886 | 0.001012 | 1652.5801 | 0.013676
[77 empty] | 1109.3225 | 0.008883 | 1654.3226 | 0.00091446 | 1652.7139 | 0.013585
[77 empty] | 1109.3376 | 0.0088713 | 1654.4568 | 0.001012 | 1652.8477 | 0.013496
[77 empty] | 1109.3527 | 0.0088597 | 1654.5908 | 0.0010321 | 1652.9816 | 0.013408
[77 empty] | 1109.3678 | 0.0088481 | 1654.725 | 0.00094472 | 1653.1155 | 0.013319
[77 empty] | 1109.3828 | 0.0088367 | 1654.8591 | 0.00091446 | 1653.2493 | 0.01323
[77 empty] | 1109.3979 | 0.0088252 | 1654.9933 | 0.00091782 | 1653.3832 | 0.013142
[77 empty] | 1109.413 | 0.0088139 | 1655.1276 | 0.00099851 | 1653.5171 | 0.013053
[77 empty] | 1109.4281 | 0.0088026 | 1655.2617 | 0.0010389 | 1653.6511 | 0.012965
[77 empty] | 1109.4431 | 0.0087913 | 1655.396 | 0.00090774 | 1653.785 | 0.012879
[77 empty] | 1109.4583 | 0.0087802 | 1655.5303 | 0.0010019 | 1653.9191 | 0.012793
[77 empty] | 1109.4733 | 0.0087691 | 1655.6645 | 0.00085395 | 1654.0531 | 0.012704
[77 empty] | 1109.4884 | 0.008758 | 1655.7988 | 0.0006018 | 1654.1871 | 0.012618
[77 empty] | 1109.5034 | 0.0087471 | 1655.9331 | 0.0006455 | 1654.3212 | 0.012533
[77 empty] | 1109.5186 | 0.0087362 | 1656.0675 | 0.00035973 | 1654.4553 | 0.012447
[77 empty] | 1109.5336 | 0.0087254 | 1656.2018 | 0.00045051 | 1654.5894 | 0.012361
[77 empty] | 1109.5487 | 0.0087147 | 1656.3362 | 0.00043033 | 1654.7235 | 0.012275
[77 empty] | 1109.5637 | 0.008704 | 1656.4706 | 0.00042697 | 1654.8577 | 0.012192
[77 empty] | 1109.5789 | 0.0086935 | 1656.6051 | 0.00038327 | 1654.9918 | 0.012106
[77 empty] | 1109.5939 | 0.0086831 | 1656.7395 | 0.00047404 | 1655.126 | 0.01202
[77 empty] | 1109.609 | 0.0086727 | 1656.874 | 0.00041352 | 1655.2603 | 0.011937
[77 empty] | 1109.624 | 0.0086625 | 1657.0085 | 0.00057154 | 1655.3944 | 0.011851
[77 empty] | 1109.6392 | 0.0086523 | 1657.1431 | 0.00068585 | 1655.5287 | 0.011768
[77 empty] | 1109.6542 | 0.0086423 | 1657.2776 | 0.00075645 | 1655.663 | 0.011682
[77 empty] | 1109.6693 | 0.0086325 | 1657.4121 | 0.00090774 | 1655.7974 | 0.011599
[77 empty] | 1109.6844 | 0.0086227 | 1657.5467 | 0.00083041 | 1655.9316 | 0.011516
[77 empty] | 1109.6995 | 0.0086131 | 1657.6813 | 0.00075981 | 1656.0659 | 0.01143
[77 empty] | 1109.7146 | 0.0086036 | 1657.8159 | 0.00060516 | 1656.2003 | 0.011347
[77 empty] | 1109.7296 | 0.0085943 | 1657.9506 | 0.00046395 | 1656.3347 | 0.011264
[77 empty] | 1109.7448 | 0.0085852 | 1658.0852 | 0.00059843 | 1656.4691 | 0.011181
[77 empty] | 1109.7598 | 0.0085762 | 1658.22 | 0.00046059 | 1656.6035 | 0.011098
[77 empty] | 1109.7749 | 0.0085674 | 1658.3546 | 0.0005043 | 1656.738 | 0.011012
[77 empty] | 1109.7899 | 0.0085587 | 1658.4894 | 0.00069257 | 1656.8726 | 0.010929
[77 empty] | 1109.8051 | 0.0085503 | 1658.6242 | 0.0004774 | 1657.007 | 0.010849
[77 empty] | 1109.8202 | 0.0085421 | 1658.7589 | 0.00035301 | 1657.1415 | 0.010766
[77 empty] | 1109.8352 | 0.0085341 | 1658.8938 | 0.00045387 | 1657.276 | 0.010683
[77 empty] | 1109.8503 | 0.0085263 | 1659.0286 | 0.00047404 | 1657.4106 | 0.0106
[77 empty] | 1109.8654 | 0.0085188 | 1659.1635 | 0.00043706 | 1657.5452 | 0.010517
[77 empty] | 1109.8805 | 0.0085115 | 1659.2983 | 0.0005043 | 1657.6798 | 0.010436
[77 empty] | 1109.8956 | 0.0085044 | 1659.4332 | 0.00049757 | 1657.8145 | 0.010353
[77 empty] | 1109.9106 | 0.0084977 | 1659.5681 | 0.00070602 | 1657.9491 | 0.010273
[77 empty] | 1109.9258 | 0.0084911 | 1659.703 | 0.00069593 | 1658.0837 | 0.010193
[77 empty] | 1109.9408 | 0.0084849 | 1659.838 | 0.00084722 | 1658.2185 | 0.01011
[77 empty] | 1109.9559 | 0.008479 | 1659.973 | 0.0007699 | 1658.3531 | 0.010029
[77 empty] | 1109.9711 | 0.0084734 | 1660.1079 | 0.00077998 | 1658.4879 | 0.0099491
[77 empty] | 1109.9861 | 0.0084681 | 1660.243 | 0.00071947 | 1658.6227 | 0.0098715
[77 empty] | 1110.0012 | 0.0084631 | 1660.3781 | 0.00080015 | 1658.7575 | 0.0097912
[77 empty] | 1110.0162 | 0.0084584 | 1660.5131 | 0.00092791 | 1658.8922 | 0.0097137
[77 empty] | 1110.0314 | 0.0084541 | 1660.6482 | 0.00084386 | 1659.0271 | 0.0096334
[77 empty] | 1110.0465 | 0.0084502 | 1660.7833 | 0.00080352 | 1659.1619 | 0.0095559
[77 empty] | 1110.0615 | 0.0084466 | 1660.9185 | 0.00099851 | 1659.2967 | 0.0094811
[77 empty] | 1110.0767 | 0.0084434 | 1661.0536 | 0.00097162 | 1659.4316 | 0.0094036
[77 empty] | 1110.0918 | 0.0084406 | 1661.1887 | 0.00081024 | 1659.5666 | 0.0093288
[77 empty] | 1110.1068 | 0.0084382 | 1661.324 | 0.0009817 | 1659.7015 | 0.009254
[77 empty] | 1110.1219 | 0.0084361 | 1661.4592 | 0.0011532 | 1659.8365 | 0.0091793
[77 empty] | 1110.137 | 0.0084345 | 1661.5945 | 0.0010926 | 1659.9714 | 0.0091045
[77 empty] | 1110.1521 | 0.0084333 | 1661.7297 | 0.0011464 | 1660.1064 | 0.0090325
[77 empty] | 1110.1672 | 0.0084325 | 1661.865 | 0.0010187 | 1660.2415 | 0.0089605
[77 empty] | 1110.1823 | 0.0084321 | 1662.0002 | 0.0010792 | 1660.3766 | 0.0088885
[77 empty] | 1110.1974 | 0.0084322 | 1662.1356 | 0.0010489 | 1660.5116 | 0.0088193
[77 empty] | 1110.2125 | 0.0084327 | 1662.271 | 0.00089093 | 1660.6467 | 0.0087501
[77 empty] | 1110.2275 | 0.0084337 | 1662.4064 | 0.00079343 | 1660.7819 | 0.0086809
[77 empty] | 1110.2427 | 0.0084351 | 1662.5418 | 0.00068248 | 1660.917 | 0.0086144
[77 empty] | 1110.2578 | 0.0084369 | 1662.6771 | 0.00063878 | 1661.0521 | 0.008548
[77 empty] | 1110.2728 | 0.0084392 | 1662.8126 | 0.00070602 | 1661.1873 | 0.0084815
[77 empty] | 1110.288 | 0.0084419 | 1662.9481 | 0.0006724 | 1661.3225 | 0.0084178
[77 empty] | 1110.3031 | 0.0084451 | 1663.0835 | 0.00069257 | 1661.4576 | 0.0083541
[77 empty] | 1110.3181 | 0.0084487 | 1663.2191 | 0.00070602 | 1661.5929 | 0.0082904
[77 empty] | 1110.3333 | 0.0084528 | 1663.3546 | 0.00075309 | 1661.7281 | 0.0082295
[77 empty] | 1110.3484 | 0.0084573 | 1663.4901 | 0.00069257 | 1661.8635 | 0.0081686
[77 empty] | 1110.3635 | 0.0084623 | 1663.6257 | 0.00055809 | 1661.9988 | 0.0081104
[77 empty] | 1110.3785 | 0.0084677 | 1663.7613 | 0.00049421 | 1662.1342 | 0.0080523
[77 empty] | 1110.3937 | 0.0084736 | 1663.897 | 0.00042025 | 1662.2695 | 0.0079941
[77 empty] | 1110.4088 | 0.0084798 | 1664.0326 | 0.00054128 | 1662.4049 | 0.0079388
[77 empty] | 1110.4238 | 0.0084865 | 1664.1682 | 0.00049757 | 1662.5403 | 0.0078834
[77 empty] | 1110.439 | 0.0084936 | 1664.304 | 0.0005749 | 1662.6757 | 0.007828
[77 empty] | 1110.4541 | 0.0085011 | 1664.4396 | 0.00065895 | 1662.8112 | 0.0077726
[77 empty] | 1110.4692 | 0.008509 | 1664.5753 | 0.0008842 | 1662.9465 | 0.00772
[77 empty] | 1110.4843 | 0.0085173 | 1664.7111 | 0.00070602 | 1663.082 | 0.0076674
[77 empty] | 1110.4994 | 0.008526 | 1664.8469 | 0.00078671 | 1663.2175 | 0.0076148
[77 empty] | 1110.5145 | 0.008535 | 1664.9827 | 0.00086067 | 1663.3531 | 0.007565
[77 empty] | 1110.5295 | 0.0085444 | 1665.1185 | 0.001022 | 1663.4887 | 0.0075151
[77 empty] | 1110.5447 | 0.0085541 | 1665.2543 | 0.00090101 | 1663.6243 | 0.0074653
[77 empty] | 1110.5598 | 0.0085641 | 1665.3901 | 0.00087748 | 1663.7598 | 0.0074154
[77 empty] | 1110.575 | 0.0085744 | 1665.5261 | 0.00068585 | 1663.8954 | 0.0073656
[77 empty] | 1110.59 | 0.008585 | 1665.662 | 0.00074636 | 1664.0311 | 0.0073157
[77 empty] | 1110.6051 | 0.0085959 | 1665.7978 | 0.00065895 | 1664.1668 | 0.0072687
[77 empty] | 1110.6202 | 0.0086071 | 1665.9338 | 0.00059507 | 1664.3024 | 0.0072216
[77 empty] | 1110.6354 | 0.0086184 | 1666.0698 | 0.00060852 | 1664.4381 | 0.0071717
[77 empty] | 1110.6504 | 0.00863 | 1666.2058 | 0.00054128 | 1664.5738 | 0.0071247
[77 empty] | 1110.6655 | 0.0086418 | 1666.3418 | 0.00061524 | 1664.7096 | 0.0070776
[77 empty] | 1110.6807 | 0.0086538 | 1666.4779 | 0.00056818 | 1664.8453 | 0.0070305
[77 empty] | 1110.6958 | 0.0086659 | 1666.6139 | 0.00066231 | 1664.9812 | 0.0069835
[77 empty] | 1110.7109 | 0.0086782 | 1666.75 | 0.00048076 | 1665.1169 | 0.0069364
[77 empty] | 1110.726 | 0.0086906 | 1666.8861 | 0.00051775 | 1665.2528 | 0.0068893
[77 empty] | 1110.7411 | 0.0087031 | 1667.0222 | 0.00055809 | 1665.3887 | 0.0068422
[77 empty] | 1110.7562 | 0.0087157 | 1667.1584 | 0.00050094 | 1665.5245 | 0.0067952
[77 empty] | 1110.7714 | 0.0087284 | 1667.2946 | 0.00059507 | 1665.6605 | 0.0067453
[77 empty] | 1110.7864 | 0.0087411 | 1667.4308 | 0.00056481 | 1665.7964 | 0.0066982
[77 empty] | 1110.8015 | 0.0087538 | 1667.567 | 0.0003631 | 1665.9324 | 0.0066512
[77 empty] | 1110.8166 | 0.0087665 | 1667.7033 | 0.00034292 | 1666.0684 | 0.0066041
[77 empty] | 1110.8318 | 0.0087792 | 1667.8395 | 0.00020155 | 1666.2043 | 0.006557
[77 empty] | 1110.8469 | 0.0087919 | 1667.9758 | 0.00022377 | 1666.3403 | 0.0065072
[77 empty] | 1110.8619 | 0.0088045 | 1668.1121 | 0.00025897 | 1666.4764 | 0.0064601
[77 empty] | 1110.8771 | 0.0088171 | 1668.2484 | 0.00028832 | 1666.6124 | 0.006413
[77 empty] | 1110.8922 | 0.0088295 | 1668.3848 | 0.00022458 | 1666.7485 | 0.0063632
[77 empty] | 1110.9073 | 0.0088419 | 1668.5211 | 0.00026416 | 1666.8846 | 0.0063161
[77 empty] | 1110.9225 | 0.0088541 | 1668.6575 | 0.00031551 | 1667.0207 | 0.0062691
[77 empty] | 1110.9376 | 0.0088662 | 1668.7939 | 0.00025059 | 1667.1569 | 0.0062192
[77 empty] | 1110.9526 | 0.0088781 | 1668.9304 | 0.00035301 | 1667.2931 | 0.0061721
[77 empty] | 1110.9678 | 0.0088898 | 1669.0669 | 0.00019099 | 1667.4293 | 0.0061223
[77 empty] | 1110.9829 | 0.0089014 | 1669.2034 | 0.00026689 | 1667.5656 | 0.0060725
[77 empty] | 1110.998 | 0.0089128 | 1669.3398 | 0.00019853 | 1667.7018 | 0.0060254
[77 empty] | 1111.0132 | 0.008924 | 1669.4763 | 0.00025041 | 1667.838 | 0.0059755
[77 empty] | 1111.0283 | 0.0089349 | 1669.6129 | 0.00014048 | 1667.9742 | 0.0059285
[77 empty] | 1111.0433 | 0.0089456 | 1669.7495 | 0.00021502 | 1668.1106 | 0.0058786
[77 empty] | 1111.0585 | 0.0089561 | 1669.8861 | 0.0001031 | 1668.2469 | 0.0058315
[77 empty] | 1111.0736 | 0.0089664 | 1670.0227 | 3.3279e-05 | 1668.3833 | 0.0057817
[77 empty] | 1111.0887 | 0.0089763 | 1670.1593 | 0.00011792 | 1668.5196 | 0.0057346
[77 empty] | 1111.1039 | 0.0089861 | 1670.296 | 0.00024822 | 1668.656 | 0.0056876
[77 empty] | 1111.119 | 0.0089955 | 1670.4327 | 0.00016175 | 1668.7925 | 0.0056377
[77 empty] | 1111.1342 | 0.0090047 | 1670.5695 | 0.00029174 | 1668.9288 | 0.0055906
[77 empty] | 1111.1492 | 0.0090137 | 1670.7062 | 0.00034965 | 1669.0653 | 0.0055436
[77 empty] | 1111.1643 | 0.0090223 | 1670.8429 | 0.00027783 | 1669.2018 | 0.0054937
[77 empty] | 1111.1794 | 0.0090307 | 1670.9796 | 0.00036646 | 1669.3384 | 0.0054467
[77 empty] | 1111.1946 | 0.0090388 | 1671.1165 | 0.00036982 | 1669.4749 | 0.0053996
[77 empty] | 1111.2097 | 0.0090467 | 1671.2533 | 0.0002848 | 1669.6115 | 0.0053525
[77 empty] | 1111.2249 | 0.0090543 | 1671.3901 | 0.00011675 | 1669.748 | 0.0053082
[77 empty] | 1111.24 | 0.0090616 | 1671.527 | 2.7154e-05 | 1669.8846 | 0.0052611
[77 empty] | 1111.2551 | 0.0090687 | 1671.6638 | -2.8656e-05 | 1670.0212 | 0.0052141
[77 empty] | 1111.2701 | 0.0090755 | 1671.8008 | 0.00014871 | 1670.1578 | 0.0051698
[77 empty] | 1111.2853 | 0.0090821 | 1671.9377 | 0.00021765 | 1670.2946 | 0.0051227
[77 empty] | 1111.3004 | 0.0090885 | 1672.0747 | 0.00033956 | 1670.4311 | 0.0050784
[77 empty] | 1111.3156 | 0.0090946 | 1672.2117 | 0.00043706 | 1670.5679 | 0.0050341
[77 empty] | 1111.3307 | 0.0091005 | 1672.3486 | 0.00042361 | 1670.7046 | 0.0049898
[77 empty] | 1111.3458 | 0.0091062 | 1672.4857 | 0.00022692 | 1670.8414 | 0.0049455
[77 empty] | 1111.361 | 0.0091118 | 1672.6227 | 0.00025533 | 1670.9781 | 0.0049012
[77 empty] | 1111.3761 | 0.0091171 | 1672.7598 | 4.756e-05 | 1671.115 | 0.0048569
[77 empty] | 1111.3912 | 0.0091223 | 1672.8969 | -3.5931e-06 | 1671.2518 | 0.0048125
[77 empty] | 1111.4064 | 0.0091273 | 1673.0339 | -0.00017149 | 1671.3887 | 0.004771
[77 empty] | 1111.4215 | 0.0091322 | 1673.1711 | -0.00017384 | 1671.5255 | 0.0047295
[77 empty] | 1111.4366 | 0.009137 | 1673.3082 | -0.00032878 | 1671.6624 | 0.0046879
[77 empty] | 1111.4518 | 0.0091416 | 1673.4454 | -0.00045051 | 1671.7993 | 0.0046464
[77 empty] | 1111.4668 | 0.0091462 | 1673.5826 | -0.00036646 | 1671.9362 | 0.0046049
[77 empty] | 1111.4819 | 0.0091507 | 1673.7198 | -0.00040344 | 1672.0731 | 0.0045633
[77 empty] | 1111.4971 | 0.0091551 | 1673.8572 | -0.00027347 | 1672.2101 | 0.0045218
[77 empty] | 1111.5122 | 0.0091594 | 1673.9944 | -8.7952e-05 | 1672.3472 | 0.004483
[77 empty] | 1111.5273 | 0.0091638 | 1674.1317 | 7.232e-05 | 1672.4841 | 0.0044443
[77 empty] | 1111.5425 | 0.0091681 | 1674.269 | 0.00025322 | 1672.6212 | 0.0044055
[77 empty] | 1111.5576 | 0.0091724 | 1674.4064 | 0.00019815 | 1672.7583 | 0.004364
[77 empty] | 1111.5728 | 0.0091767 | 1674.5437 | 0.00026477 | 1672.8954 | 0.004328
[77 empty] | 1111.5879 | 0.009181 | 1674.681 | 0.00013123 | 1673.0325 | 0.0042892
[77 empty] | 1111.603 | 0.0091853 | 1674.8185 | 6.8356e-05 | 1673.1696 | 0.0042504
[77 empty] | 1111.6182 | 0.0091898 | 1674.9559 | -6.9323e-05 | 1673.3068 | 0.0042144
[77 empty] | 1111.6333 | 0.0091942 | 1675.0934 | -1.1811e-05 | 1673.444 | 0.0041757
[77 empty] | 1111.6484 | 0.0091988 | 1675.2308 | 0.00014433 | 1673.5812 | 0.0041397
[77 empty] | 1111.6636 | 0.0092034 | 1675.3683 | 0.00018183 | 1673.7184 | 0.0041037
[77 empty] | 1111.6787 | 0.0092081 | 1675.5059 | 0.00025873 | 1673.8556 | 0.0040649
[77 empty] | 1111.6938 | 0.009213 | 1675.6433 | 0.000276 | 1673.9929 | 0.0040289
[77 empty] | 1111.709 | 0.0092179 | 1675.7809 | 0.00042697 | 1674.1301 | 0.0039929
[77 empty] | 1111.7241 | 0.009223 | 1675.9186 | 0.00042025 | 1674.2675 | 0.0039569
[77 empty] | 1111.7393 | 0.0092282 | 1676.0561 | 0.00047068 | 1674.4048 | 0.0039209
[77 empty] | 1111.7544 | 0.0092336 | 1676.1937 | 0.00051775 | 1674.5422 | 0.0038849
[77 empty] | 1111.7695 | 0.009239 | 1676.3314 | 0.00065559 | 1674.6796 | 0.0038517
[77 empty] | 1111.7847 | 0.0092447 | 1676.4691 | 0.00050094 | 1674.817 | 0.0038157
[77 empty] | 1111.7998 | 0.0092504 | 1676.6068 | 0.00039335 | 1674.9543 | 0.0037797
[77 empty] | 1111.8149 | 0.0092564 | 1676.7445 | 0.00019948 | 1675.0918 | 0.0037437
[77 empty] | 1111.8301 | 0.0092624 | 1676.8822 | 0.00022657 | 1675.2294 | 0.0037077
[77 empty] | 1111.8452 | 0.0092686 | 1677.02 | 0.00025014 | 1675.3668 | 0.0036717
[77 empty] | 1111.8604 | 0.009275 | 1677.1578 | 0.00021943 | 1675.5043 | 0.0036329
[77 empty] | 1111.8755 | 0.0092815 | 1677.2957 | -6.5149e-05 | 1675.6418 | 0.003597
[77 empty] | 1111.8906 | 0.0092881 | 1677.4335 | 0.00020965 | 1675.7794 | 0.003561
[77 empty] | 1111.9058 | 0.0092949 | 1677.5713 | 0.0004068 | 1675.917 | 0.0035222
[77 empty] | 1111.9209 | 0.0093018 | 1677.7092 | 0.0003631 | 1676.0546 | 0.0034862
[77 empty] | 1111.936 | 0.0093088 | 1677.8471 | 0.00044714 | 1676.1923 | 0.0034474
[77 empty] | 1111.9512 | 0.0093159 | 1677.985 | 0.00022685 | 1676.33 | 0.0034087
[77 empty] | 1111.9663 | 0.0093231 | 1678.1229 | 0.00029923 | 1676.4675 | 0.0033699
[77 empty] | 1111.9816 | 0.0093304 | 1678.2609 | 0.00020376 | 1676.6052 | 0.0033311
[77 empty] | 1111.9967 | 0.0093377 | 1678.3989 | 0.00016832 | 1676.743 | 0.0032924
[77 empty] | 1112.0118 | 0.0093451 | 1678.5369 | 0.00012712 | 1676.8807 | 0.0032508
[77 empty] | 1112.027 | 0.0093525 | 1678.6749 | 0.00019742 | 1677.0186 | 0.0032121
[77 empty] | 1112.0421 | 0.00936 | 1678.813 | 0.00022223 | 1677.1562 | 0.0031705
[77 empty] | 1112.0573 | 0.0093674 | 1678.951 | 0.00029824 | 1677.2941 | 0.003129
[77 empty] | 1112.0724 | 0.0093749 | 1679.0892 | 1.8213e-05 | 1677.4319 | 0.0030875
[77 empty] | 1112.0875 | 0.0093823 | 1679.2273 | 0.00012873 | 1677.5698 | 0.0030459
[77 empty] | 1112.1027 | 0.0093896 | 1679.3655 | 6.6786e-05 | 1677.7076 | 0.0030016
[77 empty] | 1112.1178 | 0.0093969 | 1679.5037 | 0.00020057 | 1677.8456 | 0.0029601
[77 empty] | 1112.1329 | 0.009404 | 1679.6418 | 0.00011343 | 1677.9835 | 0.0029158
[77 empty] | 1112.1481 | 0.0094111 | 1679.78 | 0.0001583 | 1678.1215 | 0.0028715
[77 empty] | 1112.1632 | 0.009418 | 1679.9183 | 0.00020235 | 1678.2594 | 0.0028272
[77 empty] | 1112.1785 | 0.0094247 | 1680.0566 | 0.00039672 | 1678.3973 | 0.0027829
[77 empty] | 1112.1936 | 0.0094313 | 1680.1948 | 0.00013363 | 1678.5354 | 0.0027386
[77 empty] | 1112.2087 | 0.0094376 | 1680.3331 | 4.0856e-05 | 1678.6735 | 0.0026943
[77 empty] | 1112.2239 | 0.0094437 | 1680.4716 | 0.00023562 | 1678.8115 | 0.0026499
[77 empty] | 1112.239 | 0.0094496 | 1680.6099 | 0.00027501 | 1678.9496 | 0.0026056
[77 empty] | 1112.2541 | 0.0094552 | 1680.7483 | 0.00044042 | 1679.0876 | 0.0025586
[77 empty] | 1112.2693 | 0.0094605 | 1680.8866 | 0.00048749 | 1679.2258 | 0.0025143
[77 empty] | 1112.2844 | 0.0094654 | 1681.025 | 0.00059843 | 1679.364 | 0.00247
[77 empty] | 1112.2996 | 0.00947 | 1681.1636 | 0.00071274 | 1679.5022 | 0.0024229
[77 empty] | 1112.3148 | 0.0094743 | 1681.302 | 0.00071274 | 1679.6404 | 0.0023786
[77 empty] | 1112.33 | 0.0094782 | 1681.4404 | 0.00078671 | 1679.7786 | 0.0023315
[77 empty] | 1112.3451 | 0.0094817 | 1681.579 | 0.00073628 | 1679.9169 | 0.0022872
[77 empty] | 1112.3602 | 0.0094847 | 1681.7175 | 0.0005749 | 1680.055 | 0.0022429
[77 empty] | 1112.3754 | 0.0094873 | 1681.8561 | 0.00080352 | 1680.1934 | 0.0021986
[77 empty] | 1112.3905 | 0.0094895 | 1681.9946 | 0.00077662 | 1680.3317 | 0.0021543
[77 empty] | 1112.4056 | 0.0094912 | 1682.1333 | 0.00092791 | 1680.47 | 0.00211
[77 empty] | 1112.4209 | 0.0094925 | 1682.272 | 0.00074972 | 1680.6084 | 0.0020657
[77 empty] | 1112.436 | 0.0094932 | 1682.4105 | 0.00078671 | 1680.7467 | 0.0020214
[77 empty] | 1112.4512 | 0.0094935 | 1682.5492 | 0.00053792 | 1680.8851 | 0.0019771
[77 empty] | 1112.4663 | 0.0094932 | 1682.688 | 0.00070266 | 1681.0236 | 0.0019355
[77 empty] | 1112.4814 | 0.0094924 | 1682.8267 | 0.00075309 | 1681.162 | 0.0018912
[77 empty] | 1112.4966 | 0.0094912 | 1682.9654 | 0.00077326 | 1681.3005 | 0.0018497
[77 empty] | 1112.5118 | 0.0094894 | 1683.1041 | 0.00079343 | 1681.439 | 0.0018082
[77 empty] | 1112.527 | 0.009487 | 1683.2429 | 0.00056818 | 1681.5775 | 0.0017666
[77 empty] | 1112.5421 | 0.0094842 | 1683.3818 | 0.00046732 | 1681.7161 | 0.0017251
[77 empty] | 1112.5573 | 0.0094808 | 1683.5206 | 0.00043033 | 1681.8546 | 0.0016836
[77 empty] | 1112.5724 | 0.0094769 | 1683.6594 | 0.00035301 | 1681.9932 | 0.001642
[77 empty] | 1112.5876 | 0.0094725 | 1683.7983 | 0.00028456 | 1682.1318 | 0.0016033
[77 empty] | 1112.6028 | 0.0094677 | 1683.9373 | 0.00031051 | 1682.2704 | 0.0015617
[77 empty] | 1112.6179 | 0.0094623 | 1684.0762 | 0.00033956 | 1682.4091 | 0.001523
[77 empty] | 1112.6331 | 0.0094565 | 1684.2151 | 0.00018752 | 1682.5477 | 0.0014842
[77 empty] | 1112.6482 | 0.0094502 | 1684.3541 | 0.00027811 | 1682.6864 | 0.0014454
[77 empty] | 1112.6635 | 0.0094434 | 1684.4932 | 0.00036982 | 1682.8252 | 0.0014067
[77 empty] | 1112.6786 | 0.0094363 | 1684.6321 | 0.00034965 | 1682.9639 | 0.0013679
[77 empty] | 1112.6937 | 0.0094287 | 1684.7711 | 0.00026268 | 1683.1027 | 0.0013291
[77 empty] | 1112.7089 | 0.0094208 | 1684.9103 | 0.00028945 | 1683.2415 | 0.0012904
[77 empty] | 1112.724 | 0.0094125 | 1685.0493 | 0.00029193 | 1683.3802 | 0.0012516
[77 empty] | 1112.7393 | 0.0094039 | 1685.1885 | 0.00024888 | 1683.5192 | 0.0012156
[77 empty] | 1112.7544 | 0.009395 | 1685.3275 | 0.00046059 | 1683.658 | 0.0011796
[77 empty] | 1112.7695 | 0.0093858 | 1685.4667 | 0.00033956 | 1683.7969 | 0.0011408
[77 empty] | 1112.7847 | 0.0093764 | 1685.606 | 0.00017966 | 1683.9358 | 0.0011048
[77 empty] | 1112.7999 | 0.0093669 | 1685.7451 | 0.00020491 | 1684.0747 | 0.0010688
[77 empty] | 1112.8151 | 0.0093571 | 1685.8843 | 8.376e-05 | 1684.2136 | 0.0010328
[77 empty] | 1112.8302 | 0.0093473 | 1686.0236 | 0.00011472 | 1684.3527 | 0.00099685
[77 empty] | 1112.8453 | 0.0093373 | 1686.1628 | 0.00014344 | 1684.4916 | 0.00096085
[77 empty] | 1112.8606 | 0.0093273 | 1686.3021 | 0.00012649 | 1684.6306 | 0.00092485
[77 empty] | 1112.8757 | 0.0093173 | 1686.4415 | 7.7948e-05 | 1684.7696 | 0.00088885
[77 empty] | 1112.8909 | 0.0093074 | 1686.5808 | 0.0001167 | 1684.9087 | 0.00085286
[77 empty] | 1112.906 | 0.0092975 | 1686.7202 | 4.4652e-05 | 1685.0478 | 0.00081963
[77 empty] | 1112.9213 | 0.0092878 | 1686.8596 | 9.435e-05 | 1685.1869 | 0.00078363
[77 empty] | 1112.9364 | 0.0092782 | 1686.999 | 0.00018088 | 1685.326 | 0.0007504
[77 empty] | 1112.9515 | 0.0092689 | 1687.1384 | 5.7179e-05 | 1685.4652 | 0.00071441
[77 empty] | 1112.9667 | 0.0092598 | 1687.2778 | 0.00010307 | 1685.6044 | 0.00068118
[77 empty] | 1112.9819 | 0.009251 | 1687.4174 | 7.8784e-05 | 1685.7436 | 0.00064795
[77 empty] | 1112.9971 | 0.0092426 | 1687.5569 | 0.00011809 | 1685.8828 | 0.00061472
[77 empty] | 1113.0122 | 0.0092345 | 1687.6964 | 8.5699e-05 | 1686.0221 | 0.00058149
[77 empty] | 1113.0275 | 0.009227 | 1687.8359 | 0.00016872 | 1686.1614 | 0.00054827
[77 empty] | 1113.0426 | 0.0092199 | 1687.9755 | 0.00024376 | 1686.3007 | 0.00051504
[77 empty] | 1113.0577 | 0.0092133 | 1688.1151 | 7.8914e-05 | 1686.4399 | 0.00048458
[77 empty] | 1113.073 | 0.0092073 | 1688.2546 | 0.00022776 | 1686.5793 | 0.00045135
[77 empty] | 1113.0881 | 0.009202 | 1688.3943 | 0.00025521 | 1686.7186 | 0.00042089
[77 empty] | 1113.1033 | 0.0091973 | 1688.5341 | 0.00037654 | 1686.858 | 0.00039043
[77 empty] | 1113.1184 | 0.0091933 | 1688.6737 | 0.0004774 | 1686.9974 | 0.00035997
[77 empty] | 1113.1337 | 0.00919 | 1688.8133 | 0.00053792 | 1687.1368 | 0.00032951
[77 empty] | 1113.1488 | 0.0091876 | 1688.9531 | 0.00053119 | 1687.2764 | 0.00029905
[77 empty] | 1113.1639 | 0.0091859 | 1689.0929 | 0.00048749 | 1687.4158 | 0.00027019
[77 empty] | 1113.1792 | 0.0091851 | 1689.2327 | 0.00061188 | 1687.5553 | 0.00024131
[77 empty] | 1113.1943 | 0.0091852 | 1689.3724 | 0.00059171 | 1687.6948 | 0.00021291
[77 empty] | 1113.2095 | 0.0091861 | 1689.5123 | 0.00061861 | 1687.8344 | 0.00018501
[77 empty] | 1113.2247 | 0.0091881 | 1689.6521 | 0.00049421 | 1687.974 | 0.00015761
[77 empty] | 1113.2399 | 0.0091909 | 1689.792 | 0.00051102 | 1688.1135 | 0.00013074
[77 empty] | 1113.255 | 0.0091948 | 1689.9319 | 0.00059507 | 1688.2532 | 0.00010441
[77 empty] | 1113.2703 | 0.0091997 | 1690.0718 | 0.00059507 | 1688.3928 | 7.8656e-05
[77 empty] | 1113.2854 | 0.0092056 | 1690.2118 | 0.00060852 | 1688.5325 | 5.3483e-05
[77 empty] | 1113.3005 | 0.0092126 | 1690.3517 | 0.00068248 | 1688.6721 | 2.8913e-05
[77 empty] | 1113.3158 | 0.0092206 | 1690.4917 | 0.00052111 | 1688.8119 | 4.9673e-06
[77 empty] | 1113.3309 | 0.0092297 | 1690.6317 | 0.00057154 | 1688.9517 | -1.8336e-05
[77 empty] | 1113.3461 | 0.0092399 | 1690.7717 | 0.00044714 | 1689.0913 | -4.0976e-05
[77 empty] | 1113.3613 | 0.0092511 | 1690.9119 | 0.00065559 | 1689.2312 | -6.2935e-05
[77 empty] | 1113.3765 | 0.0092635 | 1691.0519 | 0.00057154 | 1689.371 | -8.4194e-05
[77 empty] | 1113.3917 | 0.0092769 | 1691.192 | 0.00055473 | 1689.5107 | -0.00010473
[77 empty] | 1113.4069 | 0.0092914 | 1691.3321 | 0.00062533 | 1689.6506 | -0.00012454
[77 empty] | 1113.422 | 0.009307 | 1691.4723 | 0.00046732 | 1689.7905 | -0.00014359
[77 empty] | 1113.4373 | 0.0093237 | 1691.6124 | 0.00049085 | 1689.9304 | -0.00016187
[77 empty] | 1113.4524 | 0.0093414 | 1691.7527 | 0.00045723 | 1690.0703 | -0.00017937
[77 empty] | 1113.4677 | 0.0093602 | 1691.8928 | 0.00050766 | 1690.2102 | -0.00019607
[77 empty] | 1113.4828 | 0.0093799 | 1692.0331 | 0.00035973 | 1690.3502 | -0.00021198
[77 empty] | 1113.4979 | 0.0094007 | 1692.1733 | 0.00040344 | 1690.4902 | -0.00022706
[77 empty] | 1113.5132 | 0.0094225 | 1692.3137 | 0.00041016 | 1690.6302 | -0.00024134
[77 empty] | 1113.5283 | 0.0094452 | 1692.454 | 0.00030212 | 1690.7703 | -0.00025479
[77 empty] | 1113.5436 | 0.0094688 | 1692.5944 | 0.00022085 | 1690.9103 | -0.00026741
[77 empty] | 1113.5587 | 0.0094934 | 1692.7347 | 0.00012315 | 1691.0504 | -0.00027967
[77 empty] | 1113.5739 | 0.0095188 | 1692.8751 | 0.00016903 | 1691.1904 | -0.00029075
[77 empty] | 1113.5891 | 0.009545 | 1693.0155 | 6.4487e-05 | 1691.3306 | -0.00029905
[77 empty] | 1113.6042 | 0.009572 | 1693.1559 | 0.00015629 | 1691.4707 | -0.00031013
[77 empty] | 1113.6195 | 0.0095998 | 1693.2964 | 0.00031017 | 1691.611 | -0.00031844
[77 empty] | 1113.6346 | 0.0096282 | 1693.4369 | 0.00021797 | 1691.7511 | -0.00032674
[77 empty] | 1113.6498 | 0.0096574 | 1693.5773 | 0.00022215 | 1691.8914 | -0.00033228
[77 empty] | 1113.665 | 0.0096871 | 1693.7179 | 0.00013853 | 1692.0316 | -0.00034059
[77 empty] | 1113.6802 | 0.0097174 | 1693.8584 | 9.7968e-05 | 1692.1719 | -0.00034613
[77 empty] | 1113.6954 | 0.0097483 | 1693.999 | 0.00014347 | 1692.3121 | -0.00035166
[77 empty] | 1113.7106 | 0.0097796 | 1694.1395 | -0.00010882 | 1692.4525 | -0.00035443
[77 empty] | 1113.7258 | 0.0098114 | 1694.2802 | -2.2259e-05 | 1692.5928 | -0.00035997
[77 empty] | 1113.741 | 0.0098435 | 1694.4208 | -0.00013496 | 1692.7332 | -0.00036274
[77 empty] | 1113.7562 | 0.009876 | 1694.5615 | -9.6166e-05 | 1692.8735 | -0.00036551
[77 empty] | 1113.7714 | 0.0099087 | 1694.7022 | -3.6117e-05 | 1693.0139 | -0.00036828
[77 empty] | 1113.7865 | 0.0099417 | 1694.8429 | 0.00013688 | 1693.1544 | -0.00037105
[77 empty] | 1113.8018 | 0.0099748 | 1694.9836 | 0.00021547 | 1693.2948 | -0.00037382
[77 empty] | 1113.8169 | 0.010008 | 1695.1244 | 9.434e-05 | 1693.4353 | -0.00037382
[77 empty] | 1113.8322 | 0.010041 | 1695.2651 | 0.00022147 | 1693.5758 | -0.00037659
[77 empty] | 1113.8473 | 0.010075 | 1695.4059 | 0.00026965 | 1693.7163 | -0.00037659
[77 empty] | 1113.8625 | 0.010108 | 1695.5467 | 0.00027698 | 1693.8569 | -0.00037659
[77 empty] | 1113.8777 | 0.010141 | 1695.6876 | 0.00039672 | 1693.9974 | -0.00037936
[77 empty] | 1113.8929 | 0.010174 | 1695.8285 | 0.000548 | 1694.1381 | -0.00037936
[77 empty] | 1113.9081 | 0.010207 | 1695.9694 | 0.00033956 | 1694.2787 | -0.00037936
[77 empty] | 1113.9233 | 0.010239 | 1696.1103 | 0.00043033 | 1694.4193 | -0.00038212
[77 empty] | 1113.9385 | 0.010272 | 1696.2512 | 0.00050094 | 1694.5599 | -0.00038212
[77 empty] | 1113.9537 | 0.010304 | 1696.3922 | 0.00063878 | 1694.7007 | -0.00038489
[77 empty] | 1113.9689 | 0.010335 | 1696.5332 | 0.00069257 | 1694.8413 | -0.00038489
[77 empty] | 1113.9841 | 0.010366 | 1696.6742 | 0.00070602 | 1694.9821 | -0.00038766
[77 empty] | 1113.9993 | 0.010397 | 1696.8153 | 0.00071274 | 1695.1228 | -0.00039043
[77 empty] | 1114.0145 | 0.010427 | 1696.9563 | 0.00085395 | 1695.2637 | -0.00039043
[77 empty] | 1114.0297 | 0.010457 | 1697.0974 | 0.00080352 | 1695.4044 | -0.0003932
[77 empty] | 1114.0449 | 0.010486 | 1697.2385 | 0.00094808 | 1695.5453 | -0.00039597
[77 empty] | 1114.0601 | 0.010514 | 1697.3796 | 0.0010187 | 1695.686 | -0.00040151
[77 empty] | 1114.0753 | 0.010542 | 1697.5207 | 0.00091782 | 1695.8269 | -0.00040428
[77 empty] | 1114.0905 | 0.010569 | 1697.662 | 0.00087412 | 1695.9679 | -0.00040981
[77 empty] | 1114.1057 | 0.010595 | 1697.8032 | 0.00070266 | 1696.1088 | -0.00041258
[77 empty] | 1114.1209 | 0.010621 | 1697.9445 | 0.00088084 | 1696.2498 | -0.00041812
[77 empty] | 1114.1361 | 0.010646 | 1698.0857 | 0.00091446 | 1696.3908 | -0.00042366
[77 empty] | 1114.1514 | 0.01067 | 1698.2269 | 0.00097498 | 1696.5317 | -0.0004292
[77 empty] | 1114.1665 | 0.010693 | 1698.3682 | 0.0011095 | 1696.6727 | -0.0004375
[77 empty] | 1114.1818 | 0.010715 | 1698.5095 | 0.00092455 | 1696.8137 | -0.00044304
[77 empty] | 1114.1969 | 0.010737 | 1698.6509 | 0.0008405 | 1696.9548 | -0.00045135
[77 empty] | 1114.2122 | 0.010758 | 1698.7922 | 0.00087412 | 1697.0958 | -0.00045966
[77 empty] | 1114.2273 | 0.010778 | 1698.9336 | 0.00071947 | 1697.2369 | -0.00046796
[77 empty] | 1114.2426 | 0.010797 | 1699.0751 | 0.00066231 | 1697.3781 | -0.00047627
[77 empty] | 1114.2577 | 0.010815 | 1699.2164 | 0.00070266 | 1697.5193 | -0.00048458
[77 empty] | 1114.2729 | 0.010832 | 1699.3579 | 0.00063205 | 1697.6604 | -0.00049288
[77 empty] | 1114.2882 | 0.010848 | 1699.4994 | 0.00063205 | 1697.8016 | -0.00050396
[77 empty] | 1114.3033 | 0.010864 | 1699.6409 | 0.0007161 | 1697.9429 | -0.00051504
[77 empty] | 1114.3186 | 0.010878 | 1699.7825 | 0.00048749 | 1698.0841 | -0.00052334
[77 empty] | 1114.3337 | 0.010892 | 1699.9241 | 0.00051102 | 1698.2253 | -0.00053442
[77 empty] | 1114.349 | 0.010905 | 1700.0656 | 0.00046732 | 1698.3667 | -0.0005455
[77 empty] | 1114.3641 | 0.010917 | 1700.2071 | 0.00029158 | 1698.5081 | -0.00055657
[77 empty] | 1114.3794 | 0.010928 | 1700.3489 | 0.00033956 | 1698.6493 | -0.00057042
[77 empty] | 1114.3947 | 0.010938 | 1700.4905 | 0.00033045 | 1698.7906 | -0.00058149
[77 empty] | 1114.4098 | 0.010947 | 1700.6321 | 0.00040008 | 1698.9321 | -0.00059257
[77 empty] | 1114.425 | 0.010956 | 1700.7738 | 0.00041016 | 1699.0735 | -0.00060365
[77 empty] | 1114.4402 | 0.010964 | 1700.9155 | 0.00028176 | 1699.215 | -0.00061749
[77 empty] | 1114.4554 | 0.010971 | 1701.0573 | 0.00019587 | 1699.3564 | -0.00062857
[77 empty] | 1114.4707 | 0.010977 | 1701.1991 | 0.00015871 | 1699.4979 | -0.00063964
[77 empty] | 1114.4858 | 0.010982 | 1701.3408 | 0.000211 | 1699.6394 | -0.00065072
[77 empty] | 1114.5011 | 0.010986 | 1701.4827 | 0.00019117 | 1699.7809 | -0.00066456
[77 empty] | 1114.5164 | 0.01099 | 1701.6245 | 0.00031593 | 1699.9225 | -0.00067564
[77 empty] | 1114.5315 | 0.010993 | 1701.7664 | 0.00038663 | 1700.0641 | -0.00068672
[77 empty] | 1114.5468 | 0.010996 | 1701.9082 | 0 | 1700.2057 | -0.00069779
[77 empty] | 1114.5619 | 0.010997 | 1702.0502 | 0 | 1700.3473 | -0.00070887
[77 empty] | 1114.5771 | 0.010998 | 1702.1921 | 0 | 1700.4889 | -0.00071994
[77 empty] | 1114.5924 | 0.010998 | 1702.3341 | 0 | 1700.6306 | -0.00073102
[77 empty] | 1114.6075 | 0.010998 | 1702.4761 | 0 | 1700.7723 | -0.0007421
[77 empty] | 1114.6228 | 0.010997 | 1702.618 | 0 | 1700.9141 | -0.0007504
[77 empty] | 1114.6381 | 0.010995 | 1702.76 | 0 | 1701.0558 | -0.00076148
[77 empty] | 1114.6532 | 0.010993 | 1702.9021 | 0 | 1701.1975 | -0.00076979
[77 empty] | 1114.6685 | 0.01099 | 1703.0442 | 0 | 1701.3394 | -0.00077809
[77 empty] | 1114.6837 | 0.010987 | 1703.1863 | 0 | 1701.4811 | -0.0007864
[77 empty] | 1114.6989 | 0.010983 | 1703.3284 | 0 | 1701.6229 | -0.00079471
[77 empty] | 1114.7141 | 0.010978 | 1703.4706 | 0 | 1701.7649 | -0.00080301
[77 empty] | 1114.7294 | 0.010973 | 1703.6127 | 0 | 1701.9067 | -0.00081132
[77 empty] | 1114.7445 | 0.010967 | 1703.7549 | 0 | 1702.0486 | -0.00081686
[77 empty] | 1114.7598 | 0.010961 | 1703.8971 | 0 | 1702.1906 | -0.0008224
[77 empty] | 1114.775 | 0.010954 | 1704.0393 | 0 | 1702.3325 | -0.00082794
[77 empty] | 1114.7902 | 0.010947 | 1704.1816 | 0 | 1702.4745 | -0.00083347
[77 empty] | 1114.8054 | 0.010939 | 1704.324 | 0 | 1702.6165 | -0.00083901
[77 empty] | 1114.8207 | 0.010931 | 1704.4662 | 0 | 1702.7585 | -0.00084455
[77 empty] | 1114.8358 | 0.010922 | 1704.6085 | 0 | 1702.9005 | -0.00084732
[77 empty] | 1114.8511 | 0.010913 | 1704.751 | 0 | 1703.0426 | -0.00085286
[77 empty] | 1114.8663 | 0.010904 | 1704.8933 | 0 | 1703.1847 | -0.00085563
[77 empty] | 1114.8816 | 0.010893 | 1705.0358 | 0 | 1703.3269 | -0.00085839
[77 empty] | 1114.8967 | 0.010883 | 1705.1781 | 0 | 1703.469 | -0.00086116
[77 empty] | 1114.912 | 0.010872 | 1705.3206 | 0 | 1703.6112 | -0.00086393
[77 empty] | 1114.9272 | 0.01086 | 1705.4631 | 0 | 1703.7534 | -0.00086393
[77 empty] | 1114.9424 | 0.010848 | 1705.6056 | 0 | 1703.8956 | -0.0008667
[77 empty] | 1114.9576 | 0.010836 | 1705.748 | 0 | 1704.0378 | -0.0008667
[77 empty] | 1114.9729 | 0.010823 | 1705.8906 | 0 | 1704.18 | -0.00086947
[77 empty] | 1114.9882 | 0.01081 | 1706.0332 | 0 | 1704.3224 | -0.00086947
[77 empty] | 1115.0033 | 0.010796 | 1706.1758 | 0 | 1704.4647 | -0.00086947
[77 empty] | 1115.0186 | 0.010782 | 1706.3185 | 0 | 1704.6071 | -0.00086947
[77 empty] | 1115.0338 | 0.010767 | 1706.4611 | 0 | 1704.7494 | -0.00086947
[77 empty] | 1115.049 | 0.010752 | 1706.6038 | 0 | 1704.8917 | -0.00086947
[77 empty] | 1115.0642 | 0.010737 | 1706.7465 | 0 | 1705.0342 | -0.00086947
[77 empty] | 1115.0795 | 0.010721 | 1706.8892 | 0 | 1705.1766 | -0.00086947
[77 empty] | 1115.0947 | 0.010704 | 1707.0319 | 0 | 1705.3191 | -0.0008667
[77 empty] | 1115.1099 | 0.010688 | 1707.1747 | 0 | 1705.4615 | -0.0008667
[77 empty] | 1115.1251 | 0.01067 | 1707.3175 | 0 | 1705.604 | -0.0008667
[77 empty] | 1115.1404 | 0.010652 | 1707.4603 | 0 | 1705.7466 | -0.00086393
[77 empty] | 1115.1556 | 0.010634 | 1707.6031 | 0 | 1705.8892 | -0.00086393
[77 empty] | 1115.1709 | 0.010615 | 1707.746 | 0 | 1706.0317 | -0.00086116
[77 empty] | 1115.186 | 0.010596 | 1707.8888 | 0 | 1706.1743 | -0.00086116
[77 empty] | 1115.2013 | 0.010577 | 1708.0317 | 0 | 1706.3169 | -0.00085839
[77 empty] | 1115.2166 | 0.010557 | 1708.1747 | 0 | 1706.4596 | -0.00085563
[77 empty] | 1115.2318 | 0.010536 | 1708.3176 | 0 | 1706.6022 | -0.00085563
[77 empty] | 1115.2469 | 0.010515 | 1708.4606 | 0 | 1706.7449 | -0.00085286
[77 empty] | 1115.2622 | 0.010494 | 1708.6036 | 0 | 1706.8876 | -0.00085286
[77 empty] | 1115.2775 | 0.010472 | 1708.7467 | 0 | 1707.0304 | -0.00085009
[77 empty] | 1115.2927 | 0.01045 | 1708.8897 | 0 | 1707.1731 | -0.00085009
[77 empty] | 1115.308 | 0.010428 | 1709.0328 | 0 | 1707.3159 | -0.00084732
[77 empty] | 1115.3231 | 0.010405 | 1709.1759 | 0 | 1707.4587 | -0.00084732
[77 empty] | 1115.3384 | 0.010381 | 1709.319 | 0 | 1707.6016 | -0.00084455
[77 empty] | 1115.3536 | 0.010358 | 1709.4622 | 0 | 1707.7444 | -0.00084455
[77 empty] | 1115.3689 | 0.010334 | 1709.6054 | 0 | 1707.8873 | -0.00084178
[77 empty] | 1115.3842 | 0.010309 | 1709.7485 | 0 | 1708.0303 | -0.00084178
[77 empty] | 1115.3993 | 0.010285 | 1709.8917 | 0 | 1708.1731 | -0.00084178
[77 empty] | 1115.4146 | 0.01026 | 1710.035 | 0 | 1708.3162 | -0.00084178
[77 empty] | 1115.4298 | 0.010234 | 1710.1782 | 0 | 1708.4591 | -0.00083901
[77 empty] | 1115.4451 | 0.010209 | 1710.3215 | 0 | 1708.602 | -0.00083901
[77 empty] | 1115.4603 | 0.010183 | 1710.4648 | 0 | 1708.7451 | -0.00083901
[77 empty] | 1115.4756 | 0.010157 | 1710.6082 | 0 | 1708.8882 | -0.00083901
[77 empty] | 1115.4907 | 0.010131 | 1710.7516 | 0 | 1709.0312 | -0.00083901
[77 empty] | 1115.506 | 0.010104 | 1710.8949 | 0 | 1709.1743 | -0.00084178
[77 empty] | 1115.5212 | 0.010077 | 1711.0383 | 0 | 1709.3175 | -0.00084178
[77 empty] | 1115.5365 | 0.010051 | 1711.1818 | 0 | 1709.4606 | -0.00084178
[77 empty] | 1115.5518 | 0.010024 | 1711.3252 | 0 | 1709.6038 | -0.00084455
[77 empty] | 1115.567 | 0.0099965 | 1711.4688 | 0 | 1709.7469 | -0.00084455
[77 empty] | 1115.5823 | 0.0099694 | 1711.6122 | 0 | 1709.8901 | -0.00084732
[77 empty] | 1115.5974 | 0.0099422 | 1711.7557 | 0 | 1710.0334 | -0.00084732
[77 empty] | 1115.6127 | 0.009915 | 1711.8993 | 0 | 1710.1768 | -0.00085009
[77 empty] | 1115.6279 | 0.0098878 | 1712.0429 | 0 | 1710.32 | -0.00085286
[77 empty] | 1115.6432 | 0.0098606 | 1712.1865 | 0 | 1710.4633 | -0.00085563
[77 empty] | 1115.6584 | 0.0098335 | 1712.3301 | 0 | 1710.6067 | -0.00085563
[77 empty] | 1115.6737 | 0.0098064 | 1712.4738 | 0 | 1710.75 | -0.00085839
[77 empty] | 1115.689 | 0.0097795 | 1712.6174 | 0 | 1710.8934 | -0.00086116
[77 empty] | 1115.7042 | 0.0097526 | 1712.7611 | 0 | 1711.0369 | -0.00086393
[77 empty] | 1115.7195 | 0.009726 | 1712.9049 | 0 | 1711.1803 | -0.00086947
[77 empty] | 1115.7346 | 0.0096995 | 1713.0486 | 0 | 1711.3237 | -0.00087224
[77 empty] | 1115.7499 | 0.0096733 | 1713.1924 | 0 | 1711.4672 | -0.00087501
[77 empty] | 1115.7651 | 0.0096472 | 1713.3362 | 0 | 1711.6107 | -0.00087778
[77 empty] | 1115.7804 | 0.0096215 | 1713.48 | 0 | 1711.7543 | 0
[77 empty] | 1115.7957 | 0.009596 | 1713.6239 | 0 | 1711.8978 | 0
[77 empty] | 1115.8109 | 0.0095709 | 1713.7677 | 0 | 1712.0414 | 0
[77 empty] | 1115.8262 | 0.009546 | 1713.9116 | 0 | 1712.1849 | 0
[77 empty] | 1115.8414 | 0.0095216 | 1714.0555 | 0 | 1712.3286 | 0
[77 empty] | 1115.8567 | 0.0094975 | 1714.1995 | 0 | 1712.4723 | 0
[77 empty] | 1115.8719 | 0.0094738 | 1714.3435 | 0 | 1712.616 | 0
[77 empty] | 1115.8872 | 0.0094505 | 1714.4874 | 0 | 1712.7596 | 0
[77 empty] | 1115.9023 | 0.0094277 | 1714.6315 | 0 | 1712.9033 | 0
[77 empty] | 1115.9176 | 0.0094053 | 1714.7755 | 0 | 1713.0471 | 0
[77 empty] | 1115.9329 | 0.0093834 | 1714.9196 | 0 | 1713.1909 | 0
[77 empty] | 1115.9481 | 0.009362 | 1715.0636 | 0 | 1713.3347 | 0
[77 empty] | 1115.9634 | 0.0093411 | 1715.2078 | 0 | 1713.4785 | 0
[77 empty] | 1115.9786 | 0.0093207 | 1715.3519 | 0 | 1713.6223 | 0
[77 empty] | 1115.9939 | 0.0093008 | 1715.4961 | 0 | 1713.7662 | 0
[77 empty] | 1116.0092 | 0.0092815 | 1715.6403 | 0 | 1713.91 | 0
[77 empty] | 1116.0244 | 0.0092627 | 1715.7844 | 0 | 1714.054 | 0
[77 empty] | 1116.0397 | 0.0092445 | 1715.9287 | 0 | 1714.198 | 0
[77 empty] | 1116.0549 | 0.0092269 | 1716.0729 | 0 | 1714.3419 | 0
[77 empty] | 1116.0702 | 0.0092098 | 1716.2172 | 0 | 1714.486 | 0
[77 empty] | 1116.0854 | 0.0091933 | 1716.3616 | 0 | 1714.6299 | 0
[77 empty] | 1116.1007 | 0.0091774 | 1716.5059 | 0 | 1714.7739 | 0
[77 empty] | 1116.116 | 0.009162 | 1716.6501 | 0 | 1714.918 | 0
[77 empty] | 1116.1312 | 0.0091473 | 1716.7946 | 0 | 1715.0621 | 0
[77 empty] | 1116.1465 | 0.0091331 | 1716.939 | 0 | 1715.2062 | 0
[77 empty] | 1116.1617 | 0.0091195 | 1717.0834 | 0 | 1715.3503 | 0
[77 empty] | 1116.177 | 0.0091066 | 1717.2279 | 0 | 1715.4945 | 0
[77 empty] | 1116.1923 | 0.0090941 | 1717.3723 | 0 | 1715.6387 | 0
[77 empty] | 1116.2075 | 0.0090823 | 1717.5168 | 0 | 1715.783 | 0
[77 empty] | 1116.2228 | 0.0090711 | 1717.6614 | 0 | 1715.9271 | 0
[77 empty] | 1116.238 | 0.0090604 | 1717.8059 | 0 | 1716.0714 | 0
[77 empty] | 1116.2533 | 0.0090502 | 1717.9504 | 0 | 1716.2157 | 0
[77 empty] | 1116.2686 | 0.0090407 | 1718.0951 | 0 | 1716.36 | 0
[77 empty] | 1116.2838 | 0.0090317 | 1718.2397 | 0 | 1716.5043 | 0
[77 empty] | 1116.2991 | 0.0090232 | 1718.3843 | 0 | 1716.6487 | 0
[77 empty] | 1116.3143 | 0.0090153 | 1718.5291 | 0 | 1716.7931 | 0
[77 empty] | 1116.3296 | 0.0090079 | 1718.6737 | 0 | 1716.9374 | 0
[77 empty] | 1116.3448 | 0.009001 | 1718.8184 | 0 | 1717.0819 | 0
[77 empty] | 1116.3601 | 0.0089946 | 1718.9631 | 0 | 1717.2263 | 0
[77 empty] | 1116.3754 | 0.0089887 | 1719.1079 | 0 | 1717.3707 | 0
[77 empty] | 1116.3906 | 0.0089833 | 1719.2527 | 0 | 1717.5153 | 0
[77 empty] | 1116.4059 | 0.0089784 | 1719.3976 | 0 | 1717.6598 | 0
[77 empty] | 1116.4211 | 0.0089739 | 1719.5424 | 0 | 1717.8043 | 0
[77 empty] | 1116.4364 | 0.0089699 | 1719.6873 | 0 | 1717.949 | 0
[77 empty] | 1116.4517 | 0.0089663 | 1719.8321 | 0 | 1718.0935 | 0
[77 empty] | 1116.4669 | 0.0089632 | 1719.977 | 0 | 1718.2382 | 0
[77 empty] | 1116.4822 | 0.0089605 | 1720.1219 | 0 | 1718.3828 | 0
[77 empty] | 1116.4976 | 0.0089582 | 1720.267 | 0 | 1718.5275 | 0
[77 empty] | 1116.5128 | 0.0089563 | 1720.412 | 0 | 1718.6721 | 0
[77 empty] | 1116.5281 | 0.0089549 | 1720.5569 | 0 | 1718.8169 | 0
[77 empty] | 1116.5433 | 0.0089537 | 1720.702 | 0 | 1718.9617 | 0
[77 empty] | 1116.5586 | 0.008953 | 1720.8471 | 0 | 1719.1063 | 0
[77 empty] | 1116.5739 | 0.0089526 | 1720.9921 | 0 | 1719.2512 | 0
[77 empty] | 1116.5891 | 0.0089526 | 1721.1372 | 0 | 1719.396 | 0
[77 empty] | 1116.6044 | 0.0089529 | 1721.2823 | 0 | 1719.5408 | 0
[77 empty] | 1116.6196 | 0.0089535 | 1721.4275 | 0 | 1719.6857 | 0
[77 empty] | 1116.6349 | 0.0089544 | 1721.5728 | 0 | 1719.8306 | 0
[77 empty] | 1116.6501 | 0.0089557 | 1721.7179 | 0 | 1719.9755 | 0
[77 empty] | 1116.6655 | 0.0089572 | 1721.8632 | 0 | 1720.1205 | 0
[77 empty] | 1116.6808 | 0.0089591 | 1722.0084 | 0 | 1720.2654 | 0
[77 empty] | 1116.696 | 0.0089612 | 1722.1537 | 0 | 1720.4104 | 0
[77 empty] | 1116.7113 | 0.0089636 | 1722.299 | 0 | 1720.5554 | 0
[77 empty] | 1116.7266 | 0.0089663 | 1722.4443 | 0 | 1720.7004 | 0
[77 empty] | 1116.7418 | 0.0089692 | 1722.5897 | 0 | 1720.8455 | 0
[77 empty] | 1116.7571 | 0.0089724 | 1722.735 | 0 | 1720.9906 | 0
[77 empty] | 1116.7723 | 0.0089758 | 1722.8805 | 0 | 1721.1356 | 0
[77 empty] | 1116.7876 | 0.0089795 | 1723.0259 | 0 | 1721.2808 | 0
[77 empty] | 1116.803 | 0.0089833 | 1723.1714 | 0 | 1721.426 | 0
[77 empty] | 1116.8182 | 0.0089874 | 1723.3168 | 0 | 1721.5712 | 0
[77 empty] | 1116.8335 | 0.0089917 | 1723.4623 | 0 | 1721.7163 | 0
[77 empty] | 1116.8488 | 0.0089962 | 1723.6078 | 0 | 1721.8616 | 0
[77 empty] | 1116.864 | 0.0090009 | 1723.7534 | 0 | 1722.0068 | 0
[77 empty] | 1116.8793 | 0.0090058 | 1723.8989 | 0 | 1722.1521 | 0
[77 empty] | 1116.8945 | 0.0090108 | 1724.0446 | 0 | 1722.2975 | 0
[77 empty] | 1116.9099 | 0.009016 | 1724.1902 | 0 | 1722.4427 | 0
[77 empty] | 1116.9252 | 0.0090214 | 1724.3358 | 0 | 1722.5881 | 0
[77 empty] | 1116.9404 | 0.0090269 | 1724.4814 | 0 | 1722.7335 | 0
[77 empty] | 1116.9557 | 0.0090326 | 1724.6272 | 0 | 1722.8789 | 0
[77 empty] | 1116.9709 | 0.0090384 | 1724.773 | 0 | 1723.0243 | 0
[77 empty] | 1116.9862 | 0.0090443 | 1724.9187 | 0 | 1723.1698 | 0
[77 empty] | 1117.0016 | 0.0090504 | 1725.0645 | 0 | 1723.3153 | 0
[77 empty] | 1117.0168 | 0.0090565 | 1725.2102 | 0 | 1723.4607 | 0
[77 empty] | 1117.0321 | 0.0090628 | 1725.3561 | 0 | 1723.6063 | 0
[77 empty] | 1117.0474 | 0.0090691 | 1725.502 | 0 | 1723.7518 | 0
[77 empty] | 1117.0626 | 0.0090755 | 1725.6478 | 0 | 1723.8975 | 0
[77 empty] | 1117.078 | 0.009082 | 1725.7937 | 0 | 1724.043 | 0
[77 empty] | 1117.0933 | 0.0090886 | 1725.9396 | 0 | 1724.1886 | 0
[77 empty] | 1117.1085 | 0.0090952 | 1726.0856 | 0 | 1724.3342 | 0
[77 empty] | 1117.1238 | 0.0091018 | 1726.2314 | 0 | 1724.48 | 0
[77 empty] | 1117.139 | 0.0091085 | 1726.3774 | 0 | 1724.6256 | 0
[77 empty] | 1117.1544 | 0.0091152 | 1726.5236 | 0 | 1724.7714 | 0
[77 empty] | 1117.1697 | 0.0091219 | 1726.6696 | 0 | 1724.9171 | 0
[77 empty] | 1117.1849 | 0.0091286 | 1726.8157 | 0 | 1725.0629 | 0
[77 empty] | 1117.2002 | 0.0091353 | 1726.9617 | 0 | 1725.2087 | 0
[77 empty] | 1117.2156 | 0.0091419 | 1727.1078 | 0 | 1725.3545 | 0
[77 empty] | 1117.2308 | 0.0091486 | 1727.254 | 0 | 1725.5004 | 0
[77 empty] | 1117.2461 | 0.0091552 | 1727.4001 | 0 | 1725.6462 | 0
[77 empty] | 1117.2614 | 0.0091617 | 1727.5464 | 0 | 1725.7921 | 0
[77 empty] | 1117.2766 | 0.0091682 | 1727.6925 | 0 | 1725.938 | 0
[77 empty] | 1117.292 | 0.0091746 | 1727.8387 | 0 | 1726.084 | 0
[77 empty] | 1117.3073 | 0.0091809 | 1727.9851 | 0 | 1726.23 | 0
[77 empty] | 1117.3225 | 0.0091872 | 1728.1314 | 0 | 1726.376 | 0
[77 empty] | 1117.3378 | 0.0091934 | 1728.2777 | 0 | 1726.522 | 0
[77 empty] | 1117.3531 | 0.0091994 | 1728.424 | 0 | 1726.668 | 0
[77 empty] | 1117.3684 | 0.0092054 | 1728.5704 | 0 | 1726.8141 | 0
[77 empty] | 1117.3837 | 0.0092112 | 1728.7168 | 0 | 1726.9602 | 0
[77 empty] | 1117.399 | 0.0092169 | 1728.8632 | 0 | 1727.1063 | 0
[77 empty] | 1117.4143 | 0.0092225 | 1729.0096 | 0 | 1727.2524 | 0
[77 empty] | 1117.4296 | 0.0092279 | 1729.1561 | 0 | 1727.3986 | 0
[77 empty] | 1117.4448 | 0.0092332 | 1729.3026 | 0 | 1727.5448 | 0
[77 empty] | 1117.4602 | 0.0092384 | 1729.4491 | 0 | 1727.691 | 0
[77 empty] | 1117.4755 | 0.0092434 | 1729.5956 | 0 | 1727.8373 | 0
[77 empty] | 1117.4907 | 0.0092483 | 1729.7422 | 0 | 1727.9835 | 0
[77 empty] | 1117.5061 | 0.009253 | 1729.8888 | 0 | 1728.1298 | 0
[77 empty] | 1117.5214 | 0.0092576 | 1730.0354 | 0 | 1728.2761 | 0
[77 empty] | 1117.5366 | 0.009262 | 1730.182 | 0 | 1728.4225 | 0
[77 empty] | 1117.5519 | 0.0092663 | 1730.3287 | 0 | 1728.5689 | 0
[77 empty] | 1117.5673 | 0.0092705 | 1730.4753 | 0 | 1728.7152 | 0
[77 empty] | 1117.5825 | 0.0092745 | 1730.6221 | 0 | 1728.8616 | 0
[77 empty] | 1117.5978 | 0.0092784 | 1730.7688 | 0 | 1729.0081 | 0
[77 empty] | 1117.6132 | 0.0092821 | 1730.9156 | 0 | 1729.1545 | 0
[77 empty] | 1117.6284 | 0.0092857 | 1731.0624 | 0 | 1729.301 | 0
[77 empty] | 1117.6437 | 0.0092892 | 1731.2092 | 0 | 1729.4475 | 0
[77 empty] | 1117.6591 | 0.0092926 | 1731.3561 | 0 | 1729.5941 | 0
[77 empty] | 1117.6743 | 0.0092959 | 1731.5029 | 0 | 1729.7406 | 0
[77 empty] | 1117.6896 | 0.0092991 | 1731.6498 | 0 | 1729.8872 | 0
[77 empty] | 1117.705 | 0.0093022 | 1731.7966 | 0 | 1730.0338 | 0
[77 empty] | 1117.7202 | 0.0093052 | 1731.9436 | 0 | 1730.1804 | 0
[77 empty] | 1117.7355 | 0.0093082 | 1732.0906 | 0 | 1730.3272 | 0
[77 empty] | 1117.7509 | 0.0093111 | 1732.2376 | 0 | 1730.4739 | 0
[77 empty] | 1117.7661 | 0.009314 | 1732.3846 | 0 | 1730.6205 | 0
[77 empty] | 1117.7814 | 0.0093168 | 1732.5316 | 0 | 1730.7672 | 0
[77 empty] | 1117.7968 | 0.0093197 | 1732.6787 | 0 | 1730.9141 | 0
[77 empty] | 1117.812 | 0.0093225 | 1732.8258 | 0 | 1731.0608 | 0
[77 empty] | 1117.8273 | 0.0093254 | 1732.9729 | 0 | 1731.2076 | 0
[77 empty] | 1117.8427 | 0.0093283 | 1733.12 | 0 | 1731.3545 | 0
[77 empty] | 1117.8579 | 0.0093313 | 1733.2672 | 0 | 1731.5013 | 0
[77 empty] | 1117.8733 | 0.0093343 | 1733.4143 | 0 | 1731.6482 | 0
[77 empty] | 1117.8885 | 0.0093374 | 1733.5615 | 0 | 1731.7952 | 0
[77 empty] | 1117.9038 | 0.0093406 | 1733.7089 | 0 | 1731.942 | 0
[77 empty] | 1117.9192 | 0.0093439 | 1733.8561 | 0 | 1732.089 | 0
[77 empty] | 1117.9344 | 0.0093474 | 1734.0034 | 0 | 1732.236 | 0
[77 empty] | 1117.9497 | 0.009351 | 1734.1506 | 0 | 1732.3831 | 0
[77 empty] | 1117.9651 | 0.0093547 | 1734.298 | 0 | 1732.53 | 0
[77 empty] | 1117.9803 | 0.0093587 | 1734.4453 | 0 | 1732.6771 | 0
[77 empty] | 1117.9957 | 0.0093628 | 1734.5928 | 0 | 1732.8242 | 0
[77 empty] | 1118.011 | 0.0093671 | 1734.7401 | 0 | 1732.9713 | 0
[77 empty] | 1118.0264 | 0.0093716 | 1734.8876 | 0 | 1733.1184 | 0
[77 empty] | 1118.0416 | 0.0093764 | 1735.035 | 0 | 1733.2656 | 0
[77 empty] | 1118.0569 | 0.0093814 | 1735.1825 | 0 | 1733.4128 | 0
[77 empty] | 1118.0723 | 0.0093866 | 1735.3301 | 0 | 1733.5601 | 0
[77 empty] | 1118.0875 | 0.0093921 | 1735.4777 | 0 | 1733.7073 | 0
[77 empty] | 1118.1029 | 0.0093979 | 1735.6251 | 0 | 1733.8545 | 0
[77 empty] | 1118.1182 | 0.0094039 | 1735.7727 | 0 | 1734.0018 | 0
[77 empty] | 1118.1334 | 0.0094103 | 1735.9204 | 0 | 1734.1492 | 0
[77 empty] | 1118.1488 | 0.0094169 | 1736.068 | 0 | 1734.2964 | 0
[77 empty] | 1118.1641 | 0.0094238 | 1736.2157 | 0 | 1734.4439 | 0
[77 empty] | 1118.1794 | 0.009431 | 1736.3634 | 0 | 1734.5912 | 0
[77 empty] | 1118.1947 | 0.0094385 | 1736.5111 | 0 | 1734.7387 | 0
[77 empty] | 1118.2101 | 0.0094463 | 1736.6588 | 0 | 1734.886 | 0
[77 empty] | 1118.2253 | 0.0094544 | 1736.8065 | 0 | 1735.0334 | 0
[77 empty] | 1118.2407 | 0.0094628 | 1736.9543 | 0 | 1735.181 | 0
[77 empty] | 1118.256 | 0.0094715 | 1737.1022 | 0 | 1735.3285 | 0
[77 empty] | 1118.2714 | 0.0094805 | 1737.25 | 0 | 1735.4761 | 0
[77 empty] | 1118.2866 | 0.0094898 | 1737.3978 | 0 | 1735.6237 | 0
[77 empty] | 1118.3019 | 0.0094994 | 1737.5458 | 0 | 1735.7712 | 0
[77 empty] | 1118.3173 | 0.0095092 | 1737.6937 | 0 | 1735.9188 | 0
[77 empty] | 1118.3325 | 0.0095193 | 1737.8416 | 0 | 1736.0664 | 0
[77 empty] | 1118.3479 | 0.0095296 | 1737.9896 | 0 | 1736.2141 | 0
[77 empty] | 1118.3632 | 0.0095402 | 1738.1376 | 0 | 1736.3618 | 0
[77 empty] | 1118.3785 | 0.0095509 | 1738.2855 | 0 | 1736.5095 | 0
[77 empty] | 1118.3938 | 0.0095619 | 1738.4336 | 0 | 1736.6572 | 0
[77 empty] | 1118.4092 | 0.0095731 | 1738.5817 | 0 | 1736.805 | 0
[77 empty] | 1118.4244 | 0.0095845 | 1738.7297 | 0 | 1736.9528 | 0
[77 empty] | 1118.4398 | 0.009596 | 1738.8779 | 0 | 1737.1006 | 0
[77 empty] | 1118.4551 | 0.0096076 | 1739.026 | 0 | 1737.2484 | 0
[77 empty] | 1118.4705 | 0.0096194 | 1739.1742 | 0 | 1737.3964 | 0
[77 empty] | 1118.4857 | 0.0096312 | 1739.3224 | 0 | 1737.5442 | 0
[77 empty] | 1118.5011 | 0.0096432 | 1739.4706 | 0 | 1737.6921 | 0
[77 empty] | 1118.5164 | 0.0096551 | 1739.6189 | 0 | 1737.8401 | 0
[77 empty] | 1118.5317 | 0.0096672 | 1739.7671 | 0 | 1737.988 | 0
[77 empty] | 1118.547 | 0.0096792 | 1739.9154 | 0 | 1738.136 | 0
[77 empty] | 1118.5624 | 0.0096911 | 1740.0637 | 0 | 1738.2841 | 0
[77 empty] | 1118.5778 | 0.0097031 | 1740.212 | 0 | 1738.432 | 0
[77 empty] | 1118.593 | 0.009715 | 1740.3605 | 0 | 1738.5801 | 0
[77 empty] | 1118.6084 | 0.0097267 | 1740.5088 | 0 | 1738.7281 | 0
[77 empty] | 1118.6237 | 0.0097384 | 1740.6572 | 0 | 1738.8763 | 0
[77 empty] | 1118.639 | 0.0097499 | 1740.8057 | 0 | 1739.0244 | 0
[77 empty] | 1118.6543 | 0.0097612 | 1740.9541 | 0 | 1739.1726 | 0
[77 empty] | 1118.6697 | 0.0097724 | 1741.1027 | 0 | 1739.3208 | 0
[77 empty] | 1118.6849 | 0.0097833 | 1741.2512 | 0 | 1739.469 | 0
[77 empty] | 1118.7003 | 0.009794 | 1741.3998 | 0 | 1739.6173 | 0
[77 empty] | 1118.7156 | 0.0098044 | 1741.5483 | 0 | 1739.7655 | 0
[77 empty] | 1118.731 | 0.0098145 | 1741.6969 | 0 | 1739.9138 | 0
[77 empty] | 1118.7463 | 0.0098243 | 1741.8455 | 0 | 1740.0621 | 0
[77 empty] | 1118.7616 | 0.0098337 | 1741.9941 | 0 | 1740.2105 | 0
[77 empty] | 1118.777 | 0.0098428 | 1742.1428 | 0 | 1740.3589 | 0
[77 empty] | 1118.7922 | 0.0098516 | 1742.2915 | 0 | 1740.5072 | 0
[77 empty] | 1118.8076 | 0.0098599 | 1742.4403 | 0 | 1740.6556 | 0
[77 empty] | 1118.823 | 0.0098678 | 1742.589 | 0 | 1740.8041 | 0
[77 empty] | 1118.8383 | 0.0098753 | 1742.7378 | 0 | 1740.9526 | 0
[77 empty] | 1118.8536 | 0.0098823 | 1742.8866 | 0 | 1741.1011 | 0
[77 empty] | 1118.8689 | 0.0098888 | 1743.0354 | 0 | 1741.2496 | 0
[77 empty] | 1118.8843 | 0.0098949 | 1743.1842 | 0 | 1741.3982 | 0
[77 empty] | 1118.8997 | 0.0099004 | 1743.3331 | 0 | 1741.5467 | 0
[77 empty] | 1118.9149 | 0.0099054 | 1743.4821 | 0 | 1741.6953 | 0
[77 empty] | 1118.9303 | 0.00991 | 1743.631 | 0 | 1741.844 | 0
[77 empty] | 1118.9456 | 0.0099139 | 1743.7799 | 0 | 1741.9925 | 0
[77 empty] | 1118.9609 | 0.0099174 | 1743.9288 | 0 | 1742.1412 | 0
[77 empty] | 1118.9763 | 0.0099203 | 1744.0779 | 0 | 1742.2899 | 0
[77 empty] | 1118.9916 | 0.0099226 | 1744.2269 | 0 | 1742.4387 | 0
[77 empty] | 1119.007 | 0.0099244 | 1744.376 | 0 | 1742.5874 | 0
[77 empty] | 1119.0222 | 0.0099256 | 1744.525 | 0 | 1742.7362 | 0
[77 empty] | 1119.0376 | 0.0099262 | 1744.6742 | 0 | 1742.885 | 0
[77 empty] | 1119.053 | 0.0099263 | 1744.8232 | 0 | 1743.0338 | 0
[77 empty] | 1119.0682 | 0.0099258 | 1744.9724 | 0 | 1743.1827 | 0
[77 empty] | 1119.0836 | 0.0099247 | 1745.1216 | 0 | 1743.3315 | 0
[77 empty] | 1119.099 | 0.009923 | 1745.2709 | 0 | 1743.4805 | 0
[77 empty] | 1119.1143 | 0.0099208 | 1745.42 | 0 | 1743.6294 | 0
[77 empty] | 1119.1296 | 0.0099181 | 1745.5693 | 0 | 1743.7783 | 0
[77 empty] | 1119.145 | 0.0099147 | 1745.7186 | 0 | 1743.9274 | 0
[77 empty] | 1119.1603 | 0.0099108 | 1745.8679 | 0 | 1744.0763 | 0
[77 empty] | 1119.1757 | 0.0099064 | 1746.0172 | 0 | 1744.2253 | 0
[77 empty] | 1119.191 | 0.0099014 | 1746.1666 | 0 | 1744.3744 | 0
[77 empty] | 1119.2063 | 0.0098959 | 1746.316 | 0 | 1744.5234 | 0
[77 empty] | 1119.2217 | 0.0098899 | 1746.4654 | 0 | 1744.6726 | 0
[77 empty] | 1119.2371 | 0.0098834 | 1746.6149 | 0 | 1744.8217 | 0
[77 empty] | 1119.2523 | 0.0098764 | 1746.7643 | 0 | 1744.9708 | 0
[77 empty] | 1119.2677 | 0.0098689 | 1746.9138 | 0 | 1745.12 | 0
[77 empty] | 1119.2831 | 0.0098609 | 1747.0633 | 0 | 1745.2693 | 0
[77 empty] | 1119.2983 | 0.0098525 | 1747.2129 | 0 | 1745.4185 | 0
[77 empty] | 1119.3137 | 0.0098436 | 1747.3624 | 0 | 1745.5677 | 0
[77 empty] | 1119.3291 | 0.0098342 | 1747.512 | 0 | 1745.717 | 0
[77 empty] | 1119.3445 | 0.0098245 | 1747.6616 | 0 | 1745.8663 | 0
[77 empty] | 1119.3597 | 0.0098143 | 1747.8113 | 0 | 1746.0156 | 0
[77 empty] | 1119.3751 | 0.0098037 | 1747.9609 | 0 | 1746.165 | 0
[77 empty] | 1119.3905 | 0.0097928 | 1748.1106 | 0 | 1746.3145 | 0
[77 empty] | 1119.4058 | 0.0097815 | 1748.2604 | 0 | 1746.4639 | 0
[77 empty] | 1119.4211 | 0.0097698 | 1748.41 | 0 | 1746.6133 | 0
[77 empty] | 1119.4365 | 0.0097578 | 1748.5598 | 0 | 1746.7627 | 0
[77 empty] | 1119.4519 | 0.0097455 | 1748.7096 | 0 | 1746.9122 | 0
[77 empty] | 1119.4672 | 0.0097329 | 1748.8595 | 0 | 1747.0618 | 0
[77 empty] | 1119.4825 | 0.00972 | 1749.0093 | 0 | 1747.2113 | 0
[77 empty] | 1119.4979 | 0.0097068 | 1749.1592 | 0 | 1747.3608 | 0
[77 empty] | 1119.5133 | 0.0096933 | 1749.3091 | 0 | 1747.5104 | 0
[77 empty] | 1119.5286 | 0.0096796 | 1749.459 | 0 | 1747.66 | 0
[77 empty] | 1119.5439 | 0.0096656 | 1749.6089 | 0 | 1747.8097 | 0
[77 empty] | 1119.5593 | 0.0096514 | 1749.7589 | 0 | 1747.9594 | 0
[77 empty] | 1119.5747 | 0.009637 | 1749.9089 | 0 | 1748.109 | 0
[77 empty] | 1119.59 | 0.0096224 | 1750.059 | 0 | 1748.2588 | 0
[77 empty] | 1119.6053 | 0.0096076 | 1750.209 | 0 | 1748.4084 | 0
[77 empty] | 1119.6207 | 0.0095926 | 1750.3591 | 0 | 1748.5582 | 0
[77 empty] | 1119.6361 | 0.0095775 | 1750.5092 | 0 | 1748.708 | 0
[77 empty] | 1119.6514 | 0.0095622 | 1750.6593 | 0 | 1748.8579 | 0
[77 empty] | 1119.6667 | 0.0095468 | 1750.8094 | 0 | 1749.0077 | 0
[77 empty] | 1119.6821 | 0.0095312 | 1750.9596 | 0 | 1749.1576 | 0
[77 empty] | 1119.6975 | 0.0095155 | 1751.1099 | 0 | 1749.3075 | 0
[77 empty] | 1119.7129 | 0.0094997 | 1751.2601 | 0 | 1749.4574 | 0
[77 empty] | 1119.7281 | 0.0094838 | 1751.4104 | 0 | 1749.6074 | 0
[77 empty] | 1119.7435 | 0.0094678 | 1751.5607 | 0 | 1749.7573 | 0
[77 empty] | 1119.7589 | 0.0094518 | 1751.7109 | 0 | 1749.9073 | 0
[77 empty] | 1119.7743 | 0.0094356 | 1751.8613 | 0 | 1750.0574 | 0
[77 empty] | 1119.7897 | 0.0094194 | 1752.0116 | 0 | 1750.2074 | 0
[77 empty] | 1119.8049 | 0.0094032 | 1752.162 | 0 | 1750.3575 | 0
[77 empty] | 1119.8203 | 0.0093869 | 1752.3124 | 0 | 1750.5076 | 0
[77 empty] | 1119.8357 | 0.0093705 | 1752.4629 | 0 | 1750.6577 | 0
[77 empty] | 1119.8511 | 0.0093541 | 1752.6133 | 0 | 1750.8079 | 0
[77 empty] | 1119.8665 | 0.0093377 | 1752.7638 | 0 | 1750.958 | 0
[77 empty] | 1119.8817 | 0.0093213 | 1752.9143 | 0 | 1751.1083 | 0
[77 empty] | 1119.8971 | 0.0093048 | 1753.0649 | 0 | 1751.2585 | 0
[77 empty] | 1119.9125 | 0.0092884 | 1753.2154 | 0 | 1751.4088 | 0
[77 empty] | 1119.9279 | 0.0092719 | 1753.3661 | 0 | 1751.5591 | 0
[77 empty] | 1119.9432 | 0.0092554 | 1753.5167 | 0 | 1751.7094 | 0
[77 empty] | 1119.9586 | 0.009239 | 1753.6674 | 0 | 1751.8597 | 0
[77 empty] | 1119.9739 | 0.0092226 | 1753.818 | 0 | 1752.01 | 0
[77 empty] | 1119.9893 | 0.0092062 | 1753.9686 | 0 | 1752.1604 | 0
[77 empty] | 1120.0046 | 0.0091898 | 1754.1194 | 0 | 1752.3109 | 0
[77 empty] | 1120.02 | 0.0091734 | 1754.2701 | 0 | 1752.4613 | 0
[77 empty] | 1120.0354 | 0.0091571 | 1754.4209 | 0 | 1752.6118 | 0
[77 empty] | 1120.0508 | 0.0091408 | 1754.5718 | 0 | 1752.7622 | 0
[77 empty] | 1120.0662 | 0.0091246 | 1754.7225 | 0 | 1752.9127 | 0
[77 empty] | 1120.0814 | 0.0091084 | 1754.8734 | 0 | 1753.0633 | 0
[77 empty] | 1120.0968 | 0.0090923 | 1755.0243 | 0 | 1753.2139 | 0
[77 empty] | 1120.1122 | 0.0090762 | 1755.1752 | 0 | 1753.3645 | 0
[77 empty] | 1120.1276 | 0.0090602 | 1755.3262 | 0 | 1753.5151 | 0
[77 empty] | 1120.1429 | 0.0090442 | 1755.477 | 0 | 1753.6658 | 0
[77 empty] | 1120.1583 | 0.0090284 | 1755.6281 | 0 | 1753.8164 | 0
[77 empty] | 1120.1737 | 0.0090126 | 1755.7791 | 0 | 1753.9672 | 0
[77 empty] | 1120.1891 | 0.0089969 | 1755.93 | 0 | 1754.1178 | 0
[77 empty] | 1120.2045 | 0.0089812 | 1756.0812 | 0 | 1754.2686 | 0
[77 empty] | 1120.2197 | 0.0089657 | 1756.2323 | 0 | 1754.4193 | 0
[77 empty] | 1120.2351 | 0.0089502 | 1756.3834 | 0 | 1754.5702 | 0
[77 empty] | 1120.2505 | 0.0089349 | 1756.5346 | 0 | 1754.7209 | 0
[77 empty] | 1120.2659 | 0.0089196 | 1756.6857 | 0 | 1754.8718 | 0
[77 empty] | 1120.2812 | 0.0089045 | 1756.8369 | 0 | 1755.0227 | 0
[77 empty] | 1120.2966 | 0.0088894 | 1756.988 | 0 | 1755.1736 | 0
[77 empty] | 1120.312 | 0.0088745 | 1757.1393 | 0 | 1755.3246 | 0
[77 empty] | 1120.3274 | 0.0088597 | 1757.2906 | 0 | 1755.4755 | 0
[77 empty] | 1120.3428 | 0.008845 | 1757.4419 | 0 | 1755.6265 | 0
[77 empty] | 1120.3582 | 0.0088304 | 1757.5933 | 0 | 1755.7775 | 0
[77 empty] | 1120.3735 | 0.008816 | 1757.7445 | 0 | 1755.9286 | 0
[77 empty] | 1120.3889 | 0.0088016 | 1757.8959 | 0 | 1756.0796 | 0
[77 empty] | 1120.4043 | 0.0087874 | 1758.0474 | 0 | 1756.2307 | 0
[77 empty] | 1120.4197 | 0.0087734 | 1758.1987 | 0 | 1756.3818 | 0
[77 empty] | 1120.4349 | 0.0087595 | 1758.3502 | 0 | 1756.533 | 0
[77 empty] | 1120.4503 | 0.0087457 | 1758.5017 | 0 | 1756.6841 | 0
[77 empty] | 1120.4657 | 0.0087321 | 1758.6532 | 0 | 1756.8353 | 0
[77 empty] | 1120.4811 | 0.0087187 | 1758.8047 | 0 | 1756.9865 | 0
[77 empty] | 1120.4965 | 0.0087054 | 1758.9563 | 0 | 1757.1377 | 0
[77 empty] | 1120.5118 | 0.0086922 | 1759.1079 | 0 | 1757.2891 | 0
[77 empty] | 1120.5272 | 0.0086792 | 1759.2595 | 0 | 1757.4403 | 0
[77 empty] | 1120.5426 | 0.0086664 | 1759.4111 | 0 | 1757.5917 | 0
[77 empty] | 1120.558 | 0.0086538 | 1759.5627 | 0 | 1757.7429 | 0
[77 empty] | 1120.5734 | 0.0086413 | 1759.7145 | 0 | 1757.8943 | 0
[77 empty] | 1120.5887 | 0.0086291 | 1759.8662 | 0 | 1758.0458 | 0
[77 empty] | 1120.6041 | 0.008617 | 1760.0179 | 0 | 1758.1971 | 0
[77 empty] | 1120.6195 | 0.0086051 | 1760.1697 | 0 | 1758.3486 | 0
[77 empty] | 1120.6349 | 0.0085934 | 1760.3214 | 0 | 1758.5001 | 0
[77 empty] | 1120.6503 | 0.0085819 | 1760.4733 | 0 | 1758.6516 | 0
[77 empty] | 1120.6656 | 0.0085706 | 1760.6251 | 0 | 1758.8031 | 0
[77 empty] | 1120.681 | 0.0085595 | 1760.777 | 0 | 1758.9547 | 0
[77 empty] | 1120.6964 | 0.0085487 | 1760.9288 | 0 | 1759.1063 | 0
[77 empty] | 1120.7118 | 0.0085381 | 1761.0808 | 0 | 1759.2579 | 0
[77 empty] | 1120.7272 | 0.0085277 | 1761.2328 | 0 | 1759.4096 | 0
[77 empty] | 1120.7426 | 0.0085175 | 1761.3848 | 0 | 1759.5612 | 0
[77 empty] | 1120.7579 | 0.0085076 | 1761.5367 | 0 | 1759.7129 | 0
[77 empty] | 1120.7733 | 0.0084979 | 1761.6887 | 0 | 1759.8646 | 0
[77 empty] | 1120.7887 | 0.0084885 | 1761.8408 | 0 | 1760.0164 | 0
[77 empty] | 1120.8041 | 0.0084793 | 1761.9929 | 0 | 1760.1681 | 0
[77 empty] | 1120.8195 | 0.0084704 | 1762.145 | 0 | 1760.3198 | 0
[77 empty] | 1120.8348 | 0.0084618 | 1762.2971 | 0 | 1760.4717 | 0
[77 empty] | 1120.8502 | 0.0084535 | 1762.4492 | 0 | 1760.6235 | 0
[77 empty] | 1120.8656 | 0.0084455 | 1762.6014 | 0 | 1760.7754 | 0
[77 empty] | 1120.8811 | 0.0084378 | 1762.7537 | 0 | 1760.9272 | 0
[77 empty] | 1120.8965 | 0.0084303 | 1762.9059 | 0 | 1761.0792 | 0
[77 empty] | 1120.9119 | 0.0084233 | 1763.0582 | 0 | 1761.2312 | 0
[77 empty] | 1120.9272 | 0.0084165 | 1763.2105 | 0 | 1761.3832 | 0
[77 empty] | 1120.9426 | 0.0084101 | 1763.3628 | 0 | 1761.5352 | 0
[77 empty] | 1120.958 | 0.008404 | 1763.5151 | 0 | 1761.6871 | 0
[77 empty] | 1120.9734 | 0.0083983 | 1763.6675 | 0 | 1761.8392 | 0
[77 empty] | 1120.9888 | 0.0083929 | 1763.82 | 0 | 1761.9913 | 0
[77 empty] | 1121.0041 | 0.0083879 | 1763.9723 | 0 | 1762.1434 | 0
[77 empty] | 1121.0195 | 0.0083833 | 1764.1248 | 0 | 1762.2955 | 0
[77 empty] | 1121.0349 | 0.0083791 | 1764.2772 | 0 | 1762.4476 | 0
[77 empty] | 1121.0503 | 0.0083753 | 1764.4297 | 0 | 1762.5999 | 0
[77 empty] | 1121.0657 | 0.008372 | 1764.5823 | 0 | 1762.7521 | 0
[77 empty] | 1121.0811 | 0.008369 | 1764.7349 | 0 | 1762.9043 | 0
[77 empty] | 1121.0966 | 0.0083665 | 1764.8873 | 0 | 1763.0566 | 0
[77 empty] | 1121.1119 | 0.0083644 | 1765.04 | 0 | 1763.2089 | 0
[77 empty] | 1121.1273 | 0.0083627 | 1765.1926 | 0 | 1763.3612 | 0
[77 empty] | 1121.1427 | 0.0083616 | 1765.3453 | 0 | 1763.5135 | 0
[77 empty] | 1121.1581 | 0.0083609 | 1765.4979 | 0 | 1763.6659 | 0
[77 empty] | 1121.1735 | 0.0083606 | 1765.6506 | 0 | 1763.8182 | 0
[77 empty] | 1121.1888 | 0.0083609 | 1765.8035 | 0 | 1763.9707 | 0
[77 empty] | 1121.2042 | 0.0083617 | 1765.9562 | 0 | 1764.1232 | 0
[77 empty] | 1121.2197 | 0.0083629 | 1766.109 | 0 | 1764.2756 | 0
[77 empty] | 1121.2351 | 0.0083647 | 1766.2618 | 0 | 1764.4281 | 0
[77 empty] | 1121.2505 | 0.008367 | 1766.4147 | 0 | 1764.5807 | 0
[77 empty] | 1121.2659 | 0.0083698 | 1766.5675 | 0 | 1764.7333 | 0
[77 empty] | 1121.2812 | 0.0083732 | 1766.7205 | 0 | 1764.8857 | 0
[77 empty] | 1121.2966 | 0.0083771 | 1766.8733 | 0 | 1765.0385 | 0
[77 empty] | 1121.312 | 0.0083815 | 1767.0262 | 0 | 1765.191 | 0
[77 empty] | 1121.3274 | 0.0083865 | 1767.1792 | 0 | 1765.3438 | 0
[77 empty] | 1121.3429 | 0.008392 | 1767.3323 | 0 | 1765.4963 | 0
[77 empty] | 1121.3583 | 0.008398 | 1767.4852 | 0 | 1765.649 | 0
[77 empty] | 1121.3737 | 0.0084047 | 1767.6383 | 0 | 1765.8019 | 0
[77 empty] | 1121.389 | 0.0084119 | 1767.7914 | 0 | 1765.9546 | 0
[77 empty] | 1121.4044 | 0.0084196 | 1767.9446 | 0 | 1766.1074 | 0
[77 empty] | 1121.4198 | 0.0084279 | 1768.0977 | 0 | 1766.2603 | 0
[77 empty] | 1121.4353 | 0.0084368 | 1768.2508 | 0 | 1766.4131 | 0
[77 empty] | 1121.4507 | 0.0084462 | 1768.4041 | 0 | 1766.5659 | 0
[77 empty] | 1121.4661 | 0.0084562 | 1768.5573 | 0 | 1766.7189 | 0
[77 empty] | 1121.4814 | 0.0084667 | 1768.7105 | 0 | 1766.8717 | 0
[77 empty] | 1121.4968 | 0.0084778 | 1768.8638 | 0 | 1767.0247 | 0
[77 empty] | 1121.5123 | 0.0084895 | 1769.0171 | 0 | 1767.1776 | 0
[77 empty] | 1121.5277 | 0.0085016 | 1769.1704 | 0 | 1767.3307 | 0
[77 empty] | 1121.5431 | 0.0085144 | 1769.3237 | 0 | 1767.4836 | 0
[77 empty] | 1121.5585 | 0.0085276 | 1769.477 | 0 | 1767.6367 | 0
[77 empty] | 1121.5739 | 0.0085414 | 1769.6305 | 0 | 1767.7898 | 0
[77 empty] | 1121.5894 | 0.0085556 | 1769.7839 | 0 | 1767.943 | 0
[77 empty] | 1121.6047 | 0.0085704 | 1769.9374 | 0 | 1768.0961 | 0
[77 empty] | 1121.6201 | 0.0085857 | 1770.0908 | 0 | 1768.2493 | 0
[77 empty] | 1121.6355 | 0.0086015 | 1770.2444 | 0 | 1768.4025 | 0
[77 empty] | 1121.6509 | 0.0086177 | 1770.3978 | 0 | 1768.5557 | 0
[77 empty] | 1121.6664 | 0.0086344 | 1770.5514 | 0 | 1768.7089 | 0
[77 empty] | 1121.6818 | 0.0086516 | 1770.7051 | 0 | 1768.8622 | 0
[77 empty] | 1121.6971 | 0.0086691 | 1770.8586 | 0 | 1769.0154 | 0
[77 empty] | 1121.7125 | 0.0086872 | 1771.0123 | 0 | 1769.1687 | 0
[77 empty] | 1121.728 | 0.0087056 | 1771.1659 | 0 | 1769.3221 | 0
[77 empty] | 1121.7434 | 0.0087244 | 1771.3196 | 0 | 1769.4755 | 0
[77 empty] | 1121.7588 | 0.0087436 | 1771.4734 | 0 | 1769.6289 | 0
[77 empty] | 1121.7742 | 0.0087631 | 1771.6271 | 0 | 1769.7823 | 0
[77 empty] | 1121.7897 | 0.008783 | 1771.7809 | 0 | 1769.9358 | 0
[77 empty] | 1121.8051 | 0.0088032 | 1771.9347 | 0 | 1770.0892 | 0
[77 empty] | 1121.8204 | 0.0088238 | 1772.0885 | 0 | 1770.2428 | 0
[77 empty] | 1121.8358 | 0.0088446 | 1772.2423 | 0 | 1770.3962 | 0
[77 empty] | 1121.8513 | 0.0088657 | 1772.3962 | 0 | 1770.5498 | 0
[77 empty] | 1121.8667 | 0.008887 | 1772.5502 | 0 | 1770.7035 | 0
[77 empty] | 1121.8821 | 0.0089086 | 1772.7041 | 0 | 1770.8571 | 0
[77 empty] | 1121.8976 | 0.0089304 | 1772.858 | 0 | 1771.0107 | 0
[77 empty] | 1121.913 | 0.0089523 | 1773.0121 | 0 | 1771.1643 | 0
[77 empty] | 1121.9283 | 0.0089745 | 1773.166 | 0 | 1771.318 | 0
[77 empty] | 1121.9437 | 0.0089968 | 1773.3201 | 0 | 1771.4718 | 0
[77 empty] | 1121.9592 | 0.0090192 | 1773.4741 | 0 | 1771.6255 | 0
[77 empty] | 1121.9746 | 0.0090418 | 1773.6283 | 0 | 1771.7793 | 0
[77 empty] | 1121.99 | 0.0090644 | 1773.7823 | 0 | 1771.9331 | 0
[77 empty] | 1122.0055 | 0.0090871 | 1773.9365 | 0 | 1772.0869 | 0
[77 empty] | 1122.0209 | 0.0091099 | 1774.0907 | 0 | 1772.2407 | 0
[77 empty] | 1122.0363 | 0.0091327 | 1774.2449 | 0 | 1772.3946 | 0
[77 empty] | 1122.0518 | 0.0091555 | 1774.3992 | 0 | 1772.5486 | 0
[77 empty] | 1122.0671 | 0.0091783 | 1774.5533 | 0 | 1772.7025 | 0
[77 empty] | 1122.0825 | 0.009201 | 1774.7076 | 0 | 1772.8564 | 0
[77 empty] | 1122.0979 | 0.0092237 | 1774.8619 | 0 | 1773.0104 | 0
[77 empty] | 1122.1134 | 0.0092463 | 1775.0164 | 0 | 1773.1644 | 0
[77 empty] | 1122.1288 | 0.0092688 | 1775.1707 | 0 | 1773.3185 | 0
[77 empty] | 1122.1442 | 0.0092912 | 1775.3251 | 0 | 1773.4725 | 0
[77 empty] | 1122.1597 | 0.0093135 | 1775.4795 | 0 | 1773.6267 | 0
[77 empty] | 1122.175 | 0.0093355 | 1775.6339 | 0 | 1773.7808 | 0
[77 empty] | 1122.1904 | 0.0093574 | 1775.7883 | 0 | 1773.9349 | 0
[77 empty] | 1122.2059 | 0.0093791 | 1775.9429 | 0 | 1774.0891 | 0
[77 empty] | 1122.2213 | 0.0094006 | 1776.0974 | 0 | 1774.2433 | 0
[77 empty] | 1122.2368 | 0.0094219 | 1776.252 | 0 | 1774.3976 | 0
[77 empty] | 1122.2522 | 0.0094429 | 1776.4065 | 0 | 1774.5518 | 0
[77 empty] | 1122.2676 | 0.0094636 | 1776.5612 | 0 | 1774.7061 | 0
[77 empty] | 1122.2831 | 0.009484 | 1776.7158 | 0 | 1774.8603 | 0
[77 empty] | 1122.2985 | 0.009504 | 1776.8705 | 0 | 1775.0147 | 0
[77 empty] | 1122.3138 | 0.0095238 | 1777.0251 | 0 | 1775.1691 | 0
[77 empty] | 1122.3293 | 0.0095432 | 1777.1798 | 0 | 1775.3235 | 0
[77 empty] | 1122.3447 | 0.0095622 | 1777.3346 | 0 | 1775.4779 | 0
[77 empty] | 1122.3602 | 0.0095808 | 1777.4894 | 0 | 1775.6323 | 0
[77 empty] | 1122.3756 | 0.009599 | 1777.6442 | 0 | 1775.7867 | 0
[77 empty] | 1122.391 | 0.0096168 | 1777.799 | 0 | 1775.9413 | 0
[77 empty] | 1122.4065 | 0.0096342 | 1777.9537 | 0 | 1776.0958 | 0
[77 empty] | 1122.4219 | 0.0096511 | 1778.1086 | 0 | 1776.2504 | 0
[77 empty] | 1122.4373 | 0.0096675 | 1778.2635 | 0 | 1776.4049 | 0
[77 empty] | 1122.4528 | 0.0096834 | 1778.4185 | 0 | 1776.5596 | 0
[77 empty] | 1122.4681 | 0.0096988 | 1778.5735 | 0 | 1776.7142 | 0
[77 empty] | 1122.4836 | 0.0097137 | 1778.7284 | 0 | 1776.8688 | 0
[77 empty] | 1122.499 | 0.0097281 | 1778.8834 | 0 | 1777.0236 | 0
[77 empty] | 1122.5145 | 0.0097419 | 1779.0385 | 0 | 1777.1782 | 0
[77 empty] | 1122.5299 | 0.0097551 | 1779.1936 | 0 | 1777.333 | 0
[77 empty] | 1122.5453 | 0.0097678 | 1779.3486 | 0 | 1777.4878 | 0
[77 empty] | 1122.5608 | 0.0097799 | 1779.5038 | 0 | 1777.6426 | 0
[77 empty] | 1122.5762 | 0.0097914 | 1779.6589 | 0 | 1777.7974 | 0
[77 empty] | 1122.5917 | 0.0098023 | 1779.8141 | 0 | 1777.9522 | 0
[77 empty] | 1122.6071 | 0.0098125 | 1779.9692 | 0 | 1778.1071 | 0
[77 empty] | 1122.6226 | 0.0098221 | 1780.1245 | 0 | 1778.262 | 0
[77 empty] | 1122.6379 | 0.0098311 | 1780.2798 | 0 | 1778.4169 | 0
[77 empty] | 1122.6533 | 0.0098394 | 1780.4351 | 0 | 1778.5719 | 0
[77 empty] | 1122.6688 | 0.0098471 | 1780.5903 | 0 | 1778.7268 | 0
[77 empty] | 1122.6842 | 0.009854 | 1780.7456 | 0 | 1778.8818 | 0
[77 empty] | 1122.6997 | 0.0098604 | 1780.901 | 0 | 1779.0369 | 0
[77 empty] | 1122.7151 | 0.009866 | 1781.0564 | 0 | 1779.1919 | 0
[77 empty] | 1122.7306 | 0.0098709 | 1781.2118 | 0 | 1779.3471 | 0
[77 empty] | 1122.746 | 0.0098751 | 1781.3673 | 0 | 1779.5022 | 0
[77 empty] | 1122.7615 | 0.0098787 | 1781.5227 | 0 | 1779.6573 | 0
[77 empty] | 1122.7769 | 0.0098815 | 1781.6782 | 0 | 1779.8125 | 0
[77 empty] | 1122.7924 | 0.0098836 | 1781.8337 | 0 | 1779.9677 | 0
[77 empty] | 1122.8077 | 0.0098851 | 1781.9893 | 0 | 1780.1229 | 0
[77 empty] | 1122.8232 | 0.0098858 | 1782.1449 | 0 | 1780.2782 | 0
[77 empty] | 1122.8386 | 0.0098858 | 1782.3005 | 0 | 1780.4335 | 0
[77 empty] | 1122.8541 | 0.0098851 | 1782.4562 | 0 | 1780.5887 | 0
[77 empty] | 1122.8695 | 0.0098836 | 1782.6118 | 0 | 1780.744 | 0
[77 empty] | 1122.885 | 0.0098815 | 1782.7675 | 0 | 1780.8994 | 0
[77 empty] | 1122.9004 | 0.0098787 | 1782.9232 | 0 | 1781.0548 | 0
[77 empty] | 1122.9159 | 0.0098752 | 1783.079 | 0 | 1781.2102 | 0
[77 empty] | 1122.9313 | 0.009871 | 1783.2347 | 0 | 1781.3657 | 0
[77 empty] | 1122.9468 | 0.0098661 | 1783.3905 | 0 | 1781.5211 | 0
[77 empty] | 1122.9622 | 0.0098605 | 1783.5463 | 0 | 1781.6766 | 0
[77 empty] | 1122.9777 | 0.0098543 | 1783.7022 | 0 | 1781.8321 | 0
[77 empty] | 1122.993 | 0.0098474 | 1783.858 | 0 | 1781.9877 | 0
[77 empty] | 1123.0085 | 0.0098398 | 1784.0139 | 0 | 1782.1433 | 0
[77 empty] | 1123.0239 | 0.0098316 | 1784.1699 | 0 | 1782.2988 | 0
[77 empty] | 1123.0394 | 0.0098228 | 1784.3258 | 0 | 1782.4545 | 0
[77 empty] | 1123.0548 | 0.0098134 | 1784.4818 | 0 | 1782.6102 | 0
[77 empty] | 1123.0703 | 0.0098034 | 1784.6378 | 0 | 1782.7659 | 0
[77 empty] | 1123.0857 | 0.0097929 | 1784.7938 | 0 | 1782.9216 | 0
[77 empty] | 1123.1012 | 0.0097817 | 1784.9499 | 0 | 1783.0773 | 0
[77 empty] | 1123.1167 | 0.0097701 | 1785.1061 | 0 | 1783.233 | 0
[77 empty] | 1123.1321 | 0.0097579 | 1785.2622 | 0 | 1783.3889 | 0
[77 empty] | 1123.1476 | 0.0097452 | 1785.4183 | 0 | 1783.5447 | 0
[77 empty] | 1123.163 | 0.009732 | 1785.5745 | 0 | 1783.7006 | 0
[77 empty] | 1123.1785 | 0.0097184 | 1785.7307 | 0 | 1783.8564 | 0
[77 empty] | 1123.1938 | 0.0097044 | 1785.887 | 0 | 1784.0123 | 0
[77 empty] | 1123.2094 | 0.0096899 | 1786.0432 | 0 | 1784.1682 | 0
[77 empty] | 1123.2249 | 0.0096751 | 1786.1995 | 0 | 1784.3242 | 0
[77 empty] | 1123.2402 | 0.0096599 | 1786.3558 | 0 | 1784.4802 | 0
[77 empty] | 1123.2557 | 0.0096444 | 1786.5121 | 0 | 1784.6362 | 0
[77 empty] | 1123.2711 | 0.0096286 | 1786.6685 | 0 | 1784.7922 | 0
[77 empty] | 1123.2866 | 0.0096125 | 1786.8248 | 0 | 1784.9484 | 0
[77 empty] | 1123.302 | 0.0095962 | 1786.9813 | 0 | 1785.1044 | 0
[77 empty] | 1123.3175 | 0.0095797 | 1787.1378 | 0 | 1785.2605 | 0
[77 empty] | 1123.333 | 0.009563 | 1787.2942 | 0 | 1785.4168 | 0
[77 empty] | 1123.3484 | 0.0095461 | 1787.4508 | 0 | 1785.5729 | 0
[77 empty] | 1123.3639 | 0.0095292 | 1787.6073 | 0 | 1785.7291 | 0
[77 empty] | 1123.3794 | 0.0095122 | 1787.7638 | 0 | 1785.8854 | 0
[77 empty] | 1123.3948 | 0.0094951 | 1787.9204 | 0 | 1786.0416 | 0
[77 empty] | 1123.4103 | 0.009478 | 1788.077 | 0 | 1786.1979 | 0
[77 empty] | 1123.4257 | 0.0094609 | 1788.2336 | 0 | 1786.3541 | 0
[77 empty] | 1123.4412 | 0.0094439 | 1788.3904 | 0 | 1786.5105 | 0
[77 empty] | 1123.4567 | 0.009427 | 1788.547 | 0 | 1786.6669 | 0
[77 empty] | 1123.472 | 0.0094102 | 1788.7037 | 0 | 1786.8232 | 0
[77 empty] | 1123.4875 | 0.0093936 | 1788.8605 | 0 | 1786.9797 | 0
[77 empty] | 1123.5031 | 0.0093771 | 1789.0173 | 0 | 1787.1361 | 0
[77 empty] | 1123.5184 | 0.0093609 | 1789.1741 | 0 | 1787.2926 | 0
[77 empty] | 1123.5339 | 0.009345 | 1789.3309 | 0 | 1787.4491 | 0
[77 empty] | 1123.5493 | 0.0093293 | 1789.4878 | 0 | 1787.6057 | 0
[77 empty] | 1123.5648 | 0.009314 | 1789.6446 | 0 | 1787.7622 | 0
[77 empty] | 1123.5803 | 0.009299 | 1789.8016 | 0 | 1787.9188 | 0
[77 empty] | 1123.5957 | 0.0092844 | 1789.9586 | 0 | 1788.0754 | 0
[77 empty] | 1123.6112 | 0.0092703 | 1790.1156 | 0 | 1788.2321 | 0
[77 empty] | 1123.6267 | 0.0092565 | 1790.2726 | 0 | 1788.3888 | 0
[77 empty] | 1123.6421 | 0.0092433 | 1790.4296 | 0 | 1788.5454 | 0
[77 empty] | 1123.6576 | 0.0092306 | 1790.5867 | 0 | 1788.7022 | 0
[77 empty] | 1123.6731 | 0.0092184 | 1790.7436 | 0 | 1788.8589 | 0
[77 empty] | 1123.6885 | 0.0092068 | 1790.9009 | 0 | 1789.0158 | 0
[77 empty] | 1123.704 | 0.0091958 | 1791.058 | 0 | 1789.1725 | 0
[77 empty] | 1123.7195 | 0.0091853 | 1791.2151 | 0 | 1789.3293 | 0
[77 empty] | 1123.735 | 0.0091756 | 1791.3723 | 0 | 1789.4862 | 0
[77 empty] | 1123.7504 | 0.0091665 | 1791.5295 | 0 | 1789.6431 | 0
[77 empty] | 1123.7659 | 0.009158 | 1791.6868 | 0 | 1789.8001 | 0
[77 empty] | 1123.7814 | 0.0091503 | 1791.8441 | 0 | 1789.9569 | 0
[77 empty] | 1123.7968 | 0.0091433 | 1792.0013 | 0 | 1790.1139 | 0
[77 empty] | 1123.8123 | 0.009137 | 1792.1587 | 0 | 1790.2709 | 0
[77 empty] | 1123.8278 | 0.0091315 | 1792.316 | 0 | 1790.428 | 0
[77 empty] | 1123.8433 | 0.0091267 | 1792.4734 | 0 | 1790.585 | 0
[77 empty] | 1123.8586 | 0.0091227 | 1792.6309 | 0 | 1790.7421 | 0
[77 empty] | 1123.8741 | 0.0091195 | 1792.7883 | 0 | 1790.8992 | 0
[77 empty] | 1123.8896 | 0.0091171 | 1792.9458 | 0 | 1791.0564 | 0
[77 empty] | 1123.905 | 0.0091155 | 1793.1033 | 0 | 1791.2135 | 0
[77 empty] | 1123.9205 | 0.0091147 | 1793.2607 | 0 | 1791.3707 | 0
[77 empty] | 1123.936 | 0.0091147 | 1793.4183 | 0 | 1791.5279 | 0
[77 empty] | 1123.9515 | 0.0091156 | 1793.5759 | 0 | 1791.6852 | 0
[77 empty] | 1123.9669 | 0.0091172 | 1793.7335 | 0 | 1791.8424 | 0
[77 empty] | 1123.9824 | 0.0091197 | 1793.8911 | 0 | 1791.9998 | 0
[77 empty] | 1123.9979 | 0.009123 | 1794.0488 | 0 | 1792.1571 | 0
[77 empty] | 1124.0134 | 0.0091271 | 1794.2065 | 0 | 1792.3145 | 0
[77 empty] | 1124.0288 | 0.009132 | 1794.3643 | 0 | 1792.4718 | 0
[77 empty] | 1124.0443 | 0.0091376 | 1794.522 | 0 | 1792.6293 | 0
[77 empty] | 1124.0598 | 0.0091441 | 1794.6798 | 0 | 1792.7866 | 0
[77 empty] | 1124.0753 | 0.0091514 | 1794.8375 | 0 | 1792.9441 | 0
[77 empty] | 1124.0907 | 0.0091594 | 1794.9954 | 0 | 1793.1017 | 0
[77 empty] | 1124.1062 | 0.0091682 | 1795.1532 | 0 | 1793.2592 | 0
[77 empty] | 1124.1217 | 0.0091777 | 1795.3112 | 0 | 1793.4168 | 0
[77 empty] | 1124.1372 | 0.009188 | 1795.469 | 0 | 1793.5743 | 0
[77 empty] | 1124.1527 | 0.0091989 | 1795.627 | 0 | 1793.7319 | 0
[77 empty] | 1124.1681 | 0.0092106 | 1795.7849 | 0 | 1793.8895 | 0
[77 empty] | 1124.1836 | 0.0092229 | 1795.943 | 0 | 1794.0472 | 0
[77 empty] | 1124.1991 | 0.0092359 | 1796.101 | 0 | 1794.205 | 0
[77 empty] | 1124.2146 | 0.0092495 | 1796.259 | 0 | 1794.3627 | 0
[77 empty] | 1124.2301 | 0.0092637 | 1796.4171 | 0 | 1794.5204 | 0
[77 empty] | 1124.2455 | 0.0092785 | 1796.5752 | 0 | 1794.6781 | 0
[77 empty] | 1124.261 | 0.0092939 | 1796.7334 | 0 | 1794.8359 | 0
[77 empty] | 1124.2765 | 0.0093098 | 1796.8915 | 0 | 1794.9938 | 0
[77 empty] | 1124.292 | 0.0093263 | 1797.0497 | 0 | 1795.1516 | 0
[77 empty] | 1124.3075 | 0.0093432 | 1797.2079 | 0 | 1795.3096 | 0
[77 empty] | 1124.3229 | 0.0093606 | 1797.3662 | 0 | 1795.4674 | 0
[77 empty] | 1124.3384 | 0.0093784 | 1797.5244 | 0 | 1795.6254 | 0
[77 empty] | 1124.3539 | 0.0093967 | 1797.6827 | 0 | 1795.7833 | 0
[77 empty] | 1124.3694 | 0.0094153 | 1797.8411 | 0 | 1795.9413 | 0
[77 empty] | 1124.3849 | 0.0094343 | 1797.9994 | 0 | 1796.0994 | 0
[77 empty] | 1124.4004 | 0.0094536 | 1798.1578 | 0 | 1796.2575 | 0
[77 empty] | 1124.4159 | 0.0094733 | 1798.3163 | 0 | 1796.4155 | 0
[77 empty] | 1124.4313 | 0.0094932 | 1798.4747 | 0 | 1796.5736 | 0
[77 empty] | 1124.4468 | 0.0095134 | 1798.6332 | 0 | 1796.7317 | 0
[77 empty] | 1124.4623 | 0.0095338 | 1798.7916 | 0 | 1796.8899 | 0
[77 empty] | 1124.4778 | 0.0095544 | 1798.9502 | 0 | 1797.0481 | 0
[77 empty] | 1124.4933 | 0.0095751 | 1799.1088 | 0 | 1797.2063 | 0
[77 empty] | 1124.5088 | 0.009596 | 1799.2673 | 0 | 1797.3645 | 0
[77 empty] | 1124.5243 | 0.0096171 | 1799.4259 | 0 | 1797.5228 | 0
[77 empty] | 1124.5397 | 0.0096382 | 1799.5846 | 0 | 1797.6811 | 0
[77 empty] | 1124.5552 | 0.0096594 | 1799.7432 | 0 | 1797.8395 | 0
[77 empty] | 1124.5707 | 0.0096806 | 1799.9019 | 0 | 1797.9978 | 0
[77 empty] | 1124.5862 | 0.0097019 | 1800.0607 | 0 | 1798.1562 | 0
[77 empty] | 1124.6017 | 0.0097232 | 1800.2194 | 0 | 1798.3146 | 0
[77 empty] | 1124.6172 | 0.0097444 | 1800.3782 | 0 | 1798.473 | 0
[77 empty] | 1124.6327 | 0.0097656 | 1800.537 | 0 | 1798.6315 | 0
[77 empty] | 1124.6482 | 0.0097867 | 1800.6958 | 0 | 1798.79 | 0
[77 empty] | 1124.6637 | 0.0098078 | 1800.8546 | 0 | 1798.9485 | 0
[77 empty] | 1124.6791 | 0.0098287 | 1801.0135 | 0 | 1799.1071 | 0
[77 empty] | 1124.6946 | 0.0098495 | 1801.1725 | 0 | 1799.2656 | 0
[77 empty] | 1124.7101 | 0.0098702 | 1801.3314 | 0 | 1799.4243 | 0
[77 empty] | 1124.7256 | 0.0098906 | 1801.4904 | 0 | 1799.5829 | 0
[77 empty] | 1124.7411 | 0.0099109 | 1801.6494 | 0 | 1799.7416 | 0
[77 empty] | 1124.7566 | 0.0099311 | 1801.8085 | 0 | 1799.9003 | 0
[77 empty] | 1124.7721 | 0.009951 | 1801.9675 | 0 | 1800.059 | 0
[77 empty] | 1124.7876 | 0.0099706 | 1802.1266 | 0 | 1800.2178 | 0
[77 empty] | 1124.8031 | 0.0099901 | 1802.2856 | 0 | 1800.3766 | 0
[77 empty] | 1124.8186 | 0.010009 | 1802.4448 | 0 | 1800.5354 | 0
[77 empty] | 1124.8341 | 0.010028 | 1802.604 | 0 | 1800.6942 | 0
[77 empty] | 1124.8496 | 0.010047 | 1802.7632 | 0 | 1800.853 | 0
[77 empty] | 1124.8651 | 0.010065 | 1802.9224 | 0 | 1801.012 | 0
[77 empty] | 1124.8806 | 0.010083 | 1803.0817 | 0 | 1801.1709 | 0
[77 empty] | 1124.8961 | 0.010101 | 1803.241 | 0 | 1801.3298 | 0
[77 empty] | 1124.9115 | 0.010118 | 1803.4003 | 0 | 1801.4888 | 0
[77 empty] | 1124.927 | 0.010136 | 1803.5596 | 0 | 1801.6477 | 0
[77 empty] | 1124.9425 | 0.010152 | 1803.719 | 0 | 1801.8068 | 0
[77 empty] | 1124.958 | 0.010169 | 1803.8784 | 0 | 1801.9658 | 0
[77 empty] | 1124.9735 | 0.010185 | 1804.0378 | 0 | 1802.1249 | 0
[77 empty] | 1124.989 | 0.010201 | 1804.1973 | 0 | 1802.2841 | 0
[77 empty] | 1125.0045 | 0.010216 | 1804.3567 | 0 | 1802.4432 | 0
[77 empty] | 1125.02 | 0.010232 | 1804.5162 | 0 | 1802.6024 | 0
[77 empty] | 1125.0355 | 0.010246 | 1804.6758 | 0 | 1802.7616 | 0
[77 empty] | 1125.051 | 0.010261 | 1804.8353 | 0 | 1802.9208 | 0
[77 empty] | 1125.0665 | 0.010275 | 1804.9949 | 0 | 1803.0801 | 0
[77 empty] | 1125.082 | 0.010289 | 1805.1545 | 0 | 1803.2394 | 0
[77 empty] | 1125.0975 | 0.010302 | 1805.3142 | 0 | 1803.3987 | 0
[77 empty] | 1125.113 | 0.010315 | 1805.4739 | 0 | 1803.558 | 0
[77 empty] | 1125.1285 | 0.010328 | 1805.6335 | 0 | 1803.7173 | 0
[77 empty] | 1125.144 | 0.010341 | 1805.7933 | 0 | 1803.8767 | 0
[77 empty] | 1125.1595 | 0.010353 | 1805.9531 | 0 | 1804.0361 | 0
[77 empty] | 1125.175 | 0.010365 | 1806.1129 | 0 | 1804.1956 | 0
[77 empty] | 1125.1906 | 0.010376 | 1806.2727 | 0 | 1804.3551 | 0
[77 empty] | 1125.2061 | 0.010388 | 1806.4325 | 0 | 1804.5147 | 0
[77 empty] | 1125.2216 | 0.010399 | 1806.5924 | 0 | 1804.6742 | 0
[77 empty] | 1125.2371 | 0.010409 | 1806.7523 | 0 | 1804.8337 | 0
[77 empty] | 1125.2526 | 0.01042 | 1806.9122 | 0 | 1804.9933 | 0
[77 empty] | 1125.2681 | 0.01043 | 1807.0721 | 0 | 1805.1529 | 0
[77 empty] | 1125.2837 | 0.01044 | 1807.2322 | 0 | 1805.3126 | 0
[77 empty] | 1125.2992 | 0.010449 | 1807.3922 | 0 | 1805.4723 | 0
[77 empty] | 1125.3147 | 0.010459 | 1807.5522 | 0 | 1805.632 | 0
[77 empty] | 1125.3302 | 0.010468 | 1807.7123 | 0 | 1805.7916 | 0
[77 empty] | 1125.3457 | 0.010477 | 1807.8724 | 0 | 1805.9514 | 0
[77 empty] | 1125.3612 | 0.010485 | 1808.0326 | 0 | 1806.1112 | 0
[77 empty] | 1125.3767 | 0.010494 | 1808.1927 | 0 | 1806.271 | 0
[77 empty] | 1125.3922 | 0.010502 | 1808.3529 | 0 | 1806.4309 | 0
[77 empty] | 1125.4077 | 0.01051 | 1808.5131 | 0 | 1806.5908 | 0
[77 empty] | 1125.4232 | 0.010518 | 1808.6733 | 0 | 1806.7507 | 0
[77 empty] | 1125.4387 | 0.010526 | 1808.8336 | 0 | 1806.9106 | 0
[77 empty] | 1125.4542 | 0.010534 | 1808.9939 | 0 | 1807.0706 | 0
[77 empty] | 1125.4697 | 0.010541 | 1809.1543 | 0 | 1807.2306 | 0
[77 empty] | 1125.4852 | 0.010549 | 1809.3146 | 0 | 1807.3906 | 0
[77 empty] | 1125.5007 | 0.010556 | 1809.475 | 0 | 1807.5507 | 0
[77 empty] | 1125.5164 | 0.010563 | 1809.6354 | 0 | 1807.7107 | 0
[77 empty] | 1125.5319 | 0.01057 | 1809.7959 | 0 | 1807.8709 | 0
[77 empty] | 1125.5474 | 0.010577 | 1809.9563 | 0 | 1808.0309 | 0
[77 empty] | 1125.5629 | 0.010584 | 1810.1168 | 0 | 1808.191 | 0
[77 empty] | 1125.5784 | 0.010591 | 1810.2773 | 0 | 1808.3513 | 0
[77 empty] | 1125.5939 | 0.010597 | 1810.4379 | 0 | 1808.5115 | 0
[77 empty] | 1125.6094 | 0.010604 | 1810.5985 | 0 | 1808.6717 | 0
[77 empty] | 1125.6249 | 0.010611 | 1810.7592 | 0 | 1808.832 | 0
[77 empty] | 1125.6404 | 0.010617 | 1810.9198 | 0 | 1808.9923 | 0
[77 empty] | 1125.656 | 0.010624 | 1811.0804 | 0 | 1809.1526 | 0
[77 empty] | 1125.6715 | 0.01063 | 1811.2411 | 0 | 1809.313 | 0
[77 empty] | 1125.687 | 0.010637 | 1811.4019 | 0 | 1809.4734 | 0
[77 empty] | 1125.7025 | 0.010643 | 1811.5626 | 0 | 1809.6338 | 0
[77 empty] | 1125.718 | 0.010649 | 1811.7234 | 0 | 1809.7942 | 0
[77 empty] | 1125.7335 | 0.010656 | 1811.8842 | 0 | 1809.9547 | 0
[77 empty] | 1125.749 | 0.010662 | 1812.045 | 0 | 1810.1152 | 0
[77 empty] | 1125.7646 | 0.010668 | 1812.2059 | 0 | 1810.2758 | 0
[77 empty] | 1125.7802 | 0.010674 | 1812.3668 | 0 | 1810.4363 | 0
[77 empty] | 1125.7957 | 0.010681 | 1812.5277 | 0 | 1810.5969 | 0
[77 empty] | 1125.8112 | 0.010687 | 1812.6887 | 0 | 1810.7575 | 0
[77 empty] | 1125.8267 | 0.010693 | 1812.8497 | 0 | 1810.9181 | 0
[77 empty] | 1125.8422 | 0.010699 | 1813.0107 | 0 | 1811.0789 | 0
[77 empty] | 1125.8578 | 0.010705 | 1813.1717 | 0 | 1811.2395 | 0
[77 empty] | 1125.8733 | 0.010711 | 1813.3328 | 0 | 1811.4003 | 0
[77 empty] | 1125.8888 | 0.010716 | 1813.4939 | 0 | 1811.561 | 0
[77 empty] | 1125.9043 | 0.010722 | 1813.655 | 0 | 1811.7218 | 0
[77 empty] | 1125.9198 | 0.010728 | 1813.8162 | 0 | 1811.8826 | 0
[77 empty] | 1125.9353 | 0.010733 | 1813.9774 | 0 | 1812.0435 | 0
[77 empty] | 1125.9509 | 0.010738 | 1814.1385 | 0 | 1812.2043 | 0
[77 empty] | 1125.9664 | 0.010743 | 1814.2998 | 0 | 1812.3652 | 0
[77 empty] | 1125.9819 | 0.010748 | 1814.4611 | 0 | 1812.5261 | 0
[77 empty] | 1125.9974 | 0.010753 | 1814.6224 | 0 | 1812.6871 | 0
[77 empty] | 1126.0129 | 0.010758 | 1814.7837 | 0 | 1812.848 | 0
[77 empty] | 1126.0286 | 0.010762 | 1814.9451 | 0 | 1813.009 | 0
[77 empty] | 1126.0441 | 0.010766 | 1815.1064 | 0 | 1813.1702 | 0
[77 empty] | 1126.0596 | 0.01077 | 1815.2679 | 0 | 1813.3312 | 0
[77 empty] | 1126.0751 | 0.010773 | 1815.4293 | 0 | 1813.4923 | 0
[77 empty] | 1126.0907 | 0.010776 | 1815.5908 | 0 | 1813.6534 | 0
[77 empty] | 1126.1062 | 0.010779 | 1815.7523 | 0 | 1813.8146 | 0
[77 empty] | 1126.1217 | 0.010782 | 1815.9138 | 0 | 1813.9757 | 0
[77 empty] | 1126.1372 | 0.010784 | 1816.0754 | 0 | 1814.137 | 0
[77 empty] | 1126.1528 | 0.010785 | 1816.2369 | 0 | 1814.2982 | 0
[77 empty] | 1126.1683 | 0.010786 | 1816.3986 | 0 | 1814.4595 | 0
[77 empty] | 1126.1838 | 0.010787 | 1816.5603 | 0 | 1814.6207 | 0
[77 empty] | 1126.1993 | 0.010787 | 1816.7219 | 0 | 1814.7821 | 0
[77 empty] | 1126.215 | 0.010787 | 1816.8837 | 0 | 1814.9435 | 0
[77 empty] | 1126.2305 | 0.010786 | 1817.0454 | 0 | 1815.1049 | 0
[77 empty] | 1126.246 | 0.010785 | 1817.2071 | 0 | 1815.2662 | 0
[77 empty] | 1126.2615 | 0.010783 | 1817.3689 | 0 | 1815.4277 | 0
[77 empty] | 1126.2771 | 0.01078 | 1817.5308 | 0 | 1815.5892 | 0
[77 empty] | 1126.2926 | 0.010777 | 1817.6926 | 0 | 1815.7507 | 0
[77 empty] | 1126.3081 | 0.010773 | 1817.8545 | 0 | 1815.9122 | 0
[77 empty] | 1126.3236 | 0.010768 | 1818.0164 | 0 | 1816.0737 | 0
[77 empty] | 1126.3392 | 0.010763 | 1818.1782 | 0 | 1816.2353 | 0
[77 empty] | 1126.3547 | 0.010757 | 1818.3402 | 0 | 1816.397 | 0
[77 empty] | 1126.3702 | 0.01075 | 1818.5022 | 0 | 1816.5586 | 0
[77 empty] | 1126.3859 | 0.010743 | 1818.6643 | 0 | 1816.7203 | 0
[77 empty] | 1126.4014 | 0.010734 | 1818.8263 | 0 | 1816.882 | 0
[77 empty] | 1126.4169 | 0.010725 | 1818.9884 | 0 | 1817.0437 | 0
[77 empty] | 1126.4324 | 0.010716 | 1819.1505 | 0 | 1817.2054 | 0
[77 empty] | 1126.448 | 0.010705 | 1819.3126 | 0 | 1817.3673 | 0
[77 empty] | 1126.4635 | 0.010694 | 1819.4747 | 0 | 1817.5291 | 0
[77 empty] | 1126.479 | 0.010681 | 1819.637 | 0 | 1817.6909 | 0
[77 empty] | 1126.4946 | 0.010668 | 1819.7992 | 0 | 1817.8528 | 0
[77 empty] | 1126.5101 | 0.010654 | 1819.9614 | 0 | 1818.0147 | 0
[77 empty] | 1126.5256 | 0.01064 | 1820.1238 | 0 | 1818.1766 | 0
[77 empty] | 1126.5413 | 0.010624 | 1820.286 | 0 | 1818.3386 | 0
[77 empty] | 1126.5568 | 0.010608 | 1820.4484 | 0 | 1818.5006 | 0
[77 empty] | 1126.5723 | 0.010591 | 1820.6107 | 0 | 1818.6626 | 0
[77 empty] | 1126.5879 | 0.010573 | 1820.7731 | 0 | 1818.8247 | 0
[77 empty] | 1126.6034 | 0.010554 | 1820.9355 | 0 | 1818.9867 | 0
[77 empty] | 1126.6189 | 0.010535 | 1821.098 | 0 | 1819.1488 | 0
[77 empty] | 1126.6345 | 0.010515 | 1821.2605 | 0 | 1819.311 | 0
[77 empty] | 1126.65 | 0.010494 | 1821.423 | 0 | 1819.4731 | 0
[77 empty] | 1126.6655 | 0.010472 | 1821.5856 | 0 | 1819.6354 | 0
[77 empty] | 1126.6812 | 0.010449 | 1821.748 | 0 | 1819.7976 | 0
[77 empty] | 1126.6967 | 0.010426 | 1821.9106 | 0 | 1819.9598 | 0
[77 empty] | 1126.7122 | 0.010403 | 1822.0734 | 0 | 1820.1221 | 0
[77 empty] | 1126.7278 | 0.010378 | 1822.236 | 0 | 1820.2844 | 0
[77 empty] | 1126.7433 | 0.010353 | 1822.3987 | 0 | 1820.4468 | 0
[77 empty] | 1126.7589 | 0.010328 | 1822.5614 | 0 | 1820.6091 | 0
[77 empty] | 1126.7744 | 0.010302 | 1822.7241 | 0 | 1820.7715 | 0
[77 empty] | 1126.7899 | 0.010275 | 1822.8868 | 0 | 1820.934 | 0
[77 empty] | 1126.8055 | 0.010248 | 1823.0497 | 0 | 1821.0963 | 0
[77 empty] | 1126.821 | 0.01022 | 1823.2125 | 0 | 1821.2588 | 0
[77 empty] | 1126.8367 | 0.010192 | 1823.3754 | 0 | 1821.4214 | 0
[77 empty] | 1126.8522 | 0.010164 | 1823.5383 | 0 | 1821.5839 | 0
[77 empty] | 1126.8677 | 0.010136 | 1823.7012 | 0 | 1821.7465 | 0
[77 empty] | 1126.8833 | 0.010107 | 1823.8641 | 0 | 1821.9091 | 0
[77 empty] | 1126.8988 | 0.010078 | 1824.0271 | 0 | 1822.0717 | 0
[77 empty] | 1126.9144 | 0.010048 | 1824.1902 | 0 | 1822.2344 | 0
[77 empty] | 1126.9299 | 0.010019 | 1824.3531 | 0 | 1822.397 | 0
[77 empty] | 1126.9454 | 0.009989 | 1824.5162 | 0 | 1822.5597 | 0
[77 empty] | 1126.9611 | 0.0099593 | 1824.6793 | 0 | 1822.7225 | 0
[77 empty] | 1126.9766 | 0.0099296 | 1824.8424 | 0 | 1822.8853 | 0
[77 empty] | 1126.9922 | 0.0098999 | 1825.0056 | 0 | 1823.0481 | 0
[77 empty] | 1127.0077 | 0.0098702 | 1825.1688 | 0 | 1823.2109 | 0
[77 empty] | 1127.0233 | 0.0098406 | 1825.332 | 0 | 1823.3738 | 0
[77 empty] | 1127.0388 | 0.0098111 | 1825.4952 | 0 | 1823.5366 | 0
[77 empty] | 1127.0543 | 0.0097818 | 1825.6584 | 0 | 1823.6996 | 0
[77 empty] | 1127.0699 | 0.0097528 | 1825.8218 | 0 | 1823.8626 | 0
[77 empty] | 1127.0854 | 0.0097239 | 1825.9851 | 0 | 1824.0255 | 0
[77 empty] | 1127.1011 | 0.0096954 | 1826.1484 | 0 | 1824.1885 | 0
[77 empty] | 1127.1166 | 0.0096672 | 1826.3119 | 0 | 1824.3516 | 0
[77 empty] | 1127.1322 | 0.0096394 | 1826.4752 | 0 | 1824.5145 | 0
[77 empty] | 1127.1477 | 0.0096119 | 1826.6387 | 0 | 1824.6777 | 0
[77 empty] | 1127.1633 | 0.0095849 | 1826.8021 | 0 | 1824.8408 | 0
[77 empty] | 1127.1788 | 0.0095583 | 1826.9657 | 0 | 1825.0039 | 0
[77 empty] | 1127.1945 | 0.0095323 | 1827.1291 | 0 | 1825.1671 | 0
[77 empty] | 1127.21 | 0.0095067 | 1827.2927 | 0 | 1825.3303 | 0
[77 empty] | 1127.2255 | 0.0094817 | 1827.4563 | 0 | 1825.4935 | 0
[77 empty] | 1127.2411 | 0.0094573 | 1827.62 | 0 | 1825.6569 | 0
[77 empty] | 1127.2566 | 0.0094335 | 1827.7836 | 0 | 1825.8202 | 0
[77 empty] | 1127.2722 | 0.0094102 | 1827.9473 | 0 | 1825.9835 | 0
[77 empty] | 1127.2877 | 0.0093877 | 1828.111 | 0 | 1826.1469 | 0
[77 empty] | 1127.3033 | 0.0093657 | 1828.2748 | 0 | 1826.3102 | 0
[77 empty] | 1127.3188 | 0.0093445 | 1828.4385 | 0 | 1826.4736 | 0
[77 empty] | 1127.3345 | 0.0093239 | 1828.6023 | 0 | 1826.6371 | 0
[77 empty] | 1127.35 | 0.009304 | 1828.7661 | 0 | 1826.8005 | 0
[77 empty] | 1127.3656 | 0.0092848 | 1828.9299 | 0 | 1826.964 | 0
[77 empty] | 1127.3811 | 0.0092663 | 1829.0939 | 0 | 1827.1276 | 0
[77 empty] | 1127.3967 | 0.0092486 | 1829.2578 | 0 | 1827.2911 | 0
[77 empty] | 1127.4124 | 0.0092315 | 1829.4217 | 0 | 1827.4547 | 0
[77 empty] | 1127.4279 | 0.0092152 | 1829.5857 | 0 | 1827.6183 | 0
[77 empty] | 1127.4435 | 0.0091996 | 1829.7496 | 0 | 1827.782 | 0
[77 empty] | 1127.459 | 0.0091847 | 1829.9137 | 0 | 1827.9457 | 0
[77 empty] | 1127.4746 | 0.0091706 | 1830.0778 | 0 | 1828.1094 | 0
[77 empty] | 1127.4901 | 0.0091571 | 1830.2418 | 0 | 1828.2731 | 0
[77 empty] | 1127.5057 | 0.0091444 | 1830.406 | 0 | 1828.4369 | 0
[77 empty] | 1127.5212 | 0.0091323 | 1830.5702 | 0 | 1828.6007 | 0
[77 empty] | 1127.5369 | 0.009121 | 1830.7342 | 0 | 1828.7645 | 0
[77 empty] | 1127.5524 | 0.0091103 | 1830.8986 | 0 | 1828.9283 | 0
[77 empty] | 1127.568 | 0.0091003 | 1831.0627 | 0 | 1829.0922 | 0
[77 empty] | 1127.5836 | 0.0090909 | 1831.227 | 0 | 1829.2561 | 0
[77 empty] | 1127.5991 | 0.0090822 | 1831.3914 | 0 | 1829.42 | 0
[77 empty] | 1127.6147 | 0.0090741 | 1831.5557 | 0 | 1829.584 | 0
[77 empty] | 1127.6302 | 0.0090666 | 1831.72 | 0 | 1829.748 | 0
[77 empty] | 1127.6459 | 0.0090597 | 1831.8844 | 0 | 1829.9121 | 0
[77 empty] | 1127.6614 | 0.0090534 | 1832.0488 | 0 | 1830.0762 | 0
[77 empty] | 1127.677 | 0.0090476 | 1832.2133 | 0 | 1830.2402 | 0
[77 empty] | 1127.6926 | 0.0090424 | 1832.3777 | 0 | 1830.4043 | 0
[77 empty] | 1127.7081 | 0.0090376 | 1832.5422 | 0 | 1830.5685 | 0
[77 empty] | 1127.7238 | 0.0090334 | 1832.7068 | 0 | 1830.7327 | 0
[77 empty] | 1127.7393 | 0.0090296 | 1832.8713 | 0 | 1830.8969 | 0
[77 empty] | 1127.7549 | 0.0090263 | 1833.0359 | 0 | 1831.0612 | 0
[77 empty] | 1127.7705 | 0.0090234 | 1833.2004 | 0 | 1831.2253 | 0
[77 empty] | 1127.786 | 0.0090209 | 1833.3651 | 0 | 1831.3897 | 0
[77 empty] | 1127.8016 | 0.0090189 | 1833.5298 | 0 | 1831.554 | 0
[77 empty] | 1127.8171 | 0.0090171 | 1833.6946 | 0 | 1831.7184 | 0
[77 empty] | 1127.8328 | 0.0090158 | 1833.8592 | 0 | 1831.8827 | 0
[77 empty] | 1127.8484 | 0.0090147 | 1834.024 | 0 | 1832.0471 | 0
[77 empty] | 1127.8639 | 0.009014 | 1834.1888 | 0 | 1832.2115 | 0
[77 empty] | 1127.8795 | 0.0090136 | 1834.3536 | 0 | 1832.3761 | 0
[77 empty] | 1127.8951 | 0.0090134 | 1834.5186 | 0 | 1832.5405 | 0
[77 empty] | 1127.9106 | 0.0090135 | 1834.6834 | 0 | 1832.7051 | 0
[77 empty] | 1127.9263 | 0.0090138 | 1834.8483 | 0 | 1832.8696 | 0
[77 empty] | 1127.9418 | 0.0090143 | 1835.0133 | 0 | 1833.0342 | 0
[77 empty] | 1127.9574 | 0.0090151 | 1835.1782 | 0 | 1833.1988 | 0
[77 empty] | 1127.973 | 0.009016 | 1835.3433 | 0 | 1833.3635 | 0
[77 empty] | 1127.9885 | 0.0090171 | 1835.5083 | 0 | 1833.5282 | 0
[77 empty] | 1128.0041 | 0.0090183 | 1835.6733 | 0 | 1833.6929 | 0
[77 empty] | 1128.0198 | 0.0090197 | 1835.8384 | 0 | 1833.8577 | 0
[77 empty] | 1128.0353 | 0.0090213 | 1836.0035 | 0 | 1834.0223 | 0
[77 empty] | 1128.0509 | 0.0090229 | 1836.1687 | 0 | 1834.1871 | 0
[77 empty] | 1128.0665 | 0.0090247 | 1836.3339 | 0 | 1834.352 | 0
[77 empty] | 1128.082 | 0.0090265 | 1836.4992 | 0 | 1834.5168 | 0
[77 empty] | 1128.0977 | 0.0090285 | 1836.6643 | 0 | 1834.6818 | 0
[77 empty] | 1128.1133 | 0.0090305 | 1836.8296 | 0 | 1834.8467 | 0
[77 empty] | 1128.1288 | 0.0090326 | 1836.9949 | 0 | 1835.0116 | 0
[77 empty] | 1128.1444 | 0.0090347 | 1837.1603 | 0 | 1835.1766 | 0
[77 empty] | 1128.16 | 0.0090369 | 1837.3256 | 0 | 1835.3416 | 0
[77 empty] | 1128.1757 | 0.0090392 | 1837.491 | 0 | 1835.5066 | 0
[77 empty] | 1128.1912 | 0.0090415 | 1837.6564 | 0 | 1835.6716 | 0
[77 empty] | 1128.2068 | 0.0090439 | 1837.8219 | 0 | 1835.8368 | 0
[77 empty] | 1128.2224 | 0.0090463 | 1837.9873 | 0 | 1836.002 | 0
[77 empty] | 1128.2379 | 0.0090487 | 1838.1528 | 0 | 1836.1671 | 0
[77 empty] | 1128.2535 | 0.0090512 | 1838.3184 | 0 | 1836.3323 | 0
[77 empty] | 1128.2692 | 0.0090536 | 1838.484 | 0 | 1836.4974 | 0
[77 empty] | 1128.2847 | 0.0090562 | 1838.6495 | 0 | 1836.6627 | 0
[77 empty] | 1128.3003 | 0.0090587 | 1838.8152 | 0 | 1836.828 | 0
[77 empty] | 1128.3159 | 0.0090613 | 1838.9808 | 0 | 1836.9933 | 0
[77 empty] | 1128.3315 | 0.0090639 | 1839.1466 | 0 | 1837.1586 | 0
[77 empty] | 1128.347 | 0.0090665 | 1839.3123 | 0 | 1837.324 | 0
[77 empty] | 1128.3627 | 0.0090691 | 1839.478 | 0 | 1837.4894 | 0
[77 empty] | 1128.3783 | 0.0090718 | 1839.6438 | 0 | 1837.6548 | 0
[77 empty] | 1128.3939 | 0.0090744 | 1839.8096 | 0 | 1837.8202 | 0
[77 empty] | 1128.4094 | 0.0090771 | 1839.9755 | 0 | 1837.9857 | 0
[77 empty] | 1128.425 | 0.0090798 | 1840.1414 | 0 | 1838.1512 | 0
[77 empty] | 1128.4407 | 0.0090826 | 1840.3073 | 0 | 1838.3168 | 0
[77 empty] | 1128.4563 | 0.0090853 | 1840.4731 | 0 | 1838.4823 | 0
[77 empty] | 1128.4718 | 0.0090881 | 1840.639 | 0 | 1838.648 | 0
[77 empty] | 1128.4874 | 0.0090908 | 1840.805 | 0 | 1838.8136 | 0
[77 empty] | 1128.5031 | 0.0090936 | 1840.9711 | 0 | 1838.9793 | 0
[77 empty] | 1128.5187 | 0.0090964 | 1841.1371 | 0 | 1839.1449 | 0
[77 empty] | 1128.5343 | 0.0090992 | 1841.3032 | 0 | 1839.3107 | 0
[77 empty] | 1128.5498 | 0.0091021 | 1841.4694 | 0 | 1839.4763 | 0
[77 empty] | 1128.5654 | 0.0091049 | 1841.6355 | 0 | 1839.6421 | 0
[77 empty] | 1128.5811 | 0.0091077 | 1841.8016 | 0 | 1839.808 | 0
[77 empty] | 1128.5967 | 0.0091105 | 1841.9678 | 0 | 1839.9738 | 0
[77 empty] | 1128.6122 | 0.0091133 | 1842.134 | 0 | 1840.1397 | 0
[77 empty] | 1128.6278 | 0.0091161 | 1842.3003 | 0 | 1840.3055 | 0
[77 empty] | 1128.6434 | 0.0091188 | 1842.4666 | 0 | 1840.4714 | 0
[77 empty] | 1128.6591 | 0.0091216 | 1842.6329 | 0 | 1840.6374 | 0
[77 empty] | 1128.6747 | 0.0091243 | 1842.7993 | 0 | 1840.8035 | 0
[77 empty] | 1128.6902 | 0.0091269 | 1842.9657 | 0 | 1840.9695 | 0
[77 empty] | 1128.7058 | 0.0091295 | 1843.1321 | 0 | 1841.1355 | 0
[77 empty] | 1128.7214 | 0.0091321 | 1843.2985 | 0 | 1841.3015 | 0
[77 empty] | 1128.7371 | 0.0091345 | 1843.465 | 0 | 1841.4677 | 0
[77 empty] | 1128.7527 | 0.0091369 | 1843.6315 | 0 | 1841.6338 | 0
[77 empty] | 1128.7683 | 0.0091392 | 1843.798 | 0 | 1841.7999 | 0
[77 empty] | 1128.7838 | 0.0091414 | 1843.9646 | 0 | 1841.9662 | 0
[77 empty] | 1128.7994 | 0.0091435 | 1844.1311 | 0 | 1842.1325 | 0
[77 empty] | 1128.8151 | 0.0091455 | 1844.2977 | 0 | 1842.2987 | 0
[77 empty] | 1128.8307 | 0.0091473 | 1844.4644 | 0 | 1842.465 | 0
[77 empty] | 1128.8463 | 0.009149 | 1844.6311 | 0 | 1842.6312 | 0
[77 empty] | 1128.8619 | 0.0091506 | 1844.7977 | 0 | 1842.7976 | 0
[77 empty] | 1128.8776 | 0.0091519 | 1844.9645 | 0 | 1842.964 | 0
[77 empty] | 1128.8931 | 0.0091531 | 1845.1314 | 0 | 1843.1304 | 0
[77 empty] | 1128.9087 | 0.009154 | 1845.2981 | 0 | 1843.2969 | 0
[77 empty] | 1128.9243 | 0.0091547 | 1845.465 | 0 | 1843.4633 | 0
[77 empty] | 1128.9399 | 0.0091552 | 1845.6318 | 0 | 1843.6298 | 0
[77 empty] | 1128.9556 | 0.0091555 | 1845.7987 | 0 | 1843.7964 | 0
[77 empty] | 1128.9712 | 0.0091555 | 1845.9656 | 0 | 1843.9629 | 0
[77 empty] | 1128.9868 | 0.0091552 | 1846.1326 | 0 | 1844.1295 | 0
[77 empty] | 1129.0023 | 0.0091546 | 1846.2996 | 0 | 1844.2961 | 0
[77 empty] | 1129.0179 | 0.0091537 | 1846.4666 | 0 | 1844.4628 | 0
[77 empty] | 1129.0336 | 0.0091525 | 1846.6335 | 0 | 1844.6294 | 0
[77 empty] | 1129.0492 | 0.0091509 | 1846.8007 | 0 | 1844.7961 | 0
[77 empty] | 1129.0648 | 0.009149 | 1846.9678 | 0 | 1844.9629 | 0
[77 empty] | 1129.0804 | 0.0091468 | 1847.1349 | 0 | 1845.1296 | 0
[77 empty] | 1129.0961 | 0.0091441 | 1847.302 | 0 | 1845.2964 | 0
[77 empty] | 1129.1117 | 0.009141 | 1847.4692 | 0 | 1845.4633 | 0
[77 empty] | 1129.1273 | 0.0091376 | 1847.6365 | 0 | 1845.6301 | 0
[77 empty] | 1129.1429 | 0.0091337 | 1847.8037 | 0 | 1845.797 | 0
[77 empty] | 1129.1586 | 0.0091294 | 1847.9709 | 0 | 1845.964 | 0
[77 empty] | 1129.1741 | 0.0091246 | 1848.1383 | 0 | 1846.1309 | 0
[77 empty] | 1129.1897 | 0.0091194 | 1848.3057 | 0 | 1846.2978 | 0
[77 empty] | 1129.2053 | 0.0091137 | 1848.473 | 0 | 1846.4648 | 0
[77 empty] | 1129.2209 | 0.0091076 | 1848.6404 | 0 | 1846.632 | 0
[77 empty] | 1129.2366 | 0.009101 | 1848.8079 | 0 | 1846.799 | 0
[77 empty] | 1129.2522 | 0.0090938 | 1848.9753 | 0 | 1846.9661 | 0
[77 empty] | 1129.2678 | 0.0090862 | 1849.1428 | 0 | 1847.1332 | 0
[77 empty] | 1129.2834 | 0.0090781 | 1849.3103 | 0 | 1847.3004 | 0
[77 empty] | 1129.2991 | 0.0090695 | 1849.4779 | 0 | 1847.4675 | 0
[77 empty] | 1129.3147 | 0.0090603 | 1849.6455 | 0 | 1847.6348 | 0
[77 empty] | 1129.3303 | 0.0090507 | 1849.8131 | 0 | 1847.802 | 0
[77 empty] | 1129.3459 | 0.0090405 | 1849.9807 | 0 | 1847.9694 | 0
[77 empty] | 1129.3616 | 0.0090298 | 1850.1484 | 0 | 1848.1366 | 0
[77 empty] | 1129.3772 | 0.0090186 | 1850.3162 | 0 | 1848.304 | 0
[77 empty] | 1129.3928 | 0.0090069 | 1850.4839 | 0 | 1848.4713 | 0
[77 empty] | 1129.4084 | 0.0089947 | 1850.6516 | 0 | 1848.6388 | 0
[77 empty] | 1129.4241 | 0.0089819 | 1850.8195 | 0 | 1848.8061 | 0
[77 empty] | 1129.4397 | 0.0089687 | 1850.9873 | 0 | 1848.9736 | 0
[77 empty] | 1129.4553 | 0.008955 | 1851.1552 | 0 | 1849.1411 | 0
[77 empty] | 1129.4709 | 0.0089407 | 1851.323 | 0 | 1849.3087 | 0
[77 empty] | 1129.4866 | 0.008926 | 1851.491 | 0 | 1849.4762 | 0
[77 empty] | 1129.5022 | 0.0089109 | 1851.6589 | 0 | 1849.6438 | 0
[77 empty] | 1129.5178 | 0.0088952 | 1851.8269 | 0 | 1849.8114 | 0
[77 empty] | 1129.5334 | 0.0088792 | 1851.9949 | 0 | 1849.9791 | 0
[77 empty] | 1129.5491 | 0.0088626 | 1852.163 | 0 | 1850.1467 | 0
[77 empty] | 1129.5647 | 0.0088457 | 1852.3309 | 0 | 1850.3145 | 0
[77 empty] | 1129.5803 | 0.0088284 | 1852.4992 | 0 | 1850.4822 | 0
[77 empty] | 1129.5959 | 0.0088106 | 1852.6672 | 0 | 1850.65 | 0
[77 empty] | 1129.6116 | 0.0087926 | 1852.8355 | 0 | 1850.8177 | 0
[77 empty] | 1129.6272 | 0.0087741 | 1853.0035 | 0 | 1850.9856 | 0
[77 empty] | 1129.6428 | 0.0087553 | 1853.1717 | 0 | 1851.1534 | 0
[77 empty] | 1129.6584 | 0.0087362 | 1853.3401 | 0 | 1851.3213 | 0
[77 empty] | 1129.6741 | 0.0087168 | 1853.5083 | 0 | 1851.4893 | 0
[77 empty] | 1129.6897 | 0.0086972 | 1853.6766 | 0 | 1851.6572 | 0
[77 empty] | 1129.7053 | 0.0086773 | 1853.845 | 0 | 1851.8252 | 0
[77 empty] | 1129.7209 | 0.0086572 | 1854.0134 | 0 | 1851.9932 | 0
[77 empty] | 1129.7366 | 0.0086368 | 1854.1818 | 0 | 1852.1613 | 0
[77 empty] | 1129.7522 | 0.0086164 | 1854.3502 | 0 | 1852.3293 | 0
[77 empty] | 1129.7678 | 0.0085957 | 1854.5187 | 0 | 1852.4974 | 0
[77 empty] | 1129.7834 | 0.008575 | 1854.6873 | 0 | 1852.6655 | 0
[77 empty] | 1129.7991 | 0.0085541 | 1854.8557 | 0 | 1852.8337 | 0
[77 empty] | 1129.8147 | 0.0085332 | 1855.0243 | 0 | 1853.002 | 0
[77 empty] | 1129.8303 | 0.0085123 | 1855.1929 | 0 | 1853.1702 | 0
[77 empty] | 1129.8459 | 0.0084913 | 1855.3616 | 0 | 1853.3384 | 0
[77 empty] | 1129.8617 | 0.0084704 | 1855.5302 | 0 | 1853.5067 | 0
[77 empty] | 1129.8773 | 0.0084495 | 1855.6988 | 0 | 1853.6751 | 0
[77 empty] | 1129.8929 | 0.0084287 | 1855.8675 | 0 | 1853.8434 | 0
[77 empty] | 1129.9086 | 0.0084079 | 1856.0364 | 0 | 1854.0117 | 0
[77 empty] | 1129.9242 | 0.0083874 | 1856.2051 | 0 | 1854.1802 | 0
[77 empty] | 1129.9398 | 0.008367 | 1856.3739 | 0 | 1854.3486 | 0
[77 empty] | 1129.9554 | 0.0083468 | 1856.5427 | 0 | 1854.5171 | 0
[77 empty] | 1129.9711 | 0.0083268 | 1856.7117 | 0 | 1854.6855 | 0
[77 empty] | 1129.9867 | 0.008307 | 1856.8805 | 0 | 1854.8541 | 0
[77 empty] | 1130.0023 | 0.0082876 | 1857.0494 | 0 | 1855.0226 | 0
[77 empty] | 1130.0181 | 0.0082684 | 1857.2184 | 0 | 1855.1913 | 0
[77 empty] | 1130.0337 | 0.0082496 | 1857.3874 | 0 | 1855.3599 | 0
[77 empty] | 1130.0493 | 0.0082311 | 1857.5564 | 0 | 1855.5286 | 0
[77 empty] | 1130.0649 | 0.0082131 | 1857.7255 | 0 | 1855.6971 | 0
[77 empty] | 1130.0806 | 0.0081954 | 1857.8945 | 0 | 1855.866 | 0
[77 empty] | 1130.0962 | 0.0081782 | 1858.0637 | 0 | 1856.0347 | 0
[77 empty] | 1130.1118 | 0.0081615 | 1858.2328 | 0 | 1856.2035 | 0
[77 empty] | 1130.1274 | 0.0081452 | 1858.402 | 0 | 1856.3722 | 0
[77 empty] | 1130.1432 | 0.0081295 | 1858.5712 | 0 | 1856.5411 | 0
[77 empty] | 1130.1588 | 0.0081143 | 1858.7405 | 0 | 1856.71 | 0
[77 empty] | 1130.1744 | 0.0080997 | 1858.9097 | 0 | 1856.8788 | 0
[77 empty] | 1130.1901 | 0.0080856 | 1859.079 | 0 | 1857.0477 | 0
[77 empty] | 1130.2057 | 0.0080721 | 1859.2483 | 0 | 1857.2167 | 0
[77 empty] | 1130.2213 | 0.0080593 | 1859.4177 | 0 | 1857.3857 | 0
[77 empty] | 1130.2369 | 0.0080471 | 1859.587 | 0 | 1857.5548 | 0
[77 empty] | 1130.2527 | 0.0080356 | 1859.7565 | 0 | 1857.7238 | 0
[77 empty] | 1130.2683 | 0.0080247 | 1859.926 | 0 | 1857.8929 | 0
[77 empty] | 1130.2839 | 0.0080145 | 1860.0955 | 0 | 1858.062 | 0
[77 empty] | 1130.2996 | 0.008005 | 1860.265 | 0 | 1858.2312 | 0
[77 empty] | 1130.3152 | 0.0079963 | 1860.4346 | 0 | 1858.4003 | 0
[77 empty] | 1130.3309 | 0.0079882 | 1860.6041 | 0 | 1858.5696 | 0
[77 empty] | 1130.3466 | 0.0079809 | 1860.7737 | 0 | 1858.7388 | 0
[77 empty] | 1130.3622 | 0.0079743 | 1860.9434 | 0 | 1858.9081 | 0
[77 empty] | 1130.3778 | 0.0079685 | 1861.113 | 0 | 1859.0774 | 0
[77 empty] | 1130.3934 | 0.0079635 | 1861.2827 | 0 | 1859.2467 | 0
[77 empty] | 1130.4092 | 0.0079592 | 1861.4524 | 0 | 1859.416 | 0
[77 empty] | 1130.4248 | 0.0079557 | 1861.6222 | 0 | 1859.5855 | 0
[77 empty] | 1130.4404 | 0.007953 | 1861.792 | 0 | 1859.7549 | 0
[77 empty] | 1130.4561 | 0.007951 | 1861.9618 | 0 | 1859.9243 | 0
[77 empty] | 1130.4717 | 0.0079498 | 1862.1317 | 0 | 1860.0938 | 0
[77 empty] | 1130.4874 | 0.0079494 | 1862.3015 | 0 | 1860.2633 | 0
[77 empty] | 1130.5031 | 0.0079498 | 1862.4714 | 0 | 1860.4329 | 0
[77 empty] | 1130.5187 | 0.007951 | 1862.6415 | 0 | 1860.6024 | 0
[77 empty] | 1130.5343 | 0.0079529 | 1862.8114 | 0 | 1860.772 | 0
[77 empty] | 1130.55 | 0.0079557 | 1862.9814 | 0 | 1860.9416 | 0
[77 empty] | 1130.5657 | 0.0079591 | 1863.1515 | 0 | 1861.1113 | 0
[77 empty] | 1130.5813 | 0.0079634 | 1863.3215 | 0 | 1861.281 | 0
[77 empty] | 1130.5969 | 0.0079684 | 1863.4917 | 0 | 1861.4508 | 0
[77 empty] | 1130.6125 | 0.0079741 | 1863.6617 | 0 | 1861.6205 | 0
[77 empty] | 1130.6283 | 0.0079806 | 1863.8319 | 0 | 1861.7903 | 0
[77 empty] | 1130.6439 | 0.0079878 | 1864.0022 | 0 | 1861.9602 | 0
[77 empty] | 1130.6595 | 0.0079957 | 1864.1724 | 0 | 1862.13 | 0
[77 empty] | 1130.6753 | 0.0080043 | 1864.3427 | 0 | 1862.2999 | 0
[77 empty] | 1130.6909 | 0.0080136 | 1864.5129 | 0 | 1862.4698 | 0
[77 empty] | 1130.7065 | 0.0080236 | 1864.6832 | 0 | 1862.6398 | 0
[77 empty] | 1130.7222 | 0.0080342 | 1864.8536 | 0 | 1862.8097 | 0
[77 empty] | 1130.7379 | 0.0080455 | 1865.0239 | 0 | 1862.9797 | 0
[77 empty] | 1130.7535 | 0.0080575 | 1865.1945 | 0 | 1863.1498 | 0
[77 empty] | 1130.7692 | 0.00807 | 1865.3649 | 0 | 1863.3198 | 0
[77 empty] | 1130.7848 | 0.0080832 | 1865.5353 | 0 | 1863.49 | 0
[77 empty] | 1130.8005 | 0.0080969 | 1865.7058 | 0 | 1863.6602 | 0
[77 empty] | 1130.8162 | 0.0081112 | 1865.8763 | 0 | 1863.8303 | 0
[77 empty] | 1130.8318 | 0.0081261 | 1866.047 | 0 | 1864.0005 | 0
[77 empty] | 1130.8475 | 0.0081415 | 1866.2175 | 0 | 1864.1707 | 0
[77 empty] | 1130.8632 | 0.0081574 | 1866.3882 | 0 | 1864.3409 | 0
[77 empty] | 1130.8788 | 0.0081738 | 1866.5588 | 0 | 1864.5112 | 0
[77 empty] | 1130.8945 | 0.0081906 | 1866.7295 | 0 | 1864.6815 | 0
[77 empty] | 1130.9102 | 0.008208 | 1866.9003 | 0 | 1864.8519 | 0
[77 empty] | 1130.9258 | 0.0082257 | 1867.071 | 0 | 1865.0223 | 0
[77 empty] | 1130.9415 | 0.0082439 | 1867.2418 | 0 | 1865.1927 | 0
[77 empty] | 1130.9572 | 0.0082625 | 1867.4126 | 0 | 1865.3632 | 0
[77 empty] | 1130.9728 | 0.0082814 | 1867.5835 | 0 | 1865.5337 | 0
[77 empty] | 1130.9885 | 0.0083007 | 1867.7544 | 0 | 1865.7041 | 0
[77 empty] | 1131.0041 | 0.0083203 | 1867.9253 | 0 | 1865.8746 | 0
[77 empty] | 1131.0198 | 0.0083403 | 1868.0962 | 0 | 1866.0453 | 0
[77 empty] | 1131.0355 | 0.0083605 | 1868.2672 | 0 | 1866.2158 | 0
[77 empty] | 1131.0511 | 0.008381 | 1868.4382 | 0 | 1866.3865 | 0
[77 empty] | 1131.0668 | 0.0084017 | 1868.6092 | 0 | 1866.5571 | 0
[77 empty] | 1131.0825 | 0.0084227 | 1868.7803 | 0 | 1866.7279 | 0
[77 empty] | 1131.0981 | 0.0084439 | 1868.9514 | 0 | 1866.8986 | 0
[77 empty] | 1131.1138 | 0.0084652 | 1869.1226 | 0 | 1867.0693 | 0
[77 empty] | 1131.1295 | 0.0084867 | 1869.2937 | 0 | 1867.2401 | 0
[77 empty] | 1131.1451 | 0.0085084 | 1869.465 | 0 | 1867.411 | 0
[77 empty] | 1131.1608 | 0.0085302 | 1869.6361 | 0 | 1867.5818 | 0
[77 empty] | 1131.1765 | 0.008552 | 1869.8074 | 0 | 1867.7527 | 0
[77 empty] | 1131.1921 | 0.008574 | 1869.9788 | 0 | 1867.9236 | 0
[77 empty] | 1131.2079 | 0.008596 | 1870.15 | 0 | 1868.0946 | 0
[77 empty] | 1131.2235 | 0.008618 | 1870.3214 | 0 | 1868.2655 | 0
[77 empty] | 1131.2391 | 0.0086401 | 1870.4928 | 0 | 1868.4365 | 0
[77 empty] | 1131.2549 | 0.0086621 | 1870.6642 | 0 | 1868.6075 | 0
[77 empty] | 1131.2705 | 0.0086841 | 1870.8356 | 0 | 1868.7787 | 0
[77 empty] | 1131.2863 | 0.0087061 | 1871.0071 | 0 | 1868.9497 | 0
[77 empty] | 1131.3019 | 0.0087279 | 1871.1786 | 0 | 1869.1209 | 0
[77 empty] | 1131.3175 | 0.0087497 | 1871.3501 | 0 | 1869.292 | 0
[77 empty] | 1131.3333 | 0.0087714 | 1871.5217 | 0 | 1869.4633 | 0
[77 empty] | 1131.3489 | 0.008793 | 1871.6934 | 0 | 1869.6345 | 0
[77 empty] | 1131.3646 | 0.0088144 | 1871.865 | 0 | 1869.8058 | 0
[77 empty] | 1131.3802 | 0.0088356 | 1872.0366 | 0 | 1869.977 | 0
[77 empty] | 1131.3959 | 0.0088567 | 1872.2084 | 0 | 1870.1483 | 0
[77 empty] | 1131.4116 | 0.0088775 | 1872.3801 | 0 | 1870.3197 | 0