## Graph
Product Raw Data
Mounted LEDs
DISCLAIMER: The data presented here are typical. Slight variations in performance data will occur from lot to lot. Please contact Technical Support with any questions regarding the use or reliability of this data.
This data may be used in publications. However, please cite Thorlabs as the source.
Additional Information:
For each mounted LED, the normalized output spectrum has been scaled to the minimum specified output power and plotted in the graph to the right. Due to variations in the manufacturing process and operating parameters such as temperature and current, the actual spectral output of any given LED will vary. Output plots are only intended to be used as a guideline.

## Spectra Scaled to Min Power
LED Item # | M265L3 |  | M265L4 |  | M275L4 |  | M285L5 |  | M300L4 |  | M340L4 |  | M365L2 |  | M365LP1 |  | M375L4 |  | M385L2 |  | M385LP1 |  | M395L4 |  | M405L4 |  | M405LP1 |  | M415LP1 |  | M415L4 |  | M430L4 |  | M450LP1 |  | M455L4 |  | M470L4 |  | M490L4 |  | M505L3 |  | M505L4 |  | M530L4 |  | MINTL5 |  | M565L3 |  | M590L3 |  | M590L4 |  | M595L3 |  | M617L3 |  | M617L4 |  | M625L4 |  | M660L4 |  | M680L4 |  | M700L4 |  | M730L5 |  | M780L3 |  | M780LP1 |  | M810L3 |  | M810L4 |  | M850L3 |  | M850LP1 |  | M880L3 |  | M940L3 |  | M970L4 |  | M1050L2 |  | M1050L4 |  | M1200L3 |  | M1300L3 |  | M1450L3 |  | M1550L3 |  | M1650L4 |  | MPRP1L4 |  | MWWHL4 |  | MWWHLP1 |  | MNWHL4 |  | MCWHL6 |  | MCWHLP1 |  | MBB1L3
Min Output Power (mW) | 10 |  | 24 |  | 45 |  | 50 |  | 26 |  | 53 |  | 190 |  | 1150 |  | 1270 |  | 270 |  | 1650 |  | 400 |  | 1000 |  | 1200 |  | 1640 |  | 1310 |  | 490 |  | 1850 |  | 1150 |  | 760 |  | 205 |  | 400 |  | 400 |  | 370 |  | 650 |  | 880 |  | 160 |  | 230 |  | 445 |  | 600 |  | 660 |  | 700 |  | 940 |  | 180 |  | 80 |  | 540 |  | 200 |  | 800 |  | 325 |  | 363 |  | 900 |  | 1400 |  | 300 |  | 800 |  | 600 |  | 50 |  | 160 |  | 30 |  | 25 |  | 31 |  | 31 |  | 13 |  | 275 |  | 570 |  | 2000 |  | 740 |  | 990 |  | 2350 |  | 70
Scaling Constant | 0.82641 |  | 2.5529 |  | 2.8511 |  | 3.1139 |  | 1.5035 |  | 4.0476 |  | 19.5498 |  | 85.7366 |  | 161.1784 |  | 21.4935 |  | 122.8385 |  | 24.1571 |  | 62.3873 |  | 73.2639 |  | 101.3208 |  | 80.9331 |  | 22.2418 |  | 83.9741 |  | 50.5962 |  | 24.7017 |  | 6.6629 |  | 10.4483 |  | 9.6653 |  | 8.9545 |  | 4.8347 |  | 7.8942 |  | 10.7592 |  | 11.6689 |  | 5.0732 |  | 32.5438 |  | 31.8429 |  | 29.9236 |  | 36.8093 |  | 6.8268 |  | 3.3042 |  | 12.2332 |  | 5.3394 |  | 22.4288 |  | 8.9339 |  | 9.4423 |  | 26.0852 |  | 33.1867 |  | 5.4681 |  | 10.93 |  | 9.0425 |  | 0.65005 |  | 3.5247 |  | 0.4672 |  | 0.2748 |  | 0.3362 |  | 0.2769 |  | 0.11364 |  | 2.4039 |  | 3.6699 |  | 12.9661 |  | 4.4227 |  | 10.8659 |  | 21.3054 |  | 0.24702
Spectra | Wavelength (nm) | Spectral Flux (mW/nm) | Wavelength (nm) | Spectral Flux (mW/nm) | Wavelength (nm) | Spectral Flux (mW/nm) | Wavelength (nm) | Spectral Flux (mW/nm) | Wavelength (nm) | Spectral Flux (mW/nm) | Wavelength (nm) | Spectral Flux (mW/nm) | Wavelength (nm) | Spectral Flux (mW/nm) | Wavelength (nm) | Spectral Flux (mW/nm) | Wavelength (nm) | Spectral Flux (mW/nm) | Wavelength (nm) | Spectral Flux (mW/nm) | Wavelength (nm) | Spectral Flux (mW/nm) | Wavelength (nm) | Spectral Flux (mW/nm) | Wavelength (nm) | Spectral Flux (mW/nm) | Wavelength (nm) | Spectral Flux (mW/nm) | Wavelength (nm) | Spectral Flux (mW/nm) | Wavelength (nm) | Spectral Flux (mW/nm) | Wavelength (nm) | Spectral Flux (mW/nm) | Wavelength (nm) | Spectral Flux (mW/nm) | Wavelength (nm) | Spectral Flux (mW/nm) | Wavelength (nm) | Spectral Flux (mW/nm) | Wavelength (nm) | Spectral Flux (mW/nm) | Wavelength (nm) | Spectral Flux (mW/nm) | Wavelength (nm) | Spectral Flux (mW/nm) | Wavelength (nm) | Spectral Flux (mW/nm) | Wavelength (nm) | Spectral Flux (mW/nm) | Wavelength (nm) | Spectral Flux (mW/nm) | Wavelength (nm) | Spectral Flux (mW/nm) | Wavelength (nm) | Spectral Flux (mW/nm) | Wavelength (nm) | Spectral Flux (mW/nm) | Wavelength (nm) | Spectral Flux (mW/nm) | Wavelength (nm) | Spectral Flux (mW/nm) | Wavelength (nm) | Spectral Flux (mW/nm) | Wavelength (nm) | Spectral Flux (mW/nm) | Wavelength (nm) | Spectral Flux (mW/nm) | Wavelength (nm) | Spectral Flux (mW/nm) | Wavelength (nm) | Spectral Flux (mW/nm) | Wavelength (nm) | Spectral Flux (mW/nm) | Wavelength (nm) | Spectral Flux (mW/nm) | Wavelength (nm) | Spectral Flux (mW/nm) | Wavelength (nm) | Spectral Flux (mW/nm) | Wavelength (nm) | Spectral Flux (mW/nm) | Wavelength (nm) | Spectral Flux (mW/nm) | Wavelength (nm) | Spectral Flux (mW/nm) | Wavelength (nm) | Spectral Flux (mW/nm) | Wavelength (nm) | Spectral Flux (mW/nm) | Wavelength (nm) | Spectral Flux (mW/nm) | Wavelength (nm) | Spectral Flux (mW/nm) | Wavelength (nm) | Spectral Flux (mW/nm) | Wavelength (nm) | Spectral Flux (mW/nm) | Wavelength (nm) | Spectral Flux (mW/nm) | Wavelength (nm) | Spectral Flux (mW/nm) | Wavelength (nm) | Spectral Flux (mW/nm) | Wavelength (nm) | Spectral Flux (mW/nm) | Wavelength (nm) | Spectral Flux (mW/nm) | Wavelength (nm) | Spectral Flux (mW/nm) | Wavelength (nm) | Spectral Flux (mW/nm) | Wavelength (nm) | Spectral Flux (mW/nm) | Wavelength (nm) | Spectral Flux (mW/nm) | Wavelength (nm) | Spectral Flux (mW/nm)
| 181.0823 | 0 | 181.0823 | -0.049008 | 181.0823 | 0.034613 | 181.0823 | 0 | 181.1516 | 0 | 181.0823 | 0 | 319.0612 | 0.0059811 | 199.9755 | -0.08212 | 181.0823 | 0 | 319.0612 | 0.00074721 | 199.9755 | 0 | 199.9755 | 0 | 192.9252 | 0 | 199.9755 | 0 | 199.9755 | 0 | 200.0376 | 0 | 196.099 | 0 | 199.9755 | 0 | 200.0376 | 0 | 200.0376 | 0 | 200.0376 | 0 | 319.0612 | 0.0088 | 200.0376 | 0 | 200.0376 | 9.272e-05 | 350 | 0 | 199.9755 | 0 | 194.11 | 0.011659 | 200.0376 | 0 | 199.9755 | 0 | 320.1482 | 0.00039369 | 200.0376 | 0 | 200.0376 | 0.010188 | 199.9755 | 0 | 200.0376 | 0 | 200.0376 | 0 | 200.0376 | 0 | 498.5586 | 0.0082761 | 199.9755 | 0 | 199.9755 | 0 | 200.0376 | 0.0042363 | 497.0539 | 0.00017392 | 199.9755 | 0 | 501.1841 | 0.00043694 | 498.5586 | 0.043173 | 199.9755 | 0 | 799.9811 | 0.0021582 | 800.0059 | 5.9746e-05 | 1063.4777 | 0.0011216 | 999.7497 | 0.013711 | 1000.3278 | 0 | 999.7389 | 0 | 999.7327 | 0.0063671 | 199.975 | 1.0747e-05 | 200.0376 | 0 | 199.9755 | 0 | 199.9755 | 0 | 200.0376 | #REF! | 199.9755 | 0 | 197.1967 | 0
| 181.1516 | 0 | 181.1516 | 0.0095578 | 181.1516 | 0.034613 | 181.1516 | 0 | 181.1516 | 0 | 181.1516 | 0 | 319.1756 | 0 | 200.1769 | -0.043429 | 181.1516 | 0 | 319.1756 | 0 | 200.1769 | 0 | 200.1769 | 0 | 193.13 | 0 | 200.1769 | 0 | 200.1769 | 0 | 200.2403 | 0 | 196.3068 | 0 | 200.1769 | 0 | 200.2403 | 0 | 200.2403 | 0 | 200.2403 | 0 | 319.1756 | 0.022777 | 200.2403 | 0 | 200.2403 | 0 | 351 | 0 | 200.1769 | 0 | 194.31 | -0.010027 | 200.2403 | 0 | 200.1769 | 0 | 320.2569 | 0.00037082 | 200.2403 | 0 | 200.2403 | 0 | 200.1769 | 0 | 200.2403 | 0 | 200.2403 | 0 | 200.2403 | 0 | 498.7121 | 0.010892 | 200.1769 | 0 | 200.1769 | 0 | 200.2403 | -0.0040264 | 497.2087 | 0.00078262 | 200.1769 | 0 | 501.3362 | 3.2907e-05 | 498.7121 | 0.043392 | 200.1769 | 0 | 800.0448 | 0.0033287 | 800.2435 | 0.00027491 | 1063.5331 | 0.0011196 | 999.7619 | 0.01371 | 1000.3768 | 0 | 999.7879 | 0 | 999.7816 | 0.0063194 | 200.177 | 2.1469e-05 | 200.2403 | 0 | 200.1769 | 0 | 200.1769 | 0 | 200.2403 | #REF! | 200.1769 | 0 | 197.3998 | 0
| 181.2208 | 0 | 181.2208 | 0.025976 | 181.2208 | 0.034613 | 181.2208 | 0 | 181.2208 | 0 | 181.2208 | 0 | 319.2899 | 0.0035183 | 200.3784 | 0.0084985 | 181.2208 | 0 | 319.2899 | 0 | 200.3784 | 0 | 200.3784 | 0 | 193.3348 | 0 | 200.3784 | 0 | 200.3784 | 0 | 200.443 | 0 | 196.5146 | 0 | 200.3784 | 0 | 200.443 | 0 | 200.443 | 0 | 200.443 | 0 | 319.2899 | 0.012015 | 200.443 | 0 | 200.443 | 0.00011827 | 352 | 0 | 200.3784 | 0 | 194.52 | 0.007112 | 200.443 | 0 | 200.3784 | 0 | 320.3656 | 0.00034795 | 200.443 | 0 | 200.443 | 0.0075863 | 200.3784 | 0 | 200.443 | 0 | 200.443 | 0 | 200.443 | 0 | 498.8657 | 0.0092906 | 200.3784 | 0 | 200.3784 | 0 | 200.443 | 0.002276 | 497.3637 | 0 | 200.3784 | 0 | 501.4883 | 0.00027752 | 498.8657 | 0.040987 | 200.3784 | 0 | 800.1085 | 0.0023851 | 800.4811 | 6.1898e-05 | 1063.5885 | 0.001117 | 999.7742 | 0.013708 | 1000.4258 | 0 | 999.8369 | 0 | 999.8306 | 0.0062455 | 200.378 | 1.6085e-05 | 200.443 | 0 | 200.3784 | 0 | 200.3784 | 0 | 200.443 | #REF! | 200.3784 | 0 | 197.6029 | 0
| 181.2901 | 0 | 181.2901 | -0.026094 | 181.2901 | 0.034613 | 181.2901 | 0 | 181.2901 | 0 | 181.2901 | 0 | 319.4043 | 0.003454 | 200.5799 | -0.011265 | 181.2901 | 0 | 319.4043 | 0.018635 | 200.5799 | 0 | 200.5799 | 0 | 193.5396 | 0 | 200.5799 | 0 | 200.5799 | 0 | 200.6458 | 0 | 196.7224 | 0 | 200.5799 | 0 | 200.6458 | 0 | 200.6458 | 0 | 200.6458 | 0 | 319.4043 | 0.0079576 | 200.6458 | 0 | 200.6458 | 0 | 353 | 0 | 200.5799 | 0 | 194.72 | -0.0072287 | 200.6458 | 0 | 200.5799 | 0 | 320.4742 | 0.00036015 | 200.6458 | 0 | 200.6458 | 0 | 200.5799 | 0 | 200.6458 | 0 | 200.6458 | 0 | 200.6458 | 0 | 499.0192 | 0.010519 | 200.5799 | 0 | 200.5799 | 0 | 200.6458 | 0.002427 | 497.5186 | 0 | 200.5799 | 0 | 501.6404 | 0.00031262 | 499.0192 | 0.043283 | 200.5799 | 0 | 800.1722 | 0.0016554 | 800.7187 | 0.00035759 | 1063.6439 | 0.001114 | 999.7864 | 0.013706 | 1000.4748 | 0 | 999.8859 | 0 | 999.8796 | 0.0061592 | 200.58 | 8.3813e-09 | 200.6458 | 0 | 200.5799 | 0 | 200.5799 | 0 | 200.6458 | #REF! | 200.5799 | 0 | 197.806 | 0
| 181.3594 | 0 | 181.3594 | -0.019943 | 181.3594 | 0.034613 | 181.3594 | 0 | 181.3594 | 0 | 181.3594 | 0 | 319.5186 | 0.010907 | 200.7814 | 0.071952 | 181.3594 | 0 | 319.5186 | 0 | 200.7814 | 0 | 200.7814 | 0 | 193.7444 | 0 | 200.7814 | 0 | 200.7814 | 0 | 200.8485 | 0 | 196.9302 | 0 | 200.7814 | 0 | 200.8485 | 0 | 200.8485 | 0 | 200.8485 | 0 | 319.5186 | 0.0043505 | 200.8485 | 0 | 200.8485 | 0.00014652 | 354 | 0 | 200.7814 | 0 | 194.92 | -0.009677 | 200.8485 | 0 | 200.7814 | 0 | 320.583 | 0.0003068 | 200.8485 | 0 | 200.8485 | 0.014595 | 200.7814 | 0 | 200.8485 | 0 | 200.8485 | 0 | 200.8485 | 0 | 499.1728 | 0.0099313 | 200.7814 | 0 | 200.7814 | 0 | 200.8485 | 0.008324 | 497.6735 | 0 | 200.7814 | 0 | 501.7926 | 0.00029288 | 499.1728 | 0.041643 | 200.7814 | 0 | 800.236 | 0.0020107 | 800.9564 | 0.00010274 | 1063.6993 | 0.0011105 | 999.7986 | 0.013704 | 1000.5239 | 0 | 999.9348 | 0 | 999.9285 | 0.0060728 | 200.781 | 2.1486e-05 | 200.8485 | 0 | 200.7814 | 0 | 200.7814 | 0 | 200.8485 | #REF! | 200.7814 | 0 | 198.0091 | 0
| 181.4287 | 0 | 181.4287 | 0.036052 | 181.4287 | 0.034613 | 181.4287 | 0 | 181.4287 | 0 | 181.4287 | 0 | 319.633 | 0.0031028 | 200.9829 | 0.015084 | 181.4287 | 0 | 319.633 | 0.0081994 | 200.9829 | 0 | 200.9829 | 0 | 193.9493 | 0 | 200.9829 | 0 | 200.9829 | 0 | 201.0513 | 0 | 197.1381 | 0 | 200.9829 | 0 | 201.0513 | 0 | 201.0513 | 0 | 201.0513 | 0 | 319.633 | 0.016299 | 201.0513 | 0 | 201.0513 | 0 | 355 | 0 | 200.9829 | 0 | 195.12 | 0.007112 | 201.0513 | 0 | 200.9829 | 0 | 320.6917 | 0.00026449 | 201.0513 | 0 | 201.0513 | 0 | 200.9829 | 0 | 201.0513 | 0 | 201.0513 | 0 | 201.0513 | 0 | 499.3263 | 0.0037555 | 200.9829 | 0 | 200.9829 | 0 | 201.0513 | -0.0028745 | 497.8284 | 0.00078262 | 200.9829 | 0 | 501.9447 | 0.00034662 | 499.3263 | 0.043283 | 200.9829 | 0 | 800.2997 | 0.0024765 | 801.194 | 0.00035266 | 1063.7548 | 0.0011066 | 999.8109 | 0.013702 | 1000.5729 | 0 | 999.9838 | 0 | 999.9775 | 0.0060012 | 200.983 | 5.3597e-05 | 201.0513 | 0 | 200.9829 | 0 | 200.9829 | 0 | 201.0513 | #REF! | 200.9829 | 0 | 198.2122 | 0
| 181.498 | 0 | 181.498 | 0.018483 | 181.498 | 0.034613 | 181.498 | 0 | 181.498 | 0 | 181.498 | 0 | 319.7473 | 0 | 201.1845 | 0.046134 | 181.498 | 0 | 319.7473 | 0 | 201.1845 | 0 | 201.1845 | 0 | 194.1542 | 0 | 201.1845 | 0 | 201.1845 | 0 | 201.2541 | 0 | 197.3459 | 0 | 201.1845 | 0 | 201.2541 | 0 | 201.2541 | 0 | 201.2541 | 0 | 319.7473 | 0.0010877 | 201.2541 | 0 | 201.2541 | 0.00011284 | 356 | 0 | 201.1845 | 0 | 195.33 | -0.0061794 | 201.2541 | 0 | 201.1845 | 0 | 320.8004 | 0.00023438 | 201.2541 | 0 | 201.2541 | 0.0062735 | 201.1845 | 0 | 201.2541 | 0 | 201.2541 | 0 | 201.2541 | 0 | 499.4799 | 0.0071548 | 201.1845 | 0 | 201.1845 | 0 | 201.2541 | 0.0052816 | 497.9833 | 0 | 201.1845 | 0 | 502.0968 | 0.00020293 | 499.4799 | 0.040878 | 201.1845 | 0 | 800.3634 | 0.0022971 | 801.4316 | 6.4032e-05 | 1063.8102 | 0.0011022 | 999.8231 | 0.013699 | 1000.6219 | 0 | 1000.0328 | 0 | 1000.0265 | 0.0059535 | 201.184 | 6.9622e-05 | 201.2541 | 0 | 201.1845 | 0 | 201.1845 | 0 | 201.2541 | #REF! | 201.1845 | 0 | 198.4153 | 0
| 181.5672 | 0 | 181.5672 | -0.036577 | 181.5672 | 0.034613 | 181.5672 | 0 | 181.5672 | 0 | 181.5672 | 0 | 319.8616 | 0 | 201.3861 | -0.055215 | 181.5672 | 0 | 319.8616 | 0.0070812 | 201.3861 | 0 | 201.3861 | 0 | 194.359 | 0 | 201.3861 | 0 | 201.3861 | 0 | 201.4569 | 0 | 197.5538 | 0 | 201.3861 | 0 | 201.4569 | 0 | 201.4569 | 0 | 201.4569 | 0 | 319.8616 | 0.0055852 | 201.4569 | 0 | 201.4569 | 0 | 357 | 0 | 201.3861 | 0 | 195.53 | -0.012475 | 201.4569 | 0 | 201.3861 | 0 | 320.9091 | 0.00025573 | 201.4569 | 0 | 201.4569 | 0 | 201.3861 | 0 | 201.4569 | 0 | 201.4569 | 0 | 201.4569 | 0 | 499.6335 | 0.0069412 | 201.3861 | 0 | 201.3861 | 0 | 201.4569 | -0.0036847 | 498.1383 | 0.00078262 | 201.3861 | 0 | 502.249 | 0.0003916 | 499.6335 | 0.042736 | 201.3861 | 0 | 800.4272 | 0.0012496 | 801.6693 | 0.00026161 | 1063.8656 | 0.0010974 | 999.8354 | 0.013696 | 1000.671 | 0 | 1000.0818 | 0 | 1000.0755 | 0.0059342 | 201.386 | 5.8942e-05 | 201.4569 | 0 | 201.3861 | 0 | 201.3861 | 0 | 201.4569 | #REF! | 201.3861 | 0 | 198.6185 | 0
| 181.6365 | 0 | 181.6365 | 0.0042726 | 181.6365 | 0.034613 | 181.6365 | 0 | 181.6365 | 0 | 181.6365 | 0 | 319.976 | 0.0045738 | 201.5876 | 0.073672 | 181.6365 | 0 | 319.976 | 0 | 201.5876 | 0 | 201.5876 | 0 | 194.5639 | 0 | 201.5876 | 0 | 201.5876 | 0 | 201.6598 | 0 | 197.7617 | 0 | 201.5876 | 0 | 201.6597 | 0 | 201.6597 | 0 | 201.6597 | 0 | 319.976 | 0.0099864 | 201.6598 | 0 | 201.6597 | 0.00016062 | 358 | 0 | 201.5876 | 0 | 195.73 | 0.015507 | 201.6597 | 0 | 201.5876 | 0 | 321.0178 | 0.00025001 | 201.6597 | 0 | 201.6597 | 0.013939 | 201.5876 | 0 | 201.6597 | 0 | 201.6597 | 0 | 201.6597 | 0 | 499.7871 | 0.0118 | 201.5876 | 0 | 201.5876 | 0 | 201.6597 | 0.0015812 | 498.2932 | 0 | 201.5876 | 0 | 502.4012 | 0.00019854 | 499.7871 | 0.040878 | 201.5876 | 0 | 800.4909 | 0.0013368 | 801.9069 | 2.3286e-05 | 1063.921 | 0.0010921 | 999.8476 | 0.013693 | 1000.72 | 0 | 1000.1308 | 0 | 1000.1245 | 0.0059433 | 201.588 | 3.2119e-05 | 201.6598 | 0 | 201.5876 | 0 | 201.5876 | 0 | 201.6597 | #REF! | 201.5876 | 0 | 198.8217 | 0
| 181.7058 | 0 | 181.7058 | 0.017392 | 181.7058 | 0.034613 | 181.7058 | 0 | 181.7058 | 0 | 181.7058 | 0 | 320.0903 | 0 | 201.7892 | -0.039305 | 181.7058 | 0 | 320.0903 | 0 | 201.7892 | 0 | 201.7893 | 0 | 194.7688 | 0 | 201.7892 | 0 | 201.7893 | 0 | 201.8626 | 0 | 197.9695 | 0 | 201.7893 | 0 | 201.8626 | 0 | 201.8626 | 0 | 201.8626 | 0 | 320.0903 | 0.015986 | 201.8626 | 0 | 201.8626 | 0 | 359 | 0 | 201.7892 | 0 | 195.93 | -0.029264 | 201.8626 | 0 | 201.7893 | 0 | 321.1266 | 0.00024201 | 201.8626 | 0 | 201.8626 | 0 | 201.7893 | 0 | 201.8626 | 0 | 201.8626 | 0 | 201.8626 | 0 | 499.9407 | 0.0098779 | 201.7892 | 0 | 201.7892 | 0 | 201.8626 | -0.0035306 | 498.4482 | 0.00026087 | 201.7892 | 0 | 502.5533 | 0.00037734 | 499.9407 | 0.043173 | 201.7893 | 0 | 800.5547 | 0.0019624 | 802.1446 | 0.00029255 | 1063.9764 | 0.0010864 | 999.8599 | 0.01369 | 1000.7691 | 0 | 1000.1798 | 0 | 1000.1735 | 0.0059728 | 201.789 | 3.743e-05 | 201.8626 | 0 | 201.7893 | 0 | 201.7893 | 0 | 201.8626 | #REF! | 201.7893 | 0 | 199.0249 | 0
| 181.7751 | 0 | 181.7751 | 0.044957 | 181.7751 | 0.034613 | 181.7751 | 0 | 181.7751 | 0 | 181.7751 | 0 | 320.2046 | 0 | 201.9909 | 0.19611 | 181.7751 | 0 | 320.2046 | 0.0029886 | 201.9909 | 0 | 201.9909 | 0 | 194.9738 | 0 | 201.9909 | 0 | 201.9909 | 0 | 202.0655 | 0 | 198.1774 | 0 | 201.9909 | 0 | 202.0655 | 0 | 202.0655 | 0 | 202.0655 | 0 | 320.2046 | 0.0037574 | 202.0655 | 0 | 202.0655 | 0.00026204 | 360 | 0 | 201.9909 | 0 | 196.13 | 0.0036143 | 202.0655 | 0 | 201.9909 | 0 | 321.2353 | 0.00026449 | 202.0655 | 0 | 202.0655 | 0.018612 | 201.9909 | 0 | 202.0655 | 0 | 202.0655 | 0 | 202.0655 | 0 | 500.0942 | 0.0054462 | 201.9909 | 0 | 201.9909 | 0 | 202.0655 | 0.0070393 | 498.6032 | 0.00017392 | 201.9909 | 0 | 502.7055 | 0.00023035 | 500.0942 | 0.041425 | 201.9909 | 0 | 800.6185 | 0.0020919 | 802.3823 | 4.9217e-05 | 1064.0319 | 0.0010803 | 999.8721 | 0.013686 | 1000.8182 | 0 | 1000.2288 | 0 | 1000.2225 | 0.006016 | 201.991 | 5.3516e-05 | 202.0655 | 0 | 201.9909 | 0 | 201.9909 | 0 | 202.0655 | #REF! | 201.9909 | 0 | 199.2281 | 0
| 181.8445 | 0 | 181.8445 | -0.028013 | 181.8445 | 0.034613 | 181.8445 | 0 | 181.8445 | 0 | 181.8445 | 0 | 320.3189 | 0.024242 | 202.1925 | -0.020301 | 181.8445 | 0 | 320.3189 | 0.0096901 | 202.1925 | 0 | 202.1925 | 0 | 195.1787 | 0 | 202.1925 | 0 | 202.1925 | 0 | 202.2683 | 0 | 198.3853 | 0 | 202.1925 | 0 | 202.2683 | 0 | 202.2683 | 0 | 202.2683 | 0 | 320.3189 | 0.020688 | 202.2683 | 0 | 202.2683 | 0 | 361 | 0 | 202.1925 | 0 | 196.34 | -0.01912 | 202.2683 | 0 | 202.1925 | 0 | 321.3441 | 0.00024391 | 202.2683 | 0 | 202.2683 | 0 | 202.1925 | 0 | 202.2683 | 0 | 202.2683 | 0 | 202.2683 | 0 | 500.2479 | 0.0057132 | 202.1925 | 0 | 202.1925 | 0 | 202.2683 | -0.0034468 | 498.7581 | 0.0013044 | 202.1925 | 0 | 502.8577 | 0.00033017 | 500.2479 | 0.044266 | 202.1925 | 0 | 800.6823 | 0.0022197 | 802.62 | 0.00030024 | 1064.0874 | 0.0010739 | 999.8843 | 0.013682 | 1000.8673 | 0 | 1000.2778 | 0 | 1000.2715 | 0.0060637 | 202.193 | 2.1396e-05 | 202.2683 | 0 | 202.1925 | 0 | 202.1925 | 0 | 202.2683 | #REF! | 202.1925 | 0 | 199.4313 | 0
| 181.9138 | 0 | 181.9138 | 0.0022035 | 181.9138 | 0.034613 | 181.9138 | 0 | 181.9138 | 0 | 181.9138 | 0 | 320.4332 | 0.0014073 | 202.3942 | 0.037627 | 181.9138 | 0 | 320.4332 | 0.005977 | 202.3942 | 0 | 202.3942 | 0 | 195.3836 | 0 | 202.3942 | 0 | 202.3942 | 0 | 202.4712 | 0 | 198.5933 | 0 | 202.3942 | 0 | 202.4712 | 0 | 202.4712 | 0 | 202.4712 | 0 | 320.4332 | 0.015045 | 202.4712 | 0 | 202.4712 | 0.00013886 | 362 | 0 | 202.3942 | 0 | 196.54 | 0.021452 | 202.4712 | 0 | 202.3942 | 0 | 321.4528 | 0.00024124 | 202.4712 | 0 | 202.4712 | 0.0080759 | 202.3942 | 0 | 202.4712 | 0 | 202.4712 | 0 | 202.4712 | 0 | 500.4015 | 0.010305 | 202.3942 | 0 | 202.3942 | 0 | 202.4713 | 0.0019432 | 498.9131 | 0 | 202.3942 | 0 | 503.01 | 0.00027423 | 500.4015 | 0.042299 | 202.3942 | 0 | 800.7462 | 0.0021131 | 802.8577 | 0.00013469 | 1064.1428 | 0.001067 | 999.8966 | 0.013678 | 1000.9163 | 0 | 1000.3268 | 0 | 1000.3206 | 0.0061069 | 202.394 | 3.7521e-05 | 202.4712 | 0 | 202.3942 | 0 | 202.3942 | 0 | 202.4713 | #REF! | 202.3942 | 0 | 199.6345 | 0
| 181.9831 | 0 | 181.9831 | 0.038788 | 181.9831 | 0.034613 | 181.9831 | 0 | 181.9831 | 0 | 181.9831 | 0 | 320.5475 | 0 | 202.5959 | -0.043696 | 181.9831 | 0 | 320.5475 | 0 | 202.5959 | 0 | 202.5959 | 0 | 195.5886 | 0 | 202.5959 | 0 | 202.5959 | 0 | 202.6742 | 0 | 198.8012 | 0 | 202.5959 | 0 | 202.6742 | 0 | 202.6742 | 0 | 202.6742 | 0 | 320.5475 | 0 | 202.6742 | 0 | 202.6742 | 0 | 363 | 0 | 202.5959 | 0 | 196.74 | -0.028215 | 202.6742 | 0 | 202.5959 | 0 | 321.5616 | 0.00022905 | 202.6742 | 0 | 202.6742 | 0 | 202.5959 | 0 | 202.6742 | 0 | 202.6742 | 0 | 202.6742 | 0 | 500.5551 | 0.0077955 | 202.5959 | 0 | 202.5959 | 0 | 202.6742 | -0.0016279 | 499.0681 | 0.00078262 | 202.5959 | 0 | 503.1622 | 0.00032688 | 500.5551 | 0.044813 | 202.5959 | 0 | 800.8099 | 0.0020775 | 803.0954 | 0.00033202 | 1064.1982 | 0.0010597 | 999.9088 | 0.013674 | 1000.9654 | 0 | 1000.3759 | 0 | 1000.3696 | 0.006141 | 202.596 | 2.1396e-05 | 202.6742 | 0 | 202.5959 | 0 | 202.5959 | 0 | 202.6742 | #REF! | 202.5959 | 0 | 199.8378 | 0
| 182.0524 | 0 | 182.0524 | 0.032583 | 182.0524 | 0.034613 | 182.0524 | 0 | 182.0524 | 0 | 182.0524 | 0 | 320.6619 | 0.0052775 | 202.7976 | 0.038841 | 182.0524 | 0 | 320.6619 | 0 | 202.7976 | 0 | 202.7976 | 0 | 195.7936 | 0 | 202.7976 | 0 | 202.7976 | 0 | 202.8771 | 0 | 199.0091 | 0 | 202.7976 | 0 | 202.8771 | 0 | 202.8771 | 0 | 202.8771 | 0 | 320.6619 | 0.0070202 | 202.8771 | 0 | 202.8771 | 0.00017666 | 364 | 0 | 202.7976 | 0 | 196.94 | -0.0030314 | 202.8771 | 0 | 202.7976 | 0 | 321.6704 | 0.00028126 | 202.8771 | 0 | 202.8771 | 0.014887 | 202.7976 | 0 | 202.8771 | 0 | 202.8771 | 0 | 202.8771 | 0 | 500.7088 | 0.01164 | 202.7976 | 0 | 202.7976 | 0 | 202.8771 | 0.0016242 | 499.2231 | 0 | 202.7976 | 0 | 503.3144 | 0.00028191 | 500.7088 | 0.041862 | 202.7976 | 0 | 800.8737 | 0.0017788 | 803.3331 | 8.1552e-05 | 1064.2538 | 0.0010521 | 999.9211 | 0.013669 | 1001.0145 | 0 | 1000.4249 | 0 | 1000.4186 | 0.0061649 | 202.798 | 5.3546e-06 | 202.8771 | 0 | 202.7976 | 0 | 202.7976 | 0 | 202.8771 | #REF! | 202.7976 | 0 | 200.0411 | 0
| 182.1218 | 0 | 182.1218 | -0.0080295 | 182.1218 | 0.034613 | 182.1218 | 0 | 182.1218 | 0 | 182.1218 | 0 | 320.7761 | 0 | 202.9993 | -0.038127 | 182.1218 | 0 | 320.7761 | 0.0070812 | 202.9993 | 0 | 202.9993 | 0 | 195.9986 | 0 | 202.9993 | 0 | 202.9993 | 0 | 203.08 | 0 | 199.2171 | 0 | 202.9993 | 0 | 203.0801 | 0 | 203.0801 | 0 | 203.0801 | 0 | 320.7761 | 0.012956 | 203.08 | 0 | 203.08 | 0 | 365 | 0 | 202.9993 | 0 | 197.15 | -0.03521 | 203.0801 | 0 | 202.9993 | 0 | 321.7791 | 0.00030337 | 203.0801 | 0 | 203.08 | 0 | 202.9993 | 0 | 203.0801 | 0 | 203.0801 | 0 | 203.0801 | 0 | 500.8624 | 0.010252 | 202.9993 | 0 | 202.9993 | 0 | 203.08 | -0.0027511 | 499.3781 | 0.00026087 | 202.9993 | 0 | 503.4666 | 0.00018428 | 500.8624 | 0.044266 | 202.9993 | 0 | 800.9376 | 0.0022297 | 803.5708 | 0.00034043 | 1064.3092 | 0.0010441 | 999.9333 | 0.013664 | 1001.0636 | 0 | 1000.4739 | 0 | 1000.4677 | 0.0061785 | 202.999 | 1.0708e-05 | 203.08 | 0 | 202.9993 | 0 | 202.9993 | 0 | 203.08 | #REF! | 202.9993 | 0 | 200.2444 | 0
| 182.1911 | 0 | 182.1911 | -0.034791 | 182.1911 | 0.034613 | 182.1911 | 0 | 182.1911 | 0 | 182.1911 | 0 | 320.8904 | 0 | 203.201 | 0.0038685 | 182.1911 | 0 | 320.8904 | 0 | 203.201 | 0 | 203.201 | 0 | 196.2036 | 0 | 203.201 | 0 | 203.201 | 0 | 203.283 | 0 | 199.425 | 0 | 203.201 | 0 | 203.283 | 0 | 203.283 | 0 | 203.283 | 0 | 320.8904 | 0.0064269 | 203.283 | 0 | 203.283 | 0.00010377 | 366 | 0 | 203.201 | 0 | 197.35 | -0.0075784 | 203.283 | 0 | 203.201 | 0 | 321.8879 | 0.00033385 | 203.283 | 0 | 203.283 | 0.010229 | 203.201 | 0 | 203.283 | 0 | 203.283 | 0 | 203.283 | 0 | 501.0161 | 0.017246 | 203.201 | 0 | 203.201 | 0 | 203.283 | 0.0077385 | 499.5331 | 0 | 203.201 | 0 | 503.6189 | 0.00041244 | 501.0161 | 0.042408 | 203.201 | 0 | 801.0015 | 0.0022104 | 803.8085 | 0.00010872 | 1064.3647 | 0.0010358 | 999.9456 | 0.013659 | 1001.1127 | 0 | 1000.523 | 0 | 1000.5167 | 0.0061876 | 203.201 | 6.9624e-05 | 203.283 | 0 | 203.201 | 0 | 203.201 | 0 | 203.283 | #REF! | 203.201 | 0 | 200.4477 | 0
| 182.2604 | 0 | 182.2605 | 0.015051 | 182.2604 | 0.034613 | 182.2604 | 0 | 182.2604 | 0 | 182.2604 | 0 | 321.0047 | 0 | 203.4028 | -0.06216 | 182.2604 | 0 | 321.0047 | 0.0048451 | 203.4028 | 0 | 203.4028 | 0 | 196.4086 | 0 | 203.4028 | 0 | 203.4028 | 0 | 203.486 | 0 | 199.633 | 0 | 203.4028 | 0 | 203.486 | 0 | 203.486 | 0 | 203.486 | 0 | 321.0047 | 0.021314 | 203.486 | 0 | 203.486 | 0 | 367 | 0 | 203.4028 | 0 | 197.55 | -0.0016322 | 203.486 | 0 | 203.4028 | 0 | 321.9967 | 0.00032738 | 203.486 | 0 | 203.486 | 0 | 203.4028 | 0 | 203.486 | 0 | 203.486 | 0 | 203.486 | 0 | 501.1698 | 0.0091838 | 203.4028 | 0 | 203.4028 | 0 | 203.486 | 0.00017932 | 499.6881 | 0.00026087 | 203.4028 | 0 | 503.7712 | 0.00018209 | 501.1698 | 0.045359 | 203.4028 | 0 | 801.0652 | 0.0018341 | 804.0463 | 0.00033503 | 1064.4202 | 0.0010272 | 999.9578 | 0.013653 | 1001.1618 | 0 | 1000.572 | 0 | 1000.5657 | 0.0061944 | 203.403 | 3.2108e-05 | 203.486 | 0 | 203.4028 | 0 | 203.4028 | 0 | 203.486 | #REF! | 203.4028 | 0 | 200.651 | 0
| 182.3298 | 0 | 182.3298 | 0.050233 | 182.3298 | 0.034613 | 182.3298 | 0 | 182.3298 | 0 | 182.3298 | 0 | 321.119 | 0 | 203.6046 | 0.022767 | 182.3298 | 0 | 321.119 | 0 | 203.6046 | 0 | 203.6045 | 0 | 196.6136 | 0 | 203.6046 | 0 | 203.6045 | 0 | 203.689 | 0 | 199.841 | 0 | 203.6045 | 0 | 203.689 | 0 | 203.689 | 0 | 203.689 | 0 | 321.119 | 0.020061 | 203.689 | 0 | 203.689 | 0.00016081 | 368 | 0 | 203.6046 | 0 | 197.75 | -0.0068788 | 203.689 | 0 | 203.6045 | 0 | 322.1055 | 0.00033195 | 203.689 | 0 | 203.689 | 0.012991 | 203.6045 | 0 | 203.689 | 0 | 203.689 | 0 | 203.689 | 0 | 501.3234 | 0.0118 | 203.6046 | 0 | 203.6046 | 0 | 203.689 | 0.0048707 | 499.8432 | 0.00017392 | 203.6046 | 0 | 503.9234 | 0.0004607 | 501.3234 | 0.043611 | 203.6045 | 0 | 801.129 | 0.0016451 | 804.284 | 8.2053e-05 | 1064.4757 | 0.0010183 | 999.9701 | 0.013647 | 1001.2109 | 0 | 1000.621 | 0 | 1000.6147 | 0.0062035 | 203.605 | 5.901e-05 | 203.689 | 0 | 203.6045 | 0 | 203.6045 | 0 | 203.689 | #REF! | 203.6045 | 0 | 200.8543 | 0
| 182.3991 | 0 | 182.3992 | -0.032736 | 182.3991 | 0.034613 | 182.3991 | 0 | 182.3991 | 0 | 182.3992 | 0 | 321.2333 | 0 | 203.8063 | 0.0091309 | 182.3991 | 0 | 321.2333 | 0.0067085 | 203.8063 | 0 | 203.8064 | 0 | 196.8187 | 0 | 203.8063 | 0 | 203.8064 | 0 | 203.892 | 0 | 200.049 | 0 | 203.8064 | 0 | 203.892 | 0 | 203.892 | 0 | 203.892 | 0 | 321.2333 | 0.01212 | 203.892 | 0 | 203.892 | 0 | 369 | 0 | 203.8063 | 0 | 197.96 | 0.0018654 | 203.892 | 0 | 203.8064 | 0 | 322.2143 | 0.00034605 | 203.892 | 0 | 203.892 | 0 | 203.8064 | 0 | 203.892 | 0 | 203.892 | 0 | 203.892 | 0 | 501.4771 | 0.0098779 | 203.8063 | 0 | 203.8063 | 0 | 203.892 | -0.00079122 | 499.9982 | 0.00026087 | 203.8063 | 0 | 504.0757 | 0.00015905 | 501.4771 | 0.046234 | 203.8064 | 0 | 801.1929 | 0.0019282 | 804.5218 | 0.00031891 | 1064.5312 | 0.0010091 | 999.9823 | 0.013641 | 1001.26 | 0 | 1000.6701 | 0 | 1000.6638 | 0.006216 | 203.806 | 5.8827e-05 | 203.892 | 0 | 203.8064 | 0 | 203.8064 | 0 | 203.892 | #REF! | 203.8064 | 0 | 201.0577 | 0
| 182.4685 | 0 | 182.4685 | -0.049089 | 182.4685 | 0.034613 | 182.4685 | 0 | 182.4685 | 0 | 182.4685 | 0 | 321.3476 | 0.0024628 | 204.0082 | 0.040389 | 182.4685 | 0 | 321.3476 | 0 | 204.0082 | 0 | 204.0082 | 0 | 197.0237 | 0 | 204.0082 | 0 | 204.0082 | 0 | 204.0951 | 0 | 200.257 | 0 | 204.0082 | 0 | 204.0951 | 0 | 204.0951 | 0 | 204.0951 | 0 | 321.3476 | 0.019747 | 204.0951 | 0 | 204.0951 | 0.0001648 | 370 | 0 | 204.0082 | 0 | 198.16 | 0.017955 | 204.0951 | 0 | 204.0082 | 0 | 322.3231 | 0.00031747 | 204.0951 | 0 | 204.0951 | 0.013781 | 204.0082 | 0 | 204.0951 | 0 | 204.0951 | 0 | 204.0951 | 0 | 501.6308 | 0.012868 | 204.0082 | 0 | 204.0082 | 0 | 204.0951 | 0.0039749 | 500.1532 | 0.00017392 | 204.0082 | 0 | 504.228 | 0.00032359 | 501.6308 | 0.044376 | 204.0082 | 0 | 801.2568 | 0.0018407 | 804.7595 | 8.2265e-05 | 1064.5867 | 0.00099953 | 999.9946 | 0.013635 | 1001.3091 | 0 | 1000.7192 | 0 | 1000.7129 | 0.0062296 | 204.008 | 1.0685e-05 | 204.0951 | 0 | 204.0082 | 0 | 204.0082 | 0 | 204.0951 | #REF! | 204.0082 | 0 | 201.2611 | 0
| 182.5379 | 0 | 182.5379 | -0.0036328 | 182.5379 | 0.034613 | 182.5379 | 0 | 182.5379 | 0 | 182.5379 | 0 | 321.4619 | 0.022091 | 204.21 | -0.048152 | 182.5379 | 0 | 321.4619 | 0.027512 | 204.21 | 0 | 204.21 | 0 | 197.2288 | 0 | 204.21 | 0 | 204.21 | 0 | 204.2981 | 0 | 200.465 | 0 | 204.21 | 0 | 204.2981 | 0 | 204.2981 | 0 | 204.2981 | 0 | 321.4619 | 0 | 204.2981 | 0 | 204.2981 | 0 | 371 | 0 | 204.21 | 0 | 198.36 | -0.008278 | 204.2981 | 0 | 204.21 | 0 | 322.4319 | 0.00032585 | 204.2981 | 0 | 204.2981 | 0 | 204.21 | 0 | 204.2981 | 0 | 204.2981 | 0 | 204.2981 | 0 | 501.7845 | 0.0095041 | 204.21 | 0 | 204.21 | 0 | 204.2981 | -0.00070346 | 500.3083 | 0.00078262 | 204.21 | 0 | 504.3803 | 0.00028958 | 501.7845 | 0.046234 | 204.21 | 0 | 801.3207 | 0.0023877 | 804.9973 | 0.00036792 | 1064.6422 | 0.00098978 | 1000.0068 | 0.013629 | 1001.3582 | 0 | 1000.7682 | 0 | 1000.762 | 0.0062421 | 204.21 | 3.7388e-05 | 204.2981 | 0 | 204.21 | 0 | 204.21 | 0 | 204.2981 | #REF! | 204.21 | 0 | 201.4645 | 0
| 182.6072 | 0 | 182.6072 | 0.053991 | 182.6072 | 0.034613 | 182.6072 | 0 | 182.6072 | 0 | 182.6072 | 0 | 321.5762 | 0 | 204.4118 | -0.0076638 | 182.6072 | 0 | 321.5762 | 0.01046 | 204.4118 | 0 | 204.4118 | 0 | 197.4339 | 0 | 204.4118 | 0 | 204.4118 | 0 | 204.5012 | 0 | 200.673 | 0 | 204.4118 | 0 | 204.5012 | 0 | 204.5012 | 0 | 204.5012 | 0 | 321.5762 | 0 | 204.5012 | 0 | 204.5012 | 9.7014e-05 | 372 | 0 | 204.4118 | 0 | 198.56 | 0.017606 | 204.5012 | 0 | 204.4118 | 0 | 322.5407 | 0.00029917 | 204.5012 | 0 | 204.5012 | 0.0076089 | 204.4118 | 0 | 204.5012 | 0 | 204.5012 | 0 | 204.5012 | 0 | 501.9382 | 0.015698 | 204.4118 | 0 | 204.4118 | 0 | 204.5012 | 0.0070017 | 500.4633 | 0 | 204.4118 | 0 | 504.5326 | 0.00027203 | 501.9382 | 0.043064 | 204.4118 | 0 | 801.3846 | 0.00142 | 805.2351 | 9.8836e-05 | 1064.6978 | 0.0009798 | 1000.019 | 0.013622 | 1001.4073 | 0 | 1000.8173 | 0 | 1000.811 | 0.0062478 | 204.412 | 3.2143e-05 | 204.5012 | 0 | 204.4118 | 0 | 204.4118 | 0 | 204.5012 | #REF! | 204.4118 | 0 | 201.6679 | 0
| 182.6766 | 0 | 182.6766 | -0.058056 | 182.6766 | 0.034613 | 182.6766 | 0 | 182.6766 | 0 | 182.6766 | 0 | 321.6904 | 0.00029265 | 204.6137 | -0.019873 | 182.6766 | 0 | 321.6904 | 0 | 204.6137 | 0 | 204.6137 | 0 | 197.639 | 0 | 204.6137 | 0 | 204.6137 | 0 | 204.7043 | 0 | 200.8811 | 0 | 204.6137 | 0 | 204.7043 | 0 | 204.7043 | 0 | 204.7043 | 0 | 321.6904 | 0.014523 | 204.7043 | 0 | 204.7043 | 0 | 373 | 0 | 204.6137 | 0 | 198.76 | -0.0016322 | 204.7043 | 0 | 204.6137 | 0 | 322.6495 | 0.0003167 | 204.7043 | 0 | 204.7043 | 0 | 204.6137 | 0 | 204.7043 | 0 | 204.7043 | 0 | 204.7043 | 0 | 502.092 | 0.0072082 | 204.6137 | 0 | 204.6137 | 0 | 204.7043 | 6.9676e-05 | 500.6184 | 0.00078262 | 204.6137 | 0 | 504.685 | 0.00030823 | 502.092 | 0.044266 | 204.6137 | 0 | 801.4485 | 0.0020106 | 805.4729 | 0.00035371 | 1064.7533 | 0.00096959 | 1000.0313 | 0.013615 | 1001.4565 | 0 | 1000.8663 | 0 | 1000.8601 | 0.0062455 | 204.614 | 8.5651e-05 | 204.7043 | 0 | 204.6137 | 0 | 204.6137 | 0 | 204.7043 | #REF! | 204.6137 | 0 | 201.8713 | 0
| 182.746 | 0 | 182.746 | -0.035331 | 182.746 | 0.034613 | 182.746 | 0 | 182.746 | 0 | 182.746 | 0 | 321.8047 | 0.0045738 | 204.8156 | 0.073602 | 182.746 | 0 | 321.8047 | 0.016437 | 204.8156 | 0 | 204.8156 | 0 | 197.8441 | 0 | 204.8156 | 0 | 204.8156 | 0 | 204.9074 | 0 | 201.0891 | 0 | 204.8156 | 0 | 204.9074 | 0 | 204.9074 | 0 | 204.9074 | 0 | 321.8047 | 0.0076135 | 204.9074 | 0 | 204.9074 | 0.00025635 | 374 | 0 | 204.8156 | 0 | 198.97 | -0.00513 | 204.9074 | 0 | 204.8156 | 0 | 322.7584 | 0.00031785 | 204.9074 | 0 | 204.9074 | 0.013986 | 204.8156 | 0 | 204.9074 | 0 | 204.9074 | 0 | 204.9074 | 0 | 502.2457 | 0.010305 | 204.8156 | 0 | 204.8156 | 0 | 204.9074 | 0.0065617 | 500.7735 | 0 | 204.8156 | 0 | 504.8373 | 0.00027203 | 502.2457 | 0.041753 | 204.8156 | 0 | 801.5124 | 0.0024081 | 805.7107 | 6.4493e-05 | 1064.8088 | 0.00095918 | 1000.0436 | 0.013608 | 1001.5056 | 0 | 1000.9154 | 0 | 1000.9091 | 0.0062308 | 204.816 | 1.6062e-05 | 204.9074 | 0 | 204.8156 | 0 | 204.8156 | 0 | 204.9074 | #REF! | 204.8156 | 0 | 202.0747 | 0
| 182.8154 | 0 | 182.8154 | 0.015709 | 182.8154 | 0.034613 | 182.8154 | 0 | 182.8154 | 0 | 182.8154 | 0 | 321.919 | 0 | 205.0175 | -0.056864 | 182.8154 | 0 | 321.919 | 0.011181 | 205.0175 | 0 | 205.0175 | 0 | 198.0493 | 0 | 205.0175 | 0 | 205.0175 | 0 | 205.1105 | 0 | 201.2972 | 0 | 205.0175 | 0 | 205.1105 | 0 | 205.1105 | 0 | 205.1105 | 0 | 321.919 | 0.012433 | 205.1105 | 0 | 205.1105 | 0 | 375 | 0 | 205.0175 | 0 | 199.17 | -0.027165 | 205.1105 | 0 | 205.0175 | 0 | 322.8672 | 0.0002885 | 205.1105 | 0 | 205.1105 | 0 | 205.0175 | 0 | 205.1105 | 0 | 205.1105 | 0 | 205.1105 | 0 | 502.3995 | 0.011533 | 205.0175 | 0 | 205.0175 | 0 | 205.1105 | -0.0056077 | 500.9286 | 0.00078262 | 205.0175 | 0 | 504.9897 | 0.00027423 | 502.3995 | 0.045032 | 205.0175 | 0 | 801.5764 | 0.0018338 | 805.9485 | 0.00035826 | 1064.8643 | 0.00094852 | 1000.0558 | 0.0136 | 1001.5548 | 0 | 1000.9645 | 0 | 1000.9583 | 0.0062058 | 205.018 | 3.7475e-05 | 205.1105 | 0 | 205.0175 | 0 | 205.0175 | 0 | 205.1105 | #REF! | 205.0175 | 0 | 202.2782 | 0
| 182.8848 | 0 | 182.8848 | 0.024089 | 182.8848 | 0.034613 | 182.8848 | 0 | 182.8848 | 0 | 182.8848 | 0 | 322.0332 | 0 | 205.2194 | 0.051578 | 182.8848 | 0 | 322.0332 | 0 | 205.2194 | 0 | 205.2194 | 0 | 198.2544 | 0 | 205.2194 | 0 | 205.2194 | 0 | 205.3136 | 0 | 201.5052 | 0 | 205.2194 | 0 | 205.3136 | 0 | 205.3136 | 0 | 205.3136 | 0 | 322.0332 | 0.021837 | 205.3136 | 0 | 205.3136 | 0.0001408 | 376 | 0 | 205.2194 | 0 | 199.37 | 0.01096 | 205.3136 | 0 | 205.2194 | 0 | 322.976 | 0.00027173 | 205.3136 | 0 | 205.3136 | 0.0079424 | 205.2194 | 0 | 205.3136 | 0 | 205.3136 | 0 | 205.3136 | 0 | 502.5532 | 0.012975 | 205.2194 | 0 | 205.2194 | 0 | 205.3136 | 0.0030802 | 501.0836 | 0 | 205.2194 | 0 | 505.142 | 0.00030933 | 502.5532 | 0.042408 | 205.2194 | 0 | 801.6404 | 0.0015866 | 806.1863 | 8.4627e-05 | 1064.9198 | 0.00093776 | 1000.0681 | 0.013593 | 1001.6039 | 0 | 1001.0136 | 0 | 1001.0073 | 0.0061717 | 205.219 | 1.0708e-05 | 205.3136 | 0 | 205.2194 | 0 | 205.2194 | 0 | 205.3136 | #REF! | 205.2194 | 0 | 202.4816 | 0
| 182.9542 | 0 | 182.9542 | -0.017544 | 182.9542 | 0.034613 | 182.9542 | 0 | 182.9542 | 0 | 182.9542 | 0 | 322.1475 | 0.0059129 | 205.4214 | -0.016306 | 182.9542 | 0 | 322.1475 | 0.0089449 | 205.4214 | 0 | 205.4214 | 0 | 198.4595 | 0 | 205.4214 | 0 | 205.4214 | 0 | 205.5168 | 0 | 201.7133 | 0 | 205.4214 | 0 | 205.5168 | 0 | 205.5168 | 0 | 205.5168 | 0 | 322.1475 | 0.0020264 | 205.5168 | 0 | 205.5168 | 0 | 377 | 0 | 205.4214 | 0 | 199.57 | -0.02052 | 205.5168 | 0 | 205.4214 | 0 | 323.0849 | 0.00022867 | 205.5168 | 0 | 205.5168 | 0 | 205.4214 | 0 | 205.5168 | 0 | 205.5168 | 0 | 205.5168 | 0 | 502.707 | 0.0056598 | 205.4214 | 0 | 205.4214 | 0 | 205.5168 | -0.0070284 | 501.2387 | 0 | 205.4214 | 0 | 505.2944 | 0.00026655 | 502.707 | 0.044813 | 205.4214 | 0 | 801.7042 | 0.0015426 | 806.4241 | 0.00038036 | 1064.9753 | 0.00092684 | 1000.0803 | 0.013585 | 1001.6531 | 0 | 1001.0627 | 0 | 1001.0564 | 0.006133 | 205.421 | 2.1454e-05 | 205.5168 | 0 | 205.4214 | 0 | 205.4214 | 0 | 205.5168 | #REF! | 205.4214 | 0 | 202.6851 | 0
| 183.0236 | 0 | 183.0236 | -0.028867 | 183.0236 | 0.034613 | 183.0236 | 0 | 183.0236 | 0 | 183.0236 | 0 | 322.2617 | 0 | 205.6233 | -0.038079 | 183.0236 | 0 | 322.2617 | 0 | 205.6233 | 0 | 205.6233 | 0 | 198.6647 | 0 | 205.6233 | 0 | 205.6233 | 0 | 205.72 | 0 | 201.9214 | 0 | 205.6233 | 0 | 205.72 | 0 | 205.72 | 0 | 205.72 | 0 | 322.2617 | 0.021837 | 205.72 | 0 | 205.72 | 0.00010775 | 378 | 0 | 205.6233 | 0 | 199.78 | -0.0068788 | 205.72 | 0 | 205.6233 | 0 | 323.1938 | 0.00020504 | 205.72 | 0 | 205.72 | 0.011102 | 205.6233 | 0 | 205.72 | 0 | 205.72 | 0 | 205.72 | 0 | 502.8607 | 0.016499 | 205.6233 | 0 | 205.6233 | 0 | 205.72 | 0.0045611 | 501.3938 | 0 | 205.6233 | 0 | 505.4468 | 0.00026326 | 502.8607 | 0.041862 | 205.6233 | 0 | 801.7682 | 0.0015915 | 806.6619 | 8.007e-05 | 1065.031 | 0.00091585 | 1000.0925 | 0.013577 | 1001.7022 | 0 | 1001.1118 | 0 | 1001.1055 | 0.0060933 | 205.623 | 4.2851e-05 | 205.72 | 0 | 205.6233 | 0 | 205.6233 | 0 | 205.72 | #REF! | 205.6233 | 0 | 202.8886 | 0
| 183.093 | 0 | 183.093 | 0.038008 | 183.093 | 0.034613 | 183.093 | 0 | 183.093 | 0 | 183.093 | 0 | 322.376 | 0 | 205.8253 | -0.0080993 | 183.093 | 0 | 322.376 | 0 | 205.8253 | 0 | 205.8253 | 0 | 198.8699 | 0 | 205.8253 | 0 | 205.8253 | 0 | 205.9232 | 0 | 202.1295 | 0 | 205.8253 | 0 | 205.9232 | 0 | 205.9232 | 0 | 205.9232 | 0 | 322.376 | 0.016508 | 205.9232 | 0 | 205.9232 | 0 | 379 | 0 | 205.8253 | 0 | 199.98 | -0.016322 | 205.9232 | 0 | 205.8253 | 0 | 323.3026 | 0.00019437 | 205.9232 | 0 | 205.9232 | 0 | 205.8253 | 0 | 205.9232 | 0 | 205.9232 | 0 | 205.9232 | 0 | 503.0145 | 0.0080625 | 205.8253 | 0 | 205.8253 | 0 | 205.9232 | -0.0067011 | 501.5489 | 0.00078262 | 205.8253 | 0 | 505.5992 | 0.00028739 | 503.0145 | 0.044813 | 205.8253 | 0 | 801.8323 | 0.0021166 | 806.8998 | 0.00034975 | 1065.0865 | 0.00090468 | 1000.1048 | 0.013568 | 1001.7513 | 0 | 1001.1609 | 0 | 1001.1546 | 0.0060546 | 205.825 | 1.6085e-05 | 205.9232 | 0 | 205.8253 | 0 | 205.8253 | 0 | 205.9232 | #REF! | 205.8253 | 0 | 203.0921 | 0
| 183.1624 | 0 | 183.1624 | 0.03827 | 183.1624 | 0.034613 | 183.1624 | 0 | 183.1624 | 0 | 183.1624 | 0 | 322.4902 | 0.0073885 | 206.0273 | 0.12606 | 183.1624 | 0 | 322.4902 | 0 | 206.0273 | 0 | 206.0273 | 0 | 199.0751 | 0 | 206.0273 | 0 | 206.0273 | 0 | 206.1264 | 0 | 202.3376 | 0 | 206.0273 | 0 | 206.1264 | 0 | 206.1264 | 0 | 206.1264 | 0 | 322.4902 | 0.0064269 | 206.1264 | 0 | 206.1264 | 0.00022391 | 380 | 0 | 206.0273 | 0 | 200.18 | 0.0036143 | 206.1264 | 0 | 206.0273 | 0 | 323.4115 | 0.00022562 | 206.1264 | 0 | 206.1264 | 0.011231 | 206.0273 | 0 | 206.1264 | 0 | 206.1264 | 0 | 206.1264 | 0 | 503.1683 | 0.010038 | 206.0273 | 0 | 206.0273 | 0 | 206.1264 | 0.0043157 | 501.7041 | 0 | 206.0273 | 0 | 505.7516 | 0.00027642 | 503.1683 | 0.042408 | 206.0273 | 0 | 801.8962 | 0.002737 | 807.1376 | 3.7485e-05 | 1065.1421 | 0.00089343 | 1000.1171 | 0.01356 | 1001.8005 | 0 | 1001.21 | 0 | 1001.2037 | 0.0060194 | 206.027 | 3.2162e-05 | 206.1264 | 0 | 206.0273 | 0 | 206.0273 | 0 | 206.1264 | #REF! | 206.0273 | 0 | 203.2957 | 0
| 183.2318 | 0 | 183.2318 | -0.025004 | 183.2318 | 0.034613 | 183.2318 | 0 | 183.2318 | 0 | 183.2318 | 0 | 322.6045 | 0 | 206.2293 | 0.016678 | 183.2318 | 0 | 322.6045 | 0.030091 | 206.2293 | 0 | 206.2293 | 0 | 199.2803 | 0 | 206.2293 | 0 | 206.2293 | 0 | 206.3296 | 0 | 202.5458 | 0 | 206.2293 | 0 | 206.3296 | 0 | 206.3296 | 0 | 206.3296 | 0 | 322.6045 | 0.0079576 | 206.3296 | 0 | 206.3296 | 0 | 381 | 0 | 206.2293 | 0 | 200.39 | -0.0037309 | 206.3296 | 0 | 206.2293 | 0 | 323.5204 | 0.00028202 | 206.3296 | 0 | 206.3296 | 0 | 206.2293 | 0 | 206.3296 | 0 | 206.3296 | 0 | 206.3296 | 0 | 503.3221 | 0.0059267 | 206.2293 | 0 | 206.2293 | 0 | 206.3296 | -0.00436 | 501.8592 | 0.00026087 | 206.2293 | 0 | 505.904 | 0.00022267 | 503.3221 | 0.044048 | 206.2293 | 0 | 801.9601 | 0.0021281 | 807.3755 | 0.00036588 | 1065.1976 | 0.0008821 | 1000.1293 | 0.013551 | 1001.8497 | 0 | 1001.2591 | 0 | 1001.2528 | 0.0059887 | 206.229 | 1.0732e-05 | 206.3296 | 0 | 206.2293 | 0 | 206.2293 | 0 | 206.3296 | #REF! | 206.2293 | 0 | 203.4992 | 0
| 183.3012 | 0 | 183.3012 | -0.0070023 | 183.3012 | 0.034613 | 183.3012 | 0 | 183.3012 | 0 | 183.3012 | 0 | 322.7187 | 0 | 206.4314 | 0.033381 | 183.3012 | 0 | 322.7187 | 0.0070979 | 206.4314 | 0 | 206.4314 | 0 | 199.4856 | 0 | 206.4314 | 0 | 206.4314 | 0 | 206.5328 | 0 | 202.7539 | 0 | 206.4314 | 0 | 206.5328 | 0 | 206.5328 | 0 | 206.5328 | 0 | 322.7187 | 0 | 206.5328 | 0 | 206.5328 | 9.537e-05 | 382 | 0 | 206.4314 | 0 | 200.59 | -0.011426 | 206.5328 | 0 | 206.4314 | 0 | 323.6292 | 0.00028812 | 206.5328 | 0 | 206.5328 | 0.01029 | 206.4314 | 0 | 206.5328 | 0 | 206.5328 | 0 | 206.5328 | 0 | 503.4759 | 0.0097711 | 206.4314 | 0 | 206.4314 | 0 | 206.5328 | -0.00015727 | 502.0143 | 0.00017392 | 206.4314 | 0 | 506.0564 | 0.00032359 | 503.4759 | 0.041425 | 206.4314 | 0 | 802.0242 | 0.001633 | 807.6133 | 0.00010074 | 1065.2532 | 0.00087071 | 1000.1415 | 0.013542 | 1001.8989 | 0 | 1001.3082 | 0 | 1001.3019 | 0.0059603 | 206.431 | 3.2135e-05 | 206.5328 | 0 | 206.4314 | 0 | 206.4314 | 0 | 206.5328 | #REF! | 206.4314 | 0 | 203.7028 | 0
| 183.3707 | 0 | 183.3707 | 0.0024985 | 183.3707 | 0.034613 | 183.3707 | 0 | 183.3707 | 0 | 183.3707 | 0 | 322.833 | 0 | 206.6334 | 0.0066291 | 183.3707 | 0 | 322.833 | 0.0085722 | 206.6334 | 0 | 206.6334 | 0 | 199.6908 | 0 | 206.6334 | 0 | 206.6334 | 0 | 206.7361 | 0 | 202.962 | 0 | 206.6334 | 0 | 206.7361 | 0 | 206.7361 | 0 | 206.7361 | 0 | 322.833 | 0.0058817 | 206.7361 | 0 | 206.7361 | 0 | 383 | 0 | 206.6334 | 0 | 200.79 | -0.012475 | 206.7361 | 0 | 206.6334 | 0 | 323.7381 | 0.00025725 | 206.7361 | 0 | 206.7361 | 0 | 206.6334 | 0 | 206.7361 | 0 | 206.7361 | 0 | 206.7361 | 0 | 503.6298 | 0.0057132 | 206.6334 | 0 | 206.6334 | 0 | 206.7361 | -0.0017735 | 502.1695 | 0.00078262 | 206.6334 | 0 | 506.2088 | 0.0002501 | 503.6298 | 0.044376 | 206.6334 | 0 | 802.0882 | 0.0017354 | 807.8512 | 0.00038822 | 1065.3088 | 0.00085934 | 1000.1538 | 0.013533 | 1001.9481 | 0 | 1001.3574 | 0 | 1001.3511 | 0.0059319 | 206.633 | 4.2809e-05 | 206.7361 | 0 | 206.6334 | 0 | 206.6334 | 0 | 206.7361 | #REF! | 206.6334 | 0 | 203.9064 | 0
| 183.4401 | 0 | 183.4401 | 0.019169 | 183.4401 | 0.034613 | 183.4401 | 0 | 183.4401 | 0 | 183.4401 | 0 | 322.9472 | 0 | 206.8355 | 0.084153 | 183.4401 | 0 | 322.9472 | 0 | 206.8355 | 0 | 206.8355 | 0 | 199.8961 | 0 | 206.8355 | 0 | 206.8355 | 0 | 206.9394 | 0 | 203.1702 | 0 | 206.8355 | 0 | 206.9394 | 0 | 206.9394 | 0 | 206.9394 | 0 | 322.9472 | 0.0082067 | 206.9394 | 0 | 206.9394 | 0.00015126 | 384 | 0 | 206.8355 | 0 | 200.99 | 0.030897 | 206.9394 | 0 | 206.8355 | 0 | 323.847 | 0.00025192 | 206.9394 | 0 | 206.9394 | 0.0084506 | 206.8355 | 0 | 206.9394 | 0 | 206.9394 | 0 | 206.9394 | 0 | 503.7836 | 0.012868 | 206.8355 | 0 | 206.8355 | 0 | 206.9394 | 0.0053639 | 502.3246 | 0 | 206.8355 | 0 | 506.3613 | 0.0002841 | 503.7836 | 0.042736 | 206.8355 | 0 | 802.1522 | 0.0015569 | 808.0891 | 9.1118e-05 | 1065.3644 | 0.00084789 | 1000.1661 | 0.013524 | 1001.9973 | 0 | 1001.4064 | 0 | 1001.4002 | 0.005899 | 206.836 | 2.6751e-05 | 206.9394 | 0 | 206.8355 | 0 | 206.8355 | 0 | 206.9394 | #REF! | 206.8355 | 0 | 204.11 | 0
| 183.5095 | 0 | 183.5095 | -0.028656 | 183.5095 | 0.034613 | 183.5095 | 0 | 183.5095 | 0 | 183.5095 | 0 | 323.0614 | 0.0066155 | 207.0376 | 0.00047878 | 183.5095 | 0 | 323.0614 | 0.0093174 | 207.0376 | 0 | 207.0376 | 0 | 200.1013 | 0 | 207.0376 | 0 | 207.0376 | 0 | 207.1427 | 0 | 203.3784 | 0 | 207.0376 | 0 | 207.1427 | 0 | 207.1427 | 0 | 207.1427 | 0 | 323.0614 | 0.0023231 | 207.1427 | 0 | 207.1427 | 0 | 385 | 0 | 207.0376 | 0 | 201.2 | 0.015507 | 207.1427 | 0 | 207.0376 | 0 | 323.9559 | 0.00028583 | 207.1427 | 0 | 207.1427 | 0 | 207.0376 | 0 | 207.1427 | 0 | 207.1427 | 0 | 207.1427 | 0 | 503.9374 | 0.0083295 | 207.0376 | 0 | 207.0376 | 0 | 207.1427 | -0.0046954 | 502.4798 | 0.00026087 | 207.0376 | 0 | 506.5138 | 0.000283 | 503.9374 | 0.04525 | 207.0376 | 0 | 802.2162 | 0.0010632 | 808.327 | 0.00029511 | 1065.4199 | 0.00083644 | 1000.1783 | 0.013515 | 1002.0465 | 0 | 1001.4556 | 0 | 1001.4493 | 0.0058615 | 207.038 | 3.7481e-05 | 207.1427 | 0 | 207.0376 | 0 | 207.0376 | 0 | 207.1427 | #REF! | 207.0376 | 0 | 204.3136 | 0
| 183.579 | 0 | 183.579 | -0.02503 | 183.579 | 0.034613 | 183.579 | 0 | 183.579 | 0 | 183.579 | 0 | 323.1756 | 0.0077401 | 207.2397 | 0.036515 | 183.579 | 0 | 323.1756 | 0 | 207.2397 | 0 | 207.2397 | 0 | 200.3066 | 0 | 207.2397 | 0 | 207.2397 | 0 | 207.346 | 0 | 203.5866 | 0 | 207.2397 | 0 | 207.346 | 0 | 207.346 | 0 | 207.346 | 0 | 323.1756 | 0 | 207.346 | 0 | 207.346 | 0.00010697 | 386 | 0 | 207.2397 | 0 | 201.4 | 0.005713 | 207.346 | 0 | 207.2397 | 0 | 324.0648 | 0.00032814 | 207.346 | 0 | 207.346 | 0.0047905 | 207.2397 | 0 | 207.346 | 0 | 207.346 | 0 | 207.346 | 0 | 504.0913 | 0.015377 | 207.2397 | 0 | 207.2397 | 0 | 207.346 | 0.0046864 | 502.6349 | 0.00017392 | 207.2397 | 0 | 506.6662 | 0.00021609 | 504.0913 | 0.04208 | 207.2397 | 0 | 802.2803 | 0.0009339 | 808.5649 | 9.3209e-05 | 1065.4756 | 0.00082506 | 1000.1906 | 0.013505 | 1002.0956 | 0 | 1001.5047 | 0 | 1001.4984 | 0.0058171 | 207.24 | 3.7496e-05 | 207.346 | 0 | 207.2397 | 0 | 207.2397 | 0 | 207.346 | #REF! | 207.2397 | 0 | 204.5172 | 0
| 183.6484 | 0 | 183.6484 | 0.042319 | 183.6484 | 0.034613 | 183.6484 | 0 | 183.6484 | 0 | 183.6484 | 0 | 323.2899 | 0 | 207.4418 | -0.068648 | 183.6484 | 0 | 323.2899 | 0.024288 | 207.4418 | 0 | 207.4418 | 0 | 200.5119 | 0 | 207.4418 | 0 | 207.4418 | 0 | 207.5493 | 0 | 203.7948 | 0 | 207.4418 | 0 | 207.5493 | 0 | 207.5493 | 0 | 207.5493 | 0 | 323.2899 | 0.017762 | 207.5493 | 0 | 207.5493 | 0 | 387 | 0 | 207.4418 | 0 | 201.6 | -0.021219 | 207.5493 | 0 | 207.4418 | 0 | 324.1737 | 0.00033881 | 207.5493 | 0 | 207.5493 | 0 | 207.4418 | 0 | 207.5493 | 0 | 207.5493 | 0 | 207.5493 | 0 | 504.2451 | 0.0061937 | 207.4418 | 0 | 207.4418 | 0 | 207.5493 | -0.007827 | 502.7901 | 0.00026087 | 207.4418 | 0 | 506.8187 | 0.00032469 | 504.2451 | 0.044157 | 207.4418 | 0 | 802.3444 | 0.0016968 | 808.8028 | 0.00034387 | 1065.5311 | 0.00081365 | 1000.2028 | 0.013496 | 1002.1448 | 0 | 1001.5539 | 0 | 1001.5476 | 0.005766 | 207.442 | 2.6774e-05 | 207.5493 | 0 | 207.4418 | 0 | 207.4418 | 0 | 207.5493 | #REF! | 207.4418 | 0 | 204.7209 | 0
| 183.7179 | 0 | 183.7179 | 0.019676 | 183.7179 | 0.034613 | 183.7179 | 0 | 183.7179 | 0 | 183.7179 | 0 | 323.4041 | 0 | 207.644 | -0.026981 | 183.7179 | 0 | 323.4041 | 0 | 207.644 | 0 | 207.644 | 0 | 200.7172 | 0 | 207.644 | 0 | 207.644 | 0 | 207.7526 | 0 | 204.003 | 0 | 207.644 | 0 | 207.7526 | 0 | 207.7526 | 0 | 207.7526 | 0 | 323.4041 | 0.015881 | 207.7526 | 0 | 207.7526 | 7.9911e-05 | 388 | 0 | 207.644 | 0 | 201.8 | 0.029147 | 207.7526 | 0 | 207.644 | 0 | 324.2826 | 0.00034795 | 207.7526 | 0 | 207.7526 | 0.010682 | 207.644 | 0 | 207.7526 | 0 | 207.7526 | 0 | 207.7526 | 0 | 504.399 | 0.010786 | 207.644 | 0 | 207.644 | 0 | 207.7526 | 9.5775e-05 | 502.9453 | 0.00069566 | 207.644 | 0 | 506.9712 | 0.00025339 | 504.399 | 0.042627 | 207.644 | 0 | 802.4084 | 0.0015867 | 809.0407 | 0.00011069 | 1065.5868 | 0.00080235 | 1000.2151 | 0.013486 | 1002.194 | 0 | 1001.603 | 0 | 1001.5967 | 0.0057103 | 207.644 | 2.6774e-05 | 207.7526 | 0 | 207.644 | 0 | 207.644 | 0 | 207.7526 | #REF! | 207.644 | 0 | 204.9245 | 0
| 183.7873 | 0 | 183.7873 | 0.016947 | 183.7873 | 0.034613 | 183.7873 | 0 | 183.7873 | 0 | 183.7873 | 0 | 323.5183 | 0 | 207.8462 | -0.017653 | 183.7873 | 0 | 323.5183 | 0.007454 | 207.8462 | 0 | 207.8462 | 0 | 200.9226 | 0 | 207.8462 | 0 | 207.8462 | 0 | 207.956 | 0 | 204.2112 | 0 | 207.8462 | 0 | 207.956 | 0 | 207.956 | 0 | 207.956 | 0 | 323.5183 | 0.015359 | 207.956 | 0 | 207.956 | 0 | 389 | 0 | 207.8462 | 0 | 202.01 | 0.0036143 | 207.956 | 0 | 207.8462 | 0 | 324.3916 | 0.00038607 | 207.956 | 0 | 207.956 | 0 | 207.8462 | 0 | 207.956 | 0 | 207.956 | 0 | 207.956 | 0 | 504.5529 | 0.01212 | 207.8462 | 0 | 207.8462 | 0 | 207.956 | 0.0012259 | 503.1005 | 0.00078262 | 207.8462 | 0 | 507.1237 | 0.00029178 | 504.5529 | 0.045469 | 207.8462 | 0 | 802.4725 | 0.001543 | 809.2787 | 0.00040612 | 1065.6425 | 0.00079111 | 1000.2273 | 0.013476 | 1002.2432 | 0 | 1001.6522 | 0 | 1001.6459 | 0.0056535 | 207.846 | 2.1463e-05 | 207.956 | 0 | 207.8462 | 0 | 207.8462 | 0 | 207.956 | #REF! | 207.8462 | 0 | 205.1282 | 0
| 183.8568 | 0 | 183.8568 | -0.025997 | 183.8568 | 0.034613 | 183.8568 | 0 | 183.8568 | 0 | 183.8568 | 0 | 323.6325 | 0.0024628 | 208.0483 | 0.015244 | 183.8568 | 0 | 323.6325 | 0 | 208.0483 | 0 | 208.0483 | 0 | 201.1279 | 0 | 208.0483 | 0 | 208.0483 | 0 | 208.1594 | 0 | 204.4194 | 0 | 208.0483 | 0 | 208.1594 | 0 | 208.1594 | 0 | 208.1594 | 0 | 323.6325 | 0.017135 | 208.1594 | 0 | 208.1594 | 8.9887e-05 | 390 | 0 | 208.0483 | 0 | 202.21 | 0.0085112 | 208.1594 | 0 | 208.0483 | 0 | 324.5005 | 0.00036815 | 208.1594 | 0 | 208.1594 | 0.010883 | 208.0483 | 0 | 208.1594 | 0 | 208.1594 | 0 | 208.1594 | 0 | 504.7067 | 0.008543 | 208.0483 | 0 | 208.0483 | 0 | 208.1594 | 0.0037336 | 503.2557 | 0.0017392 | 208.0483 | 0 | 507.2762 | 0.00026984 | 504.7067 | 0.043392 | 208.0483 | 0 | 802.5366 | 0.0018918 | 809.5166 | 7.4254e-05 | 1065.698 | 0.0007799 | 1000.2396 | 0.013466 | 1002.2924 | 0 | 1001.7013 | 0 | 1001.695 | 0.0055967 | 208.048 | 1.0731e-05 | 208.1594 | 0 | 208.0483 | 0 | 208.0483 | 0 | 208.1594 | #REF! | 208.0483 | 0 | 205.3319 | 0
| 183.9263 | 0 | 183.9263 | 0.0017539 | 183.9263 | 0.034613 | 183.9263 | 0 | 183.9263 | 0 | 183.9263 | 0 | 323.7467 | 0 | 208.2506 | -0.029095 | 183.9263 | 0 | 323.7467 | 0.006336 | 208.2506 | 0 | 208.2506 | 0 | 201.3333 | 0 | 208.2506 | 0 | 208.2506 | 0 | 208.3628 | 0 | 204.6276 | 0 | 208.2506 | 0 | 208.3628 | 0 | 208.3628 | 0 | 208.3628 | 0 | 323.7467 | 0.0052886 | 208.3628 | 0 | 208.3628 | 0 | 391 | 0 | 208.2506 | 0 | 202.41 | 0.00046636 | 208.3628 | 0 | 208.2506 | 0 | 324.6094 | 0.00038797 | 208.3628 | 0 | 208.3628 | 0 | 208.2506 | 0 | 208.3628 | 0 | 208.3628 | 0 | 208.3628 | 0 | 504.8606 | 0.005553 | 208.2506 | 0 | 208.2506 | 0 | 208.3628 | -0.0047459 | 503.4109 | 0.00078262 | 208.2506 | 0 | 507.4287 | 0.00025777 | 504.8606 | 0.045359 | 208.2506 | 0 | 802.6006 | 0.0017798 | 809.7545 | 0.00041704 | 1065.7537 | 0.00076884 | 1000.2518 | 0.013456 | 1002.3417 | 0 | 1001.7505 | 0 | 1001.7442 | 0.0055444 | 208.251 | 1.61e-05 | 208.3628 | 0 | 208.2506 | 0 | 208.2506 | 0 | 208.3628 | #REF! | 208.2506 | 0 | 205.5356 | 0
| 183.9957 | 0 | 183.9957 | 0.029485 | 183.9957 | 0.034613 | 183.9957 | 0 | 183.9957 | 0 | 183.9957 | 0 | 323.8609 | 0 | 208.4528 | 0.0040994 | 183.9957 | 0 | 323.8609 | 0 | 208.4528 | 0 | 208.4528 | 0 | 201.5386 | 0 | 208.4528 | 0 | 208.4528 | 0 | 208.5662 | 0 | 204.8359 | 0 | 208.4528 | 0 | 208.5662 | 0 | 208.5662 | 0 | 208.5662 | 0 | 323.8609 | 0.0043505 | 208.5662 | 0 | 208.5662 | 0.00016936 | 392 | 0 | 208.4528 | 0 | 202.62 | -0.0068788 | 208.5662 | 0 | 208.4528 | 0 | 324.7184 | 0.00035405 | 208.5662 | 0 | 208.5662 | 0.0069746 | 208.4528 | 0 | 208.5662 | 0 | 208.5662 | 0 | 208.5662 | 0 | 505.0145 | 0.015965 | 208.4528 | 0 | 208.4528 | 0 | 208.5662 | 0.0070035 | 503.5661 | 0.00017392 | 208.4528 | 0 | 507.5812 | 0.00030494 | 505.0145 | 0.043173 | 208.4528 | 0 | 802.6648 | 0.0022855 | 809.9925 | 0.00012083 | 1065.8093 | 0.00075788 | 1000.2641 | 0.013446 | 1002.3909 | 0 | 1001.7996 | 0 | 1001.7933 | 0.0055001 | 208.453 | 3.212e-05 | 208.5662 | 0 | 208.4528 | 0 | 208.4528 | 0 | 208.5662 | #REF! | 208.4528 | 0 | 205.7393 | 0
| 184.0652 | 0 | 184.0652 | -0.02471 | 184.0652 | 0.034613 | 184.0652 | 0 | 184.0652 | 0 | 184.0652 | 0 | 323.9751 | 0 | 208.655 | -0.07041 | 184.0652 | 0 | 323.9751 | 0.0018634 | 208.655 | 0 | 208.655 | 0 | 201.744 | 0 | 208.655 | 0 | 208.655 | 0 | 208.7696 | 0 | 205.0441 | 0 | 208.655 | 0 | 208.7696 | 0 | 208.7696 | 0 | 208.7696 | 0 | 323.9751 | 0.007068 | 208.7696 | 0 | 208.7696 | 0 | 393 | 0 | 208.655 | 0 | 202.82 | -0.010726 | 208.7696 | 0 | 208.655 | 0 | 324.8273 | 0.00037197 | 208.7696 | 0 | 208.7696 | 0 | 208.655 | 0 | 208.7696 | 0 | 208.7696 | 0 | 208.7696 | 0 | 505.1684 | 0.012761 | 208.655 | 0 | 208.655 | 0 | 208.7696 | -0.0028352 | 503.7213 | 0 | 208.655 | 0 | 507.7338 | 0.00026216 | 505.1684 | 0.045469 | 208.655 | 0 | 802.7289 | 0.0018339 | 810.2305 | 0.00040691 | 1065.8649 | 0.000747 | 1000.2763 | 0.013436 | 1002.4401 | 0 | 1001.8488 | 0 | 1001.8425 | 0.0054649 | 208.655 | 5.3473e-05 | 208.7696 | 0 | 208.655 | 0 | 208.655 | 0 | 208.7696 | #REF! | 208.655 | 0 | 205.9431 | 0
| 184.1347 | 0 | 184.1347 | -0.044568 | 184.1347 | 0.034613 | 184.1347 | 0 | 184.1347 | 0 | 184.1347 | 0 | 324.0893 | 0 | 208.8573 | 0.040353 | 184.1347 | 0 | 324.0893 | 0.0089657 | 208.8573 | 0 | 208.8573 | 0 | 201.9494 | 0 | 208.8573 | 0 | 208.8573 | 0 | 208.9731 | 0 | 205.2524 | 0 | 208.8573 | 0 | 208.9731 | 0 | 208.9731 | 0 | 208.9731 | 0 | 324.0893 | 0.0076135 | 208.9731 | 0 | 208.9731 | 0.00012486 | 394 | 0 | 208.8573 | 0 | 203.02 | 0.0060627 | 208.9731 | 0 | 208.8573 | 0 | 324.9363 | 0.00033462 | 208.9731 | 0 | 208.9731 | 0.012537 | 208.8573 | 0 | 208.9731 | 0 | 208.9731 | 0 | 208.9731 | 0 | 505.3224 | 0.013882 | 208.8573 | 0 | 208.8573 | 0 | 208.9731 | 0.0059294 | 503.8765 | 0.00017392 | 208.8573 | 0 | 507.8863 | 0.00030165 | 505.3224 | 0.043501 | 208.8573 | 0 | 802.793 | 0.001878 | 810.4684 | 7.2804e-05 | 1065.9205 | 0.00073631 | 1000.2886 | 0.013426 | 1002.4893 | 0 | 1001.898 | 0 | 1001.8917 | 0.0054399 | 208.857 | 1.5975e-05 | 208.9731 | 0 | 208.8573 | 0 | 208.8573 | 0 | 208.9731 | #REF! | 208.8573 | 0 | 206.1469 | 0
| 184.2042 | 0 | 184.2042 | 0.045857 | 184.2042 | 0.034613 | 184.2042 | 0 | 184.2042 | 0 | 184.2042 | 0 | 324.2035 | 0 | 209.0596 | -0.065291 | 184.2042 | 0 | 324.2035 | 0.014535 | 209.0596 | 0 | 209.0596 | 0 | 202.1548 | 0 | 209.0596 | 0 | 209.0596 | 0 | 209.1765 | 0 | 205.4607 | 0 | 209.0596 | 0 | 209.1765 | 0 | 209.1765 | 0 | 209.1765 | 0 | 324.2035 | 0.011807 | 209.1765 | 0 | 209.1765 | 0 | 395 | 0 | 209.0596 | 0 | 203.22 | -0.010726 | 209.1765 | 0 | 209.0596 | 0 | 325.0452 | 0.00036282 | 209.1765 | 0 | 209.1765 | 0 | 209.0596 | 0 | 209.1765 | 0 | 209.1765 | 0 | 209.1765 | 0 | 505.4763 | 0.0077955 | 209.0596 | 0 | 209.0596 | 0 | 209.1765 | -0.0043213 | 504.0317 | 0.00078262 | 209.0596 | 0 | 508.0389 | 0.00021938 | 505.4763 | 0.045141 | 209.0596 | 0 | 802.8572 | 0.0027335 | 810.7064 | 0.00040266 | 1065.9762 | 0.00072577 | 1000.3008 | 0.013416 | 1002.5386 | 0 | 1001.9471 | 0 | 1001.9409 | 0.0054285 | 209.06 | 4.2809e-05 | 209.1765 | 0 | 209.0596 | 0 | 209.0596 | 0 | 209.1765 | #REF! | 209.0596 | 0 | 206.3506 | 0
| 184.2737 | 0 | 184.2737 | 0.022731 | 184.2737 | 0.034613 | 184.2737 | 0 | 184.2737 | 0 | 184.2737 | 0 | 324.3177 | 0 | 209.2619 | -0.0085454 | 184.2737 | 0 | 324.3177 | 0.005977 | 209.2619 | 0 | 209.2619 | 0 | 202.3603 | 0 | 209.2619 | 0 | 209.2619 | 0 | 209.38 | 0 | 205.669 | 0 | 209.2619 | 0 | 209.38 | 0 | 209.38 | 0 | 209.38 | 0 | 324.3177 | 0.001681 | 209.38 | 0 | 209.38 | 0.00017317 | 396 | 0.00057976 | 209.2619 | 0 | 203.43 | -0.013175 | 209.38 | 0 | 209.2619 | 0 | 325.1542 | 0.00032547 | 209.38 | 0 | 209.38 | 0.011346 | 209.2619 | 0 | 209.38 | 0 | 209.38 | 0 | 209.38 | 0 | 505.6302 | 0.01463 | 209.2619 | 0 | 209.2619 | 0 | 209.38 | 0.0034125 | 504.187 | 0 | 209.2619 | 0 | 508.1915 | 0.00038172 | 505.6302 | 0.043392 | 209.2619 | 0 | 802.9213 | 0.0025003 | 810.9444 | 4.2959e-05 | 1066.0319 | 0.0007154 | 1000.3131 | 0.013405 | 1002.5878 | 0 | 1001.9963 | 0 | 1001.99 | 0.0054296 | 209.262 | 0 | 209.38 | 0 | 209.2619 | 0 | 209.2619 | 0 | 209.38 | #REF! | 209.2619 | 0 | 206.5544 | 0
| 184.3432 | 0 | 184.3432 | -0.043548 | 184.3432 | 0.034613 | 184.3432 | 0 | 184.3432 | 0 | 184.3432 | 0 | 324.4319 | 0 | 209.4642 | -0.11114 | 184.3432 | 0 | 324.4319 | 0.016399 | 209.4642 | 0 | 209.4642 | 0 | 202.5657 | 0 | 209.4642 | 0 | 209.4642 | 0 | 209.5835 | 0 | 205.8773 | 0 | 209.4642 | 0 | 209.5835 | 0 | 209.5835 | 0 | 209.5835 | 0 | 324.4319 | 0.017762 | 209.5835 | 0 | 209.5835 | 0 | 397 | 0.0026404 | 209.4642 | 0 | 203.63 | -0.02087 | 209.5835 | 0 | 209.4642 | 0 | 325.2632 | 0.00031594 | 209.5835 | 0 | 209.5835 | 0 | 209.4642 | 0 | 209.5835 | 0 | 209.5835 | 0 | 209.5835 | 0 | 505.7842 | 0.0090236 | 209.4642 | 0 | 209.4642 | 0 | 209.5835 | 0.0038978 | 504.3422 | 0 | 209.4642 | 0 | 508.344 | 0.00012395 | 505.7842 | 0.045687 | 209.4642 | 0 | 802.9854 | 0.0022912 | 811.1824 | 0.00036119 | 1066.0875 | 0.0007052 | 1000.3253 | 0.013395 | 1002.637 | 0 | 1002.0455 | 0 | 1002.0393 | 0.0054455 | 209.464 | 4.8176e-05 | 209.5835 | 0 | 209.4642 | 0 | 209.4642 | 0 | 209.5835 | #REF! | 209.4642 | 0 | 206.7582 | 0
| 184.4127 | 0 | 184.4127 | -0.042489 | 184.4127 | 0.034613 | 184.4127 | 0 | 184.4127 | 0 | 184.4127 | 0 | 324.5461 | 0 | 209.6665 | 0.059394 | 184.4127 | 0 | 324.5461 | 0 | 209.6665 | 0 | 209.6665 | 0 | 202.7712 | 0 | 209.6665 | 0 | 209.6665 | 0 | 209.787 | 0 | 206.0856 | 0 | 209.6665 | 0 | 209.787 | 0 | 209.787 | 0 | 209.787 | 0 | 324.5461 | 0.0055371 | 209.787 | 0 | 209.787 | 0.00015482 | 398 | 0.0047011 | 209.6665 | 0 | 203.83 | -0.010377 | 209.787 | 0 | 209.6665 | 0 | 325.3721 | 0.00024391 | 209.787 | 0 | 209.787 | 0.0088583 | 209.6665 | 0 | 209.787 | 0 | 209.787 | 0 | 209.787 | 0 | 505.9381 | 0.007048 | 209.6665 | 0 | 209.6665 | 0 | 209.787 | 0.0090561 | 504.4975 | 0.00069566 | 209.6665 | 0 | 508.4966 | 0.00041902 | 505.9381 | 0.044048 | 209.6665 | 0 | 803.0496 | 0.0024021 | 811.4204 | 0.00012696 | 1066.1432 | 0.00069519 | 1000.3376 | 0.013385 | 1002.6863 | 0 | 1002.0947 | 0 | 1002.0884 | 0.0054751 | 209.667 | 4.8162e-05 | 209.787 | 0 | 209.6665 | 0 | 209.6665 | 0 | 209.787 | #REF! | 209.6665 | 0 | 206.9621 | 0
| 184.4822 | 0 | 184.4822 | 0.031814 | 184.4822 | 0.034613 | 184.4822 | 0 | 184.4822 | 0 | 184.4822 | 0 | 324.6603 | 0.00099528 | 209.8689 | -0.088384 | 184.4822 | 0 | 324.6603 | 0.0014907 | 209.8689 | 0 | 209.8689 | 0 | 202.9766 | 0 | 209.8689 | 0 | 209.8689 | 0 | 209.9905 | 0 | 206.2939 | 0 | 209.8689 | 0 | 209.9905 | 0 | 209.9905 | 0 | 209.9905 | 0 | 324.6603 | 0.00024718 | 209.9905 | 0 | 209.9905 | 0 | 399 | 0.0067617 | 209.8689 | 0 | 204.04 | -0.0075784 | 209.9905 | 0 | 209.8689 | 0 | 325.4811 | 0.00023438 | 209.9905 | 0 | 209.9905 | 0 | 209.8689 | 0 | 209.9905 | 0 | 209.9905 | 0 | 209.9905 | 0 | 506.0921 | 0.012654 | 209.8689 | 0 | 209.8689 | 0 | 209.9905 | -0.0058291 | 504.6527 | 0.00026087 | 209.8689 | 0 | 508.6492 | 0.00012724 | 506.0921 | 0.045469 | 209.8689 | 0 | 803.1138 | 0.0016003 | 811.6584 | 0.0004277 | 1066.1988 | 0.00068537 | 1000.3499 | 0.013374 | 1002.7355 | 0 | 1002.1439 | 0 | 1002.1376 | 0.0055183 | 209.869 | 6.9543e-05 | 209.9905 | 0 | 209.8689 | 0 | 209.8689 | 0 | 209.9905 | #REF! | 209.8689 | 0 | 207.1659 | 0
| 184.5517 | 0 | 184.5517 | 0.042026 | 184.5517 | 0.034613 | 184.5517 | 0 | 184.5517 | 0 | 184.5517 | 0 | 324.7744 | 0.0066848 | 210.0712 | 0.1073 | 184.5517 | 0 | 324.7744 | 0 | 210.0712 | 0 | 210.0712 | 0 | 203.1821 | 0 | 210.0712 | 0 | 210.0712 | 0 | 210.1941 | 0 | 206.5023 | 0 | 210.0712 | 0 | 210.1941 | 0 | 210.1941 | 0 | 210.1941 | 0 | 324.7744 | 0 | 210.1941 | 0 | 210.1941 | 0.00016937 | 400 | 0.0088224 | 210.0712 | 0 | 204.24 | 0.015507 | 210.1941 | 0 | 210.0712 | 0 | 325.5901 | 0.00021495 | 210.1941 | 0 | 210.1941 | 0.012057 | 210.0712 | 0 | 210.1941 | 0 | 210.1941 | 0 | 210.1941 | 0 | 506.2461 | 0.015591 | 210.0712 | 0 | 210.0712 | 0 | 210.1941 | 0.0029157 | 504.808 | 0 | 210.0712 | 0 | 508.8019 | 0.00035869 | 506.2461 | 0.042955 | 210.0712 | 0 | 803.178 | 0.0020021 | 811.8964 | 0.00010393 | 1066.2545 | 0.00067577 | 1000.3621 | 0.013364 | 1002.7848 | 0 | 1002.1931 | 0 | 1002.1868 | 0.0055717 | 210.071 | 4.2865e-05 | 210.1941 | 0 | 210.0712 | 0 | 210.0712 | 0 | 210.1941 | #REF! | 210.0712 | 0 | 207.3698 | 0
| 184.6212 | 0 | 184.6212 | -0.046485 | 184.6212 | 0.034613 | 184.6212 | 0 | 184.6212 | 0 | 184.6212 | 0 | 324.8886 | 0.0024003 | 210.2736 | -0.049749 | 184.6212 | 0 | 324.8886 | 0.0037271 | 210.2736 | 0 | 210.2736 | 0 | 203.3876 | 0 | 210.2736 | 0 | 210.2736 | 0 | 210.3977 | 0 | 206.7106 | 0 | 210.2736 | 0 | 210.3977 | 0 | 210.3977 | 0 | 210.3977 | 0 | 324.8886 | 0.014732 | 210.3977 | 0 | 210.3977 | 0 | 401 | 0.013601 | 210.2736 | 0 | 204.44 | -0.0079281 | 210.3977 | 0 | 210.2736 | 0 | 325.6991 | 0.00020123 | 210.3977 | 0 | 210.3977 | 0 | 210.2736 | 0 | 210.3977 | 0 | 210.3977 | 0 | 210.3977 | 0 | 506.4001 | 0.0053394 | 210.2736 | 0 | 210.2736 | 0 | 210.3977 | -0.0019652 | 504.9633 | 0.00078262 | 210.2736 | 0 | 508.9545 | 0.00024022 | 506.4001 | 0.045469 | 210.2736 | 0 | 803.2421 | 0.0019032 | 812.1344 | 0.00040687 | 1066.3102 | 0.00066638 | 1000.3744 | 0.013354 | 1002.8341 | 0 | 1002.2423 | 0 | 1002.236 | 0.0056319 | 210.274 | 3.7481e-05 | 210.3977 | 0 | 210.2736 | 0 | 210.2736 | 0 | 210.3977 | #REF! | 210.2736 | 0 | 207.5736 | 0
| 184.6908 | 0 | 184.6908 | -0.015581 | 184.6908 | 0.034613 | 184.6908 | 0 | 184.6908 | 0 | 184.6908 | 0 | 325.0028 | 0.0066848 | 210.476 | 0.083461 | 184.6908 | 0 | 325.0028 | 0 | 210.476 | 0 | 210.476 | 0 | 203.5931 | 0 | 210.476 | 0 | 210.476 | 0 | 210.6012 | 0 | 206.919 | 0 | 210.476 | 0 | 210.6012 | 0 | 210.6012 | 0 | 210.6012 | 0 | 325.0028 | 0.018284 | 210.6012 | 0 | 210.6012 | 0.00019261 | 402 | 0.01838 | 210.476 | 0 | 204.64 | -0.0072287 | 210.6012 | 0 | 210.476 | 0 | 325.8081 | 0.00020961 | 210.6012 | 0 | 210.6012 | 0.012578 | 210.476 | 0 | 210.6012 | 0 | 210.6012 | 0 | 210.6012 | 0 | 506.5541 | 0.0045992 | 210.476 | 0 | 210.476 | 0 | 210.6012 | 0.0071544 | 505.1186 | 0 | 210.476 | 0 | 509.1071 | 0.00028081 | 506.5541 | 0.043939 | 210.476 | 0 | 803.3063 | 0.0017877 | 812.3725 | 0.00013021 | 1066.366 | 0.00065727 | 1000.3866 | 0.013344 | 1002.8834 | 0 | 1002.2915 | 0 | 1002.2852 | 0.005691 | 210.476 | 3.212e-05 | 210.6012 | 0 | 210.476 | 0 | 210.476 | 0 | 210.6012 | #REF! | 210.476 | 0 | 207.7775 | 0
| 184.7603 | 0 | 184.7603 | 0.060725 | 184.7603 | 0.034613 | 184.7603 | 0 | 184.7603 | 0 | 184.7603 | 0 | 325.1169 | 0 | 210.6785 | 0.010328 | 184.7603 | 0 | 325.1169 | 0.011926 | 210.6785 | 0 | 210.6785 | 0 | 203.7986 | 0 | 210.6785 | 0 | 210.6785 | 0 | 210.8048 | 0 | 207.1274 | 0 | 210.6785 | 0 | 210.8048 | 0 | 210.8048 | 0 | 210.8048 | 0 | 325.1169 | 0.0035093 | 210.8048 | 0 | 210.8048 | 0 | 403 | 0.023159 | 210.6785 | 0 | 204.85 | -0.021918 | 210.8048 | 0 | 210.6785 | 0 | 325.9171 | 0.00023172 | 210.8048 | 0 | 210.8048 | 0 | 210.6785 | 0 | 210.8048 | 0 | 210.8048 | 0 | 210.8048 | 0 | 506.7081 | 0.0081693 | 210.6785 | 0 | 210.6785 | 0 | 210.8048 | -0.0018052 | 505.2738 | 0.00026087 | 210.6785 | 0 | 509.2598 | 0.00026545 | 506.7081 | 0.046234 | 210.6785 | 0 | 803.3707 | 0.0019 | 812.6105 | 0.00036267 | 1066.4216 | 0.00064834 | 1000.3989 | 0.013334 | 1002.9326 | 0 | 1002.3408 | 0 | 1002.3345 | 0.005741 | 210.678 | 9.1049e-05 | 210.8048 | 0 | 210.6785 | 0 | 210.6785 | 0 | 210.8048 | #REF! | 210.6785 | 0 | 207.9814 | 0
| 184.8298 | 0 | 184.8298 | 0.08305 | 184.8298 | 0.034613 | 184.8298 | 0 | 184.8298 | 0 | 184.8298 | 0 | 325.2311 | 0.0070366 | 210.8809 | 0.12393 | 184.8298 | 0 | 325.2311 | 0 | 210.8809 | 0 | 210.8809 | 0 | 204.0042 | 0 | 210.8809 | 0 | 210.8809 | 0 | 211.0085 | 0 | 207.3357 | 0 | 210.8809 | 0 | 211.0085 | 0 | 211.0085 | 0 | 211.0085 | 0 | 325.2311 | 0.00019771 | 211.0085 | 0 | 211.0085 | 0.00020094 | 404 | 0.030702 | 210.8809 | 0 | 205.05 | -0.0061794 | 211.0085 | 0 | 210.8809 | 0 | 326.0261 | 0.00027936 | 211.0085 | 0 | 211.0085 | 0.016824 | 210.8809 | 0 | 211.0085 | 0 | 211.0085 | 0 | 211.0085 | 0 | 506.8621 | 0.013722 | 210.8809 | 0 | 210.8809 | 0 | 211.0085 | 0.0031907 | 505.4291 | 0 | 210.8809 | 0 | 509.4124 | 0.00029178 | 506.8621 | 0.043392 | 210.8809 | 0 | 803.4348 | 0.0017289 | 812.8486 | 8.4397e-05 | 1066.4773 | 0.00063964 | 1000.4111 | 0.013324 | 1002.9819 | 0 | 1002.3899 | 0 | 1002.3837 | 0.0057728 | 210.881 | 8.0298e-05 | 211.0085 | 0 | 210.8809 | 0 | 210.8809 | 0 | 211.0085 | #REF! | 210.8809 | 0 | 208.1854 | 0
| 184.8994 | 0 | 184.8994 | -0.063665 | 184.8994 | 0.034613 | 184.8994 | 0 | 184.8994 | 0 | 184.8994 | 0 | 325.3453 | 0.00064407 | 211.0834 | -0.095444 | 184.8994 | 0 | 325.3453 | 0.024503 | 211.0834 | 0 | 211.0834 | 0 | 204.2097 | 0 | 211.0834 | 0 | 211.0834 | 0 | 211.2121 | 0 | 207.5441 | 0 | 211.0834 | 0 | 211.2121 | 0 | 211.2121 | 0 | 211.2121 | 0 | 325.3453 | 0.016299 | 211.2121 | 0 | 211.2121 | 0 | 405 | 0.044994 | 211.0834 | 0 | 205.25 | -0.038708 | 211.2121 | 0 | 211.0834 | 0 | 326.1352 | 0.00033919 | 211.2121 | 0 | 211.2121 | 0 | 211.0834 | 0 | 211.2121 | 0 | 211.2121 | 0 | 211.2121 | 0 | 507.0161 | 0.0012206 | 211.0834 | 0 | 211.0834 | 0 | 211.2121 | -0.0029724 | 505.5845 | 0.00026087 | 211.0834 | 0 | 509.5651 | 0.00024022 | 507.0161 | 0.046125 | 211.0834 | 0 | 803.499 | 0.0014797 | 813.0866 | 0.00046994 | 1066.5331 | 0.00063125 | 1000.4234 | 0.013314 | 1003.0312 | 0 | 1002.4392 | 0 | 1002.4329 | 0.0057808 | 211.083 | 2.1396e-05 | 211.2121 | 0 | 211.0834 | 0 | 211.0834 | 0 | 211.2121 | #REF! | 211.0834 | 0 | 208.3893 | 0
| 184.9689 | 0 | 184.9689 | -0.033366 | 184.9689 | 0.034613 | 184.9689 | 0 | 184.9689 | 0 | 184.9689 | 0 | 325.4594 | 0 | 211.2859 | 0.032717 | 184.9689 | 0 | 325.4594 | 0 | 211.2859 | 0 | 211.2859 | 0 | 204.4153 | 0 | 211.2859 | 0 | 211.2859 | 0 | 211.4157 | 0 | 207.7525 | 0 | 211.2859 | 0 | 211.4157 | 0 | 211.4157 | 0 | 211.4157 | 0 | 325.4594 | 0 | 211.4157 | 0 | 211.4157 | 0.00011213 | 406 | 0.059286 | 211.2859 | 0 | 205.46 | 0.0078116 | 211.4157 | 0 | 211.2859 | 0 | 326.2442 | 0.00032661 | 211.4157 | 0 | 211.4157 | 0.010651 | 211.2859 | 0 | 211.4157 | 0 | 211.4157 | 0 | 211.4157 | 0 | 507.1701 | 0.00881 | 211.2859 | 0 | 211.2859 | 0 | 211.4157 | 0.0057162 | 505.7398 | 0.00017392 | 211.2859 | 0 | 509.7178 | 0.00025777 | 507.1701 | 0.044813 | 211.2859 | 0 | 803.5633 | 0.0022433 | 813.3247 | 9.1532e-05 | 1066.5887 | 0.00062305 | 1000.4357 | 0.013304 | 1003.0805 | 0 | 1002.4884 | 0 | 1002.4821 | 0.0057615 | 211.286 | 4.2776e-05 | 211.4157 | 0 | 211.2859 | 0 | 211.2859 | 0 | 211.4157 | #REF! | 211.2859 | 0 | 208.5932 | 0
| 185.0385 | 0 | 185.0385 | -0.0037224 | 185.0385 | 0.034613 | 185.0385 | 0 | 185.0385 | 0 | 185.0385 | 0 | 325.5736 | 0 | 211.4884 | -0.053094 | 185.0385 | 0 | 325.5736 | 0 | 211.4884 | 0 | 211.4884 | 0 | 204.6209 | 0 | 211.4884 | 0 | 211.4884 | 0 | 211.6194 | 0 | 207.9609 | 0 | 211.4884 | 0 | 211.6194 | 0 | 211.6194 | 0 | 211.6194 | 0 | 325.5736 | 0.0026195 | 211.6194 | 0 | 211.6194 | 0 | 407 | 0.073579 | 211.4884 | 0 | 205.66 | -0.012125 | 211.6194 | 0 | 211.4884 | 0 | 326.3532 | 0.0003148 | 211.6194 | 0 | 211.6194 | 0 | 211.4884 | 0 | 211.6194 | 0 | 211.6194 | 0 | 211.6194 | 0 | 507.3241 | 0.010786 | 211.4884 | 0 | 211.4884 | 0 | 211.6194 | -0.0044281 | 505.8951 | 0 | 211.4884 | 0 | 509.8705 | 0.00028081 | 507.3241 | 0.047108 | 211.4884 | 0 | 803.6276 | 0.0022311 | 813.5628 | 0.00041218 | 1066.6444 | 0.00061511 | 1000.4479 | 0.013294 | 1003.1298 | 0 | 1002.5377 | 0 | 1002.5314 | 0.0057171 | 211.488 | 5.8898e-05 | 211.6194 | 0 | 211.4884 | 0 | 211.4884 | 0 | 211.6194 | #REF! | 211.4884 | 0 | 208.7972 | 0
| 185.108 | 0 | 185.108 | 0.023479 | 185.108 | 0.034613 | 185.108 | 0 | 185.108 | 0 | 185.108 | 0 | 325.6877 | 0 | 211.6909 | 0.021453 | 185.108 | 0 | 325.6877 | 0 | 211.6909 | 0 | 211.6909 | 0 | 204.8265 | 0 | 211.6909 | 0 | 211.6909 | 0 | 211.8231 | 0 | 208.1694 | 0 | 211.6909 | 0 | 211.8231 | 0 | 211.8231 | 0 | 211.8231 | 0 | 325.6877 | 0.0082067 | 211.8231 | 0 | 211.8231 | 7.7666e-05 | 408 | 0.087871 | 211.6909 | 0 | 205.86 | 0.015507 | 211.8231 | 0 | 211.6909 | 0 | 326.4623 | 0.00030718 | 211.8231 | 0 | 211.8231 | 0.0052699 | 211.6909 | 0 | 211.8231 | 0 | 211.8231 | 0 | 211.8231 | 0 | 507.4782 | 0.013348 | 211.6909 | 0 | 211.6909 | 0 | 211.8231 | 0.0014183 | 506.0504 | 0 | 211.6909 | 0 | 510.0232 | 0.00027094 | 507.4782 | 0.044266 | 211.6909 | 0 | 803.6918 | 0.0029516 | 813.8009 | 0.00012471 | 1066.7002 | 0.00060947 | 1000.4601 | 0.013285 | 1003.1791 | 0 | 1002.5869 | 0 | 1002.5806 | 0.0056558 | 211.691 | 2.147e-05 | 211.8231 | 0 | 211.6909 | 0 | 211.6909 | 0 | 211.8231 | #REF! | 211.6909 | 0 | 209.0012 | 0
| 185.1776 | 0 | 185.1776 | 0.0068332 | 185.1776 | 0.034613 | 185.1776 | 0 | 185.1776 | 0 | 185.1776 | 0 | 325.8018 | 0 | 211.8934 | 0.025409 | 185.1776 | 0 | 325.8018 | 0.010436 | 211.8934 | 0 | 211.8934 | 0 | 205.0321 | 0 | 211.8934 | 0 | 211.8934 | 0 | 212.0268 | 0 | 208.3778 | 0 | 211.8934 | 0 | 212.0268 | 0 | 212.0268 | 0 | 212.0268 | 0 | 325.8018 | 0.012433 | 212.0268 | 0 | 212.0268 | 2.1505e-06 | 409 | 0.10216 | 211.8934 | 0 | 206.07 | -0.014924 | 212.0268 | 0 | 211.8934 | 0 | 326.5713 | 0.00035824 | 212.0268 | 0 | 212.0268 | 0 | 211.8934 | 0 | 212.0268 | 0 | 212.0268 | 0 | 212.0268 | 0 | 507.6322 | 0.013509 | 211.8934 | 0 | 211.8934 | 0 | 212.0268 | -0.0054605 | 506.2058 | 0.00026087 | 211.8934 | 0 | 510.1759 | 0.00027642 | 507.6322 | 0.046234 | 211.8934 | 0 | 803.7561 | 0.0018499 | 814.039 | 0.00043318 | 1066.756 | 0.00059923 | 1000.4724 | 0.013275 | 1003.2284 | 0 | 1002.6362 | 0 | 1002.6299 | 0.0055853 | 211.893 | 4.2867e-05 | 212.0268 | 0 | 211.8934 | 0 | 211.8934 | 0 | 212.0268 | #REF! | 211.8934 | 0 | 209.2052 | 0
| 185.2471 | 0 | 185.2471 | -0.004451 | 185.2471 | 0.034613 | 185.2471 | 0 | 185.2471 | 0 | 185.2471 | 0 | 325.916 | 0 | 212.096 | 0.01365 | 185.2471 | 0 | 325.916 | 0 | 212.096 | 0 | 212.096 | 0 | 205.2377 | 0 | 212.096 | 0 | 212.096 | 0 | 212.2305 | 0 | 208.5863 | 0 | 212.096 | 0 | 212.2305 | 0 | 212.2305 | 0 | 212.2305 | 0 | 325.916 | 0 | 212.2305 | 0 | 212.2305 | 8.5847e-05 | 410 | 0.11723 | 212.096 | 0 | 206.27 | 0.0095605 | 212.2305 | 0 | 212.096 | 0 | 326.6804 | 0.00036396 | 212.2305 | 0 | 212.2305 | 0.0090361 | 212.096 | 0 | 212.2305 | 0 | 212.2305 | 0 | 212.2305 | 0 | 507.7863 | 0.0061937 | 212.096 | 0 | 212.096 | 0 | 212.2305 | 0.004485 | 506.3611 | 0.00017392 | 212.096 | 0 | 510.3286 | 0.00032688 | 507.7863 | 0.04525 | 212.096 | 0 | 803.8205 | 0.0023863 | 814.2771 | 0.00017751 | 1066.8117 | 0.00059411 | 1000.4847 | 0.013266 | 1003.2777 | 0 | 1002.6854 | 0 | 1002.6791 | 0.0055183 | 212.096 | 4.8201e-05 | 212.2305 | 0 | 212.096 | 0 | 212.096 | 0 | 212.2305 | #REF! | 212.096 | 0 | 209.4092 | 0
| 185.3167 | 0 | 185.3167 | 0.036272 | 185.3167 | 0.034613 | 185.3167 | 0 | 185.3167 | 0 | 185.3167 | 0 | 326.0301 | 0 | 212.2986 | -0.046958 | 185.3167 | 0 | 326.0301 | 0 | 212.2986 | 0 | 212.2986 | 0 | 205.4434 | 0 | 212.2986 | 0 | 212.2986 | 0 | 212.4342 | 0 | 208.7947 | 0 | 212.2986 | 0 | 212.4342 | 0 | 212.4342 | 0 | 212.4342 | 0 | 326.0301 | 0.018075 | 212.4342 | 0 | 212.4342 | 0 | 411 | 0.13865 | 212.2986 | 0 | 206.47 | -0.009677 | 212.4342 | 0 | 212.2986 | 0 | 326.7894 | 0.00037349 | 212.4342 | 0 | 212.4342 | 0 | 212.2986 | 0 | 212.4342 | 0 | 212.4342 | 0 | 212.4342 | 0 | 507.9404 | 0.0069412 | 212.2986 | 0 | 212.2986 | 0 | 212.4342 | -0.0010531 | 506.5165 | 0.00026087 | 212.2986 | 0 | 510.4813 | 0.00020073 | 507.9404 | 0.04689 | 212.2986 | 0 | 803.8847 | 0.0025434 | 814.5152 | 0.00042689 | 1066.8674 | 0.00058387 | 1000.4969 | 0.013257 | 1003.327 | 0 | 1002.7347 | 0 | 1002.7283 | 0.0054637 | 212.299 | 4.2867e-05 | 212.4342 | 0 | 212.2986 | 0 | 212.2986 | 0 | 212.4342 | #REF! | 212.2986 | 0 | 209.6133 | 0
| 185.3863 | 0 | 185.3863 | 0.037895 | 185.3863 | 0.034613 | 185.3863 | 0 | 185.3863 | 0 | 185.3863 | 0 | 326.1442 | 0 | 212.5012 | -0.00016675 | 185.3863 | 0 | 326.1442 | 0 | 212.5012 | 0 | 212.5012 | 0 | 205.649 | 0 | 212.5012 | 0 | 212.5012 | 0 | 212.638 | 0 | 209.0032 | 0 | 212.5012 | 0 | 212.638 | 0 | 212.638 | 0 | 212.638 | 0 | 326.1442 | 0.012642 | 212.638 | 0 | 212.638 | 9.1069e-05 | 412 | 0.16008 | 212.5012 | 0 | 206.68 | -0.011076 | 212.638 | 0 | 212.5012 | 0 | 326.8985 | 0.00036472 | 212.638 | 0 | 212.638 | 0.013468 | 212.5012 | 0 | 212.638 | 0 | 212.638 | 0 | 212.638 | 0 | 508.0945 | 0.0092906 | 212.5012 | 0 | 212.5012 | 0 | 212.638 | 1.0948e-05 | 506.6718 | 0.00017392 | 212.5012 | 0 | 510.6341 | 0.00038282 | 508.0945 | 0.044266 | 212.5012 | 0 | 803.949 | 0.0020653 | 814.7533 | 0.000166 | 1066.9231 | 0.00057874 | 1000.5092 | 0.013248 | 1003.3763 | 0 | 1002.7839 | 0 | 1002.7776 | 0.0054274 | 212.501 | -5.3111e-06 | 212.638 | 0 | 212.5012 | 0 | 212.5012 | 0 | 212.638 | #REF! | 212.5012 | 0 | 209.8173 | 0
| 185.4559 | 0 | 185.4559 | -0.056717 | 185.4559 | 0.034613 | 185.4559 | 0 | 185.4559 | 0 | 185.4559 | 0 | 326.2584 | 0.0052105 | 212.7038 | -0.0075815 | 185.4559 | 0 | 326.2584 | 0.006336 | 212.7038 | 0 | 212.7038 | 0 | 205.8547 | 0 | 212.7038 | 0 | 212.7038 | 0 | 212.8417 | 0 | 209.2117 | 0 | 212.7038 | 0 | 212.8418 | 0 | 212.8418 | 0 | 212.8418 | 0 | 326.2584 | 0.015986 | 212.8417 | 0 | 212.8417 | 0 | 413 | 0.18151 | 212.7038 | 0 | 206.88 | -0.014924 | 212.8418 | 0 | 212.7038 | 0 | 327.0076 | 0.00037883 | 212.8418 | 0 | 212.8417 | 0 | 212.7038 | 0 | 212.8418 | 0 | 212.8418 | 0 | 212.8418 | 0 | 508.2486 | 0.012387 | 212.7038 | 0 | 212.7038 | 0 | 212.8418 | -0.0055393 | 506.8272 | 0.00078262 | 212.7038 | 0 | 510.7868 | 0.00018428 | 508.2486 | 0.045906 | 212.7038 | 0 | 804.0134 | 0.0026209 | 814.9915 | 0.00042366 | 1066.9789 | 0.00057362 | 1000.5215 | 0.013239 | 1003.4257 | 0 | 1002.8332 | 0 | 1002.8269 | 0.0054103 | 212.704 | 4.2828e-05 | 212.8417 | 0 | 212.7038 | 0 | 212.7038 | 0 | 212.8418 | #REF! | 212.7038 | 0 | 210.0214 | 0
| 185.5255 | 0 | 185.5255 | -0.033762 | 185.5255 | 0.034613 | 185.5255 | 0 | 185.5255 | 0 | 185.5255 | 0 | 326.3725 | 0 | 212.9064 | -0.099499 | 185.5255 | 0 | 326.3725 | 0 | 212.9064 | 0 | 212.9064 | 0 | 206.0603 | 0 | 212.9064 | 0 | 212.9064 | 0 | 213.0455 | 0 | 209.4202 | 0 | 212.9064 | 0 | 213.0455 | 0 | 213.0455 | 0 | 213.0455 | 0 | 326.3725 | 0 | 213.0455 | 0 | 213.0455 | 5.1524e-05 | 414 | 0.20199 | 212.9064 | 0 | 207.08 | -0.029963 | 213.0455 | 0 | 212.9064 | 0 | 327.1166 | 0.00033614 | 213.0455 | 0 | 213.0455 | 0.0014706 | 212.9064 | 0 | 213.0455 | 0 | 213.0455 | 0 | 213.0455 | 0 | 508.4027 | 0.012494 | 212.9064 | 0 | 212.9064 | 0 | 213.0455 | 0.0017481 | 506.9826 | 0 | 212.9064 | 0 | 510.9396 | 0.00035321 | 508.4027 | 0.044704 | 212.9064 | 0 | 804.0777 | 0.0021945 | 815.2296 | 0.00018538 | 1067.0347 | 0.0005685 | 1000.5338 | 0.013231 | 1003.475 | 0 | 1002.8824 | 0 | 1002.8762 | 0.0054092 | 212.906 | 6.4197e-05 | 213.0455 | 0 | 212.9064 | 0 | 212.9064 | 0 | 213.0455 | #REF! | 212.9064 | 0 | 210.2255 | 0
| 185.595 | 0 | 185.595 | 0.0063112 | 185.595 | 0.034613 | 185.595 | 0 | 185.595 | 0 | 185.5951 | 0 | 326.4866 | 0.0031028 | 213.1091 | -0.037772 | 185.595 | 0 | 326.4866 | 0.0067085 | 213.1091 | 0 | 213.1091 | 0 | 206.2661 | 0 | 213.1091 | 0 | 213.1091 | 0 | 213.2493 | 0 | 209.6287 | 0 | 213.1091 | 0 | 213.2493 | 0 | 213.2493 | 0 | 213.2493 | 0 | 326.4866 | 0.0023231 | 213.2493 | 0 | 213.2493 | 0 | 415 | 0.22104 | 213.1091 | 0 | 207.29 | -0.013874 | 213.2493 | 0 | 213.1091 | 0 | 327.2257 | 0.00034757 | 213.2493 | 0 | 213.2493 | 0 | 213.1091 | 0 | 213.2493 | 0 | 213.2493 | 0 | 213.2493 | 0 | 508.5568 | 0.0068344 | 213.1091 | 0 | 213.1091 | 0 | 213.2493 | -0.00047855 | 507.1379 | 0.0013044 | 213.1091 | 0 | 511.0924 | 0.00021719 | 508.5568 | 0.045906 | 213.1091 | 0 | 804.142 | 0.0022564 | 815.4678 | 0.00042582 | 1067.0904 | 0.00056338 | 1000.546 | 0.013223 | 1003.5243 | 0 | 1002.9317 | 0 | 1002.9254 | 0.0054171 | 213.109 | 3.7498e-05 | 213.2493 | 0 | 213.1091 | 0 | 213.1091 | 0 | 213.2493 | #REF! | 213.1091 | 0 | 210.4296 | 0
| 185.6646 | 0 | 185.6647 | 0.045563 | 185.6646 | 0.034613 | 185.6646 | 0 | 185.6646 | 0 | 185.6647 | 0 | 326.6008 | 0 | 213.3117 | 0.2007 | 185.6646 | 0 | 326.6008 | 0.002615 | 213.3117 | 0 | 213.3117 | 0 | 206.4718 | 0 | 213.3117 | 0 | 213.3117 | 0 | 213.4532 | 0 | 209.8372 | 0 | 213.3117 | 0 | 213.4532 | 0 | 213.4532 | 0 | 213.4532 | 0 | 326.6008 | 0.014419 | 213.4532 | 0 | 213.4532 | 0.00023803 | 416 | 0.24009 | 213.3117 | 0 | 207.49 | -0.0019821 | 213.4532 | 0 | 213.3117 | 0 | 327.3348 | 0.00028469 | 213.4532 | 0 | 213.4532 | 0.0097574 | 213.3117 | 0 | 213.4532 | 0 | 213.4532 | 0 | 213.4532 | 0 | 508.7109 | 0.012387 | 213.3117 | 0 | 213.3117 | 0 | 213.4532 | 0.0028637 | 507.2933 | 0 | 213.3117 | 0 | 511.2452 | 0.00035869 | 508.7109 | 0.042846 | 213.3117 | 0 | 804.2064 | 0.0020516 | 815.7059 | 0.00017046 | 1067.1462 | 0.00055826 | 1000.5582 | 0.013214 | 1003.5736 | 0 | 1002.981 | 0 | 1002.9747 | 0.0054274 | 213.312 | 4.2867e-05 | 213.4532 | 0 | 213.3117 | 0 | 213.3117 | 0 | 213.4532 | #REF! | 213.3117 | 0 | 210.6337 | 0
| 185.7343 | 0 | 185.7343 | -0.031825 | 185.7343 | 0.034613 | 185.7343 | 0 | 185.7343 | 0 | 185.7343 | 0 | 326.7149 | 0 | 213.5144 | -0.054342 | 185.7343 | 0 | 326.7149 | 0.021708 | 213.5144 | 0 | 213.5144 | 0 | 206.6775 | 0 | 213.5144 | 0 | 213.5144 | 0 | 213.657 | 0 | 210.0457 | 0 | 213.5144 | 0 | 213.657 | 0 | 213.657 | 0 | 213.657 | 0 | 326.7149 | 0.018075 | 213.657 | 0 | 213.657 | 0 | 417 | 0.25914 | 213.5144 | 0 | 207.69 | -0.02087 | 213.657 | 0 | 213.5144 | 0 | 327.4439 | 0.00029384 | 213.657 | 0 | 213.657 | 0 | 213.5144 | 0 | 213.657 | 0 | 213.657 | 0 | 213.657 | 0 | 508.865 | 0.00507 | 213.5144 | 0 | 213.5144 | 0 | 213.657 | -0.0064673 | 507.4487 | 0.00026087 | 213.5144 | 0 | 511.3979 | 0.00022267 | 508.865 | 0.044813 | 213.5144 | 0 | 804.2708 | 0.0015773 | 815.9441 | 0.00047599 | 1067.202 | 0.00055314 | 1000.5705 | 0.013207 | 1003.623 | 0 | 1003.0303 | 0 | 1003.024 | 0.0054319 | 213.514 | 5.8886e-05 | 213.657 | 0 | 213.5144 | 0 | 213.5144 | 0 | 213.657 | #REF! | 213.5144 | 0 | 210.8378 | 0
| 185.8039 | 0 | 185.8039 | -0.019782 | 185.8039 | 0.034613 | 185.8039 | 0 | 185.8039 | 0 | 185.8039 | 0 | 326.829 | 0 | 213.7171 | 0.018951 | 185.8039 | 0 | 326.829 | 0.014569 | 213.7171 | 0 | 213.7171 | 0 | 206.8832 | 0 | 213.7171 | 0 | 213.7171 | 0 | 213.8608 | 0 | 210.2542 | 0 | 213.7171 | 0 | 213.8608 | 0 | 213.8608 | 0 | 213.8608 | 0 | 326.829 | 0.0099864 | 213.8608 | 0 | 213.8608 | 5.7651e-05 | 418 | 0.31917 | 213.7171 | 0 | 207.89 | -0.00023318 | 213.8608 | 0 | 213.7171 | 0 | 327.553 | 0.00026335 | 213.8608 | 0 | 213.8608 | 0.006991 | 213.7171 | 0 | 213.8608 | 0 | 213.8608 | 0 | 213.8608 | 0 | 509.0192 | 0.0097711 | 213.7171 | 0 | 213.7171 | 0 | 213.8608 | 6.7905e-05 | 507.6041 | 0.00017392 | 213.7171 | 0 | 511.5507 | 0.00035759 | 509.0192 | 0.043501 | 213.7171 | 0 | 804.3352 | 0.00196 | 816.1822 | 9.7228e-05 | 1067.2578 | 0.00054801 | 1000.5828 | 0.013199 | 1003.6723 | 0 | 1003.0796 | 0 | 1003.0733 | 0.0054285 | 213.717 | 5.3516e-05 | 213.8608 | 0 | 213.7171 | 0 | 213.7171 | 0 | 213.8608 | #REF! | 213.7171 | 0 | 211.042 | 0
| 185.8735 | 0 | 185.8735 | 0.019856 | 185.8735 | 0.034613 | 185.8735 | 0 | 185.8735 | 0 | 185.8735 | 0 | 326.9431 | 0.0041566 | 213.9199 | -0.045773 | 185.8735 | 0 | 326.9431 | 0.0055905 | 213.9199 | 0 | 213.9199 | 0 | 207.089 | 0 | 213.9199 | 0 | 213.9199 | 0 | 214.0647 | 0 | 210.4628 | 0 | 213.9199 | 0 | 214.0647 | 0 | 214.0647 | 0 | 214.0647 | 0 | 326.9431 | 0 | 214.0647 | 0 | 214.0647 | 0 | 419 | 0.37506 | 213.9199 | 0 | 208.1 | -0.010726 | 214.0647 | 0 | 213.9199 | 0 | 327.6621 | 0.00032471 | 214.0647 | 0 | 214.0647 | 0 | 213.9199 | 0 | 214.0647 | 0 | 214.0647 | 0 | 214.0647 | 0 | 509.1733 | 0.012387 | 213.9199 | 0 | 213.9199 | 0 | 214.0647 | 0.001945 | 507.7595 | 0.00078262 | 213.9199 | 0 | 511.7036 | 0.00022816 | 509.1733 | 0.046015 | 213.9199 | 0 | 804.3995 | 0.0023174 | 816.4204 | 0.00039969 | 1067.3136 | 0.00054289 | 1000.595 | 0.013192 | 1003.7217 | 0 | 1003.1289 | 0 | 1003.1226 | 0.0054149 | 213.92 | 5.8894e-05 | 214.0647 | 0 | 213.9199 | 0 | 213.9199 | 0 | 214.0647 | #REF! | 213.9199 | 0 | 211.2461 | 0
| 185.9431 | 0 | 185.9431 | 0.035902 | 185.9431 | 0.034613 | 185.9431 | 0 | 185.9431 | 0 | 185.9431 | 0 | 327.0572 | 0 | 214.1226 | 0.103 | 185.9431 | 0 | 327.0572 | 0 | 214.1226 | 0 | 214.1226 | 0 | 207.2947 | 0 | 214.1226 | 0 | 214.1226 | 0 | 214.2686 | 0 | 210.6714 | 0 | 214.1226 | 0 | 214.2686 | 0 | 214.2686 | 0 | 214.2686 | 0 | 327.0572 | 0.0028674 | 214.2686 | 0 | 214.2686 | 0.00014398 | 420 | 0.40362 | 214.1226 | 0 | 208.3 | -0.011076 | 214.2686 | 0 | 214.1226 | 0 | 327.7712 | 0.00029727 | 214.2686 | 0 | 214.2686 | 0.0081385 | 214.1226 | 0 | 214.2686 | 0 | 214.2686 | 0 | 214.2686 | 0 | 509.3275 | 0.011373 | 214.1226 | 0 | 214.1226 | 0 | 214.2686 | 0.0027052 | 507.915 | 0 | 214.1226 | 0 | 511.8564 | 0.00033017 | 509.3275 | 0.043173 | 214.1226 | 0 | 804.4639 | 0.0024896 | 816.6586 | 0.00018616 | 1067.3694 | 0.00053777 | 1000.6073 | 0.013184 | 1003.7711 | 0 | 1003.1782 | 0 | 1003.1719 | 0.0053921 | 214.123 | 4.8205e-05 | 214.2686 | 0 | 214.1226 | 0 | 214.1226 | 0 | 214.2686 | #REF! | 214.1226 | 0 | 211.4503 | 0
| 186.0127 | 0 | 186.0127 | -0.029519 | 186.0127 | 0.034613 | 186.0127 | 0 | 186.0127 | 0 | 186.0127 | 0 | 327.1713 | 0 | 214.3254 | 0.017989 | 186.0127 | 0 | 327.1713 | 0.017144 | 214.3254 | 0 | 214.3254 | 0 | 207.5005 | 0 | 214.3254 | 0 | 214.3254 | 0 | 214.4725 | 0 | 210.8799 | 0 | 214.3254 | 0 | 214.4725 | 0 | 214.4725 | 0 | 214.4725 | 0 | 327.1713 | 0.021628 | 214.4725 | 0 | 214.4725 | 0 | 421 | 0.43219 | 214.3254 | 0 | 208.5 | -0.023318 | 214.4725 | 0 | 214.3254 | 0 | 327.8803 | 0.00031594 | 214.4725 | 0 | 214.4725 | 0 | 214.3254 | 0 | 214.4725 | 0 | 214.4725 | 0 | 214.4725 | 0 | 509.4816 | 0.012227 | 214.3254 | 0 | 214.3254 | 0 | 214.4725 | -0.00055693 | 508.0704 | 0 | 214.3254 | 0 | 512.0092 | 0.00025339 | 509.4816 | 0.044704 | 214.3254 | 0 | 804.5283 | 0.0023214 | 816.8968 | 0.00047496 | 1067.4252 | 0.00053265 | 1000.6196 | 0.013178 | 1003.8204 | 0 | 1003.2275 | 0 | 1003.2212 | 0.0053614 | 214.325 | 3.212e-05 | 214.4725 | 0 | 214.3254 | 0 | 214.3254 | 0 | 214.4725 | #REF! | 214.3254 | 0 | 211.6545 | 0
| 186.0823 | 0 | 186.0823 | 0.014691 | 186.0823 | 0.034613 | 186.0823 | 0 | 186.0823 | 0 | 186.0823 | 0 | 327.2854 | 0 | 214.5281 | 0.021567 | 186.0823 | 0 | 327.2854 | 0.0063506 | 214.5281 | 0 | 214.5282 | 0 | 207.7063 | 0 | 214.5281 | 0 | 214.5282 | 0 | 214.6764 | 0 | 211.0885 | 0 | 214.5282 | 0 | 214.6764 | 0 | 214.6764 | 0 | 214.6764 | 0 | 327.2854 | 0.0073169 | 214.6764 | 0 | 214.6764 | 8.9174e-05 | 422 | 0.46075 | 214.5281 | 0 | 208.71 | 0.012359 | 214.6764 | 0 | 214.5282 | 0 | 327.9895 | 0.00029117 | 214.6764 | 0 | 214.6764 | 0.0084825 | 214.5282 | 0 | 214.6764 | 0 | 214.6764 | 0 | 214.6764 | 0 | 509.6358 | 0.0118 | 214.5281 | 0 | 214.5281 | 0 | 214.6764 | 0.0023356 | 508.2258 | 0.00017392 | 214.5281 | 0 | 512.1621 | 0.00032249 | 509.6358 | 0.041753 | 214.5282 | 0 | 804.5927 | 0.0019347 | 817.135 | 0.00023145 | 1067.481 | 0.00052753 | 1000.6318 | 0.013171 | 1003.8697 | 0 | 1003.2768 | 0 | 1003.2705 | 0.0053274 | 214.528 | 2.6766e-05 | 214.6764 | 0 | 214.5282 | 0 | 214.5282 | 0 | 214.6764 | #REF! | 214.5282 | 0 | 211.8587 | 0
| 186.152 | 0 | 186.152 | 0.036353 | 186.152 | 0.034613 | 186.152 | 0 | 186.152 | 0 | 186.152 | 0 | 327.3995 | 0 | 214.7309 | -0.081371 | 186.152 | 0 | 327.3995 | 0.0067085 | 214.7309 | 0 | 214.731 | 0 | 207.9121 | 0 | 214.7309 | 0 | 214.731 | 0 | 214.8804 | 0 | 211.2971 | 0 | 214.731 | 0 | 214.8804 | 0 | 214.8804 | 0 | 214.8804 | 0 | 327.3995 | 0.017762 | 214.8804 | 0 | 214.8804 | 0 | 423 | 0.52644 | 214.7309 | 0 | 208.91 | -0.0026815 | 214.8804 | 0 | 214.731 | 0 | 328.0986 | 0.00031747 | 214.8804 | 0 | 214.8804 | 0 | 214.731 | 0 | 214.8804 | 0 | 214.8804 | 0 | 214.8804 | 0 | 509.79 | 0.013776 | 214.7309 | 0 | 214.7309 | 0 | 214.8804 | -0.0029377 | 508.3813 | 0.00026087 | 214.7309 | 0 | 512.3149 | 0.00022377 | 509.79 | 0.044157 | 214.731 | 0 | 804.6572 | 0.0015701 | 817.3732 | 0.00049405 | 1067.5367 | 0.00052753 | 1000.6441 | 0.013164 | 1003.9191 | 0 | 1003.3261 | 0 | 1003.3198 | 0.0052944 | 214.731 | 1.6085e-05 | 214.8804 | 0 | 214.731 | 0 | 214.731 | 0 | 214.8804 | #REF! | 214.731 | 0 | 212.063 | 0
| 186.2216 | 0 | 186.2216 | 0.019978 | 186.2216 | 0.034613 | 186.2216 | 0 | 186.2216 | 0 | 186.2216 | 0 | 327.5136 | 0 | 214.9338 | 0.034655 | 186.2216 | 0 | 327.5136 | 0.003362 | 214.9338 | 0 | 214.9338 | 0 | 208.1179 | 0 | 214.9338 | 0 | 214.9338 | 0 | 215.0843 | 0 | 211.5057 | 0 | 214.9338 | 0 | 215.0843 | 0 | 215.0843 | 0 | 215.0843 | 0 | 327.5136 | 0 | 215.0843 | 0 | 215.0843 | 8.7781e-05 | 424 | 0.60495 | 214.9338 | 0 | 209.12 | 0.0022152 | 215.0843 | 0 | 214.9338 | 0 | 328.2077 | 0.00029803 | 215.0843 | 0 | 215.0843 | 0.0067173 | 214.9338 | 0 | 215.0843 | 0 | 215.0843 | 0 | 215.0843 | 0 | 509.9442 | 0.01511 | 214.9338 | 0 | 214.9338 | 0 | 215.0843 | 0.0061756 | 508.5367 | 0 | 214.9338 | 0 | 512.4678 | 0.00034114 | 509.9442 | 0.042846 | 214.9338 | 0 | 804.7216 | 0.0016332 | 817.6115 | 0.00013732 | 1067.5927 | 0.00052241 | 1000.6564 | 0.013158 | 1003.9685 | 0 | 1003.3754 | 0 | 1003.3691 | 0.0052671 | 214.934 | 3.2143e-05 | 215.0843 | 0 | 214.9338 | 0 | 214.9338 | 0 | 215.0843 | #REF! | 214.9338 | 0 | 212.2672 | 0
| 186.2913 | 0 | 186.2913 | -0.053864 | 186.2913 | 0.034613 | 186.2913 | 0 | 186.2913 | 0 | 186.2913 | 0 | 327.6277 | 0.0020491 | 215.1366 | -0.10374 | 186.2913 | 0 | 327.6277 | 0 | 215.1366 | 0 | 215.1366 | 0 | 208.3238 | 0 | 215.1366 | 0 | 215.1366 | 0 | 215.2883 | 0 | 211.7143 | 0 | 215.1366 | 0 | 215.2883 | 0 | 215.2883 | 0 | 215.2883 | 0 | 327.6277 | 0.01118 | 215.2883 | 0 | 215.2883 | 0 | 425 | 0.67252 | 215.1366 | 0 | 209.32 | -0.0079281 | 215.2883 | 0 | 215.1366 | 0 | 328.3169 | 0.00033195 | 215.2883 | 0 | 215.2883 | 0 | 215.1366 | 0 | 215.2883 | 0 | 215.2883 | 0 | 215.2883 | 0 | 510.0984 | 0.01447 | 215.1366 | 0 | 215.1366 | 0 | 215.2883 | -0.0051385 | 508.6922 | 0 | 215.1366 | 0 | 512.6207 | 0.0003181 | 510.0984 | 0.046452 | 215.1366 | 0 | 804.7859 | 0.0020893 | 817.8497 | 0.00047213 | 1067.6484 | 0.00051728 | 1000.6686 | 0.013153 | 1004.0179 | 0 | 1003.4247 | 0 | 1003.4185 | 0.0052524 | 215.137 | 4.2867e-05 | 215.2883 | 0 | 215.1366 | 0 | 215.1366 | 0 | 215.2883 | #REF! | 215.1366 | 0 | 212.4715 | 0
| 186.3609 | 0 | 186.3609 | -0.057456 | 186.3609 | 0.034613 | 186.3609 | 0 | 186.3609 | 0 | 186.3609 | 0 | 327.7418 | 0.0031665 | 215.3395 | 0.00032082 | 186.3609 | 0 | 327.7418 | 0.010833 | 215.3395 | 0 | 215.3395 | 0 | 208.5296 | 0 | 215.3395 | 0 | 215.3395 | 0 | 215.4923 | 0 | 211.9229 | 0 | 215.3395 | 0 | 215.4923 | 0 | 215.4923 | 0 | 215.4923 | 0 | 327.7418 | 0.014419 | 215.4923 | 0 | 215.4923 | 9.7443e-05 | 426 | 0.7106 | 215.3395 | 0 | 209.52 | 0.02425 | 215.4923 | 0 | 215.3395 | 0 | 328.426 | 0.00036358 | 215.4923 | 0 | 215.4923 | 0.0073247 | 215.3395 | 0 | 215.4923 | 0 | 215.4923 | 0 | 215.4923 | 0 | 510.2526 | 0.012654 | 215.3395 | 0 | 215.3395 | 0 | 215.4923 | -0.00034556 | 508.8476 | 0.00017392 | 215.3395 | 0 | 512.7736 | 0.00025119 | 510.2526 | 0.044704 | 215.3395 | 0 | 804.8504 | 0.0023647 | 818.0879 | 0.00014414 | 1067.7042 | 0.00051728 | 1000.6808 | 0.013147 | 1004.0673 | 0 | 1003.4741 | 0 | 1003.4678 | 0.0052592 | 215.339 | 4.8221e-05 | 215.4923 | 0 | 215.3395 | 0 | 215.3395 | 0 | 215.4923 | #REF! | 215.3395 | 0 | 212.6758 | 0
| 186.4306 | 0 | 186.4306 | 0.042261 | 186.4306 | 0.034613 | 186.4306 | 0 | 186.4306 | 0 | 186.4306 | 0 | 327.8558 | 0.020723 | 215.5423 | -0.020868 | 186.4306 | 0 | 327.8558 | 0.014163 | 215.5423 | 0 | 215.5423 | 0 | 208.7355 | 0 | 215.5423 | 0 | 215.5423 | 0 | 215.6963 | 0 | 212.1316 | 0 | 215.5423 | 0 | 215.6963 | 0 | 215.6963 | 0 | 215.6963 | 0 | 327.8558 | 0.018075 | 215.6963 | 0 | 215.6963 | 0 | 427 | 0.76252 | 215.5423 | 0 | 209.73 | -0.00058295 | 215.6963 | 0 | 215.5423 | 0 | 328.5352 | 0.00039064 | 215.6963 | 0 | 215.6963 | 0 | 215.5423 | 0 | 215.6963 | 0 | 215.6963 | 0 | 215.6963 | 0 | 510.4068 | 0.012601 | 215.5423 | 0 | 215.5423 | 0 | 215.6963 | -0.0060647 | 509.0031 | 0.00026087 | 215.5423 | 0 | 512.9265 | 0.00042999 | 510.4068 | 0.047327 | 215.5423 | 0 | 804.9149 | 0.0025011 | 818.3262 | 0.00047431 | 1067.7601 | 0.00051216 | 1000.6931 | 0.013142 | 1004.1166 | 0 | 1003.5234 | 0 | 1003.5171 | 0.0052933 | 215.542 | 4.8221e-05 | 215.6963 | 0 | 215.5423 | 0 | 215.5423 | 0 | 215.6963 | #REF! | 215.5423 | 0 | 212.88 | 0
| 186.5002 | 0 | 186.5002 | 0.021376 | 186.5002 | 0.034613 | 186.5002 | 0 | 186.5002 | 0 | 186.5002 | 0 | 327.9699 | 0 | 215.7452 | 0.0037013 | 186.5002 | 0 | 327.9699 | 0 | 215.7452 | 0 | 215.7452 | 0 | 208.9413 | 0 | 215.7452 | 0 | 215.7452 | 0 | 215.9003 | 0 | 212.3402 | 0 | 215.7452 | 0 | 215.9003 | 0 | 215.9003 | 0 | 215.9003 | 0 | 327.9699 | 0.0076135 | 215.9003 | 0 | 215.9003 | 5.7046e-05 | 428 | 0.80544 | 215.7452 | 0 | 209.93 | -0.023318 | 215.9003 | 0 | 215.7452 | 0 | 328.6443 | 0.00036892 | 215.9003 | 0 | 215.9003 | 0.0064808 | 215.7452 | 0 | 215.9003 | 0 | 215.9003 | 0 | 215.9003 | 0 | 510.5611 | 0 | 215.7452 | 0 | 215.7452 | 0 | 215.9003 | 0.0044044 | 509.1586 | 0.00017392 | 215.7452 | 0 | 513.0794 | 0.00012834 | 510.5611 | 0.044813 | 215.7452 | 0 | 804.9794 | 0.0020042 | 818.5644 | 0.00013837 | 1067.8159 | 0.00051216 | 1000.7054 | 0.013137 | 1004.1661 | 0 | 1003.5728 | 0 | 1003.5664 | 0.0053592 | 215.745 | 5.3516e-05 | 215.9003 | 0 | 215.7452 | 0 | 215.7452 | 0 | 215.9003 | #REF! | 215.7452 | 0 | 213.0844 | 0
| 186.5699 | 0 | 186.5699 | -0.034766 | 186.5699 | 0.034613 | 186.5699 | 0 | 186.5699 | 0 | 186.5699 | 0 | 328.084 | 0 | 215.9481 | -0.039862 | 186.5699 | 0 | 328.084 | 0.0078267 | 215.9481 | 0 | 215.9481 | 0 | 209.1472 | 0 | 215.9481 | 0 | 215.9481 | 0 | 216.1043 | 0 | 212.5489 | 0 | 215.9481 | 0 | 216.1043 | 0 | 216.1043 | 0 | 216.1043 | 0 | 328.084 | 0.013269 | 216.1043 | 0 | 216.1043 | 0 | 429 | 0.85314 | 215.9481 | 0 | 210.13 | 0.0053631 | 216.1043 | 0 | 215.9481 | 0 | 328.7535 | 0.00035329 | 216.1043 | 0 | 216.1043 | 0 | 215.9481 | 0 | 216.1043 | 0 | 216.1043 | 0 | 216.1043 | 0 | 510.7153 | 0.0072082 | 215.9481 | 0 | 215.9481 | 0 | 216.1043 | -0.0040458 | 509.3141 | 0.00078262 | 215.9481 | 0 | 513.2323 | 0.00046619 | 510.7153 | 0.047764 | 215.9481 | 0 | 805.0438 | 0.0024921 | 818.8027 | 0.00046589 | 1067.8718 | 0.00050704 | 1000.7177 | 0.013132 | 1004.2155 | 0 | 1003.6221 | 0 | 1003.6158 | 0.005458 | 215.948 | 4.8162e-05 | 216.1043 | 0 | 215.9481 | 0 | 215.9481 | 0 | 216.1043 | #REF! | 215.9481 | 0 | 213.2887 | 0
| 186.6396 | 0 | 186.6396 | -0.053961 | 186.6396 | 0.034613 | 186.6396 | 0 | 186.6396 | 0 | 186.6396 | 0 | 328.1981 | 0 | 216.1511 | 0.0063641 | 186.6396 | 0 | 328.1981 | 0.015316 | 216.1511 | 0 | 216.1511 | 0 | 209.3531 | 0 | 216.1511 | 0 | 216.1511 | 0 | 216.3084 | 0 | 212.7576 | 0 | 216.1511 | 0 | 216.3084 | 0 | 216.3084 | 0 | 216.3084 | 0 | 328.1981 | 0.016195 | 216.3084 | 0 | 216.3084 | 0.00010377 | 430 | 0.91025 | 216.1511 | 0 | 210.34 | 0.0067623 | 216.3084 | 0 | 216.1511 | 0 | 328.8627 | 0.00034148 | 216.3084 | 0 | 216.3084 | 0.014653 | 216.1511 | 0 | 216.3084 | 0 | 216.3084 | 0 | 216.3084 | 0 | 510.8695 | 0.011053 | 216.1511 | 0 | 216.1511 | 0 | 216.3084 | 0.0031625 | 509.4696 | 0 | 216.1511 | 0 | 513.3852 | 0.00018099 | 510.8695 | 0.045359 | 216.1511 | 0 | 805.1083 | 0.0021894 | 819.041 | 0.00018286 | 1067.9276 | 0.00050704 | 1000.7299 | 0.013127 | 1004.2649 | 0 | 1003.6715 | 0 | 1003.6651 | 0.0055853 | 216.151 | 1.0724e-05 | 216.3084 | 0 | 216.1511 | 0 | 216.1511 | 0 | 216.3084 | #REF! | 216.1511 | 0 | 213.493 | 0
| 186.7092 | 0 | 186.7092 | 0.013891 | 186.7092 | 0.034613 | 186.7092 | 0 | 186.7092 | 0 | 186.7092 | 0 | 328.3121 | 0 | 216.354 | 0.0064021 | 186.7092 | 0 | 328.3121 | 0.011554 | 216.354 | 0 | 216.354 | 0 | 209.5591 | 0 | 216.354 | 0 | 216.354 | 0 | 216.5125 | 0 | 212.9662 | 0 | 216.354 | 0 | 216.5125 | 0 | 216.5125 | 0 | 216.5125 | 0 | 328.3121 | 0 | 216.5125 | 0 | 216.5125 | 0 | 431 | 0.97239 | 216.354 | 0 | 210.54 | -0.023318 | 216.5125 | 0 | 216.354 | 0 | 328.9719 | 0.00037349 | 216.5125 | 0 | 216.5125 | 0 | 216.354 | 0 | 216.5125 | 0 | 216.5125 | 0 | 216.5125 | 0 | 511.0238 | 0.010145 | 216.354 | 0 | 216.354 | 0 | 216.5125 | -0.0048398 | 509.6251 | 0.0013044 | 216.354 | 0 | 513.5382 | 0.00038502 | 511.0238 | 0.048857 | 216.354 | 0 | 805.1729 | 0.0020313 | 819.2793 | 0.00042298 | 1067.9835 | 0.00050704 | 1000.7422 | 0.013123 | 1004.3143 | 0 | 1003.7208 | 0 | 1003.7145 | 0.0057308 | 216.354 | 3.7475e-05 | 216.5125 | 0 | 216.354 | 0 | 216.354 | 0 | 216.5125 | #REF! | 216.354 | 0 | 213.6974 | 0
| 186.7789 | 0 | 186.7789 | 0.038762 | 186.7789 | 0.034613 | 186.7789 | 0 | 186.7789 | 0 | 186.7789 | 0 | 328.4262 | 0.0028146 | 216.557 | 0.016466 | 186.7789 | 0 | 328.4262 | 0 | 216.557 | 0 | 216.557 | 0 | 209.765 | 0 | 216.557 | 0 | 216.557 | 0 | 216.7166 | 0 | 213.1749 | 0 | 216.557 | 0 | 216.7166 | 0 | 216.7166 | 0 | 216.7166 | 0 | 328.4262 | 0.014732 | 216.7166 | 0 | 216.7166 | 0.00012275 | 432 | 1.0065 | 216.557 | 0 | 210.74 | 0.016555 | 216.7166 | 0 | 216.557 | 0 | 329.0811 | 0.00035405 | 216.7166 | 0 | 216.7166 | 0.0083431 | 216.557 | 0 | 216.7166 | 0 | 216.7166 | 0 | 216.7166 | 0 | 511.1781 | 0.012601 | 216.557 | 0 | 216.557 | 0 | 216.7166 | 0.0073166 | 509.7806 | 0.00017392 | 216.557 | 0 | 513.6911 | 0.00025887 | 511.1781 | 0.045906 | 216.557 | 0 | 805.2374 | 0.0022834 | 819.5176 | 0.00052458 | 1068.0393 | 0.00050704 | 1000.7545 | 0.013119 | 1004.3637 | 0 | 1003.7701 | 0 | 1003.7639 | 0.0058796 | 216.557 | 4.813e-05 | 216.7166 | 0 | 216.557 | 0 | 216.557 | 0 | 216.7166 | #REF! | 216.557 | 0 | 213.9018 | 0
| 186.8486 | 0 | 186.8486 | -0.037416 | 186.8486 | 0.034613 | 186.8486 | 0 | 186.8486 | 0 | 186.8486 | 0 | 328.5403 | 0 | 216.76 | -0.05907 | 186.8486 | 0 | 328.5403 | 0 | 216.76 | 0 | 216.76 | 0 | 209.9709 | 0 | 216.76 | 0 | 216.76 | 0 | 216.9207 | 0 | 213.3836 | 0 | 216.76 | 0 | 216.9207 | 0 | 216.9207 | 0 | 216.9207 | 0 | 328.5403 | 0.009737 | 216.9207 | 0 | 216.9206 | 0 | 433 | 1.0701 | 216.76 | 0 | 210.95 | -0.011426 | 216.9207 | 0 | 216.76 | 0 | 329.1903 | 0.00032585 | 216.9207 | 0 | 216.9206 | 0 | 216.76 | 0 | 216.9207 | 0 | 216.9207 | 0 | 216.9207 | 0 | 511.3323 | 0.0095041 | 216.76 | 0 | 216.76 | 0 | 216.9207 | 0.001809 | 509.9361 | 0 | 216.76 | 0 | 513.8441 | 0.00034224 | 511.3323 | 0.047873 | 216.76 | 0 | 805.3019 | 0.001946 | 819.7559 | 0.00015834 | 1068.0952 | 0.00050192 | 1000.7667 | 0.013116 | 1004.4131 | 0 | 1003.8195 | 0 | 1003.8132 | 0.0060183 | 216.76 | 2.6751e-05 | 216.9207 | 0 | 216.76 | 0 | 216.76 | 0 | 216.9207 | #REF! | 216.76 | 0 | 214.1062 | 0
| 186.9183 | 0 | 186.9183 | 0.0010495 | 186.9183 | 0.034613 | 186.9183 | 0 | 186.9183 | 0 | 186.9183 | 0 | 328.6543 | 0.011258 | 216.963 | 0.023717 | 186.9183 | 0 | 328.6543 | 0 | 216.963 | 0 | 216.963 | 0 | 210.1769 | 0 | 216.963 | 0 | 216.963 | 0 | 217.1248 | 0 | 213.5923 | 0 | 216.963 | 0 | 217.1248 | 0 | 217.1248 | 0 | 217.1248 | 0 | 328.6543 | 0.016508 | 217.1248 | 0 | 217.1248 | 0.00014505 | 434 | 1.1158 | 216.963 | 0 | 211.15 | 0.018305 | 217.1248 | 0 | 216.963 | 0 | 329.2995 | 0.00029536 | 217.1248 | 0 | 217.1248 | 0.011253 | 216.963 | 0 | 217.1248 | 0 | 217.1248 | 0 | 217.1248 | 0 | 511.4866 | 0.0086498 | 216.963 | 0 | 216.963 | 0 | 217.1248 | -0.0021937 | 510.0916 | 0.00069566 | 216.963 | 0 | 513.9971 | 0.000283 | 511.4866 | 0.044048 | 216.963 | 0 | 805.3665 | 0.0026759 | 819.9942 | 0.00050846 | 1068.1511 | 0.00050192 | 1000.779 | 0.013112 | 1004.4625 | 0 | 1003.8688 | 0 | 1003.8626 | 0.0061296 | 216.963 | 3.7498e-05 | 217.1248 | 0 | 216.963 | 0 | 216.963 | 0 | 217.1248 | #REF! | 216.963 | 0 | 214.3106 | 0
| 186.988 | 0 | 186.988 | 0.012844 | 186.988 | 0.034613 | 186.988 | 0 | 186.988 | 0 | 186.988 | 0 | 328.7684 | 0 | 217.166 | 0.0025178 | 186.988 | 0 | 328.7684 | 0.021923 | 217.166 | 0 | 217.166 | 0 | 210.3829 | 0 | 217.166 | 0 | 217.166 | 0 | 217.3289 | 0 | 213.8011 | 0 | 217.166 | 0 | 217.3289 | 0 | 217.3289 | 0 | 217.3289 | 0 | 328.7684 | 0.015045 | 217.3289 | 0 | 217.3289 | 0 | 435 | 1.1614 | 217.166 | 0 | 211.35 | 0.0036143 | 217.3289 | 0 | 217.166 | 0 | 329.4087 | 0.00031937 | 217.3289 | 0 | 217.3289 | 0 | 217.166 | 0 | 217.3289 | 0 | 217.3289 | 0 | 217.3289 | 0 | 511.6409 | 0.0035678 | 217.166 | 0 | 217.166 | 0 | 217.3289 | 0.0026146 | 510.2471 | 0.00078262 | 217.166 | 0 | 514.1501 | 0.00031591 | 511.6409 | 0.046234 | 217.166 | 0 | 805.431 | 0.0024011 | 820.2325 | 0.00025555 | 1068.207 | 0.00050192 | 1000.7913 | 0.013109 | 1004.512 | 0 | 1003.9182 | 0 | 1003.9119 | 0.0062035 | 217.166 | 1.0666e-05 | 217.3289 | 0 | 217.166 | 0 | 217.166 | 0 | 217.3289 | #REF! | 217.166 | 0 | 214.515 | 0
| 187.0577 | 0 | 187.0577 | 0.048742 | 187.0577 | 0.034613 | 187.0577 | 0 | 187.0577 | 0 | 187.0577 | 0 | 328.8824 | 0 | 217.369 | 0.070261 | 187.0577 | 0 | 328.8824 | 0.0011206 | 217.369 | 0 | 217.369 | 0 | 210.5889 | 0 | 217.369 | 0 | 217.369 | 0 | 217.5331 | 0 | 214.0098 | 0 | 217.369 | 0 | 217.5331 | 0 | 217.5331 | 0 | 217.5331 | 0 | 328.8824 | 0.0058338 | 217.5331 | 0 | 217.5331 | 0.00012477 | 436 | 1.206 | 217.369 | 0 | 211.56 | -0.00058295 | 217.5331 | 0 | 217.369 | 0 | 329.5179 | 0.00034681 | 217.5331 | 0 | 217.5331 | 0.010338 | 217.369 | 0 | 217.5331 | 0 | 217.5331 | 0 | 217.5331 | 0 | 511.7952 | 0.010305 | 217.369 | 0 | 217.369 | 0 | 217.5331 | 0.0015002 | 510.4027 | 0 | 217.369 | 0 | 514.303 | 0.00026216 | 511.7952 | 0.044376 | 217.369 | 0 | 805.4955 | 0.0016469 | 820.4708 | 0.00050922 | 1068.2628 | 0.00050192 | 1000.8035 | 0.013106 | 1004.5614 | 0 | 1003.9676 | 0 | 1003.9613 | 0.0062308 | 217.369 | 4.8263e-05 | 217.5331 | 0 | 217.369 | 0 | 217.369 | 0 | 217.5331 | #REF! | 217.369 | 0 | 214.7194 | 0
| 187.1274 | 0 | 187.1274 | -0.035089 | 187.1274 | 0.034613 | 187.1274 | 0 | 187.1274 | 0 | 187.1274 | 0 | 328.9965 | 0.018207 | 217.5721 | -0.06914 | 187.1274 | 0 | 328.9965 | 0.010063 | 217.5721 | 0 | 217.5721 | 0 | 210.7948 | 0 | 217.5721 | 0 | 217.5721 | 0 | 217.7372 | 0 | 214.2186 | 0 | 217.5721 | 0 | 217.7372 | 0 | 217.7372 | 0 | 217.7372 | 0 | 328.9965 | 0.015359 | 217.7372 | 0 | 217.7372 | 0 | 437 | 1.2441 | 217.5721 | 0 | 211.76 | -0.0054798 | 217.7372 | 0 | 217.5721 | 0 | 329.6271 | 0.00036892 | 217.7372 | 0 | 217.7372 | 0 | 217.5721 | 0 | 217.7372 | 0 | 217.7372 | 0 | 217.7372 | 0 | 511.9495 | 0 | 217.5721 | 0 | 217.5721 | 0 | 217.7372 | -0.00098209 | 510.5582 | 0 | 217.5721 | 0 | 514.4561 | 0.00034004 | 511.9495 | 0.046234 | 217.5721 | 0 | 805.5601 | 0.0022054 | 820.7092 | 0.00025749 | 1068.3187 | 0.00050192 | 1000.8158 | 0.013104 | 1004.6108 | 0 | 1004.017 | 0 | 1004.0107 | 0.0062126 | 217.572 | 1.6085e-05 | 217.7372 | 0 | 217.5721 | 0 | 217.5721 | 0 | 217.7372 | #REF! | 217.5721 | 0 | 214.9239 | 0
| 187.1971 | 0 | 187.1971 | -0.040357 | 187.1971 | 0.034613 | 187.1971 | 0 | 187.1971 | 0 | 187.1971 | 0 | 329.1105 | 0 | 217.7752 | 0.076281 | 187.1971 | 0 | 329.1105 | 0 | 217.7752 | 0 | 217.7752 | 0 | 211.0009 | 0 | 217.7752 | 0 | 217.7752 | 0 | 217.9414 | 0 | 214.4273 | 0 | 217.7752 | 0 | 217.9414 | 0 | 217.9414 | 0 | 217.9414 | 0 | 329.1105 | 0.018284 | 217.9414 | 0 | 217.9414 | 0.00012844 | 438 | 1.2856 | 217.7752 | 0 | 211.96 | 0.0088609 | 217.9414 | 0 | 217.7752 | 0 | 329.7363 | 0.00033805 | 217.9414 | 0 | 217.9414 | 0.007848 | 217.7752 | 0 | 217.9414 | 0 | 217.9414 | 0 | 217.9414 | 0 | 512.1038 | 0.0084362 | 217.7752 | 0 | 217.7752 | 0 | 217.9414 | 0.0078098 | 510.7138 | 0.00069566 | 217.7752 | 0 | 514.6091 | 0.00027203 | 512.1038 | 0.043611 | 217.7752 | 0 | 805.6247 | 0.0020675 | 820.9475 | 0.00047081 | 1068.3746 | 0.00050192 | 1000.8281 | 0.013101 | 1004.6603 | 0 | 1004.0664 | 0 | 1004.0601 | 0.0061501 | 217.775 | 3.3531e-08 | 217.9414 | 0 | 217.7752 | 0 | 217.7752 | 0 | 217.9414 | #REF! | 217.7752 | 0 | 215.1284 | 0
| 187.2668 | 0 | 187.2668 | 0.0070342 | 187.2668 | 0.034613 | 187.2668 | 0 | 187.2668 | 0 | 187.2668 | 0 | 329.2246 | 0.0062641 | 217.9783 | -0.071627 | 187.2668 | 0 | 329.2246 | 0.0037271 | 217.9783 | 0 | 217.9783 | 0 | 211.2069 | 0 | 217.9783 | 0 | 217.9783 | 0 | 218.1456 | 0 | 214.6361 | 0 | 217.9783 | 0 | 218.1456 | 0 | 218.1456 | 0 | 218.1456 | 0 | 329.2246 | 0.018389 | 218.1456 | 0 | 218.1456 | 0 | 439 | 1.3356 | 217.9783 | 0 | 212.17 | -0.017023 | 218.1456 | 0 | 217.9783 | 0 | 329.8455 | 0.00033385 | 218.1456 | 0 | 218.1456 | 0 | 217.9783 | 0 | 218.1456 | 0 | 218.1456 | 0 | 218.1456 | 0 | 512.2582 | 0.0090236 | 217.9783 | 0 | 217.9783 | 0 | 218.1456 | -0.0011503 | 510.8693 | 0.00026087 | 217.9783 | 0 | 514.7621 | 0.00034662 | 512.2582 | 0.045578 | 217.9783 | 0 | 805.6893 | 0.002476 | 821.1859 | 0.0001677 | 1068.4305 | 0.00050192 | 1000.8403 | 0.013099 | 1004.7097 | 0 | 1004.1158 | 0 | 1004.1094 | 0.0060546 | 217.978 | 2.1388e-05 | 218.1456 | 0 | 217.9783 | 0 | 217.9783 | 0 | 218.1456 | #REF! | 217.9783 | 0 | 215.3328 | 0
| 187.3365 | 0 | 187.3365 | 0.013583 | 187.3365 | 0.034613 | 187.3365 | 0 | 187.3365 | 0 | 187.3365 | 0 | 329.3386 | 0 | 218.1814 | 0.016362 | 187.3365 | 0 | 329.3386 | 0 | 218.1814 | 0 | 218.1814 | 0 | 211.4129 | 0 | 218.1814 | 0 | 218.1814 | 0 | 218.3499 | 0 | 214.8449 | 0 | 218.1814 | 0 | 218.3499 | 0 | 218.3499 | 0 | 218.3499 | 0 | 329.3386 | 0 | 218.3499 | 0 | 218.3499 | 9.1025e-05 | 440 | 1.3856 | 218.1814 | 0 | 212.37 | 0.015856 | 218.3499 | 0 | 218.1814 | 0 | 329.9548 | 0.00030337 | 218.3499 | 0 | 218.3499 | 0.009146 | 218.1814 | 0 | 218.3499 | 0 | 218.3499 | 0 | 218.3499 | 0 | 512.4125 | 0.015698 | 218.1814 | 0 | 218.1814 | 0 | 218.3499 | 0.0084494 | 511.0249 | 0.00017392 | 218.1814 | 0 | 514.9151 | 0.00029288 | 512.4125 | 0.043939 | 218.1814 | 0 | 805.7539 | 0.0020454 | 821.4242 | 0.00053661 | 1068.4865 | 0.00050192 | 1000.8526 | 0.013097 | 1004.7592 | 0 | 1004.1652 | 0 | 1004.1589 | 0.0059353 | 218.181 | 6.4263e-05 | 218.3499 | 0 | 218.1814 | 0 | 218.1814 | 0 | 218.3499 | #REF! | 218.1814 | 0 | 215.5373 | 0
| 187.4062 | 0 | 187.4062 | 0.011951 | 187.4062 | 0.034613 | 187.4062 | 0 | 187.4062 | 0 | 187.4063 | 0 | 329.4526 | 0 | 218.3845 | -0.093625 | 187.4062 | 0 | 329.4526 | 0 | 218.3845 | 0 | 218.3845 | 0 | 211.619 | 0 | 218.3845 | 0 | 218.3845 | 0 | 218.5541 | 0 | 215.0537 | 0 | 218.3845 | 0 | 218.5541 | 0 | 218.5541 | 0 | 218.5541 | 0 | 329.4526 | 0.016508 | 218.5541 | 0 | 218.5541 | 0 | 441 | 1.4878 | 218.3845 | 0 | 212.58 | -0.012825 | 218.5541 | 0 | 218.3845 | 0 | 330.064 | 0.00031404 | 218.5541 | 0 | 218.5541 | 0 | 218.3845 | 0 | 218.5541 | 0 | 218.5541 | 0 | 218.5541 | 0 | 512.5669 | 0.011053 | 218.3845 | 0 | 218.3845 | 0 | 218.5541 | -0.0027658 | 511.1805 | 0.00026087 | 218.3845 | 0 | 515.0682 | 0.00037076 | 512.5669 | 0.046452 | 218.3845 | 0 | 805.8186 | 0.0013824 | 821.6626 | 0.0001651 | 1068.5424 | 0.00050192 | 1000.8649 | 0.013095 | 1004.8087 | 0 | 1004.2145 | 0 | 1004.2083 | 0.005808 | 218.385 | 3.7488e-05 | 218.5541 | 0 | 218.3845 | 0 | 218.3845 | 0 | 218.5541 | #REF! | 218.3845 | 0 | 215.7419 | 0
| 187.476 | 0 | 187.476 | -0.024709 | 187.476 | 0.034613 | 187.476 | 0 | 187.476 | 0 | 187.476 | 0 | 329.5667 | 0.016536 | 218.5877 | 0.017947 | 187.476 | 0 | 329.5667 | 0 | 218.5877 | 0 | 218.5877 | 0 | 211.8251 | 0 | 218.5877 | 0 | 218.5877 | 0 | 218.7584 | 0 | 215.2625 | 0 | 218.5877 | 0 | 218.7584 | 0 | 218.7584 | 0 | 218.7584 | 0 | 329.5667 | 0.026016 | 218.7584 | 0 | 218.7584 | 0.00014457 | 442 | 1.5113 | 218.5877 | 0 | 212.78 | 0.0032645 | 218.7584 | 0 | 218.5877 | 0 | 330.1733 | 0.00029803 | 218.7584 | 0 | 218.7584 | 0.0067976 | 218.5877 | 0 | 218.7584 | 0 | 218.7584 | 0 | 218.7584 | 0 | 512.7212 | 0.016072 | 218.5877 | 0 | 218.5877 | 0 | 218.7584 | 0.0013071 | 511.3361 | 0 | 218.5877 | 0 | 515.2212 | 0.00025668 | 512.7212 | 0.044704 | 218.5877 | 0 | 805.8831 | 0.0013706 | 821.901 | 0.00047937 | 1068.5984 | 0.00050192 | 1000.8771 | 0.013094 | 1004.8581 | 0 | 1004.264 | 0 | 1004.2577 | 0.0056853 | 218.588 | 1.0641e-05 | 218.7584 | 0 | 218.5877 | 0 | 218.5877 | 0 | 218.7584 | #REF! | 218.5877 | 0 | 215.9464 | 0
| 187.5457 | 0 | 187.5457 | 0.019215 | 187.5457 | 0.034613 | 187.5457 | 0 | 187.5457 | 0 | 187.5457 | 0 | 329.6807 | 0.0066155 | 218.7908 | -0.040117 | 187.5457 | 0 | 329.6807 | 0.0078267 | 218.7908 | 0 | 218.7908 | 0 | 212.0311 | 0 | 218.7908 | 0 | 218.7908 | 0 | 218.9626 | 0 | 215.4713 | 0 | 218.7908 | 0 | 218.9626 | 0 | 218.9626 | 0 | 218.9626 | 0 | 329.6807 | 0.0011368 | 218.9626 | 0 | 218.9626 | 0 | 443 | 1.6237 | 218.7908 | 0 | 212.98 | -0.010726 | 218.9626 | 0 | 218.7908 | 0 | 330.2825 | 0.00032814 | 218.9626 | 0 | 218.9626 | 0 | 218.7908 | 0 | 218.9626 | 0 | 218.9626 | 0 | 218.9626 | 0 | 512.8756 | 0.013882 | 218.7908 | 0 | 218.7908 | 0 | 218.9626 | -0.0030507 | 511.4917 | 0.00026087 | 218.7908 | 0 | 515.3743 | 0.00036966 | 512.8756 | 0.046671 | 218.7908 | 0 | 805.9478 | 0.00098551 | 822.1394 | 0.0002207 | 1068.6543 | 0.00050192 | 1000.8894 | 0.013092 | 1004.9076 | 0 | 1004.3134 | 0 | 1004.3071 | 0.0055774 | 218.791 | 8.0282e-05 | 218.9626 | 0 | 218.7908 | 0 | 218.7908 | 0 | 218.9626 | #REF! | 218.7908 | 0 | 216.151 | 0
| 187.6155 | 0 | 187.6155 | 0.016454 | 187.6155 | 0.034613 | 187.6155 | 0 | 187.6155 | 0 | 187.6155 | 0 | 329.7947 | 0 | 218.994 | 0.021404 | 187.6155 | 0 | 329.7947 | 0 | 218.994 | 0 | 218.994 | 0 | 212.2372 | 0 | 218.994 | 0 | 218.994 | 0 | 219.1669 | 0 | 215.6801 | 0 | 218.994 | 0 | 219.1669 | 0 | 219.1669 | 0 | 219.1669 | 0 | 329.7947 | 0.010553 | 219.1669 | 0 | 219.1669 | 0.00012911 | 444 | 1.6789 | 218.994 | 0 | 213.19 | -0.00513 | 219.1669 | 0 | 218.994 | 0 | 330.3918 | 0.00031747 | 219.1669 | 0 | 219.1669 | 0.010948 | 218.994 | 0 | 219.1669 | 0 | 219.1669 | 0 | 219.1669 | 0 | 513.0299 | 0.020824 | 218.994 | 0 | 218.994 | 0 | 219.1669 | 0.0032996 | 511.6473 | 0 | 218.994 | 0 | 515.5274 | 0.00026216 | 513.0299 | 0.04372 | 218.994 | 0 | 806.0124 | 0.0011488 | 822.3777 | 0.00051714 | 1068.7102 | 0.00050192 | 1000.9017 | 0.013091 | 1004.957 | 0 | 1004.3628 | 0 | 1004.3565 | 0.0054921 | 218.994 | 2.6742e-05 | 219.1669 | 0 | 218.994 | 0 | 218.994 | 0 | 219.1669 | #REF! | 218.994 | 0 | 216.3555 | 0
| 187.6852 | 0 | 187.6852 | -0.055996 | 187.6852 | 0.034613 | 187.6852 | 0 | 187.6852 | 0 | 187.6852 | 0 | 329.9087 | 0.011533 | 219.1972 | -0.13009 | 187.6852 | 0 | 329.9087 | 0.016399 | 219.1972 | 0 | 219.1972 | 0 | 212.4434 | 0 | 219.1972 | 0 | 219.1972 | 0 | 219.3712 | 0 | 215.8889 | 0 | 219.1972 | 0 | 219.3712 | 0 | 219.3712 | 0 | 219.3712 | 0 | 329.9087 | 0.011807 | 219.3712 | 0 | 219.3713 | 0 | 445 | 1.7371 | 219.1972 | 0 | 213.39 | -0.013175 | 219.3712 | 0 | 219.1972 | 0 | 330.5011 | 0.00032395 | 219.3712 | 0 | 219.3713 | 0 | 219.1972 | 0 | 219.3712 | 0 | 219.3712 | 0 | 219.3712 | 0 | 513.1843 | 0.0066742 | 219.1972 | 0 | 219.1972 | 0 | 219.3712 | -0.005852 | 511.8029 | 0 | 219.1972 | 0 | 515.6805 | 0.00036746 | 513.1843 | 0.046343 | 219.1972 | 0 | 806.0771 | 0.0018361 | 822.6161 | 0.00019885 | 1068.7661 | 0.00050704 | 1000.9139 | 0.01309 | 1005.0065 | 0 | 1004.4122 | 0 | 1004.4059 | 0.0054353 | 219.197 | 5.3965e-06 | 219.3712 | 0 | 219.1972 | 0 | 219.1972 | 0 | 219.3712 | #REF! | 219.1972 | 0 | 216.5601 | 0
| 187.755 | 0 | 187.755 | 0.001649 | 187.755 | 0.034613 | 187.755 | 0 | 187.755 | 0 | 187.755 | 0 | 330.0227 | 0 | 219.4004 | 0.063704 | 187.755 | 0 | 330.0227 | 0 | 219.4004 | 0 | 219.4005 | 0 | 212.6495 | 0 | 219.4004 | 0 | 219.4005 | 0 | 219.5756 | 0 | 216.0978 | 0 | 219.4005 | 0 | 219.5756 | 0 | 219.5756 | 0 | 219.5756 | 0 | 330.0227 | 0.012015 | 219.5756 | 0 | 219.5756 | 0.00017074 | 446 | 1.7514 | 219.4004 | 0 | 213.59 | -0.0030314 | 219.5756 | 0 | 219.4005 | 0 | 330.6103 | 0.00029079 | 219.5756 | 0 | 219.5756 | 0.010904 | 219.4005 | 0 | 219.5756 | 0 | 219.5756 | 0 | 219.5756 | 0 | 513.3387 | 0.011426 | 219.4004 | 0 | 219.4004 | 0 | 219.5756 | 0.0063077 | 511.9585 | 0 | 219.4004 | 0 | 515.8336 | 0.00032688 | 513.3387 | 0.043611 | 219.4005 | 0 | 806.1417 | 0.0022018 | 822.8546 | 0.00049258 | 1068.8221 | 0.00050704 | 1000.9262 | 0.013089 | 1005.056 | 0 | 1004.4616 | 0 | 1004.4553 | 0.0054092 | 219.4 | 1.6152e-05 | 219.5756 | 0 | 219.4005 | 0 | 219.4005 | 0 | 219.5756 | #REF! | 219.4005 | 0 | 216.7647 | 0
| 187.8247 | 0 | 187.8247 | -0.0089178 | 187.8247 | 0.034613 | 187.8247 | 0 | 187.8247 | 0 | 187.8247 | 0 | 330.1368 | 0 | 219.6037 | -0.061559 | 187.8247 | 0 | 330.1368 | 0.018635 | 219.6037 | 0 | 219.6037 | 0 | 212.8556 | 0 | 219.6037 | 0 | 219.6037 | 0 | 219.7799 | 0 | 216.3066 | 0 | 219.6037 | 0 | 219.7799 | 0 | 219.7799 | 0 | 219.7799 | 0 | 330.1368 | 0.014523 | 219.7799 | 0 | 219.7799 | 0 | 447 | 1.7657 | 219.6037 | 0 | 213.8 | -0.0054798 | 219.7799 | 0 | 219.6037 | 0 | 330.7196 | 0.00029651 | 219.7799 | 0 | 219.7799 | 0 | 219.6037 | 0 | 219.7799 | 0 | 219.7799 | 0 | 219.7799 | 0 | 513.4931 | 0.011159 | 219.6037 | 0 | 219.6037 | 0 | 219.7799 | -0.0019935 | 512.1141 | 0.00026087 | 219.6037 | 0 | 515.9867 | 0.00025668 | 513.4931 | 0.04678 | 219.6037 | 0 | 806.2064 | 0.0021254 | 823.093 | 0.00030956 | 1068.8781 | 0.00050704 | 1000.9385 | 0.013088 | 1005.1055 | 0 | 1004.511 | 0 | 1004.5048 | 0.0054149 | 219.604 | 5.3508e-05 | 219.7799 | 0 | 219.6037 | 0 | 219.6037 | 0 | 219.7799 | #REF! | 219.6037 | 0 | 216.9693 | 0
| 187.8945 | 0 | 187.8945 | 0.082016 | 187.8945 | 0.034613 | 187.8945 | 0 | 187.8945 | 0 | 187.8945 | 0 | 330.2508 | 0.0017592 | 219.807 | 0.0093665 | 187.8945 | 0 | 330.2508 | 0.015316 | 219.807 | 0 | 219.807 | 0 | 213.0618 | 0 | 219.807 | 0 | 219.807 | 0 | 219.9843 | 0 | 216.5155 | 0 | 219.807 | 0 | 219.9843 | 0 | 219.9843 | 0 | 219.9843 | 0 | 330.2508 | 0 | 219.9843 | 0 | 219.9843 | 8.2912e-05 | 448 | 1.7461 | 219.807 | 0 | 214 | -0.013175 | 219.9843 | 0 | 219.807 | 0 | 330.8289 | 0.00029193 | 219.9843 | 0 | 219.9843 | 0.0055051 | 219.807 | 0 | 219.9843 | 0 | 219.9843 | 0 | 219.9843 | 0 | 513.6475 | 0.0092906 | 219.807 | 0 | 219.807 | 0 | 219.9843 | 0.0015877 | 512.2697 | 0.0012174 | 219.807 | 0 | 516.1398 | 0.00036527 | 513.6475 | 0.043283 | 219.807 | 0 | 806.2712 | 0.0024726 | 823.3314 | 0.00056746 | 1068.934 | 0.00050704 | 1000.9507 | 0.013088 | 1005.155 | 0 | 1004.5605 | 0 | 1004.5542 | 0.0054489 | 219.807 | 6.4263e-05 | 219.9843 | 0 | 219.807 | 0 | 219.807 | 0 | 219.9843 | #REF! | 219.807 | 0 | 217.174 | 0
| 187.9642 | 0 | 187.9642 | -0.052363 | 187.9642 | 0.034613 | 187.9642 | 0 | 187.9642 | 0 | 187.9642 | 0 | 330.3648 | 0 | 220.0102 | 0.002563 | 187.9642 | 0 | 330.3648 | 0.006336 | 220.0102 | 0 | 220.0102 | 0 | 213.268 | 0 | 220.0102 | 0 | 220.0102 | 0 | 220.1886 | 0 | 216.7244 | 0 | 220.0102 | 0 | 220.1886 | 0 | 220.1886 | 0 | 220.1886 | 0 | 330.3648 | 0.0073644 | 220.1886 | 0 | 220.1886 | 0 | 449 | 1.7164 | 220.0102 | 0 | 214.21 | -0.015274 | 220.1886 | 0 | 220.0102 | 0 | 330.9382 | 0.00033347 | 220.1886 | 0 | 220.1886 | 0 | 220.0102 | 0 | 220.1886 | 0 | 220.1886 | 0 | 220.1886 | 0 | 513.802 | 0.01148 | 220.0102 | 0 | 220.0102 | 0 | 220.1886 | -0.0041312 | 512.4254 | 0.00026087 | 220.0102 | 0 | 516.2929 | 0.0002139 | 513.802 | 0.045797 | 220.0102 | 0 | 806.3358 | 0.0023541 | 823.5698 | 0.00029527 | 1068.99 | 0.00051216 | 1000.963 | 0.013087 | 1005.2045 | 0 | 1004.6099 | 0 | 1004.6036 | 0.0055103 | 220.01 | 6.9632e-05 | 220.1886 | 0 | 220.0102 | 0 | 220.0102 | 0 | 220.1886 | #REF! | 220.0102 | 0 | 217.3786 | 0
| 188.034 | 0 | 188.034 | -0.043554 | 188.034 | 0.034613 | 188.034 | 0 | 188.034 | 0 | 188.034 | 0 | 330.4788 | 0.017943 | 220.2135 | 0.013553 | 188.034 | 0 | 330.4788 | 0.002615 | 220.2135 | 0 | 220.2135 | 0 | 213.4741 | 0 | 220.2135 | 0 | 220.2135 | 0 | 220.393 | 0 | 216.9333 | 0 | 220.2135 | 0 | 220.393 | 0 | 220.393 | 0 | 220.393 | 0 | 330.4788 | 0.0022741 | 220.393 | 0 | 220.393 | 5.0412e-05 | 450 | 1.6986 | 220.2135 | 0 | 214.41 | -0.010377 | 220.393 | 0 | 220.2135 | 0 | 331.0475 | 0.00032585 | 220.393 | 0 | 220.393 | 0.0029634 | 220.2135 | 0 | 220.393 | 0 | 220.393 | 0 | 220.393 | 0 | 513.9564 | 0.011373 | 220.2135 | 0 | 220.2135 | 0 | 220.393 | -0.00066049 | 512.581 | 0.00017392 | 220.2135 | 0 | 516.4461 | 0.00037953 | 513.9564 | 0.043392 | 220.2135 | 0 | 806.4006 | 0.0020087 | 823.8083 | 0.00053681 | 1069.0459 | 0.00051216 | 1000.9753 | 0.013087 | 1005.254 | 0 | 1004.6594 | 0 | 1004.6531 | 0.0055921 | 220.214 | 4.28e-05 | 220.393 | 0 | 220.2135 | 0 | 220.2135 | 0 | 220.393 | #REF! | 220.2135 | 0 | 217.5833 | 0
| 188.1038 | 0 | 188.1038 | 0.0079472 | 188.1038 | 0.034613 | 188.1038 | 0 | 188.1038 | 0 | 188.1038 | 0 | 330.5928 | 0 | 220.4168 | -0.069181 | 188.1038 | 0 | 330.5928 | 0.0059633 | 220.4168 | 0 | 220.4169 | 0 | 213.6803 | 0 | 220.4168 | 0 | 220.4169 | 0 | 220.5974 | 0 | 217.1422 | 0 | 220.4169 | 0 | 220.5974 | 0 | 220.5974 | 0 | 220.5974 | 0 | 330.5928 | 0.0023231 | 220.5974 | 0 | 220.5974 | 0 | 451 | 1.5793 | 220.4168 | 0 | 214.61 | 0.0099102 | 220.5974 | 0 | 220.4169 | 0 | 331.1568 | 0.00032928 | 220.5974 | 0 | 220.5974 | 0 | 220.4169 | 0 | 220.5974 | 0 | 220.5974 | 0 | 220.5974 | 0 | 514.1108 | 0.011159 | 220.4168 | 0 | 220.4168 | 0 | 220.5974 | 0.00051706 | 512.7367 | 0.00026087 | 220.4168 | 0 | 516.5992 | 0.00026216 | 514.1108 | 0.046015 | 220.4169 | 0 | 806.4652 | 0.0016398 | 824.0467 | 0.00028652 | 1069.1019 | 0.00051728 | 1000.9875 | 0.013086 | 1005.3035 | 0 | 1004.7088 | 0 | 1004.7025 | 0.0056876 | 220.417 | 5.3531e-05 | 220.5974 | 0 | 220.4169 | 0 | 220.4169 | 0 | 220.5974 | #REF! | 220.4169 | 0 | 217.788 | 0
| 188.1736 | 0 | 188.1736 | 0.031777 | 188.1736 | 0.034613 | 188.1736 | 0 | 188.1736 | 0 | 188.1736 | 0 | 330.7068 | 0.015129 | 220.6202 | 0.04376 | 188.1736 | 0 | 330.7068 | 0 | 220.6202 | 0 | 220.6202 | 0 | 213.8865 | 0 | 220.6202 | 0 | 220.6202 | 0 | 220.8019 | 0 | 217.3511 | 0 | 220.6202 | 0 | 220.8019 | 0 | 220.8019 | 0 | 220.8019 | 0 | 330.7068 | 0.013792 | 220.8019 | 0 | 220.8019 | 9.153e-05 | 452 | 1.4889 | 220.6202 | 0 | 214.82 | -0.015623 | 220.8019 | 0 | 220.6202 | 0 | 331.2661 | 0.00029612 | 220.8019 | 0 | 220.8019 | 0.0071541 | 220.6202 | 0 | 220.8019 | 0 | 220.8019 | 0 | 220.8019 | 0 | 514.2653 | 0.011426 | 220.6202 | 0 | 220.6202 | 0 | 220.8019 | 0.0017987 | 512.8923 | 0.00017392 | 220.6202 | 0 | 516.7524 | 0.00029726 | 514.2653 | 0.044048 | 220.6202 | 0 | 806.5299 | 0.0025737 | 824.2852 | 0.00051376 | 1069.1578 | 0.00051728 | 1000.9998 | 0.013086 | 1005.353 | 0 | 1004.7583 | 0 | 1004.752 | 0.0057899 | 220.62 | 4.2792e-05 | 220.8019 | 0 | 220.6202 | 0 | 220.6202 | 0 | 220.8019 | #REF! | 220.6202 | 0 | 217.9926 | 0
| 188.2434 | 0 | 188.2434 | -0.034892 | 188.2434 | 0.034613 | 188.2434 | 0 | 188.2434 | 0 | 188.2434 | 0 | 330.8208 | 0 | 220.8235 | -0.10253 | 188.2434 | 0 | 330.8208 | 0.0011182 | 220.8235 | 0 | 220.8235 | 0 | 214.0928 | 0 | 220.8235 | 0 | 220.8235 | 0 | 221.0063 | 0 | 217.56 | 0 | 220.8235 | 0 | 221.0063 | 0 | 221.0063 | 0 | 221.0063 | 0 | 330.8208 | 0 | 221.0063 | 0 | 221.0063 | 0 | 453 | 1.3836 | 220.8235 | 0 | 215.02 | -0.024017 | 221.0063 | 0 | 220.8235 | 0 | 331.3754 | 0.00029803 | 221.0063 | 0 | 221.0063 | 0 | 220.8235 | 0 | 221.0063 | 0 | 221.0063 | 0 | 221.0063 | 0 | 514.4197 | 0.0052577 | 220.8235 | 0 | 220.8235 | 0 | 221.0063 | -0.0019776 | 513.048 | 0 | 220.8235 | 0 | 516.9056 | 0.0002852 | 514.4197 | 0.045906 | 220.8235 | 0 | 806.5947 | 0.002424 | 824.5237 | 0.00021413 | 1069.2139 | 0.00051728 | 1001.0121 | 0.013086 | 1005.4025 | 0 | 1004.8077 | 0 | 1004.8015 | 0.0058876 | 220.824 | 2.6774e-05 | 221.0063 | 0 | 220.8235 | 0 | 220.8235 | 0 | 221.0063 | #REF! | 220.8235 | 0 | 218.1974 | 0
| 188.3132 | 0 | 188.3132 | -0.032109 | 188.3132 | 0.034613 | 188.3132 | 0 | 188.3132 | 0 | 188.3132 | 0 | 330.9348 | 0.0084438 | 221.0269 | 0.043461 | 188.3132 | 0 | 330.9348 | 0.0014942 | 221.0269 | 0 | 221.0269 | 0 | 214.299 | 0 | 221.0269 | 0 | 221.0269 | 0 | 221.2108 | 0 | 217.769 | 0 | 221.0269 | 0 | 221.2108 | 0 | 221.2108 | 0 | 221.2108 | 0 | 330.9348 | 0 | 221.2108 | 0 | 221.2108 | 0.00014216 | 454 | 1.2599 | 221.0269 | 0 | 215.23 | -0.0058295 | 221.2108 | 0 | 221.0269 | 0 | 331.4847 | 0.0002866 | 221.2108 | 0 | 221.2108 | 0.0090127 | 221.0269 | 0 | 221.2108 | 0 | 221.2108 | 0 | 221.2108 | 0 | 514.5742 | 0.011533 | 221.0269 | 0 | 221.0269 | 0 | 221.2108 | 0.0036276 | 513.2037 | 0.00017392 | 221.0269 | 0 | 517.0588 | 0.00029617 | 514.5742 | 0.044048 | 221.0269 | 0 | 806.6594 | 0.0021922 | 824.7621 | 0.00053736 | 1069.2699 | 0.00052241 | 1001.0244 | 0.013085 | 1005.4521 | 0 | 1004.8572 | 0 | 1004.8509 | 0.0059728 | 221.027 | 3.2187e-05 | 221.2108 | 0 | 221.0269 | 0 | 221.0269 | 0 | 221.2108 | #REF! | 221.0269 | 0 | 218.4021 | 0
| 188.3829 | 0 | 188.3829 | 0.030576 | 188.3829 | 0.034613 | 188.3829 | 0 | 188.3829 | 0 | 188.3829 | 0 | 331.0488 | 0.0020491 | 221.2303 | -0.048417 | 188.3829 | 0 | 331.0488 | 0 | 221.2303 | 0 | 221.2303 | 0 | 214.5053 | 0 | 221.2303 | 0 | 221.2303 | 0 | 221.4152 | 0 | 217.9779 | 0 | 221.2303 | 0 | 221.4152 | 0 | 221.4152 | 0 | 221.4152 | 0 | 331.0488 | 0.0082542 | 221.4152 | 0 | 221.4152 | 0 | 455 | 1.1589 | 221.2303 | 0 | 215.43 | -0.0016322 | 221.4152 | 0 | 221.2303 | 0 | 331.594 | 0.00027173 | 221.4152 | 0 | 221.4152 | 0 | 221.2303 | 0 | 221.4152 | 0 | 221.4152 | 0 | 221.4152 | 0 | 514.7287 | 0.00881 | 221.2303 | 0 | 221.2303 | 0 | 221.4153 | -0.0084659 | 513.3593 | 0.00026087 | 221.2303 | 0 | 517.2119 | 0.00031152 | 514.7287 | 0.046015 | 221.2303 | 0 | 806.7241 | 0.0018988 | 825.0006 | 0.00030516 | 1069.3259 | 0.00052241 | 1001.0367 | 0.013085 | 1005.5016 | 0 | 1004.9067 | 0 | 1004.9004 | 0.0060399 | 221.23 | 3.7483e-05 | 221.4152 | 0 | 221.2303 | 0 | 221.2303 | 0 | 221.4153 | #REF! | 221.2303 | 0 | 218.6068 | 0
| 188.4528 | 0 | 188.4528 | 0.036969 | 188.4528 | 0.034613 | 188.4528 | 0 | 188.4528 | 0 | 188.4528 | 0 | 331.1628 | 0.012314 | 221.4337 | 0.10843 | 188.4528 | 0 | 331.1628 | 0 | 221.4337 | 0 | 221.4337 | 0 | 214.7115 | 0 | 221.4337 | 0 | 221.4337 | 0 | 221.6197 | 0 | 218.1869 | 0 | 221.4337 | 0 | 221.6197 | 0 | 221.6197 | 0 | 221.6197 | 0 | 331.1628 | 0.010553 | 221.6197 | 0 | 221.6197 | 0.00010227 | 456 | 1.0733 | 221.4337 | 0 | 215.63 | -0.00058295 | 221.6197 | 0 | 221.4337 | 0 | 331.7034 | 0.00030984 | 221.6197 | 0 | 221.6197 | 0.0082947 | 221.4337 | 0 | 221.6197 | 0 | 221.6197 | 0 | 221.6197 | 0 | 514.8831 | 0.018421 | 221.4337 | 0 | 221.4337 | 0 | 221.6197 | 0.0027206 | 513.515 | 0.00017392 | 221.4337 | 0 | 517.3651 | 0.00033236 | 514.8831 | 0.043611 | 221.4337 | 0 | 806.7889 | 0.0021781 | 825.2391 | 0.00059059 | 1069.3818 | 0.00052753 | 1001.049 | 0.013085 | 1005.5512 | 0 | 1004.9562 | 0 | 1004.9498 | 0.006083 | 221.434 | 3.2128e-05 | 221.6197 | 0 | 221.4337 | 0 | 221.4337 | 0 | 221.6197 | #REF! | 221.4337 | 0 | 218.8116 | 0
| 188.5226 | 0 | 188.5226 | -0.047204 | 188.5226 | 0.034613 | 188.5226 | 0 | 188.5226 | 0 | 188.5226 | 0 | 331.2767 | 0.0048591 | 221.6371 | -0.021496 | 188.5226 | 0 | 331.2767 | 0.0052178 | 221.6371 | 0 | 221.6371 | 0 | 214.9178 | 0 | 221.6371 | 0 | 221.6371 | 0 | 221.8243 | 0 | 218.3958 | 0 | 221.6371 | 0 | 221.8242 | 0 | 221.8242 | 0 | 221.8242 | 0 | 331.2767 | 0.007068 | 221.8243 | 0 | 221.8243 | 0 | 457 | 0.92911 | 221.6371 | 0 | 215.84 | 0.0043138 | 221.8242 | 0 | 221.6371 | 0 | 331.8127 | 0.00030451 | 221.8242 | 0 | 221.8243 | 0 | 221.6371 | 0 | 221.8242 | 0 | 221.8242 | 0 | 221.8242 | 0 | 515.0376 | 0.006781 | 221.6371 | 0 | 221.6371 | 0 | 221.8242 | -0.0011018 | 513.6707 | 0.00078262 | 221.6371 | 0 | 517.5184 | 0.00024132 | 515.0376 | 0.046343 | 221.6371 | 0 | 806.8536 | 0.0022527 | 825.4776 | 0.00033493 | 1069.4379 | 0.00052753 | 1001.0612 | 0.013085 | 1005.6006 | 0 | 1005.0056 | 0 | 1004.9993 | 0.0061035 | 221.637 | 4.8228e-05 | 221.8243 | 0 | 221.6371 | 0 | 221.6371 | 0 | 221.8242 | #REF! | 221.6371 | 0 | 219.0164 | 0
| 188.5924 | 0 | 188.5924 | -0.016375 | 188.5924 | 0.034613 | 188.5924 | 0 | 188.5924 | 0 | 188.5924 | 0 | 331.3907 | 0 | 221.8406 | 0.048603 | 188.5924 | 0 | 331.3907 | 0.017931 | 221.8406 | 0 | 221.8406 | 0 | 215.1241 | 0 | 221.8406 | 0 | 221.8406 | 0 | 222.0288 | 0 | 218.6048 | 0 | 221.8406 | 0 | 222.0288 | 0 | 222.0288 | 0 | 222.0288 | 0 | 331.3907 | 0.001681 | 222.0288 | 0 | 222.0288 | 0.00014298 | 458 | 0.8692 | 221.8406 | 0 | 216.04 | 0.036143 | 222.0288 | 0 | 221.8406 | 0 | 331.9221 | 0.00028393 | 222.0288 | 0 | 222.0288 | 0.0095454 | 221.8406 | 0 | 222.0288 | 0 | 222.0288 | 0 | 222.0288 | 0 | 515.1921 | 0.0097711 | 221.8406 | 0 | 221.8406 | 0 | 222.0288 | 0.00126 | 513.8264 | 0.00017392 | 221.8406 | 0 | 517.6716 | 0.00039269 | 515.1921 | 0.044048 | 221.8406 | 0 | 806.9185 | 0.0018639 | 825.7161 | 0.00059047 | 1069.4939 | 0.00053265 | 1001.0735 | 0.013084 | 1005.6502 | 0 | 1005.0551 | 0 | 1005.0488 | 0.0061024 | 221.841 | 5.3539e-05 | 222.0288 | 0 | 221.8406 | 0 | 221.8406 | 0 | 222.0288 | #REF! | 221.8406 | 0 | 219.2212 | 0
| 188.6622 | 0 | 188.6622 | 0.021493 | 188.6622 | 0.034613 | 188.6622 | 0 | 188.6622 | 0 | 188.6622 | 0 | 331.5047 | 0.0080204 | 222.044 | -0.022617 | 188.6622 | 0 | 331.5047 | 0.027942 | 222.044 | 0 | 222.044 | 0 | 215.3304 | 0 | 222.044 | 0 | 222.044 | 0 | 222.2333 | 0 | 218.8138 | 0 | 222.044 | 0 | 222.2333 | 0 | 222.2333 | 0 | 222.2333 | 0 | 331.5047 | 0.012433 | 222.2333 | 0 | 222.2333 | 0 | 459 | 0.80928 | 222.044 | 0 | 216.25 | -0.013525 | 222.2333 | 0 | 222.044 | 0 | 332.0314 | 0.0002805 | 222.2333 | 0 | 222.2333 | 0 | 222.044 | 0 | 222.2333 | 0 | 222.2333 | 0 | 222.2333 | 0 | 515.3466 | 0.0074218 | 222.044 | 0 | 222.044 | 0 | 222.2333 | 0.0034257 | 513.9821 | 0.00078262 | 222.044 | 0 | 517.8248 | 0.00022596 | 515.3466 | 0.045906 | 222.044 | 0 | 806.9832 | 0.001928 | 825.9547 | 0.00028685 | 1069.5499 | 0.00053777 | 1001.0858 | 0.013084 | 1005.6998 | 0 | 1005.1046 | 0 | 1005.0983 | 0.0060865 | 222.044 | 3.7438e-05 | 222.2333 | 0 | 222.044 | 0 | 222.044 | 0 | 222.2333 | #REF! | 222.044 | 0 | 219.426 | 0
| 188.732 | 0 | 188.732 | 0.040483 | 188.732 | 0.034613 | 188.732 | 0 | 188.732 | 0 | 188.732 | 0 | 331.6187 | 0 | 222.2475 | 0.061113 | 188.732 | 0 | 331.6187 | 0 | 222.2475 | 0 | 222.2475 | 0 | 215.5367 | 0 | 222.2475 | 0 | 222.2475 | 0 | 222.4379 | 0 | 219.0228 | 0 | 222.2475 | 0 | 222.4379 | 0 | 222.4379 | 0 | 222.4379 | 0 | 331.6187 | 0.0010877 | 222.4379 | 0 | 222.4379 | 9.795e-05 | 460 | 0.75017 | 222.2475 | 0 | 216.45 | 0.0046636 | 222.4379 | 0 | 222.2475 | 0 | 332.1408 | 0.00026983 | 222.4379 | 0 | 222.4379 | 0.0096285 | 222.2475 | 0 | 222.4379 | 0 | 222.4379 | 0 | 222.4379 | 0 | 515.5012 | 0.010305 | 222.2475 | 0 | 222.2475 | 0 | 222.4379 | 0.0017424 | 514.1378 | 0 | 222.2475 | 0 | 517.9781 | 0.00037185 | 515.5012 | 0.04219 | 222.2475 | 0 | 807.048 | 0.0020443 | 826.1932 | 0.00061657 | 1069.606 | 0.00053777 | 1001.098 | 0.013084 | 1005.7493 | 0 | 1005.1541 | 0 | 1005.1478 | 0.006058 | 222.248 | 4.8153e-05 | 222.4379 | 0 | 222.2475 | 0 | 222.2475 | 0 | 222.4379 | #REF! | 222.2475 | 0 | 219.6308 | 0
| 188.8018 | 0 | 188.8018 | -0.032187 | 188.8018 | 0.034613 | 188.8018 | 0 | 188.8018 | 0 | 188.8018 | 0 | 331.7326 | 0.0045078 | 222.451 | -0.020247 | 188.8018 | 0 | 331.7326 | 0.024932 | 222.451 | 0 | 222.451 | 0 | 215.7431 | 0 | 222.451 | 0 | 222.451 | 0 | 222.6425 | 0 | 219.2318 | 0 | 222.451 | 0 | 222.6425 | 0 | 222.6425 | 0 | 222.6425 | 0 | 331.7326 | 0.020688 | 222.6425 | 0 | 222.6425 | 0 | 461 | 0.71594 | 222.451 | 0 | 216.65 | -0.0093273 | 222.6425 | 0 | 222.451 | 0 | 332.2501 | 0.0002885 | 222.6425 | 0 | 222.6425 | 0 | 222.451 | 0 | 222.6425 | 0 | 222.6425 | 0 | 222.6425 | 0 | 515.6557 | 0.01164 | 222.451 | 0 | 222.451 | 0 | 222.6425 | -0.0020512 | 514.2936 | 0.00026087 | 222.451 | 0 | 518.1313 | 0.00033127 | 515.6557 | 0.044485 | 222.451 | 0 | 807.1129 | 0.0019885 | 826.4317 | 0.00031442 | 1069.662 | 0.00054289 | 1001.1103 | 0.013083 | 1005.7988 | 0 | 1005.2036 | 0 | 1005.1973 | 0.006024 | 222.451 | 4.8169e-05 | 222.6425 | 0 | 222.451 | 0 | 222.451 | 0 | 222.6425 | #REF! | 222.451 | 0 | 219.8356 | 0
| 188.8717 | 0 | 188.8717 | -0.032805 | 188.8717 | 0.034613 | 188.8717 | 0 | 188.8717 | 0 | 188.8717 | 0 | 331.8466 | 0 | 222.6545 | 0.091732 | 188.8717 | 0 | 331.8466 | 0 | 222.6545 | 0 | 222.6546 | 0 | 215.9494 | 0 | 222.6545 | 0 | 222.6546 | 0 | 222.847 | 0 | 219.4408 | 0 | 222.6546 | 0 | 222.8471 | 0 | 222.8471 | 0 | 222.8471 | 0 | 331.8466 | 0.0028674 | 222.847 | 0 | 222.847 | 0.00012876 | 462 | 0.68171 | 222.6545 | 0 | 216.86 | -0.01947 | 222.8471 | 0 | 222.6546 | 0 | 332.3595 | 0.00025916 | 222.8471 | 0 | 222.847 | 0.005978 | 222.6546 | 0 | 222.8471 | 0 | 222.8471 | 0 | 222.8471 | 0 | 515.8102 | 0.015377 | 222.6545 | 0 | 222.6545 | 0 | 222.847 | 0.010685 | 514.4493 | 0.00017392 | 222.6545 | 0 | 518.2846 | 0.00022487 | 515.8102 | 0.042736 | 222.6546 | 0 | 807.1777 | 0.002258 | 826.6703 | 0.00064035 | 1069.718 | 0.00054289 | 1001.1226 | 0.013083 | 1005.8484 | 0 | 1005.2531 | 0 | 1005.2468 | 0.0059853 | 222.655 | 2.6766e-05 | 222.847 | 0 | 222.6546 | 0 | 222.6546 | 0 | 222.847 | #REF! | 222.6546 | 0 | 220.0405 | 0
| 188.9415 | 0 | 188.9415 | 0.012535 | 188.9415 | 0.034613 | 188.9415 | 0 | 188.9415 | 0 | 188.9415 | 0 | 331.9606 | 0.0038054 | 222.8581 | 0.013025 | 188.9415 | 0 | 331.9606 | 0 | 222.8581 | 0 | 222.8581 | 0 | 216.1558 | 0 | 222.8581 | 0 | 222.8581 | 0 | 223.0517 | 0 | 219.6499 | 0 | 222.8581 | 0 | 223.0517 | 0 | 223.0517 | 0 | 223.0517 | 0 | 331.9606 | 0 | 223.0517 | 0 | 223.0517 | 9.8505e-06 | 463 | 0.64749 | 222.8581 | 0 | 217.06 | -0.01947 | 223.0517 | 0 | 222.8581 | 0 | 332.4689 | 0.0002946 | 223.0517 | 0 | 223.0517 | 0 | 222.8581 | 0 | 223.0517 | 0 | 223.0517 | 0 | 223.0517 | 0 | 515.9647 | 0.011853 | 222.8581 | 0 | 222.8581 | 0 | 223.0517 | -0.0039608 | 514.605 | 0.00078262 | 222.8581 | 0 | 518.4379 | 0.00044425 | 515.9647 | 0.045578 | 222.8581 | 0 | 807.2426 | 0.0021489 | 826.9088 | 0.00034491 | 1069.774 | 0.00054801 | 1001.1348 | 0.013082 | 1005.898 | 0 | 1005.3026 | 0 | 1005.2963 | 0.0059399 | 222.858 | 3.212e-05 | 223.0517 | 0 | 222.8581 | 0 | 222.8581 | 0 | 223.0517 | #REF! | 222.8581 | 0 | 220.2454 | 0
| 189.0113 | 0 | 189.0114 | 0.013758 | 189.0113 | 0.034613 | 189.0113 | 0 | 189.0113 | 0 | 189.0114 | 0 | 332.0745 | 0.0087956 | 223.0616 | 0.019851 | 189.0113 | 0 | 332.0745 | 0 | 223.0616 | 0 | 223.0616 | 0 | 216.3622 | 0 | 223.0616 | 0 | 223.0616 | 0 | 223.2563 | 0 | 219.8589 | 0 | 223.0616 | 0 | 223.2563 | 0 | 223.2563 | 0 | 223.2563 | 0 | 332.0745 | 0.017658 | 223.2563 | 0 | 223.2563 | 9.2217e-05 | 464 | 0.62533 | 223.0616 | 0 | 217.27 | -0.0023318 | 223.2563 | 0 | 223.0616 | 0 | 332.5783 | 0.00029079 | 223.2563 | 0 | 223.2563 | 0.010732 | 223.0616 | 0 | 223.2563 | 0 | 223.2563 | 0 | 223.2563 | 0 | 516.1193 | 0.01495 | 223.0616 | 0 | 223.0616 | 0 | 223.2563 | 0.0028355 | 514.7608 | 0 | 223.0616 | 0 | 518.5911 | 0.00013602 | 516.1193 | 0.043064 | 223.0616 | 0 | 807.3074 | 0.0019999 | 827.1474 | 0.00060656 | 1069.8302 | 0.00055314 | 1001.1472 | 0.013081 | 1005.9476 | 0 | 1005.3521 | 0 | 1005.3458 | 0.0058876 | 223.062 | 2.6809e-05 | 223.2563 | 0 | 223.0616 | 0 | 223.0616 | 0 | 223.2563 | #REF! | 223.0616 | 0 | 220.4503 | 0
| 189.0812 | 0 | 189.0812 | -0.054055 | 189.0812 | 0.034613 | 189.0812 | 0 | 189.0812 | 0 | 189.0812 | 0 | 332.1885 | 0 | 223.2652 | -0.058105 | 189.0812 | 0 | 332.1885 | 0.0011182 | 223.2652 | 0 | 223.2652 | 0 | 216.5685 | 0 | 223.2652 | 0 | 223.2652 | 0 | 223.4609 | 0 | 220.068 | 0 | 223.2652 | 0 | 223.4609 | 0 | 223.4609 | 0 | 223.4609 | 0 | 332.1885 | 0.015986 | 223.4609 | 0 | 223.4609 | 0 | 465 | 0.60395 | 223.2652 | 0 | 217.47 | -0.014574 | 223.4609 | 0 | 223.2652 | 0 | 332.6877 | 0.00030451 | 223.4609 | 0 | 223.4609 | 0 | 223.2652 | 0 | 223.4609 | 0 | 223.4609 | 0 | 223.4609 | 0 | 516.2739 | 0.0097711 | 223.2652 | 0 | 223.2652 | 0 | 223.4609 | -0.0089244 | 514.9165 | 0.00078262 | 223.2652 | 0 | 518.7445 | 0.00043328 | 516.2739 | 0.046125 | 223.2652 | 0 | 807.3723 | 0.0021562 | 827.3859 | 0.00032334 | 1069.8862 | 0.00055314 | 1001.1594 | 0.013081 | 1005.9971 | 0 | 1005.4016 | 0 | 1005.3953 | 0.005824 | 223.265 | 2.6832e-05 | 223.4609 | 0 | 223.2652 | 0 | 223.2652 | 0 | 223.4609 | #REF! | 223.2652 | 0 | 220.6552 | 0
| 189.151 | 0 | 189.151 | -0.015438 | 189.151 | 0.034613 | 189.151 | 0 | 189.151 | 0 | 189.1511 | 0 | 332.3024 | 0 | 223.4688 | 0.0081919 | 189.151 | 0 | 332.3024 | 0 | 223.4688 | 0 | 223.4688 | 0 | 216.7749 | 0 | 223.4688 | 0 | 223.4688 | 0 | 223.6656 | 0 | 220.277 | 0 | 223.4688 | 0 | 223.6656 | 0 | 223.6656 | 0 | 223.6656 | 0 | 332.3024 | 0.0064269 | 223.6656 | 0 | 223.6656 | 4.5946e-05 | 466 | 0.58256 | 223.4688 | 0 | 217.67 | 0.0046636 | 223.6656 | 0 | 223.4688 | 0 | 332.7971 | 0.0002744 | 223.6656 | 0 | 223.6656 | 0.0027279 | 223.4688 | 0 | 223.6656 | 0 | 223.6656 | 0 | 223.6656 | 0 | 516.4284 | 0.015004 | 223.4688 | 0 | 223.4688 | 0 | 223.6656 | 0.0044535 | 515.0723 | 0 | 223.4688 | 0 | 518.8977 | 0.00029836 | 516.4284 | 0.04372 | 223.4688 | 0 | 807.4371 | 0.0024016 | 827.6245 | 0.00063557 | 1069.9423 | 0.00055826 | 1001.1717 | 0.01308 | 1006.0467 | 0 | 1005.4512 | 0 | 1005.4448 | 0.0057455 | 223.469 | 1.6085e-05 | 223.6656 | 0 | 223.4688 | 0 | 223.4688 | 0 | 223.6656 | #REF! | 223.4688 | 0 | 220.8601 | 0
| 189.2209 | 0 | 189.2209 | 0.037628 | 189.2209 | 0.034613 | 189.2209 | 0 | 189.2209 | 0 | 189.2209 | 0 | 332.4164 | 0.00099528 | 223.6724 | 0.0071891 | 189.2209 | 0 | 332.4164 | 0.028801 | 223.6724 | 0 | 223.6724 | 0 | 216.9814 | 0 | 223.6724 | 0 | 223.6724 | 0 | 223.8703 | 0 | 220.4861 | 0 | 223.6724 | 0 | 223.8703 | 0 | 223.8703 | 0 | 223.8703 | 0 | 332.4164 | 0.0082542 | 223.8703 | 0 | 223.8703 | 0 | 467 | 0.56118 | 223.6724 | 0 | 217.88 | -0.0040807 | 223.8703 | 0 | 223.6724 | 0 | 332.9065 | 0.00032661 | 223.8703 | 0 | 223.8703 | 0 | 223.6724 | 0 | 223.8703 | 0 | 223.8703 | 0 | 223.8703 | 0 | 516.583 | 0.016499 | 223.6724 | 0 | 223.6724 | 0 | 223.8703 | -0.0039659 | 515.2281 | 0.00078262 | 223.6724 | 0 | 519.0511 | 0.00032359 | 516.583 | 0.047545 | 223.6724 | 0 | 807.502 | 0.001912 | 827.8631 | 0.00033519 | 1069.9983 | 0.00056338 | 1001.184 | 0.013078 | 1006.0963 | 0 | 1005.5007 | 0 | 1005.4944 | 0.0056501 | 223.672 | 5.3574e-05 | 223.8703 | 0 | 223.6724 | 0 | 223.6724 | 0 | 223.8703 | #REF! | 223.6724 | 0 | 221.065 | 0
| 189.2908 | 0 | 189.2908 | 0.01908 | 189.2908 | 0.034613 | 189.2908 | 0 | 189.2908 | 0 | 189.2908 | 0 | 332.5303 | 0.0059811 | 223.876 | 0.034178 | 189.2908 | 0 | 332.5303 | 0 | 223.876 | 0 | 223.876 | 0 | 217.1878 | 0 | 223.876 | 0 | 223.876 | 0 | 224.075 | 0 | 220.6952 | 0 | 223.876 | 0 | 224.075 | 0 | 224.075 | 0 | 224.075 | 0 | 332.5303 | 0.0058338 | 224.075 | 0 | 224.075 | 0.0001503 | 468 | 0.53979 | 223.876 | 0 | 218.08 | 0.0088609 | 224.075 | 0 | 223.876 | 0 | 333.0159 | 0.0003228 | 224.075 | 0 | 224.075 | 0.0047503 | 223.876 | 0 | 224.075 | 0 | 224.075 | 0 | 224.075 | 0 | 516.7376 | 0.012975 | 223.876 | 0 | 223.876 | 0 | 224.075 | 0.0018839 | 515.3839 | 0 | 223.876 | 0 | 519.2044 | 0.00032249 | 516.7376 | 0.044485 | 223.876 | 0 | 807.5669 | 0.0012625 | 828.1017 | 0.00058266 | 1070.0544 | 0.0005685 | 1001.1962 | 0.013077 | 1006.1459 | 0 | 1005.5502 | 0 | 1005.5439 | 0.0055364 | 223.876 | 2.1454e-05 | 224.075 | 0 | 223.876 | 0 | 223.876 | 0 | 224.075 | #REF! | 223.876 | 0 | 221.27 | 0
| 189.3606 | 0 | 189.3606 | -0.053159 | 189.3606 | 0.034613 | 189.3606 | 0 | 189.3606 | 0 | 189.3606 | 0 | 332.6442 | 0 | 224.0797 | -0.12298 | 189.3606 | 0 | 332.6442 | 0.0093174 | 224.0797 | 0 | 224.0797 | 0 | 217.3943 | 0 | 224.0797 | 0 | 224.0797 | 0 | 224.2797 | 0 | 220.9043 | 0 | 224.0797 | 0 | 224.2797 | 0 | 224.2797 | 0 | 224.2797 | 0 | 332.6442 | 0.018389 | 224.2797 | 0 | 224.2797 | 0 | 469 | 0.50423 | 224.0797 | 0 | 218.29 | -0.013175 | 224.2797 | 0 | 224.0797 | 0 | 333.1253 | 0.0003773 | 224.2797 | 0 | 224.2797 | 0 | 224.0797 | 0 | 224.2797 | 0 | 224.2797 | 0 | 224.2797 | 0 | 516.8922 | 0.011373 | 224.0797 | 0 | 224.0797 | 0 | 224.2797 | -0.0044874 | 515.5396 | 0.00026087 | 224.0797 | 0 | 519.3577 | 0.00026436 | 516.8922 | 0.047983 | 224.0797 | 0 | 807.6318 | 0.0022214 | 828.3403 | 0.00037088 | 1070.1105 | 0.00057362 | 1001.2085 | 0.013075 | 1006.1955 | 0 | 1005.5997 | 0 | 1005.5934 | 0.0054069 | 224.08 | 6.964e-05 | 224.2797 | 0 | 224.0797 | 0 | 224.0797 | 0 | 224.2797 | #REF! | 224.0797 | 0 | 221.4749 | 0
| 189.4305 | 0 | 189.4305 | -0.0090545 | 189.4305 | 0.034613 | 189.4305 | 0 | 189.4305 | 0 | 189.4305 | 0 | 332.7582 | 0.0052775 | 224.2834 | -0.0071121 | 189.4305 | 0 | 332.7582 | 0.0067243 | 224.2834 | 0 | 224.2834 | 0 | 217.6007 | 0 | 224.2834 | 0 | 224.2834 | 0 | 224.4844 | 0 | 221.1134 | 0 | 224.2834 | 0 | 224.4844 | 0 | 224.4844 | 0 | 224.4844 | 0 | 332.7582 | 0 | 224.4844 | 0 | 224.4844 | 5.1266e-05 | 470 | 0.46858 | 224.2834 | 0 | 218.49 | -0.00023318 | 224.4844 | 0 | 224.2834 | 0 | 333.2347 | 0.00035215 | 224.4844 | 0 | 224.4844 | 0 | 224.2834 | 0 | 224.4844 | 0 | 224.4844 | 0 | 224.4844 | 0 | 517.0468 | 0.011373 | 224.2834 | 0 | 224.2834 | 0 | 224.4844 | 0.0023651 | 515.6954 | 0 | 224.2834 | 0 | 519.5111 | 0.00032469 | 517.0468 | 0.044048 | 224.2834 | 0 | 807.6967 | 0.002041 | 828.5789 | 0.00061397 | 1070.1666 | 0.00057362 | 1001.2208 | 0.013074 | 1006.2451 | 0 | 1005.6493 | 0 | 1005.643 | 0.0052649 | 224.283 | 3.7506e-05 | 224.4844 | 0 | 224.2834 | 0 | 224.2834 | 0 | 224.4844 | #REF! | 224.2834 | 0 | 221.6799 | 0
| 189.5004 | 0 | 189.5004 | 0.011202 | 189.5004 | 0.034613 | 189.5004 | 0 | 189.5004 | 0 | 189.5004 | 0 | 332.8721 | 0 | 224.487 | 0.021369 | 189.5004 | 0 | 332.8721 | 0 | 224.487 | 0 | 224.487 | 0 | 217.8072 | 0 | 224.487 | 0 | 224.487 | 0 | 224.6892 | 0 | 221.3226 | 0 | 224.487 | 0 | 224.6891 | 0 | 224.6891 | 0 | 224.6891 | 0 | 332.8721 | 0.0011368 | 224.6892 | 0 | 224.6892 | 0 | 471 | 0.44407 | 224.487 | 0 | 218.7 | 0.018654 | 224.6891 | 0 | 224.487 | 0 | 333.3441 | 0.00035215 | 224.6891 | 0 | 224.6892 | 0 | 224.487 | 0 | 224.6891 | 0 | 224.6891 | 0 | 224.6891 | 0 | 517.2014 | 0.0082761 | 224.487 | 0 | 224.487 | 0 | 224.6891 | -0.0034029 | 515.8512 | 0.00078262 | 224.487 | 0 | 519.6644 | 0.00034882 | 517.2014 | 0.04689 | 224.487 | 0 | 807.7617 | 0.0023225 | 828.8175 | 0.00039839 | 1070.2227 | 0.00057874 | 1001.233 | 0.013072 | 1006.2947 | 0 | 1005.6988 | 0 | 1005.6926 | 0.0051137 | 224.487 | 2.1388e-05 | 224.6892 | 0 | 224.487 | 0 | 224.487 | 0 | 224.6891 | #REF! | 224.487 | 0 | 221.8849 | 0
| 189.5703 | 0 | 189.5703 | 0.017537 | 189.5703 | 0.034613 | 189.5703 | 0 | 189.5703 | 0 | 189.5703 | 0 | 332.9861 | 0.0087956 | 224.6907 | -0.018546 | 189.5703 | 0 | 332.9861 | 0 | 224.6907 | 0 | 224.6908 | 0 | 218.0137 | 0 | 224.6907 | 0 | 224.6908 | 0 | 224.8939 | 0 | 221.5317 | 0 | 224.6908 | 0 | 224.8939 | 0 | 224.8939 | 0 | 224.8939 | 0 | 332.9861 | 0 | 224.8939 | 0 | 224.8939 | 8.0112e-05 | 472 | 0.42983 | 224.6907 | 0 | 218.9 | -0.0061794 | 224.8939 | 0 | 224.6908 | 0 | 333.4535 | 0.00033271 | 224.8939 | 0 | 224.8939 | 0.011003 | 224.6908 | 0 | 224.8939 | 0 | 224.8939 | 0 | 224.8939 | 0 | 517.3561 | 0.0076887 | 224.6907 | 0 | 224.6907 | 0 | 224.8939 | 0.0076846 | 516.007 | 0 | 224.6907 | 0 | 519.8178 | 0.00035101 | 517.3561 | 0.044048 | 224.6908 | 0 | 807.8266 | 0.0023048 | 829.0562 | 0.00060696 | 1070.2788 | 0.00058387 | 1001.2454 | 0.01307 | 1006.3443 | 0 | 1005.7484 | 0 | 1005.7421 | 0.0049626 | 224.691 | 4.2852e-05 | 224.8939 | 0 | 224.6908 | 0 | 224.6908 | 0 | 224.8939 | #REF! | 224.6908 | 0 | 222.09 | 0
| 189.6402 | 0 | 189.6402 | -0.032689 | 189.6402 | 0.034613 | 189.6402 | 0 | 189.6402 | 0 | 189.6402 | 0 | 333.1 | 0 | 224.8945 | -0.049633 | 189.6402 | 0 | 333.1 | 0.028801 | 224.8945 | 0 | 224.8945 | 0 | 218.2202 | 0 | 224.8945 | 0 | 224.8945 | 0 | 225.0987 | 0 | 221.7408 | 0 | 224.8945 | 0 | 225.0987 | 0 | 225.0987 | 0 | 225.0987 | 0 | 333.1 | 0.0055852 | 225.0987 | 0 | 225.0987 | 0 | 473 | 0.41558 | 224.8945 | 0 | 219.1 | 0.0085112 | 225.0987 | 0 | 224.8945 | 0 | 333.563 | 0.00033652 | 225.0987 | 0 | 225.0987 | 0 | 224.8945 | 0 | 225.0987 | 0 | 225.0987 | 0 | 225.0987 | 0 | 517.5107 | 0.0061937 | 224.8945 | 0 | 224.8945 | 0 | 225.0987 | -0.0030857 | 516.1628 | 0.00078262 | 224.8945 | 0 | 519.9712 | 0.00030055 | 517.5107 | 0.047545 | 224.8945 | 0 | 807.8915 | 0.0023299 | 829.2948 | 0.00036444 | 1070.3348 | 0.00058899 | 1001.2576 | 0.013067 | 1006.3939 | 0 | 1005.798 | 0 | 1005.7916 | 0.0048205 | 224.894 | 4.28e-05 | 225.0987 | 0 | 224.8945 | 0 | 224.8945 | 0 | 225.0987 | #REF! | 224.8945 | 0 | 222.295 | 0
| 189.7101 | 0 | 189.7101 | -0.044168 | 189.7101 | 0.034613 | 189.7101 | 0 | 189.7101 | 0 | 189.7101 | 0 | 333.2139 | 0 | 225.0982 | 0.055891 | 189.7101 | 0 | 333.2139 | 0.026437 | 225.0982 | 0 | 225.0982 | 0 | 218.4267 | 0 | 225.0982 | 0 | 225.0982 | 0 | 225.3035 | 0 | 221.95 | 0 | 225.0982 | 0 | 225.3035 | 0 | 225.3035 | 0 | 225.3035 | 0 | 333.2139 | 0.012642 | 225.3035 | 0 | 225.3035 | 0.00014314 | 474 | 0.40133 | 225.0982 | 0 | 219.31 | -0.0086277 | 225.3035 | 0 | 225.0982 | 0 | 333.6724 | 0.00034795 | 225.3035 | 0 | 225.3035 | 0.017659 | 225.0982 | 0 | 225.3035 | 0 | 225.3035 | 0 | 225.3035 | 0 | 517.6653 | 0.0082761 | 225.0982 | 0 | 225.0982 | 0 | 225.3035 | 0.0052976 | 516.3187 | 0 | 225.0982 | 0 | 520.1246 | 0.00033565 | 517.6653 | 0.045578 | 225.0982 | 0 | 807.9565 | 0.0024489 | 829.5335 | 0.00062381 | 1070.391 | 0.00059411 | 1001.2699 | 0.013065 | 1006.4435 | 0 | 1005.8475 | 0 | 1005.8412 | 0.0046944 | 225.098 | -5.3922e-06 | 225.3035 | 0 | 225.0982 | 0 | 225.0982 | 0 | 225.3035 | #REF! | 225.0982 | 0 | 222.5 | 0
| 189.78 | 0 | 189.78 | 0.0076638 | 189.78 | 0.034613 | 189.78 | 0 | 189.78 | 0 | 189.78 | 0 | 333.3278 | 0.00064407 | 225.302 | -0.12098 | 189.78 | 0 | 333.3278 | 0.01938 | 225.302 | 0 | 225.302 | 0 | 218.6332 | 0 | 225.302 | 0 | 225.302 | 0 | 225.5083 | 0 | 222.1592 | 0 | 225.302 | 0 | 225.5083 | 0 | 225.5083 | 0 | 225.5083 | 0 | 333.3278 | 0 | 225.5083 | 0 | 225.5083 | 0 | 475 | 0.39577 | 225.302 | 0 | 219.51 | -0.024017 | 225.5083 | 0 | 225.302 | 0 | 333.7819 | 0.00035481 | 225.5083 | 0 | 225.5083 | 0 | 225.302 | 0 | 225.5083 | 0 | 225.5083 | 0 | 225.5083 | 0 | 517.82 | 0.013509 | 225.302 | 0 | 225.302 | 0 | 225.5083 | -0.0038038 | 516.4745 | 0.00078262 | 225.302 | 0 | 520.278 | 0.00027313 | 517.82 | 0.047327 | 225.302 | 0 | 808.0214 | 0.001682 | 829.7721 | 0.00034946 | 1070.4471 | 0.00059923 | 1001.2822 | 0.013062 | 1006.4932 | 0 | 1005.8971 | 0 | 1005.8908 | 0.0045898 | 225.302 | 8.0273e-05 | 225.5083 | 0 | 225.302 | 0 | 225.302 | 0 | 225.5083 | #REF! | 225.302 | 0 | 222.7051 | 0
| 189.8499 | 0 | 189.8499 | 0.026861 | 189.8499 | 0.034613 | 189.8499 | 0 | 189.8499 | 0 | 189.8499 | 0 | 333.4418 | 0.0059811 | 225.5057 | 0.010295 | 189.8499 | 0 | 333.4418 | 0 | 225.5057 | 0 | 225.5057 | 0 | 218.8398 | 0 | 225.5057 | 0 | 225.5057 | 0 | 225.7131 | 0 | 222.3683 | 0 | 225.5057 | 0 | 225.7131 | 0 | 225.7131 | 0 | 225.7131 | 0 | 333.4418 | 0.0064269 | 225.7131 | 0 | 225.7131 | 8.0693e-05 | 476 | 0.39222 | 225.5057 | 0 | 219.72 | -0.0037309 | 225.7131 | 0 | 225.5057 | 0 | 333.8913 | 0.0003228 | 225.7131 | 0 | 225.7131 | 0.0074243 | 225.5057 | 0 | 225.7131 | 0 | 225.7131 | 0 | 225.7131 | 0 | 517.9746 | 0.0053394 | 225.5057 | 0 | 225.5057 | 0 | 225.7131 | 0.0014931 | 516.6303 | 0 | 225.5057 | 0 | 520.4314 | 0.00037076 | 517.9746 | 0.044594 | 225.5057 | 0 | 808.0864 | 0.0023791 | 830.0108 | 0.00061617 | 1070.5033 | 0.00059923 | 1001.2944 | 0.013059 | 1006.5428 | 0 | 1005.9467 | 0 | 1005.9404 | 0.0045137 | 225.506 | 5.4126e-06 | 225.7131 | 0 | 225.5057 | 0 | 225.5057 | 0 | 225.7131 | #REF! | 225.5057 | 0 | 222.9102 | 0
| 189.9198 | 0 | 189.9198 | -0.04974 | 189.9198 | 0.034613 | 189.9198 | 0 | 189.9198 | 0 | 189.9198 | 0 | 333.5557 | 0 | 225.7095 | -0.042661 | 189.9198 | 0 | 333.5557 | 0.0096901 | 225.7095 | 0 | 225.7095 | 0 | 219.0463 | 0 | 225.7095 | 0 | 225.7095 | 0 | 225.918 | 0 | 222.5775 | 0 | 225.7095 | 0 | 225.918 | 0 | 225.918 | 0 | 225.918 | 0 | 333.5557 | 0.021628 | 225.918 | 0 | 225.918 | 0 | 477 | 0.39375 | 225.7095 | 0 | 219.92 | -0.012125 | 225.918 | 0 | 225.7095 | 0 | 334.0008 | 0.00028469 | 225.918 | 0 | 225.918 | 0 | 225.7095 | 0 | 225.918 | 0 | 225.918 | 0 | 225.918 | 0 | 518.1293 | 0.0097711 | 225.7095 | 0 | 225.7095 | 0 | 225.918 | -0.0023704 | 516.7862 | 0.00026087 | 225.7095 | 0 | 520.5848 | 0.00026984 | 518.1293 | 0.046234 | 225.7095 | 0 | 808.1514 | 0.0020958 | 830.2494 | 0.00038136 | 1070.5593 | 0.00060435 | 1001.3068 | 0.013056 | 1006.5924 | 0 | 1005.9962 | 0 | 1005.9899 | 0.0044671 | 225.71 | 5.3531e-05 | 225.918 | 0 | 225.7095 | 0 | 225.7095 | 0 | 225.918 | #REF! | 225.7095 | 0 | 223.1153 | 0
| 189.9897 | 0 | 189.9897 | -0.032616 | 189.9897 | 0.034613 | 189.9897 | 0 | 189.9897 | 0 | 189.9897 | 0 | 333.6696 | 0.0066848 | 225.9133 | 0.053539 | 189.9897 | 0 | 333.6696 | 0.01046 | 225.9133 | 0 | 225.9133 | 0 | 219.2529 | 0 | 225.9133 | 0 | 225.9133 | 0 | 226.1228 | 0 | 222.7867 | 0 | 225.9133 | 0 | 226.1228 | 0 | 226.1228 | 0 | 226.1228 | 0 | 333.6696 | 0.00079102 | 226.1228 | 0 | 226.1228 | 0.00014765 | 478 | 0.40519 | 225.9133 | 0 | 220.13 | 0.020753 | 226.1228 | 0 | 225.9133 | 0 | 334.1103 | 0.00027936 | 226.1228 | 0 | 226.1228 | 0.011518 | 225.9133 | 0 | 226.1228 | 0 | 226.1228 | 0 | 226.1228 | 0 | 518.284 | 0.011053 | 225.9133 | 0 | 225.9133 | 0 | 226.1228 | 0.0045337 | 516.942 | 0.00017392 | 225.9133 | 0 | 520.7383 | 0.0003192 | 518.284 | 0.043173 | 225.9133 | 0 | 808.2165 | 0.001962 | 830.4881 | 0.00070137 | 1070.6155 | 0.00061046 | 1001.319 | 0.013052 | 1006.642 | 0 | 1006.0458 | 0 | 1006.0395 | 0.0044489 | 225.913 | -1.6026e-05 | 226.1228 | 0 | 225.9133 | 0 | 225.9133 | 0 | 226.1228 | #REF! | 225.9133 | 0 | 223.3204 | 0
| 190.0596 | 0 | 190.0596 | 0.023765 | 190.0596 | 0.034613 | 190.0596 | 0 | 190.0596 | 0 | 190.0596 | 0 | 333.7835 | 0 | 226.1172 | -0.068272 | 190.0596 | 0 | 333.7835 | 0.018635 | 226.1172 | 0 | 226.1172 | 0 | 219.4595 | 0 | 226.1172 | 0 | 226.1172 | 0 | 226.3277 | 0 | 222.9959 | 0 | 226.1172 | 0 | 226.3277 | 0 | 226.3277 | 0 | 226.3277 | 0 | 333.7835 | 0.013269 | 226.3277 | 0 | 226.3277 | 0 | 479 | 0.41662 | 226.1172 | 0 | 220.33 | -0.014574 | 226.3277 | 0 | 226.1172 | 0 | 334.2197 | 0.00031861 | 226.3277 | 0 | 226.3277 | 0 | 226.1172 | 0 | 226.3277 | 0 | 226.3277 | 0 | 226.3277 | 0 | 518.4387 | 0.0068344 | 226.1172 | 0 | 226.1172 | 0 | 226.3277 | -0.0023803 | 517.0979 | 0.00026087 | 226.1172 | 0 | 520.8917 | 0.00026436 | 518.4387 | 0.04525 | 226.1172 | 0 | 808.2814 | 0.0016033 | 830.7268 | 0.00039176 | 1070.6716 | 0.00061515 | 1001.3313 | 0.013049 | 1006.6917 | 0 | 1006.0954 | 0 | 1006.0891 | 0.0044614 | 226.117 | 4.8227e-05 | 226.3277 | 0 | 226.1172 | 0 | 226.1172 | 0 | 226.3277 | #REF! | 226.1172 | 0 | 223.5255 | 0
| 190.1295 | 0 | 190.1295 | 0.040585 | 190.1295 | 0.034613 | 190.1295 | 0 | 190.1295 | 0 | 190.1295 | 0 | 333.8974 | 0.0073885 | 226.321 | 0.06723 | 190.1295 | 0 | 333.8974 | 0 | 226.321 | 0 | 226.321 | 0 | 219.6661 | 0 | 226.321 | 0 | 226.321 | 0 | 226.5326 | 0 | 223.2052 | 0 | 226.321 | 0 | 226.5326 | 0 | 226.5326 | 0 | 226.5326 | 0 | 333.8974 | 0.0064269 | 226.5326 | 0 | 226.5326 | 0.00012601 | 480 | 0.42965 | 226.321 | 0 | 220.53 | -0.0040807 | 226.5326 | 0 | 226.321 | 0 | 334.3292 | 0.00034681 | 226.5326 | 0 | 226.5326 | 0.010772 | 226.321 | 0 | 226.5326 | 0 | 226.5326 | 0 | 226.5326 | 0 | 518.5934 | 0.011747 | 226.321 | 0 | 226.321 | 0 | 226.5326 | 0.003703 | 517.2537 | 0 | 226.321 | 0 | 521.0452 | 0.00032249 | 518.5934 | 0.042846 | 226.321 | 0 | 808.3464 | 0.0018398 | 830.9655 | 0.00062821 | 1070.7278 | 0.00061988 | 1001.3436 | 0.013045 | 1006.7413 | 0 | 1006.145 | 0 | 1006.1387 | 0.0044989 | 226.321 | 2.1411e-05 | 226.5326 | 0 | 226.321 | 0 | 226.321 | 0 | 226.5326 | #REF! | 226.321 | 0 | 223.7307 | 0
| 190.1995 | 0 | 190.1995 | -0.028529 | 190.1995 | 0.034613 | 190.1995 | 0 | 190.1995 | 0 | 190.1995 | 0 | 334.0113 | 0.017505 | 226.5249 | -0.014016 | 190.1995 | 0 | 334.0113 | 0.013044 | 226.5249 | 0 | 226.5249 | 0 | 219.8727 | 0 | 226.5249 | 0 | 226.5249 | 0 | 226.7375 | 0 | 223.4144 | 0 | 226.5249 | 0 | 226.7375 | 0 | 226.7375 | 0 | 226.7375 | 0 | 334.0113 | 0.017762 | 226.7375 | 0 | 226.7375 | 0 | 481 | 0.44751 | 226.5249 | 0 | 220.74 | -0.011776 | 226.7375 | 0 | 226.5249 | 0 | 334.4387 | 0.00037273 | 226.7375 | 0 | 226.7375 | 0 | 226.5249 | 0 | 226.7375 | 0 | 226.7375 | 0 | 226.7375 | 0 | 518.7481 | 0.0036617 | 226.5249 | 0 | 226.5249 | 0 | 226.7375 | -0.0047372 | 517.4096 | 0 | 226.5249 | 0 | 521.1986 | 0.00028849 | 518.7481 | 0.045906 | 226.5249 | 0 | 808.4114 | 0.0020568 | 831.2042 | 0.00037877 | 1070.7839 | 0.00062464 | 1001.3558 | 0.013041 | 1006.791 | 0 | 1006.1946 | 0 | 1006.1883 | 0.0045614 | 226.525 | 6.964e-05 | 226.7375 | 0 | 226.5249 | 0 | 226.5249 | 0 | 226.7375 | #REF! | 226.5249 | 0 | 223.9358 | 0
| 190.2694 | 0 | 190.2694 | -0.021176 | 190.2694 | 0.034613 | 190.2694 | 0 | 190.2694 | 0 | 190.2694 | 0 | 334.1252 | 0 | 226.7288 | 0.090638 | 190.2694 | 0 | 334.1252 | 0 | 226.7288 | 0 | 226.7288 | 0 | 220.0793 | 0 | 226.7288 | 0 | 226.7288 | 0 | 226.9424 | 0 | 223.6236 | 0 | 226.7288 | 0 | 226.9424 | 0 | 226.9424 | 0 | 226.9424 | 0 | 334.1252 | 0.019225 | 226.9424 | 0 | 226.9424 | 0.00011921 | 482 | 0.46537 | 226.7288 | 0 | 220.94 | -0.011426 | 226.9424 | 0 | 226.7288 | 0 | 334.5482 | 0.00032395 | 226.9424 | 0 | 226.9424 | 0.0092326 | 226.7288 | 0 | 226.9424 | 0 | 226.9424 | 0 | 226.9424 | 0 | 518.9028 | 0.0060869 | 226.7288 | 0 | 226.7288 | 0 | 226.9424 | 0.0032944 | 517.5655 | 0 | 226.7288 | 0 | 521.3521 | 0.00028958 | 518.9028 | 0.044048 | 226.7288 | 0 | 808.4765 | 0.0015865 | 831.4429 | 0.00072353 | 1070.8401 | 0.00062944 | 1001.3682 | 0.013036 | 1006.8406 | 0 | 1006.2442 | 0 | 1006.2378 | 0.0046433 | 226.729 | -1.6058e-05 | 226.9424 | 0 | 226.7288 | 0 | 226.7288 | 0 | 226.9424 | #REF! | 226.7288 | 0 | 224.141 | 0
| 190.3393 | 0 | 190.3393 | 0.028634 | 190.3393 | 0.034613 | 190.3393 | 0 | 190.3393 | 0 | 190.3393 | 0 | 334.2391 | 0 | 226.9327 | -0.04941 | 190.3393 | 0 | 334.2391 | 0.0022362 | 226.9327 | 0 | 226.9327 | 0 | 220.286 | 0 | 226.9327 | 0 | 226.9327 | 0 | 227.1474 | 0 | 223.8329 | 0 | 226.9327 | 0 | 227.1474 | 0 | 227.1474 | 0 | 227.1474 | 0 | 334.2391 | 0 | 227.1474 | 0 | 227.1474 | 0 | 483 | 0.48876 | 226.9327 | 0 | 221.15 | -0.017722 | 227.1474 | 0 | 226.9327 | 0 | 334.6577 | 0.00032013 | 227.1474 | 0 | 227.1474 | 0 | 226.9327 | 0 | 227.1474 | 0 | 227.1474 | 0 | 227.1474 | 0 | 519.0575 | 0.012761 | 226.9327 | 0 | 226.9327 | 0 | 227.1474 | -0.00642 | 517.7214 | 0 | 226.9327 | 0 | 521.5056 | 0.00031481 | 519.0575 | 0.046343 | 226.9327 | 0 | 808.5415 | 0.0023411 | 831.6816 | 0.00043514 | 1070.8962 | 0.00063427 | 1001.3804 | 0.013032 | 1006.8903 | 0 | 1006.2938 | 0 | 1006.2875 | 0.0047387 | 226.933 | 3.7498e-05 | 227.1474 | 0 | 226.9327 | 0 | 226.9327 | 0 | 227.1474 | #REF! | 226.9327 | 0 | 224.3462 | 0
| 190.4093 | 0 | 190.4093 | 0.018321 | 190.4093 | 0.034613 | 190.4093 | 0 | 190.4093 | 0 | 190.4093 | 0 | 334.353 | 0.010203 | 227.1366 | -0.0027541 | 190.4093 | 0 | 334.353 | 0 | 227.1366 | 0 | 227.1366 | 0 | 220.4926 | 0 | 227.1366 | 0 | 227.1366 | 0 | 227.3524 | 0 | 224.0422 | 0 | 227.1366 | 0 | 227.3524 | 0 | 227.3524 | 0 | 227.3524 | 0 | 334.353 | 0.0067236 | 227.3524 | 0 | 227.3524 | 9.774e-05 | 484 | 0.51375 | 227.1366 | 0 | 221.35 | 0.0011659 | 227.3524 | 0 | 227.1366 | 0 | 334.7672 | 0.00026449 | 227.3524 | 0 | 227.3524 | 0.006819 | 227.1366 | 0 | 227.3524 | 0 | 227.3524 | 0 | 227.3524 | 0 | 519.2123 | 0.016872 | 227.1366 | 0 | 227.1366 | 0 | 227.3524 | 0.0011095 | 517.8773 | 0.00017392 | 227.1366 | 0 | 521.6591 | 0.00024132 | 519.2123 | 0.043829 | 227.1366 | 0 | 808.6066 | 0.0015846 | 831.9203 | 0.00074052 | 1070.9524 | 0.00063912 | 1001.3927 | 0.013027 | 1006.94 | 0 | 1006.3434 | 0 | 1006.3371 | 0.0048444 | 227.137 | 2.144e-05 | 227.3524 | 0 | 227.1366 | 0 | 227.1366 | 0 | 227.3524 | #REF! | 227.1366 | 0 | 224.5514 | 0
| 190.4792 | 0 | 190.4792 | -0.044845 | 190.4792 | 0.034613 | 190.4792 | 0 | 190.4792 | 0 | 190.4792 | 0 | 334.4669 | 0.0055617 | 227.3405 | -0.02818 | 190.4792 | 0 | 334.4669 | 0.017144 | 227.3405 | 0 | 227.3405 | 0 | 220.6993 | 0 | 227.3405 | 0 | 227.3405 | 0 | 227.5573 | 0 | 224.2514 | 0 | 227.3405 | 0 | 227.5573 | 0 | 227.5573 | 0 | 227.5573 | 0 | 334.4669 | 0.011807 | 227.5573 | 0 | 227.5573 | 0 | 485 | 0.5391 | 227.3405 | 0 | 221.56 | -0.0065291 | 227.5573 | 0 | 227.3405 | 0 | 334.8767 | 0.00033004 | 227.5573 | 0 | 227.5573 | 0 | 227.3405 | 0 | 227.5573 | 0 | 227.5573 | 0 | 227.5573 | 0 | 519.367 | 0.0045066 | 227.3405 | 0 | 227.3405 | 0 | 227.5573 | -0.002095 | 518.0332 | 0 | 227.3405 | 0 | 521.8126 | 0.00039708 | 519.367 | 0.045141 | 227.3405 | 0 | 808.6716 | 0.0016127 | 832.1591 | 0.00044396 | 1071.0087 | 0.00064404 | 1001.405 | 0.013022 | 1006.9897 | 0 | 1006.393 | 0 | 1006.3867 | 0.0049535 | 227.341 | 4.8211e-05 | 227.5573 | 0 | 227.3405 | 0 | 227.3405 | 0 | 227.5573 | #REF! | 227.3405 | 0 | 224.7566 | 0
| 190.5492 | 0 | 190.5492 | -0.024328 | 190.5492 | 0.034613 | 190.5492 | 0 | 190.5492 | 0 | 190.5492 | 0 | 334.5808 | 0 | 227.5445 | 0.054348 | 190.5492 | 0 | 334.5808 | 0 | 227.5445 | 0 | 227.5445 | 0 | 220.906 | 0 | 227.5445 | 0 | 227.5445 | 0 | 227.7623 | 0 | 224.4607 | 0 | 227.5445 | 0 | 227.7623 | 0 | 227.7623 | 0 | 227.7623 | 0 | 334.5808 | 0.013583 | 227.7623 | 0 | 227.7623 | 8.3788e-05 | 486 | 0.56529 | 227.5445 | 0 | 221.76 | -0.0072287 | 227.7623 | 0 | 227.5445 | 0 | 334.9862 | 0.00029612 | 227.7623 | 0 | 227.7623 | 0.0037018 | 227.5445 | 0 | 227.7623 | 0 | 227.7623 | 0 | 227.7623 | 0 | 519.5217 | 0.017567 | 227.5445 | 0 | 227.5445 | 0 | 227.7623 | 0.0055533 | 518.1891 | 0.00017392 | 227.5445 | 0 | 521.9661 | 0.00021938 | 519.5217 | 0.042518 | 227.5445 | 0 | 808.7367 | 0.0021155 | 832.3978 | 0.00074891 | 1071.0648 | 0.00064892 | 1001.4172 | 0.013017 | 1007.0394 | 0 | 1006.4426 | 0 | 1006.4363 | 0.0050637 | 227.544 | 1.6077e-05 | 227.7623 | 0 | 227.5445 | 0 | 227.5445 | 0 | 227.7623 | #REF! | 227.5445 | 0 | 224.9619 | 0
| 190.6191 | 0 | 190.6191 | 0.05482 | 190.6191 | 0.034613 | 190.6191 | 0 | 190.6191 | 0 | 190.6191 | 0 | 334.6947 | 0.0076692 | 227.7485 | -0.028733 | 190.6191 | 0 | 334.6947 | 0.010063 | 227.7485 | 0 | 227.7485 | 0 | 221.1127 | 0 | 227.7485 | 0 | 227.7485 | 0 | 227.9673 | 0 | 224.67 | 0 | 227.7485 | 0 | 227.9673 | 0 | 227.9673 | 0 | 227.9673 | 0 | 334.6947 | 0 | 227.9673 | 0 | 227.9673 | 0 | 487 | 0.59147 | 227.7485 | 0 | 221.97 | -0.029264 | 227.9673 | 0 | 227.7485 | 0 | 335.0957 | 0.00033271 | 227.9673 | 0 | 227.9673 | 0 | 227.7485 | 0 | 227.9673 | 0 | 227.9673 | 0 | 227.9673 | 0 | 519.6765 | 0.010305 | 227.7485 | 0 | 227.7485 | 0 | 227.9673 | -0.002704 | 518.345 | 0 | 227.7485 | 0 | 522.1196 | 0.00032688 | 519.6765 | 0.045797 | 227.7485 | 0 | 808.8018 | 0.0024356 | 832.6366 | 0.00046179 | 1071.121 | 0.00065381 | 1001.4296 | 0.013011 | 1007.0891 | 0 | 1006.4923 | 0 | 1006.486 | 0.0051717 | 227.748 | 2.1373e-05 | 227.9673 | 0 | 227.7485 | 0 | 227.7485 | 0 | 227.9673 | #REF! | 227.7485 | 0 | 225.1671 | 0
| 190.6891 | 0 | 190.6891 | 0.035581 | 190.6891 | 0.034613 | 190.6891 | 0 | 190.6891 | 0 | 190.6891 | 0 | 334.8086 | 0 | 227.9525 | 0.1068 | 190.6891 | 0 | 334.8086 | 0.0070979 | 227.9525 | 0 | 227.9525 | 0 | 221.3194 | 0 | 227.9525 | 0 | 227.9525 | 0 | 228.1724 | 0 | 224.8793 | 0 | 227.9525 | 0 | 228.1724 | 0 | 228.1724 | 0 | 228.1724 | 0 | 334.8086 | 0.0034607 | 228.1724 | 0 | 228.1724 | 0.00013963 | 488 | 0.61765 | 227.9525 | 0 | 222.17 | -0.0026815 | 228.1724 | 0 | 227.9525 | 0 | 335.2052 | 0.00028317 | 228.1724 | 0 | 228.1724 | 0.016371 | 227.9525 | 0 | 228.1724 | 0 | 228.1724 | 0 | 228.1724 | 0 | 519.8313 | 0.022799 | 227.9525 | 0 | 227.9525 | 0 | 228.1724 | -5.6758e-06 | 518.5009 | 0.00017392 | 227.9525 | 0 | 522.2731 | 0.00031262 | 519.8313 | 0.044266 | 227.9525 | 0 | 808.8669 | 0.002517 | 832.8754 | 0.00070444 | 1071.1772 | 0.00065875 | 1001.4418 | 0.013006 | 1007.1387 | 0 | 1006.5419 | 0 | 1006.5356 | 0.0052751 | 227.952 | 4.2809e-05 | 228.1724 | 0 | 227.9525 | 0 | 227.9525 | 0 | 228.1724 | #REF! | 227.9525 | 0 | 225.3724 | 0
| 190.7591 | 0 | 190.7591 | -0.028892 | 190.7591 | 0.034613 | 190.7591 | 0 | 190.7591 | 0 | 190.7591 | 0 | 334.9224 | 0 | 228.1565 | -0.017798 | 190.7591 | 0 | 334.9224 | 0 | 228.1565 | 0 | 228.1565 | 0 | 221.5261 | 0 | 228.1565 | 0 | 228.1565 | 0 | 228.3774 | 0 | 225.0887 | 0 | 228.1565 | 0 | 228.3774 | 0 | 228.3774 | 0 | 228.3774 | 0 | 334.9224 | 0.0085507 | 228.3774 | 0 | 228.3774 | 0 | 489 | 0.66045 | 228.1565 | 0 | 222.38 | -0.0072287 | 228.3774 | 0 | 228.1565 | 0 | 335.3148 | 0.00033347 | 228.3774 | 0 | 228.3774 | 0 | 228.1565 | 0 | 228.3774 | 0 | 228.3774 | 0 | 228.3774 | 0 | 519.986 | 0.015751 | 228.1565 | 0 | 228.1565 | 0 | 228.3774 | -0.0070788 | 518.6569 | 0.00026087 | 228.1565 | 0 | 522.4267 | 0.00025997 | 519.986 | 0.047218 | 228.1565 | 0 | 808.932 | 0.0016758 | 833.1141 | 0.00046882 | 1071.2334 | 0.00066363 | 1001.4541 | 0.013 | 1007.1884 | 0 | 1006.5915 | 0 | 1006.5852 | 0.0053762 | 228.156 | 3.2062e-05 | 228.3774 | 0 | 228.1565 | 0 | 228.1565 | 0 | 228.3774 | #REF! | 228.1565 | 0 | 225.5777 | 0
| 190.829 | 0 | 190.8291 | -0.035022 | 190.829 | 0.034613 | 190.829 | 0 | 190.829 | 0 | 190.8291 | 0 | 335.0363 | 0.0045738 | 228.3605 | 0.00024507 | 190.829 | 0 | 335.0363 | 0.011954 | 228.3605 | 0 | 228.3605 | 0 | 221.7328 | 0 | 228.3605 | 0 | 228.3605 | 0 | 228.5825 | 0 | 225.298 | 0 | 228.3605 | 0 | 228.5825 | 0 | 228.5825 | 0 | 228.5825 | 0 | 335.0363 | 0.0070202 | 228.5825 | 0 | 228.5825 | 7.2655e-05 | 490 | 0.7147 | 228.3605 | 0 | 222.58 | -0.022619 | 228.5825 | 0 | 228.3605 | 0 | 335.4243 | 0.00031327 | 228.5825 | 0 | 228.5825 | 0.0060848 | 228.3605 | 0 | 228.5825 | 0 | 228.5825 | 0 | 228.5825 | 0 | 520.1408 | 0.0034729 | 228.3605 | 0 | 228.3605 | 0 | 228.5825 | 0.0019581 | 518.8128 | 0.00017392 | 228.3605 | 0 | 522.5802 | 0.00034553 | 520.1408 | 0.043611 | 228.3605 | 0 | 808.9971 | 0.0014097 | 833.3529 | 0.00075321 | 1071.2895 | 0.0006685 | 1001.4664 | 0.012994 | 1007.2381 | 0 | 1006.6412 | 0 | 1006.6348 | 0.0054739 | 228.361 | 4.2809e-05 | 228.5825 | 0 | 228.3605 | 0 | 228.3605 | 0 | 228.5825 | #REF! | 228.3605 | 0 | 225.783 | 0
| 190.899 | 0 | 190.899 | 0.018695 | 190.899 | 0.034613 | 190.899 | 0 | 190.899 | 0 | 190.899 | 0 | 335.1502 | 0 | 228.5646 | -0.022634 | 190.899 | 0 | 335.1502 | 0.037614 | 228.5646 | 0 | 228.5646 | 0 | 221.9396 | 0 | 228.5646 | 0 | 228.5646 | 0 | 228.7876 | 0 | 225.5073 | 0 | 228.5646 | 0 | 228.7876 | 0 | 228.7876 | 0 | 228.7876 | 0 | 335.1502 | 0.02633 | 228.7876 | 0 | 228.7876 | 0 | 491 | 0.76895 | 228.5646 | 0 | 222.78 | -0.010726 | 228.7876 | 0 | 228.5646 | 0 | 335.5339 | 0.00032814 | 228.7876 | 0 | 228.7876 | 0 | 228.5646 | 0 | 228.7876 | 0 | 228.7876 | 0 | 228.7876 | 0 | 520.2956 | 0.0048822 | 228.5646 | 0 | 228.5646 | 0 | 228.7876 | 0.00038844 | 518.9688 | 0 | 228.5646 | 0 | 522.7338 | 0.0002841 | 520.2956 | 0.046671 | 228.5646 | 0 | 809.0623 | 0.0014486 | 833.5917 | 0.00049278 | 1071.3458 | 0.0006734 | 1001.4787 | 0.012988 | 1007.2878 | 0 | 1006.6908 | 0 | 1006.6845 | 0.0055694 | 228.565 | 4.8205e-05 | 228.7876 | 0 | 228.5646 | 0 | 228.5646 | 0 | 228.7876 | #REF! | 228.5646 | 0 | 225.9883 | 0
| 190.969 | 0 | 190.969 | 0.04369 | 190.969 | 0.034613 | 190.969 | 0 | 190.969 | 0 | 190.969 | 0 | 335.264 | 0 | 228.7686 | 0.046583 | 190.969 | 0 | 335.264 | 0.011954 | 228.7686 | 0 | 228.7686 | 0 | 222.1464 | 0 | 228.7686 | 0 | 228.7686 | 0 | 228.9926 | 0 | 225.7167 | 0 | 228.7686 | 0 | 228.9926 | 0 | 228.9926 | 0 | 228.9926 | 0 | 335.264 | 0.027792 | 228.9926 | 0 | 228.9926 | 0.00012184 | 492 | 0.82463 | 228.7686 | 0 | 222.99 | 0.0015157 | 228.9926 | 0 | 228.7686 | 0 | 335.6434 | 0.00031251 | 228.9926 | 0 | 228.9926 | 0.0089073 | 228.7686 | 0 | 228.9926 | 0 | 228.9926 | 0 | 228.9926 | 0 | 520.4504 | 0.011426 | 228.7686 | 0 | 228.7686 | 0 | 228.9926 | 0.0014205 | 519.1247 | 0.00017392 | 228.7686 | 0 | 522.8874 | 0.00030933 | 520.4504 | 0.044704 | 228.7686 | 0 | 809.1274 | 0.0018525 | 833.8305 | 0.00078302 | 1071.402 | 0.00067823 | 1001.491 | 0.012982 | 1007.3375 | 0 | 1006.7404 | 0 | 1006.7341 | 0.0056603 | 228.769 | 5.3583e-05 | 228.9926 | 0 | 228.7686 | 0 | 228.7686 | 0 | 228.9926 | #REF! | 228.7686 | 0 | 226.1936 | 0
| 191.039 | 0 | 191.039 | -0.021751 | 191.039 | 0.034613 | 191.039 | 0 | 191.039 | 0 | 191.039 | 0 | 335.3779 | 0.0024003 | 228.9727 | 0.021138 | 191.039 | 0 | 335.3779 | 0.0089449 | 228.9727 | 0 | 228.9727 | 0 | 222.3531 | 0 | 228.9727 | 0 | 228.9727 | 0 | 229.1978 | 0 | 225.9261 | 0 | 228.9727 | 0 | 229.1978 | 0 | 229.1978 | 0 | 229.1978 | 0 | 335.3779 | 0.014523 | 229.1978 | 0 | 229.1978 | 0 | 493 | 0.88173 | 228.9727 | 0 | 223.19 | -0.01912 | 229.1978 | 0 | 228.9727 | 0 | 335.753 | 0.00033919 | 229.1978 | 0 | 229.1978 | 0 | 228.9727 | 0 | 229.1978 | 0 | 229.1978 | 0 | 229.1978 | 0 | 520.6052 | 0.020023 | 228.9727 | 0 | 228.9727 | 0 | 229.1978 | 0.00061283 | 519.2807 | 0.00078262 | 228.9727 | 0 | 523.041 | 0.00022377 | 520.6052 | 0.047327 | 228.9727 | 0 | 809.1926 | 0.002298 | 834.0693 | 0.00050482 | 1071.4582 | 0.00068308 | 1001.5032 | 0.012976 | 1007.3873 | 0 | 1006.7901 | 0 | 1006.7838 | 0.0057467 | 228.973 | 4.8221e-05 | 229.1978 | 0 | 228.9727 | 0 | 228.9727 | 0 | 229.1978 | #REF! | 228.9727 | 0 | 226.399 | 0
| 191.109 | 0 | 191.109 | -0.036604 | 191.109 | 0.034613 | 191.109 | 0 | 191.109 | 0 | 191.109 | 0 | 335.4918 | 0.0031665 | 229.1768 | 0.056167 | 191.109 | 0 | 335.4918 | 0 | 229.1768 | 0 | 229.1768 | 0 | 222.5599 | 0 | 229.1768 | 0 | 229.1768 | 0 | 229.4029 | 0 | 226.1354 | 0 | 229.1768 | 0 | 229.4029 | 0 | 229.4029 | 0 | 229.4029 | 0 | 335.4918 | 0.01118 | 229.4029 | 0 | 229.4029 | 0.0001277 | 494 | 0.94082 | 229.1768 | 0 | 223.4 | 0.007112 | 229.4029 | 0 | 229.1768 | 0 | 335.8625 | 0.00031518 | 229.4029 | 0 | 229.4029 | 0.0074274 | 229.1768 | 0 | 229.4029 | 0 | 229.4029 | 0 | 229.4029 | 0 | 520.7601 | 0.018207 | 229.1768 | 0 | 229.1768 | 0 | 229.4029 | 0.011083 | 519.4366 | 0 | 229.1768 | 0 | 523.1946 | 0.00035321 | 520.7601 | 0.044048 | 229.1768 | 0 | 809.2577 | 0.0021172 | 834.3081 | 0.00077217 | 1071.5145 | 0.00068789 | 1001.5155 | 0.012969 | 1007.437 | 0 | 1006.8398 | 0 | 1006.8334 | 0.0058274 | 229.177 | 1.0643e-05 | 229.4029 | 0 | 229.1768 | 0 | 229.1768 | 0 | 229.4029 | #REF! | 229.1768 | 0 | 226.6044 | 0
| 191.179 | 0 | 191.179 | 0.0374 | 191.179 | 0.034613 | 191.179 | 0 | 191.179 | 0 | 191.179 | 0 | 335.6056 | 0 | 229.3809 | -0.063503 | 191.179 | 0 | 335.6056 | 0 | 229.3809 | 0 | 229.381 | 0 | 222.7667 | 0 | 229.3809 | 0 | 229.381 | 0 | 229.608 | 0 | 226.3448 | 0 | 229.381 | 0 | 229.608 | 0 | 229.608 | 0 | 229.608 | 0 | 335.6056 | 0.017449 | 229.608 | 0 | 229.608 | 0 | 495 | 1.0693 | 229.3809 | 0 | 223.6 | -0.0040807 | 229.608 | 0 | 229.381 | 0 | 335.9721 | 0.00033538 | 229.608 | 0 | 229.608 | 0 | 229.381 | 0 | 229.608 | 0 | 229.608 | 0 | 229.608 | 0 | 520.9149 | 0.0079023 | 229.3809 | 0 | 229.3809 | 0 | 229.608 | -0.0036993 | 519.5926 | 0.00078262 | 229.3809 | 0 | 523.3482 | 0.00020183 | 520.9149 | 0.045687 | 229.381 | 0 | 809.3229 | 0.0023659 | 834.5469 | 0.0004971 | 1071.5707 | 0.00069261 | 1001.5278 | 0.012963 | 1007.4867 | 0 | 1006.8894 | 0 | 1006.8831 | 0.0059035 | 229.381 | -1.0813e-05 | 229.608 | 0 | 229.381 | 0 | 229.381 | 0 | 229.608 | #REF! | 229.381 | 0 | 226.8098 | 0
| 191.249 | 0 | 191.249 | 0.06203 | 191.249 | 0.034613 | 191.249 | 0 | 191.249 | 0 | 191.249 | 0 | 335.7195 | 0.0094993 | 229.5851 | 0.014014 | 191.249 | 0 | 335.7195 | 0.0052298 | 229.5851 | 0 | 229.5851 | 0 | 222.9736 | 0 | 229.5851 | 0 | 229.5851 | 0 | 229.8132 | 0 | 226.5542 | 0 | 229.5851 | 0 | 229.8132 | 0 | 229.8132 | 0 | 229.8132 | 0 | 335.7195 | 0 | 229.8132 | 0 | 229.8132 | 7.6241e-05 | 496 | 1.1903 | 229.5851 | 0 | 223.81 | 0.013408 | 229.8132 | 0 | 229.5851 | 0 | 336.0817 | 0.0002946 | 229.8132 | 0 | 229.8132 | 0.0096149 | 229.5851 | 0 | 229.8132 | 0 | 229.8132 | 0 | 229.8132 | 0 | 521.0697 | 0.01447 | 229.5851 | 0 | 229.5851 | 0 | 229.8132 | 0.001882 | 519.7486 | 0 | 229.5851 | 0 | 523.5018 | 0.00044973 | 521.0697 | 0.043173 | 229.5851 | 0 | 809.3881 | 0.0021727 | 834.7857 | 0.00078853 | 1071.627 | 0.00069732 | 1001.5401 | 0.012956 | 1007.5364 | 0 | 1006.9391 | 0 | 1006.9328 | 0.0059728 | 229.585 | -1.6101e-05 | 229.8132 | 0 | 229.5851 | 0 | 229.5851 | 0 | 229.8132 | #REF! | 229.5851 | 0 | 227.0152 | 0
| 191.319 | 0 | 191.319 | -0.0035232 | 191.319 | 0.034613 | 191.319 | 0 | 191.319 | 0 | 191.319 | 0 | 335.8333 | 0.0059129 | 229.7892 | -0.075784 | 191.319 | 0 | 335.8333 | 0.013417 | 229.7892 | 0 | 229.7893 | 0 | 223.1804 | 0 | 229.7892 | 0 | 229.7893 | 0 | 230.0184 | 0 | 226.7636 | 0 | 229.7893 | 0 | 230.0184 | 0 | 230.0184 | 0 | 230.0184 | 0 | 335.8333 | 0.0038058 | 230.0184 | 0 | 230.0184 | 0 | 497 | 1.276 | 229.7892 | 0 | 224.01 | -0.0047802 | 230.0184 | 0 | 229.7893 | 0 | 336.1913 | 0.00034529 | 230.0184 | 0 | 230.0184 | 0 | 229.7893 | 0 | 230.0184 | 0 | 230.0184 | 0 | 230.0184 | 0 | 521.2246 | 0.011266 | 229.7892 | 0 | 229.7892 | 0 | 230.0184 | -0.00066245 | 519.9046 | 0 | 229.7892 | 0 | 523.6554 | 0.00020951 | 521.2246 | 0.046015 | 229.7893 | 0 | 809.4532 | 0.002 | 835.0246 | 0.00052745 | 1071.6832 | 0.00070199 | 1001.5524 | 0.01295 | 1007.5861 | 0 | 1006.9888 | 0 | 1006.9825 | 0.0060342 | 229.789 | 5.3692e-06 | 230.0184 | 0 | 229.7893 | 0 | 229.7893 | 0 | 230.0184 | #REF! | 229.7893 | 0 | 227.2206 | 0
| 191.389 | 0 | 191.389 | -0.01091 | 191.389 | 0.034613 | 191.389 | 0 | 191.389 | 0 | 191.389 | 0 | 335.9472 | 0.010203 | 229.9934 | 0.012644 | 191.389 | 0 | 335.9472 | 0 | 229.9934 | 0 | 229.9934 | 0 | 223.3873 | 0 | 229.9934 | 0 | 229.9934 | 0 | 230.2236 | 0 | 226.9731 | 0 | 229.9934 | 0 | 230.2236 | 0 | 230.2236 | 0 | 230.2236 | 0 | 335.9472 | 0.0073169 | 230.2236 | 0 | 230.2236 | 0.00011705 | 498 | 1.3616 | 229.9934 | 0 | 224.22 | -0.026116 | 230.2236 | 0 | 229.9934 | 0 | 336.3009 | 0.00028469 | 230.2236 | 0 | 230.2236 | 0.015729 | 229.9934 | 0 | 230.2236 | 0 | 230.2236 | 0 | 230.2236 | 0 | 521.3794 | 0.015217 | 229.9934 | 0 | 229.9934 | 0 | 230.2236 | 0.0015722 | 520.0606 | 0 | 229.9934 | 0 | 523.8091 | 0.00031152 | 521.3794 | 0.044048 | 229.9934 | 0 | 809.5185 | 0.0018057 | 835.2634 | 0.00073299 | 1071.7395 | 0.00070658 | 1001.5646 | 0.012943 | 1007.6359 | 0 | 1007.0385 | 0 | 1007.0322 | 0.0060865 | 229.993 | 3.2076e-05 | 230.2236 | 0 | 229.9934 | 0 | 229.9934 | 0 | 230.2236 | #REF! | 229.9934 | 0 | 227.426 | 0
| 191.4591 | 0 | 191.4591 | 0.032779 | 191.4591 | 0.034613 | 191.4591 | 0 | 191.4591 | 0 | 191.4591 | 0 | 336.0611 | 0 | 230.1976 | -0.14099 | 191.4591 | 0 | 336.0611 | 0.0331 | 230.1976 | 0 | 230.1976 | 0 | 223.5941 | 0 | 230.1976 | 0 | 230.1976 | 0 | 230.4288 | 0 | 227.1825 | 0 | 230.1976 | 0 | 230.4288 | 0 | 230.4288 | 0 | 230.4288 | 0 | 336.0611 | 0.023404 | 230.4288 | 0 | 230.4288 | 0 | 499 | 1.4461 | 230.1976 | 0 | 224.42 | -0.0058295 | 230.4288 | 0 | 230.1976 | 0 | 336.4104 | 0.00028393 | 230.4288 | 0 | 230.4288 | 0 | 230.1976 | 0 | 230.4288 | 0 | 230.4288 | 0 | 230.4288 | 0 | 521.5343 | 0.0099313 | 230.1976 | 0 | 230.1976 | 0 | 230.4288 | -0.0028487 | 520.2166 | 0.00026087 | 230.1976 | 0 | 523.9627 | 0.00023803 | 521.5343 | 0.04678 | 230.1976 | 0 | 809.5837 | 0.0015147 | 835.5023 | 0.00051654 | 1071.7957 | 0.00071105 | 1001.577 | 0.012937 | 1007.6856 | 0 | 1007.0881 | 0 | 1007.0819 | 0.0061251 | 230.198 | 1.6108e-05 | 230.4288 | 0 | 230.1976 | 0 | 230.1976 | 0 | 230.4288 | #REF! | 230.1976 | 0 | 227.6315 | 0
| 191.5291 | 0 | 191.5291 | -0.0058979 | 191.5291 | 0.034613 | 191.5291 | 0 | 191.5291 | 0 | 191.5291 | 0 | 336.1749 | 0.01548 | 230.4018 | 0.031946 | 191.5291 | 0 | 336.1749 | 0.013075 | 230.4018 | 0 | 230.4018 | 0 | 223.801 | 0 | 230.4018 | 0 | 230.4018 | 0 | 230.634 | 0 | 227.3919 | 0 | 230.4018 | 0 | 230.634 | 0 | 230.634 | 0 | 230.634 | 0 | 336.1749 | 0.012956 | 230.634 | 0 | 230.634 | 7.9881e-05 | 500 | 1.5439 | 230.4018 | 0 | 224.63 | -0.026815 | 230.634 | 0 | 230.4018 | 0 | 336.52 | 0.00026259 | 230.634 | 0 | 230.634 | 0.0096766 | 230.4018 | 0 | 230.634 | 0 | 230.634 | 0 | 230.634 | 0 | 521.6892 | 0.010786 | 230.4018 | 0 | 230.4018 | 0 | 230.634 | 0.0024902 | 520.3726 | 0 | 230.4018 | 0 | 524.1164 | 0.00035101 | 521.6892 | 0.044157 | 230.4018 | 0 | 809.6489 | 0.0019551 | 835.7411 | 0.00081942 | 1071.8519 | 0.0007155 | 1001.5892 | 0.01293 | 1007.7354 | 0 | 1007.1378 | 0 | 1007.1315 | 0.0061478 | 230.402 | 2.144e-05 | 230.634 | 0 | 230.4018 | 0 | 230.4018 | 0 | 230.634 | #REF! | 230.4018 | 0 | 227.8369 | 0
| 191.5991 | 0 | 191.5991 | -0.039939 | 191.5991 | 0.034613 | 191.5991 | 0 | 191.5991 | 0 | 191.5991 | 0 | 336.2887 | 0.0024003 | 230.6061 | 0.00047781 | 191.5991 | 0 | 336.2887 | 0.025792 | 230.6061 | 0 | 230.6061 | 0 | 224.0079 | 0 | 230.6061 | 0 | 230.6061 | 0 | 230.8393 | 0 | 227.6014 | 0 | 230.6061 | 0 | 230.8393 | 0 | 230.8393 | 0 | 230.8393 | 0 | 336.2887 | 0 | 230.8393 | 0 | 230.8393 | 0 | 501 | 1.6724 | 230.6061 | 0 | 224.83 | -0.017023 | 230.8393 | 0 | 230.6061 | 0 | 336.6297 | 0.00030337 | 230.8393 | 0 | 230.8393 | 0 | 230.6061 | 0 | 230.8393 | 0 | 230.8393 | 0 | 230.8393 | 0 | 521.8441 | 0.010679 | 230.6061 | 0 | 230.6061 | 0 | 230.8393 | -0.003984 | 520.5286 | 0.00026087 | 230.6061 | 0 | 524.2701 | 0.000283 | 521.8441 | 0.045906 | 230.6061 | 0 | 809.7142 | 0.0013979 | 835.98 | 0.00053819 | 1071.9082 | 0.00071986 | 1001.6015 | 0.012924 | 1007.7851 | 0 | 1007.1875 | 0 | 1007.1812 | 0.0061524 | 230.606 | 1.0666e-05 | 230.8393 | 0 | 230.6061 | 0 | 230.6061 | 0 | 230.8393 | #REF! | 230.6061 | 0 | 228.0424 | 0
| 191.6692 | 0 | 191.6691 | 0.013016 | 191.6692 | 0.034613 | 191.6692 | 0 | 191.6692 | 0 | 191.6691 | 0 | 336.4026 | 0.0031665 | 230.8103 | 0.051827 | 191.6692 | 0 | 336.4026 | 0 | 230.8103 | 0 | 230.8103 | 0 | 224.2148 | 0 | 230.8103 | 0 | 230.8103 | 0 | 231.0445 | 0 | 227.8108 | 0 | 230.8103 | 0 | 231.0445 | 0 | 231.0445 | 0 | 231.0445 | 0 | 336.4026 | 0 | 231.0445 | 0 | 231.0445 | 0.00011924 | 502 | 1.861 | 230.8103 | 0 | 225.04 | -0.0047802 | 231.0445 | 0 | 230.8103 | 0 | 336.7393 | 0.00029803 | 231.0445 | 0 | 231.0445 | 0.0052263 | 230.8103 | 0 | 231.0445 | 0 | 231.0445 | 0 | 231.0445 | 0 | 521.9989 | 0.012227 | 230.8103 | 0 | 230.8103 | 0 | 231.0445 | 0.0025335 | 520.6847 | 0.00017392 | 230.8103 | 0 | 524.4237 | 0.00032688 | 521.9989 | 0.04372 | 230.8103 | 0 | 809.7794 | 0.001383 | 836.2189 | 0.00073377 | 1071.9645 | 0.00072414 | 1001.6138 | 0.012917 | 1007.8349 | 0 | 1007.2372 | 0 | 1007.2309 | 0.0061353 | 230.81 | 1.0708e-05 | 231.0445 | 0 | 230.8103 | 0 | 230.8103 | 0 | 231.0445 | #REF! | 230.8103 | 0 | 228.2479 | 0
| 191.7392 | 0 | 191.7392 | -0.00060646 | 191.7392 | 0.034613 | 191.7392 | 0 | 191.7392 | 0 | 191.7392 | 0 | 336.5164 | 0 | 231.0146 | -0.050086 | 191.7392 | 0 | 336.5164 | 0.0078267 | 231.0146 | 0 | 231.0146 | 0 | 224.4217 | 0 | 231.0146 | 0 | 231.0146 | 0 | 231.2498 | 0 | 228.0203 | 0 | 231.0146 | 0 | 231.2498 | 0 | 231.2498 | 0 | 231.2498 | 0 | 336.5164 | 0.017449 | 231.2498 | 0 | 231.2498 | 0 | 503 | 1.9869 | 231.0146 | 0 | 225.24 | -0.011076 | 231.2498 | 0 | 231.0146 | 0 | 336.8489 | 0.0003148 | 231.2498 | 0 | 231.2498 | 0 | 231.0146 | 0 | 231.2498 | 0 | 231.2498 | 0 | 231.2498 | 0 | 522.1538 | 0.007048 | 231.0146 | 0 | 231.0146 | 0 | 231.2498 | 0.0022618 | 520.8407 | 0.00026087 | 231.0146 | 0 | 524.5774 | 0.00032359 | 522.1538 | 0.045359 | 231.0146 | 0 | 809.8447 | 0.0016258 | 836.4578 | 0.00055828 | 1072.0207 | 0.00072832 | 1001.6261 | 0.012911 | 1007.8846 | 0 | 1007.2869 | 0 | 1007.2806 | 0.0061001 | 231.015 | 3.7489e-05 | 231.2498 | 0 | 231.0146 | 0 | 231.0146 | 0 | 231.2498 | #REF! | 231.0146 | 0 | 228.4534 | 0
| 191.8092 | 0 | 191.8092 | 0.025039 | 191.8092 | 0.034613 | 191.8092 | 0 | 191.8092 | 0 | 191.8092 | 0 | 336.6302 | 0 | 231.2189 | -0.050786 | 191.8092 | 0 | 336.6302 | 0.014569 | 231.2189 | 0 | 231.2189 | 0 | 224.6286 | 0 | 231.2189 | 0 | 231.2189 | 0 | 231.4551 | 0 | 228.2298 | 0 | 231.2189 | 0 | 231.4551 | 0 | 231.4551 | 0 | 231.4551 | 0 | 336.6302 | 0.0043505 | 231.4551 | 0 | 231.4551 | 1.8009e-05 | 504 | 2.1127 | 231.2189 | 0 | 225.45 | 0.012009 | 231.4551 | 0 | 231.2189 | 0 | 336.9585 | 0.00032204 | 231.4551 | 0 | 231.4551 | 0.0023277 | 231.2189 | 0 | 231.4551 | 0 | 231.4551 | 0 | 231.4551 | 0 | 522.3088 | 0.0074218 | 231.2189 | 0 | 231.2189 | 0 | 231.4551 | -0.0067284 | 520.9967 | 0 | 231.2189 | 0 | 524.7311 | 0.00020293 | 522.3088 | 0.043392 | 231.2189 | 0 | 809.91 | 0.0015601 | 836.6966 | 0.00094337 | 1072.0772 | 0.00073245 | 1001.6384 | 0.012905 | 1007.9344 | 0 | 1007.3366 | 0 | 1007.3303 | 0.0060467 | 231.219 | 3.2076e-05 | 231.4551 | 0 | 231.2189 | 0 | 231.2189 | 0 | 231.4551 | #REF! | 231.2189 | 0 | 228.6589 | 0
| 191.8793 | 0 | 191.8793 | -0.050364 | 191.8793 | 0.034613 | 191.8793 | 0 | 191.8793 | 0 | 191.8793 | 0 | 336.7441 | 0 | 231.4232 | 0.0031457 | 191.8793 | 0 | 336.7441 | 0.027512 | 231.4232 | 0 | 231.4232 | 0 | 224.8356 | 0 | 231.4232 | 0 | 231.4232 | 0 | 231.6604 | 0 | 228.4393 | 0 | 231.4232 | 0 | 231.6604 | 0 | 231.6604 | 0 | 231.6604 | 0 | 336.7441 | 0.018911 | 231.6604 | 0 | 231.6604 | 0 | 505 | 2.2386 | 231.4232 | 0 | 225.65 | -0.011076 | 231.6604 | 0 | 231.4232 | 0 | 337.0681 | 0.00036206 | 231.6604 | 0 | 231.6604 | 0 | 231.4232 | 0 | 231.6604 | 0 | 231.6604 | 0 | 231.6604 | 0 | 522.4637 | 0.017727 | 231.4232 | 0 | 231.4232 | 0 | 231.6604 | -0.0037473 | 521.1528 | 0.00078262 | 231.4232 | 0 | 524.8848 | 0.00042231 | 522.4637 | 0.045469 | 231.4232 | 0 | 809.9752 | 0.0017121 | 836.9355 | 0.00053062 | 1072.1334 | 0.00073642 | 1001.6507 | 0.012899 | 1007.9842 | 0 | 1007.3863 | 0 | 1007.38 | 0.0059819 | 231.423 | 4.2809e-05 | 231.6604 | 0 | 231.4232 | 0 | 231.4232 | 0 | 231.6604 | #REF! | 231.4232 | 0 | 228.8645 | 0
| 191.9493 | 0 | 191.9493 | -0.054477 | 191.9493 | 0.034613 | 191.9493 | 0 | 191.9493 | 0 | 191.9493 | 0 | 336.8579 | 0 | 231.6275 | -0.030419 | 191.9493 | 0 | 336.8579 | 0.0022414 | 231.6275 | 0 | 231.6275 | 0 | 225.0425 | 0 | 231.6275 | 0 | 231.6275 | 0 | 231.8657 | 0 | 228.6488 | 0 | 231.6275 | 0 | 231.8657 | 0 | 231.8657 | 0 | 231.8657 | 0 | 336.8579 | 0.021837 | 231.8657 | 0 | 231.8657 | 0.00010246 | 506 | 2.3644 | 231.6275 | 0 | 225.86 | 0.00011659 | 231.8657 | 0 | 231.6275 | 0 | 337.1778 | 0.00037806 | 231.8657 | 0 | 231.8657 | 0.009241 | 231.6275 | 0 | 231.8657 | 0 | 231.8657 | 0 | 231.8657 | 0 | 522.6186 | 0.0098779 | 231.6275 | 0 | 231.6275 | 0 | 231.8657 | 0.0019619 | 521.3089 | 0 | 231.6275 | 0 | 525.0386 | 0.0001404 | 522.6186 | 0.04372 | 231.6275 | 0 | 810.0405 | 0.0018551 | 837.1744 | 0.0008368 | 1072.1897 | 0.00074028 | 1001.663 | 0.012893 | 1008.0339 | 0 | 1007.436 | 0 | 1007.4298 | 0.005908 | 231.627 | 5.8908e-05 | 231.8657 | 0 | 231.6275 | 0 | 231.6275 | 0 | 231.8657 | #REF! | 231.6275 | 0 | 229.07 | 0
| 192.0194 | 0 | 192.0194 | 0.032284 | 192.0194 | 0.034613 | 192.0194 | 0 | 192.0194 | 0 | 192.0194 | 0 | 336.9717 | 0 | 231.8318 | -0.045076 | 192.0194 | 0 | 336.9717 | 0.016771 | 231.8318 | 0 | 231.8318 | 0 | 225.2495 | 0 | 231.8318 | 0 | 231.8318 | 0 | 232.0711 | 0 | 228.8583 | 0 | 231.8318 | 0 | 232.0711 | 0 | 232.0711 | 0 | 232.0711 | 0 | 336.9717 | 0.016299 | 232.0711 | 0 | 232.0711 | 0 | 507 | 2.4903 | 231.8318 | 0 | 226.06 | -0.0072287 | 232.0711 | 0 | 231.8318 | 0 | 337.2874 | 0.00035939 | 232.0711 | 0 | 232.0711 | 0 | 231.8318 | 0 | 232.0711 | 0 | 232.0711 | 0 | 232.0711 | 0 | 522.7735 | 0.012975 | 231.8318 | 0 | 231.8318 | 0 | 232.0711 | -0.0081467 | 521.4649 | 0.00078262 | 231.8318 | 0 | 525.1923 | 0.00050238 | 522.7735 | 0.045797 | 231.8318 | 0 | 810.1058 | 0.001454 | 837.4134 | 0.00062663 | 1072.246 | 0.00074402 | 1001.6752 | 0.012887 | 1008.0837 | 0 | 1007.4858 | 0 | 1007.4795 | 0.0058319 | 231.832 | 1.6043e-05 | 232.0711 | 0 | 231.8318 | 0 | 231.8318 | 0 | 232.0711 | #REF! | 231.8318 | 0 | 229.2756 | 0
| 192.0895 | 0 | 192.0895 | 0.037476 | 192.0895 | 0.034613 | 192.0895 | 0 | 192.0895 | 0 | 192.0895 | 0 | 337.0855 | 0 | 232.0362 | 0.047681 | 192.0895 | 0 | 337.0855 | 0 | 232.0362 | 0 | 232.0362 | 0 | 225.4565 | 0 | 232.0362 | 0 | 232.0362 | 0 | 232.2764 | 0 | 229.0679 | 0 | 232.0362 | 0 | 232.2764 | 0 | 232.2764 | 0 | 232.2764 | 0 | 337.0855 | 0.00079102 | 232.2764 | 0 | 232.2764 | 8.5303e-05 | 508 | 2.6162 | 232.0362 | 0 | 226.27 | -0.0026815 | 232.2764 | 0 | 232.0362 | 0 | 337.397 | 0.00035024 | 232.2764 | 0 | 232.2764 | 0.010687 | 232.0362 | 0 | 232.2764 | 0 | 232.2764 | 0 | 232.2764 | 0 | 522.9285 | 0.013402 | 232.0362 | 0 | 232.0362 | 0 | 232.2764 | -0.002441 | 521.621 | 0 | 232.0362 | 0 | 525.346 | 0.00018867 | 522.9285 | 0.043283 | 232.0362 | 0 | 810.1711 | 0.0019163 | 837.6523 | 0.00079916 | 1072.3024 | 0.00074768 | 1001.6876 | 0.012881 | 1008.1336 | 0 | 1007.5355 | 0 | 1007.5292 | 0.005758 | 232.036 | 2.6699e-05 | 232.2764 | 0 | 232.0362 | 0 | 232.0362 | 0 | 232.2764 | #REF! | 232.0362 | 0 | 229.4812 | 0
| 192.1595 | 0 | 192.1595 | -0.048481 | 192.1595 | 0.034613 | 192.1595 | 0 | 192.1595 | 0 | 192.1595 | 0 | 337.1994 | 0.019261 | 232.2406 | -0.069419 | 192.1595 | 0 | 337.1994 | 0.0085722 | 232.2406 | 0 | 232.2406 | 0 | 225.6635 | 0 | 232.2406 | 0 | 232.2406 | 0 | 232.4818 | 0 | 229.2774 | 0 | 232.2406 | 0 | 232.4818 | 0 | 232.4818 | 0 | 232.4818 | 0 | 337.1994 | 0.015986 | 232.4818 | 0 | 232.4818 | 0 | 509 | 2.7351 | 232.2406 | 0 | 226.47 | 0.011309 | 232.4818 | 0 | 232.2406 | 0 | 337.5067 | 0.00032928 | 232.4818 | 0 | 232.4818 | 0 | 232.2406 | 0 | 232.4818 | 0 | 232.4818 | 0 | 232.4818 | 0 | 523.0834 | 0.012227 | 232.2406 | 0 | 232.2406 | 0 | 232.4818 | 0.0013509 | 521.7771 | 0.00078262 | 232.2406 | 0 | 525.4998 | 0.0003565 | 523.0834 | 0.045687 | 232.2406 | 0 | 810.2365 | 0.0022555 | 837.8912 | 0.0005401 | 1072.3586 | 0.00075117 | 1001.6998 | 0.012876 | 1008.1834 | 0 | 1007.5853 | 0 | 1007.5789 | 0.005691 | 232.241 | 2.6832e-05 | 232.4818 | 0 | 232.2406 | 0 | 232.2406 | 0 | 232.4818 | #REF! | 232.2406 | 0 | 229.6868 | 0
| 192.2296 | 0 | 192.2296 | -0.035246 | 192.2296 | 0.034613 | 192.2296 | 0 | 192.2296 | 0 | 192.2296 | 0 | 337.3132 | 0.010907 | 232.445 | -0.026328 | 192.2296 | 0 | 337.3132 | 0.0067243 | 232.445 | 0 | 232.445 | 0 | 225.8705 | 0 | 232.445 | 0 | 232.445 | 0 | 232.6872 | 0 | 229.487 | 0 | 232.445 | 0 | 232.6872 | 0 | 232.6872 | 0 | 232.6872 | 0 | 337.3132 | 0.0028674 | 232.6872 | 0 | 232.6872 | 5.7726e-05 | 510 | 2.8525 | 232.445 | 0 | 226.68 | -0.023668 | 232.6872 | 0 | 232.445 | 0 | 337.6164 | 0.00035138 | 232.6872 | 0 | 232.6872 | 0.010105 | 232.445 | 0 | 232.6872 | 0 | 232.6872 | 0 | 232.6872 | 0 | 523.2384 | 0.018101 | 232.445 | 0 | 232.445 | 0 | 232.6872 | 0.0012532 | 521.9331 | 0 | 232.445 | 0 | 525.6535 | 0.00023803 | 523.2384 | 0.043173 | 232.445 | 0 | 810.3018 | 0.002361 | 838.1302 | 0.00081168 | 1072.4149 | 0.00075452 | 1001.7121 | 0.012871 | 1008.2331 | 0 | 1007.635 | 0 | 1007.6287 | 0.0056364 | 232.445 | 2.6716e-05 | 232.6872 | 0 | 232.445 | 0 | 232.445 | 0 | 232.6872 | #REF! | 232.445 | 0 | 229.8924 | 0
| 192.2997 | 0 | 192.2997 | 0.0097937 | 192.2997 | 0.034613 | 192.2997 | 0 | 192.2997 | 0 | 192.2997 | 0 | 337.427 | 0 | 232.6494 | -0.038174 | 192.2997 | 0 | 337.427 | 0.011926 | 232.6494 | 0 | 232.6494 | 0 | 226.0775 | 0 | 232.6494 | 0 | 232.6494 | 0 | 232.8926 | 0 | 229.6965 | 0 | 232.6494 | 0 | 232.8926 | 0 | 232.8926 | 0 | 232.8926 | 0 | 337.427 | 0.0091439 | 232.8926 | 0 | 232.8926 | 0 | 511 | 2.9698 | 232.6494 | 0 | 226.88 | -0.010726 | 232.8926 | 0 | 232.6494 | 0 | 337.726 | 0.00034605 | 232.8926 | 0 | 232.8926 | 0 | 232.6494 | 0 | 232.8926 | 0 | 232.8926 | 0 | 232.8926 | 0 | 523.3934 | 0.011373 | 232.6494 | 0 | 232.6494 | 0 | 232.8926 | -0.0055073 | 522.0892 | 0.00078262 | 232.6494 | 0 | 525.8073 | 0.00034662 | 523.3934 | 0.045906 | 232.6494 | 0 | 810.3671 | 0.0018424 | 838.3691 | 0.00046921 | 1072.4713 | 0.00075779 | 1001.7244 | 0.012866 | 1008.2829 | 0 | 1007.6847 | 0 | 1007.6784 | 0.0055978 | 232.649 | 5.3713e-06 | 232.8926 | 0 | 232.6494 | 0 | 232.6494 | 0 | 232.8926 | #REF! | 232.6494 | 0 | 230.0981 | 0
| 192.3698 | 0 | 192.3698 | 0.014532 | 192.3698 | 0.034613 | 192.3698 | 0 | 192.3698 | 0 | 192.3698 | 0 | 337.5408 | 0.0056293 | 232.8538 | 0.060685 | 192.3698 | 0 | 337.5408 | 0 | 232.8538 | 0 | 232.8538 | 0 | 226.2846 | 0 | 232.8538 | 0 | 232.8538 | 0 | 233.0981 | 0 | 229.9061 | 0 | 232.8538 | 0 | 233.0981 | 0 | 233.0981 | 0 | 233.0981 | 0 | 337.5408 | 0.0076135 | 233.0981 | 0 | 233.0981 | 0.00013844 | 512 | 3.0872 | 232.8538 | 0 | 227.09 | -0.017722 | 233.0981 | 0 | 232.8538 | 0 | 337.8357 | 0.00035863 | 233.0981 | 0 | 233.0981 | 0.0070162 | 232.8538 | 0 | 233.0981 | 0 | 233.0981 | 0 | 233.0981 | 0 | 523.5483 | 0.011266 | 232.8538 | 0 | 232.8538 | 0 | 233.0981 | -0.0032063 | 522.2453 | 0 | 232.8538 | 0 | 525.9611 | 0.00026874 | 523.5483 | 0.04372 | 232.8538 | 0 | 810.4324 | 0.0010029 | 838.6081 | 0.0007246 | 1072.5276 | 0.00076086 | 1001.7367 | 0.012861 | 1008.3327 | 0 | 1007.7344 | 0 | 1007.7282 | 0.0055796 | 232.854 | 2.1434e-05 | 233.0981 | 0 | 232.8538 | 0 | 232.8538 | 0 | 233.0981 | #REF! | 232.8538 | 0 | 230.3037 | 0
| 192.4399 | 0 | 192.4399 | -0.067448 | 192.4399 | 0.034613 | 192.4399 | 0 | 192.4399 | 0 | 192.4399 | 0 | 337.6546 | 0 | 233.0583 | -0.057152 | 192.4399 | 0 | 337.6546 | 0 | 233.0583 | 0 | 233.0583 | 0 | 226.4916 | 0 | 233.0583 | 0 | 233.0583 | 0 | 233.3035 | 0 | 230.1157 | 0 | 233.0583 | 0 | 233.3035 | 0 | 233.3035 | 0 | 233.3035 | 0 | 337.6546 | 0.0076611 | 233.3035 | 0 | 233.3035 | 0 | 513 | 3.2046 | 233.0583 | 0 | 227.29 | -0.0068788 | 233.3035 | 0 | 233.0583 | 0 | 337.9454 | 0.00032852 | 233.3035 | 0 | 233.3035 | 0 | 233.0583 | 0 | 233.3035 | 0 | 233.3035 | 0 | 233.3035 | 0 | 523.7033 | 0.016606 | 233.0583 | 0 | 233.0583 | 0 | 233.3035 | -0.0012745 | 522.4014 | 0.00026087 | 233.0583 | 0 | 526.1149 | 0.00033565 | 523.7033 | 0.046234 | 233.0583 | 0 | 810.4978 | 0.0016378 | 838.847 | 0.00051224 | 1072.584 | 0.00076384 | 1001.749 | 0.012857 | 1008.3825 | 0 | 1007.7842 | 0 | 1007.7779 | 0.0055853 | 233.058 | 4.2792e-05 | 233.3035 | 0 | 233.0583 | 0 | 233.0583 | 0 | 233.3035 | #REF! | 233.0583 | 0 | 230.5094 | 0
| 192.51 | 0 | 192.51 | -0.022266 | 192.51 | 0.034613 | 192.51 | 0 | 192.51 | 0 | 192.51 | 0 | 337.7684 | 0 | 233.2627 | 0.0035409 | 192.51 | 0 | 337.7684 | 0.014195 | 233.2627 | 0 | 233.2627 | 0 | 226.6987 | 0 | 233.2627 | 0 | 233.2627 | 0 | 233.509 | 0 | 230.3253 | 0 | 233.2627 | 0 | 233.509 | 0 | 233.509 | 0 | 233.509 | 0 | 337.7684 | 0.0067236 | 233.509 | 0 | 233.509 | 4.9516e-05 | 514 | 3.315 | 233.2627 | 0 | 227.5 | -0.017722 | 233.509 | 0 | 233.2627 | 0 | 338.0551 | 0.00031937 | 233.509 | 0 | 233.509 | 0.0034477 | 233.2627 | 0 | 233.509 | 0 | 233.509 | 0 | 233.509 | 0 | 523.8583 | 0.01762 | 233.2627 | 0 | 233.2627 | 0 | 233.509 | 0.00076107 | 522.5576 | 0 | 233.2627 | 0 | 526.2687 | 0.0001766 | 523.8583 | 0.042736 | 233.2627 | 0 | 810.5632 | 0.0017334 | 839.086 | 0.00072628 | 1072.6403 | 0.00076661 | 1001.7613 | 0.012853 | 1008.4324 | 0 | 1007.834 | 0 | 1007.8276 | 0.0056149 | 233.263 | 8.0282e-05 | 233.509 | 0 | 233.2627 | 0 | 233.2627 | 0 | 233.509 | #REF! | 233.2627 | 0 | 230.7151 | 0
| 192.5801 | 0 | 192.5801 | 0.034075 | 192.5801 | 0.034613 | 192.5801 | 0 | 192.5801 | 0 | 192.5801 | 0 | 337.8822 | 0 | 233.4672 | -0.028922 | 192.5801 | 0 | 337.8822 | 0.00074546 | 233.4672 | 0 | 233.4672 | 0 | 226.9058 | 0 | 233.4672 | 0 | 233.4672 | 0 | 233.7144 | 0 | 230.5349 | 0 | 233.4672 | 0 | 233.7144 | 0 | 233.7144 | 0 | 233.7144 | 0 | 337.8822 | 0.0058817 | 233.7144 | 0 | 233.7144 | 0 | 515 | 3.4042 | 233.4672 | 0 | 227.7 | -0.0072287 | 233.7144 | 0 | 233.4672 | 0 | 338.1648 | 0.00029384 | 233.7144 | 0 | 233.7144 | 0 | 233.4672 | 0 | 233.7144 | 0 | 233.7144 | 0 | 233.7144 | 0 | 524.0133 | 0.01148 | 233.4672 | 0 | 233.4672 | 0 | 233.7144 | -0.0052828 | 522.7137 | 0 | 233.4672 | 0 | 526.4225 | 0.00037185 | 524.0133 | 0.045687 | 233.4672 | 0 | 810.6285 | 0.0010626 | 839.325 | 0.00052851 | 1072.6967 | 0.0007693 | 1001.7736 | 0.012849 | 1008.4822 | 0 | 1007.8837 | 0 | 1007.8774 | 0.0056626 | 233.467 | 4.2917e-05 | 233.7144 | 0 | 233.4672 | 0 | 233.4672 | 0 | 233.7144 | #REF! | 233.4672 | 0 | 230.9208 | 0
| 192.6502 | 0 | 192.6502 | 0.061524 | 192.6502 | 0.034613 | 192.6502 | 0 | 192.6502 | 0 | 192.6502 | 0 | 337.996 | 0.0038701 | 233.6717 | 0.032397 | 192.6502 | 0 | 337.996 | 0 | 233.6717 | 0 | 233.6717 | 0 | 227.1129 | 0 | 233.6717 | 0 | 233.6717 | 0 | 233.9199 | 0 | 230.7445 | 0 | 233.6717 | 0 | 233.9199 | 0 | 233.9199 | 0 | 233.9199 | 0 | 337.996 | 0.031972 | 233.9199 | 0 | 233.9199 | 0.0001284 | 516 | 3.4935 | 233.6717 | 0 | 227.91 | 0.0036143 | 233.9199 | 0 | 233.6717 | 0 | 338.2745 | 0.0003167 | 233.9199 | 0 | 233.9199 | 0.0068211 | 233.6717 | 0 | 233.9199 | 0 | 233.9199 | 0 | 233.9199 | 0 | 524.1684 | 0.012975 | 233.6717 | 0 | 233.6717 | 0 | 233.9199 | 0.0089752 | 522.8698 | 0.00017392 | 233.6717 | 0 | 526.5763 | 0.0002128 | 524.1684 | 0.042846 | 233.6717 | 0 | 810.694 | 0.0010274 | 839.564 | 0.00075528 | 1072.7531 | 0.00077182 | 1001.7859 | 0.012846 | 1008.532 | 0 | 1007.9335 | 0 | 1007.9272 | 0.005724 | 233.672 | 3.2211e-05 | 233.9199 | 0 | 233.6717 | 0 | 233.6717 | 0 | 233.9199 | #REF! | 233.6717 | 0 | 231.1265 | 0
| 192.7203 | 0 | 192.7203 | -0.048714 | 192.7203 | 0.034613 | 192.7203 | 0 | 192.7203 | 0 | 192.7203 | 0 | 338.1098 | 0 | 233.8763 | -0.038267 | 192.7203 | 0 | 338.1098 | 0.014535 | 233.8763 | 0 | 233.8762 | 0 | 227.32 | 0 | 233.8763 | 0 | 233.8762 | 0 | 234.1255 | 0 | 230.9541 | 0 | 233.8762 | 0 | 234.1255 | 0 | 234.1255 | 0 | 234.1255 | 0 | 338.1098 | 0.013896 | 234.1255 | 0 | 234.1255 | 0 | 517 | 3.6129 | 233.8763 | 0 | 228.11 | -0.0023318 | 234.1255 | 0 | 233.8762 | 0 | 338.3841 | 0.00031518 | 234.1255 | 0 | 234.1255 | 0 | 233.8762 | 0 | 234.1255 | 0 | 234.1255 | 0 | 234.1255 | 0 | 524.3234 | 0.0089168 | 233.8763 | 0 | 233.8763 | 0 | 234.1255 | -0.0023636 | 523.026 | 0.00026087 | 233.8763 | 0 | 526.7302 | 0.00030713 | 524.3234 | 0.046125 | 233.8762 | 0 | 810.7593 | 0.0015974 | 839.803 | 0.00049413 | 1072.8094 | 0.00077419 | 1001.7982 | 0.012842 | 1008.5819 | 0 | 1007.9833 | 0 | 1007.977 | 0.0057899 | 233.876 | 2.1396e-05 | 234.1255 | 0 | 233.8762 | 0 | 233.8762 | 0 | 234.1255 | #REF! | 233.8762 | 0 | 231.3322 | 0
| 192.7904 | 0 | 192.7904 | -0.023866 | 192.7904 | 0.034613 | 192.7904 | 0 | 192.7904 | 0 | 192.7904 | 0 | 338.2236 | 0 | 234.0808 | 0.0075956 | 192.7904 | 0 | 338.2236 | 0.017557 | 234.0808 | 0 | 234.0808 | 0 | 227.5271 | 0 | 234.0808 | 0 | 234.0808 | 0 | 234.331 | 0 | 231.1638 | 0 | 234.0808 | 0 | 234.331 | 0 | 234.331 | 0 | 234.331 | 0 | 338.2236 | 0.0025708 | 234.331 | 0 | 234.331 | 0.00010112 | 518 | 3.7414 | 234.0808 | 0 | 228.32 | -0.0079281 | 234.331 | 0 | 234.0808 | 0 | 338.4939 | 0.00029193 | 234.331 | 0 | 234.331 | 0.0090999 | 234.0808 | 0 | 234.331 | 0 | 234.331 | 0 | 234.331 | 0 | 524.4784 | 0.016819 | 234.0808 | 0 | 234.0808 | 0 | 234.331 | 0.008003 | 523.1821 | 0.00017392 | 234.0808 | 0 | 526.884 | 0.00025229 | 524.4784 | 0.042408 | 234.0808 | 0 | 810.8248 | 0.0021829 | 840.042 | 0.00070653 | 1072.8657 | 0.00077635 | 1001.8104 | 0.01284 | 1008.6317 | 0 | 1008.0331 | 0 | 1008.0267 | 0.005849 | 234.081 | 1.6027e-05 | 234.331 | 0 | 234.0808 | 0 | 234.0808 | 0 | 234.331 | #REF! | 234.0808 | 0 | 231.538 | 0
| 192.8605 | 0 | 192.8605 | 0.0098847 | 192.8605 | 0.034613 | 192.8605 | 0 | 192.8605 | 0 | 192.8605 | 0 | 338.3374 | 0 | 234.2854 | -0.029607 | 192.8605 | 0 | 338.3374 | 0.006336 | 234.2854 | 0 | 234.2853 | 0 | 227.7343 | 0 | 234.2854 | 0 | 234.2853 | 0 | 234.5365 | 0 | 231.3734 | 0 | 234.2853 | 0 | 234.5365 | 0 | 234.5365 | 0 | 234.5365 | 0 | 338.3374 | 0.01033 | 234.5365 | 0 | 234.5365 | 0 | 519 | 3.8328 | 234.2854 | 0 | 228.52 | -0.0037309 | 234.5365 | 0 | 234.2853 | 0 | 338.6036 | 0.00029879 | 234.5365 | 0 | 234.5365 | 0 | 234.2853 | 0 | 234.5365 | 0 | 234.5365 | 0 | 234.5365 | 0 | 524.6335 | 0.0087566 | 234.2854 | 0 | 234.2854 | 0 | 234.5365 | -0.0027378 | 523.3383 | 0.00078262 | 234.2854 | 0 | 527.0379 | 0.00027752 | 524.6335 | 0.04525 | 234.2853 | 0 | 810.8902 | 0.0022622 | 840.281 | 0.00049003 | 1072.9221 | 0.0007784 | 1001.8228 | 0.012837 | 1008.6815 | 0 | 1008.0828 | 0 | 1008.0765 | 0.0058944 | 234.285 | 1.6085e-05 | 234.5365 | 0 | 234.2853 | 0 | 234.2853 | 0 | 234.5365 | #REF! | 234.2853 | 0 | 231.7437 | 0
| 192.9307 | 0 | 192.9306 | 0.023635 | 192.9307 | 0.034613 | 192.9307 | 0 | 192.9307 | 0 | 192.9306 | 0 | 338.4511 | 0.002111 | 234.4899 | 0.0013078 | 192.9307 | 0 | 338.4511 | 0 | 234.4899 | 0 | 234.4899 | 0 | 227.9414 | 0 | 234.4899 | 0 | 234.4899 | 0 | 234.7421 | 0 | 231.5831 | 0 | 234.4899 | 0 | 234.7421 | 0 | 234.7421 | 0 | 234.7421 | 0 | 338.4511 | 0.036673 | 234.7421 | 0 | 234.7421 | 5.4714e-05 | 520 | 3.9208 | 234.4899 | 0 | 228.73 | 0.0081613 | 234.7421 | 0 | 234.4899 | 0 | 338.7133 | 0.0003007 | 234.7421 | 0 | 234.7421 | 0.0085539 | 234.4899 | 0 | 234.7421 | 0 | 234.7421 | 0 | 234.7421 | 0 | 524.7885 | 0.017086 | 234.4899 | 0 | 234.4899 | 0 | 234.7421 | 0.0083345 | 523.4944 | 0.00017392 | 234.4899 | 0 | 527.1917 | 0.00025558 | 524.7885 | 0.042736 | 234.4899 | 0 | 810.9556 | 0.0023364 | 840.52 | 0.00073853 | 1072.9785 | 0.0007803 | 1001.835 | 0.012835 | 1008.7313 | 0 | 1008.1326 | 0 | 1008.1263 | 0.0059171 | 234.49 | 4.2865e-05 | 234.7421 | 0 | 234.4899 | 0 | 234.4899 | 0 | 234.7421 | #REF! | 234.4899 | 0 | 231.9495 | 0
| 193.0008 | 0 | 193.0008 | -0.029929 | 193.0008 | 0.034613 | 193.0008 | 0 | 193.0008 | 0 | 193.0008 | 0 | 338.5649 | 0.015046 | 234.6945 | -0.048261 | 193.0008 | 0 | 338.5649 | 0.020871 | 234.6945 | 0 | 234.6945 | 0 | 228.1486 | 0 | 234.6945 | 0 | 234.6945 | 0 | 234.9477 | 0 | 231.7928 | 0 | 234.6945 | 0 | 234.9477 | 0 | 234.9477 | 0 | 234.9477 | 0 | 338.5649 | 0.011807 | 234.9477 | 0 | 234.9477 | 0 | 521 | 4.0088 | 234.6945 | 0 | 228.93 | -0.032763 | 234.9477 | 0 | 234.6945 | 0 | 338.823 | 0.0003228 | 234.9477 | 0 | 234.9477 | 0 | 234.6945 | 0 | 234.9477 | 0 | 234.9477 | 0 | 234.9477 | 0 | 524.9436 | 0.0083295 | 234.6945 | 0 | 234.6945 | 0 | 234.9477 | 0.0034139 | 523.6506 | 0.00078262 | 234.6945 | 0 | 527.3456 | 0.00028739 | 524.9436 | 0.04525 | 234.6945 | 0 | 811.0211 | 0.002006 | 840.7591 | 0.00042535 | 1073.0349 | 0.00078203 | 1001.8473 | 0.012834 | 1008.7812 | 0 | 1008.1824 | 0 | 1008.1761 | 0.0059183 | 234.695 | 4.2851e-05 | 234.9477 | 0 | 234.6945 | 0 | 234.6945 | 0 | 234.9477 | #REF! | 234.6945 | 0 | 232.1553 | 0
| 193.0709 | 0 | 193.0709 | -0.026067 | 193.0709 | 0.034613 | 193.0709 | 0 | 193.0709 | 0 | 193.0709 | 0 | 338.6787 | 0.0038701 | 234.8991 | -0.067465 | 193.0709 | 0 | 338.6787 | 0 | 234.8991 | 0 | 234.8991 | 0 | 228.3558 | 0 | 234.8991 | 0 | 234.8991 | 0 | 235.1533 | 0 | 232.0025 | 0 | 234.8991 | 0 | 235.1533 | 0 | 235.1533 | 0 | 235.1533 | 0 | 338.6787 | 0.0082067 | 235.1533 | 0 | 235.1533 | 8.3809e-05 | 522 | 4.0905 | 234.8991 | 0 | 229.14 | -0.0065291 | 235.1533 | 0 | 234.8991 | 0 | 338.9327 | 0.00031937 | 235.1533 | 0 | 235.1533 | 0.008368 | 234.8991 | 0 | 235.1533 | 0 | 235.1533 | 0 | 235.1533 | 0 | 525.0986 | 0.014844 | 234.8991 | 0 | 234.8991 | 0 | 235.1533 | 0.0043844 | 523.8068 | 0.00017392 | 234.8991 | 0 | 527.4995 | 0.00023693 | 525.0986 | 0.04219 | 234.8991 | 0 | 811.0865 | 0.001903 | 840.9981 | 0.00070112 | 1073.0913 | 0.00078361 | 1001.8596 | 0.012832 | 1008.8311 | 0 | 1008.2322 | 0 | 1008.2259 | 0.0058967 | 234.899 | 4.2867e-05 | 235.1533 | 0 | 234.8991 | 0 | 234.8991 | 0 | 235.1533 | #REF! | 234.8991 | 0 | 232.3611 | 0
| 193.1411 | 0 | 193.1411 | 0.033985 | 193.1411 | 0.034613 | 193.1411 | 0 | 193.1411 | 0 | 193.1411 | 0 | 338.7925 | 0 | 235.1038 | -0.054077 | 193.1411 | 0 | 338.7925 | 0.0089449 | 235.1038 | 0 | 235.1038 | 0 | 228.563 | 0 | 235.1038 | 0 | 235.1038 | 0 | 235.3589 | 0 | 232.2122 | 0 | 235.1038 | 0 | 235.3589 | 0 | 235.3589 | 0 | 235.3589 | 0 | 338.7925 | 0.0023231 | 235.3589 | 0 | 235.3589 | 0 | 523 | 4.1476 | 235.1038 | 0 | 229.34 | 0.013408 | 235.3589 | 0 | 235.1038 | 0 | 339.0425 | 0.00032204 | 235.3589 | 0 | 235.3589 | 0 | 235.1038 | 0 | 235.3589 | 0 | 235.3589 | 0 | 235.3589 | 0 | 525.2537 | 0.0017839 | 235.1038 | 0 | 235.1038 | 0 | 235.3589 | -0.0082397 | 523.9629 | 0.00026087 | 235.1038 | 0 | 527.6534 | 0.00030933 | 525.2537 | 0.044266 | 235.1038 | 0 | 811.1521 | 0.0015969 | 841.2372 | 0.00038529 | 1073.1477 | 0.00078503 | 1001.8719 | 0.012831 | 1008.8809 | 0 | 1008.282 | 0 | 1008.2757 | 0.005858 | 235.104 | 1.6042e-05 | 235.3589 | 0 | 235.1038 | 0 | 235.1038 | 0 | 235.3589 | #REF! | 235.1038 | 0 | 232.567 | 0
| 193.2112 | 0 | 193.2112 | 0.059509 | 193.2112 | 0.034613 | 193.2112 | 0 | 193.2112 | 0 | 193.2112 | 0 | 338.9062 | 0 | 235.3084 | 0.14028 | 193.2112 | 0 | 338.9062 | 0 | 235.3084 | 0 | 235.3084 | 0 | 228.7702 | 0 | 235.3084 | 0 | 235.3084 | 0 | 235.5645 | 0 | 232.4219 | 0 | 235.3084 | 0 | 235.5645 | 0 | 235.5645 | 0 | 235.5645 | 0 | 338.9062 | 0.0034607 | 235.5645 | 0 | 235.5645 | 0.00019304 | 524 | 4.2047 | 235.3084 | 0 | 229.55 | 0.007112 | 235.5645 | 0 | 235.3084 | 0 | 339.1522 | 0.00030451 | 235.5645 | 0 | 235.5645 | 0.0086289 | 235.3084 | 0 | 235.5645 | 0 | 235.5645 | 0 | 235.5645 | 0 | 525.4088 | 0.017193 | 235.3084 | 0 | 235.3084 | 0 | 235.5645 | 0.0034909 | 524.1191 | 0 | 235.3084 | 0 | 527.8073 | 0.00025448 | 525.4088 | 0.041971 | 235.3084 | 0 | 811.2175 | 0.0016141 | 841.4762 | 0.00069622 | 1073.2041 | 0.00078629 | 1001.8842 | 0.012831 | 1008.9308 | 0 | 1008.3318 | 0 | 1008.3255 | 0.0058126 | 235.308 | 3.7473e-05 | 235.5645 | 0 | 235.3084 | 0 | 235.3084 | 0 | 235.5645 | #REF! | 235.3084 | 0 | 232.7728 | 0
| 193.2814 | 0 | 193.2814 | -0.03989 | 193.2814 | 0.034613 | 193.2814 | 0 | 193.2814 | 0 | 193.2814 | 0 | 339.02 | 0 | 235.5131 | -0.0013217 | 193.2814 | 0 | 339.02 | 0.0026089 | 235.5131 | 0 | 235.5131 | 0 | 228.9774 | 0 | 235.5131 | 0 | 235.5131 | 0 | 235.7701 | 0 | 232.6316 | 0 | 235.5131 | 0 | 235.7701 | 0 | 235.7701 | 0 | 235.7701 | 0 | 339.02 | 0.0032127 | 235.7701 | 0 | 235.7701 | 0 | 525 | 4.2618 | 235.5131 | 0 | 229.75 | -0.00058295 | 235.7701 | 0 | 235.5131 | 0 | 339.262 | 0.00033081 | 235.7701 | 0 | 235.7701 | 0 | 235.5131 | 0 | 235.7701 | 0 | 235.7701 | 0 | 235.7701 | 0 | 525.5639 | 0.014844 | 235.5131 | 0 | 235.5131 | 0 | 235.7701 | -0.00055849 | 524.2753 | 0.00026087 | 235.5131 | 0 | 527.9612 | 0.00026765 | 525.5639 | 0.044048 | 235.5131 | 0 | 811.283 | 0.0017174 | 841.7153 | 0.00034702 | 1073.2605 | 0.0007874 | 1001.8965 | 0.012831 | 1008.9806 | 0 | 1008.3817 | 0 | 1008.3753 | 0.005766 | 235.513 | 1.6129e-05 | 235.7701 | 0 | 235.5131 | 0 | 235.5131 | 0 | 235.7701 | #REF! | 235.5131 | 0 | 232.9787 | 0
| 193.3515 | 0 | 193.3515 | 0.028781 | 193.3515 | 0.034613 | 193.3515 | 0 | 193.3515 | 0 | 193.3515 | 0 | 339.1338 | 0.0080919 | 235.7178 | 0.022134 | 193.3515 | 0 | 339.1338 | 0 | 235.7178 | 0 | 235.7178 | 0 | 229.1846 | 0 | 235.7178 | 0 | 235.7178 | 0 | 235.9758 | 0 | 232.8413 | 0 | 235.7178 | 0 | 235.9758 | 0 | 235.9758 | 0 | 235.9758 | 0 | 339.1338 | 0.001681 | 235.9758 | 0 | 235.9758 | 8.05e-05 | 526 | 4.3189 | 235.7178 | 0 | 229.96 | 0.0011659 | 235.9758 | 0 | 235.7178 | 0 | 339.3717 | 0.00029346 | 235.9758 | 0 | 235.9758 | 0.01119 | 235.7178 | 0 | 235.9758 | 0 | 235.9758 | 0 | 235.9758 | 0 | 525.719 | 0.013989 | 235.7178 | 0 | 235.7178 | 0 | 235.9758 | 0.0065407 | 524.4315 | 0.00069566 | 235.7178 | 0 | 528.1151 | 0.00034224 | 525.719 | 0.041643 | 235.7178 | 0 | 811.3486 | 0.0021421 | 841.9543 | 0.0006565 | 1073.3169 | 0.00078837 | 1001.9088 | 0.012831 | 1009.0305 | 0 | 1008.4315 | 0 | 1008.4251 | 0.005724 | 235.718 | 3.7516e-05 | 235.9758 | 0 | 235.7178 | 0 | 235.7178 | 0 | 235.9758 | #REF! | 235.7178 | 0 | 233.1845 | 0
| 193.4217 | 0 | 193.4217 | 0.049811 | 193.4217 | 0.034613 | 193.4217 | 0 | 193.4217 | 0 | 193.4217 | 0 | 339.2475 | 0.0083718 | 235.9225 | 0.039061 | 193.4217 | 0 | 339.2475 | 0.011926 | 235.9225 | 0 | 235.9225 | 0 | 229.3919 | 0 | 235.9225 | 0 | 235.9225 | 0 | 236.1815 | 0 | 233.051 | 0 | 235.9225 | 0 | 236.1815 | 0 | 236.1815 | 0 | 236.1815 | 0 | 339.2475 | 0.023718 | 236.1815 | 0 | 236.1815 | 0 | 527 | 4.376 | 235.9225 | 0 | 230.16 | -0.014223 | 236.1815 | 0 | 235.9225 | 0 | 339.4815 | 0.00030794 | 236.1815 | 0 | 236.1815 | 0 | 235.9225 | 0 | 236.1815 | 0 | 236.1815 | 0 | 236.1815 | 0 | 525.8741 | 0.013882 | 235.9225 | 0 | 235.9225 | 0 | 236.1815 | 0.0007295 | 524.5877 | 0.00026087 | 235.9225 | 0 | 528.2691 | 0.00022487 | 525.8741 | 0.044376 | 235.9225 | 0 | 811.414 | 0.0022147 | 842.1934 | 0.00034432 | 1073.3734 | 0.00078923 | 1001.9211 | 0.012832 | 1009.0804 | 0 | 1008.4813 | 0 | 1008.475 | 0.0056921 | 235.922 | 5.8862e-05 | 236.1815 | 0 | 235.9225 | 0 | 235.9225 | 0 | 236.1815 | #REF! | 235.9225 | 0 | 233.3904 | 0
| 193.4918 | 0 | 193.4918 | 0.00013782 | 193.4918 | 0.034613 | 193.4918 | 0 | 193.4918 | 0 | 193.4918 | 0 | 339.3613 | 0.016536 | 236.1272 | -0.011224 | 193.4918 | 0 | 339.3613 | 0 | 236.1272 | 0 | 236.1272 | 0 | 229.5991 | 0 | 236.1272 | 0 | 236.1272 | 0 | 236.3872 | 0 | 233.2608 | 0 | 236.1272 | 0 | 236.3872 | 0 | 236.3872 | 0 | 236.3872 | 0 | 339.3613 | 0.020061 | 236.3872 | 0 | 236.3872 | 4.3377e-05 | 528 | 4.4331 | 236.1272 | 0 | 230.37 | -0.0040807 | 236.3872 | 0 | 236.1272 | 0 | 339.5913 | 0.00029346 | 236.3872 | 0 | 236.3872 | 0.0073843 | 236.1272 | 0 | 236.3872 | 0 | 236.3872 | 0 | 236.3872 | 0 | 526.0292 | 0.015591 | 236.1272 | 0 | 236.1272 | 0 | 236.3872 | 0.00089397 | 524.744 | 0.00017392 | 236.1272 | 0 | 528.423 | 0.00030713 | 526.0292 | 0.043064 | 236.1272 | 0 | 811.4795 | 0.0018211 | 842.4325 | 0.00064865 | 1073.4298 | 0.0007899 | 1001.9334 | 0.012833 | 1009.1303 | 0 | 1008.5311 | 0 | 1008.5248 | 0.0056683 | 236.127 | 4.8153e-05 | 236.3872 | 0 | 236.1272 | 0 | 236.1272 | 0 | 236.3872 | #REF! | 236.1272 | 0 | 233.5963 | 0
| 193.562 | 0 | 193.562 | -0.048703 | 193.562 | 0.034613 | 193.562 | 0 | 193.562 | 0 | 193.562 | 0 | 339.4751 | 0 | 236.3319 | 0.0060051 | 193.562 | 0 | 339.4751 | 0.027512 | 236.3319 | 0 | 236.3319 | 0 | 229.8064 | 0 | 236.3319 | 0 | 236.3319 | 0 | 236.5929 | 0 | 233.4706 | 0 | 236.3319 | 0 | 236.5929 | 0 | 236.5929 | 0 | 236.5929 | 0 | 339.4751 | 0.011807 | 236.5929 | 0 | 236.5929 | 0 | 529 | 4.4902 | 236.3319 | 0 | 230.57 | -0.0023318 | 236.5929 | 0 | 236.3319 | 0 | 339.701 | 0.00034681 | 236.5929 | 0 | 236.5929 | 0 | 236.3319 | 0 | 236.5929 | 0 | 236.5929 | 0 | 236.5929 | 0 | 526.1843 | 0.017834 | 236.3319 | 0 | 236.3319 | 0 | 236.5929 | 0.0017402 | 524.9002 | 0.00078262 | 236.3319 | 0 | 528.577 | 0.00028081 | 526.1843 | 0.046125 | 236.3319 | 0 | 811.545 | 0.0019994 | 842.6716 | 0.00032272 | 1073.4862 | 0.00079043 | 1001.9457 | 0.012834 | 1009.1802 | 0 | 1008.5809 | 0 | 1008.5746 | 0.0056501 | 236.332 | 6.4255e-05 | 236.5929 | 0 | 236.3319 | 0 | 236.3319 | 0 | 236.5929 | #REF! | 236.3319 | 0 | 233.8023 | 0
| 193.6322 | 0 | 193.6322 | -0.0070271 | 193.6322 | 0.034613 | 193.6322 | 0 | 193.6322 | 0 | 193.6322 | 0 | 339.5888 | 0.0049256 | 236.5367 | 0.030546 | 193.6322 | 0 | 339.5888 | 0 | 236.5367 | 0 | 236.5367 | 0 | 230.0137 | 0 | 236.5367 | 0 | 236.5367 | 0 | 236.7986 | 0 | 233.6803 | 0 | 236.5367 | 0 | 236.7986 | 0 | 236.7986 | 0 | 236.7986 | 0 | 339.5888 | 0.0064269 | 236.7986 | 0 | 236.7986 | 5.1822e-05 | 530 | 4.5448 | 236.5367 | 0 | 230.78 | 0.012009 | 236.7986 | 0 | 236.5367 | 0 | 339.8108 | 0.00034681 | 236.7986 | 0 | 236.7986 | 0.0071695 | 236.5367 | 0 | 236.7986 | 0 | 236.7986 | 0 | 236.7986 | 0 | 526.3395 | 0.010786 | 236.5367 | 0 | 236.5367 | 0 | 236.7986 | 0.002318 | 525.0564 | 0 | 236.5367 | 0 | 528.731 | 0.00029946 | 526.3395 | 0.043611 | 236.5367 | 0 | 811.6106 | 0.0019052 | 842.9107 | 0.00060224 | 1073.5427 | 0.00079087 | 1001.9579 | 0.012836 | 1009.2301 | 0 | 1008.6307 | 0 | 1008.6245 | 0.005633 | 236.537 | 5.8886e-05 | 236.7986 | 0 | 236.5367 | 0 | 236.5367 | 0 | 236.7986 | #REF! | 236.5367 | 0 | 234.0082 | 0
| 193.7024 | 0 | 193.7024 | -0.0057128 | 193.7024 | 0.034613 | 193.7024 | 0 | 193.7024 | 0 | 193.7024 | 0 | 339.7026 | 0 | 236.7415 | -0.080452 | 193.7024 | 0 | 339.7026 | 0 | 236.7415 | 0 | 236.7415 | 0 | 230.221 | 0 | 236.7415 | 0 | 236.7415 | 0 | 237.0044 | 0 | 233.8901 | 0 | 236.7415 | 0 | 237.0044 | 0 | 237.0044 | 0 | 237.0044 | 0 | 339.7026 | 0.021628 | 237.0044 | 0 | 237.0044 | 0 | 531 | 4.5877 | 236.7415 | 0 | 230.98 | 0.019353 | 237.0044 | 0 | 236.7415 | 0 | 339.9206 | 0.00035558 | 237.0044 | 0 | 237.0044 | 0 | 236.7415 | 0 | 237.0044 | 0 | 237.0044 | 0 | 237.0044 | 0 | 526.4946 | 0.0074218 | 236.7415 | 0 | 236.7415 | 0 | 237.0044 | 0.00070821 | 525.2127 | 0.00078262 | 236.7415 | 0 | 528.8849 | 0.00033565 | 526.4946 | 0.045359 | 236.7415 | 0 | 811.6761 | 0.0025945 | 843.1498 | 0.00034758 | 1073.5991 | 0.00079114 | 1001.9703 | 0.012838 | 1009.28 | 0 | 1008.6806 | 0 | 1008.6743 | 0.0056126 | 236.741 | 2.6767e-05 | 237.0044 | 0 | 236.7415 | 0 | 236.7415 | 0 | 237.0044 | #REF! | 236.7415 | 0 | 234.2142 | 0
| 193.7725 | 0 | 193.7726 | 0.033921 | 193.7725 | 0.034613 | 193.7725 | 0 | 193.7725 | 0 | 193.7726 | 0 | 339.8163 | 0 | 236.9463 | 0.065402 | 193.7725 | 0 | 339.8163 | 0 | 236.9463 | 0 | 236.9463 | 0 | 230.4283 | 0 | 236.9463 | 0 | 236.9463 | 0 | 237.2101 | 0 | 234.0999 | 0 | 236.9463 | 0 | 237.2101 | 0 | 237.2101 | 0 | 237.2101 | 0 | 339.8163 | 0 | 237.2101 | 0 | 237.2101 | 8.0838e-05 | 532 | 4.6305 | 236.9463 | 0 | 231.19 | 0.0074619 | 237.2101 | 0 | 236.9463 | 0 | 340.0304 | 0.00030413 | 237.2101 | 0 | 237.2101 | 0.0073429 | 236.9463 | 0 | 237.2101 | 0 | 237.2101 | 0 | 237.2101 | 0 | 526.6498 | 0.014363 | 236.9463 | 0 | 236.9463 | 0 | 237.2101 | 0.0062169 | 525.3689 | 0.00017392 | 236.9463 | 0 | 529.0389 | 0.00025558 | 526.6498 | 0.042846 | 236.9463 | 0 | 811.7417 | 0.0019237 | 843.389 | 0.00067077 | 1073.6556 | 0.00079133 | 1001.9825 | 0.012841 | 1009.3299 | 0 | 1008.7305 | 0 | 1008.7241 | 0.0055864 | 236.946 | 5.89e-05 | 237.2101 | 0 | 236.9463 | 0 | 236.9463 | 0 | 237.2101 | #REF! | 236.9463 | 0 | 234.4201 | 0
| 193.8427 | 0 | 193.8427 | 0.011541 | 193.8427 | 0.034613 | 193.8427 | 0 | 193.8427 | 0 | 193.8427 | 0 | 339.9301 | 0 | 237.1511 | -0.056299 | 193.8427 | 0 | 339.9301 | 0.019753 | 237.1511 | 0 | 237.1511 | 0 | 230.6357 | 0 | 237.1511 | 0 | 237.1511 | 0 | 237.4159 | 0 | 234.3097 | 0 | 237.1511 | 0 | 237.4159 | 0 | 237.4159 | 0 | 237.4159 | 0 | 339.9301 | 0.0073644 | 237.4159 | 0 | 237.4159 | 0 | 533 | 4.6609 | 237.1511 | 0 | 231.39 | -0.0093273 | 237.4159 | 0 | 237.1511 | 0 | 340.1402 | 0.00030718 | 237.4159 | 0 | 237.4159 | 0 | 237.1511 | 0 | 237.4159 | 0 | 237.4159 | 0 | 237.4159 | 0 | 526.8049 | 0.0013145 | 237.1511 | 0 | 237.1511 | 0 | 237.4159 | -0.0022102 | 525.5252 | 0 | 237.1511 | 0 | 529.1929 | 0.00029726 | 526.8049 | 0.044594 | 237.1511 | 0 | 811.8073 | 0.0023846 | 843.6281 | 0.00034817 | 1073.712 | 0.00079135 | 1001.9949 | 0.012844 | 1009.3798 | 0 | 1008.7803 | 0 | 1008.774 | 0.0055546 | 237.151 | 5.3589e-05 | 237.4159 | 0 | 237.1511 | 0 | 237.1511 | 0 | 237.4159 | #REF! | 237.1511 | 0 | 234.6261 | 0
| 193.9129 | 0 | 193.9129 | -0.044555 | 193.9129 | 0.034613 | 193.9129 | 0 | 193.9129 | 0 | 193.9129 | 0 | 340.0438 | 0.0077401 | 237.3559 | 0.007934 | 193.9129 | 0 | 340.0438 | 0.00074721 | 237.3559 | 0 | 237.3559 | 0 | 230.843 | 0 | 237.3559 | 0 | 237.3559 | 0 | 237.6217 | 0 | 234.5195 | 0 | 237.3559 | 0 | 237.6217 | 0 | 237.6217 | 0 | 237.6217 | 0 | 340.0438 | 0.0013843 | 237.6217 | 0 | 237.6217 | 6.2624e-05 | 534 | 4.6859 | 237.3559 | 0 | 231.6 | 0.0064125 | 237.6217 | 0 | 237.3559 | 0 | 340.25 | 0.00026335 | 237.6217 | 0 | 237.6217 | 0.0061103 | 237.3559 | 0 | 237.6217 | 0 | 237.6217 | 0 | 237.6217 | 0 | 526.9601 | 0.016232 | 237.3559 | 0 | 237.3559 | 0 | 237.6217 | 0.001005 | 525.6814 | 0.00017392 | 237.3559 | 0 | 529.3469 | 0.00030713 | 526.9601 | 0.042627 | 237.3559 | 0 | 811.8729 | 0.0020456 | 843.8672 | 0.00065384 | 1073.7686 | 0.00079131 | 1002.0071 | 0.012847 | 1009.4297 | 0 | 1008.8301 | 0 | 1008.8238 | 0.0055171 | 237.356 | 2.6823e-05 | 237.6217 | 0 | 237.3559 | 0 | 237.3559 | 0 | 237.6217 | #REF! | 237.3559 | 0 | 234.8321 | 0
| 193.9831 | 0 | 193.9831 | 0.027177 | 193.9831 | 0.034613 | 193.9831 | 0 | 193.9831 | 0 | 193.9831 | 0 | 340.1576 | 0.0090743 | 237.5608 | -0.014374 | 193.9831 | 0 | 340.1576 | 0.018262 | 237.5608 | 0 | 237.5608 | 0 | 231.0504 | 0 | 237.5608 | 0 | 237.5608 | 0 | 237.8275 | 0 | 234.7294 | 0 | 237.5608 | 0 | 237.8275 | 0 | 237.8275 | 0 | 237.8275 | 0 | 340.1576 | 0.0043989 | 237.8275 | 0 | 237.8275 | 0 | 535 | 4.7093 | 237.5608 | 0 | 231.81 | -0.0089774 | 237.8275 | 0 | 237.5608 | 0 | 340.3598 | 0.00027516 | 237.8275 | 0 | 237.8275 | 0 | 237.5608 | 0 | 237.8275 | 0 | 237.8275 | 0 | 237.8275 | 0 | 527.1153 | 0.012494 | 237.5608 | 0 | 237.5608 | 0 | 237.8275 | 2.6456e-05 | 525.8377 | 0 | 237.5608 | 0 | 529.5009 | 0.00034443 | 527.1153 | 0.044594 | 237.5608 | 0 | 811.9385 | 0.0014692 | 844.1064 | 0.00036441 | 1073.8249 | 0.0007911 | 1002.0195 | 0.01285 | 1009.4796 | 0 | 1008.88 | 0 | 1008.8737 | 0.0054796 | 237.561 | 3.7521e-05 | 237.8275 | 0 | 237.5608 | 0 | 237.5608 | 0 | 237.8275 | #REF! | 237.5608 | 0 | 235.0381 | 0
| 194.0533 | 0 | 194.0533 | 0.073977 | 194.0533 | 0.034613 | 194.0533 | 0 | 194.0533 | 0 | 194.0533 | 0 | 340.2713 | 0.00035183 | 237.7656 | 0.0058216 | 194.0533 | 0 | 340.2713 | 0 | 237.7656 | 0 | 237.7656 | 0 | 231.2577 | 0 | 237.7656 | 0 | 237.7656 | 0 | 238.0333 | 0 | 234.9392 | 0 | 237.7656 | 0 | 238.0333 | 0 | 238.0333 | 0 | 238.0333 | 0 | 340.2713 | 0.018911 | 238.0333 | 0 | 238.0333 | 0.00011843 | 536 | 4.7272 | 237.7656 | 0 | 232.01 | -0.0089774 | 238.0333 | 0 | 237.7656 | 0 | 340.4696 | 0.00025115 | 238.0333 | 0 | 238.0333 | 0.0077312 | 237.7656 | 0 | 238.0333 | 0 | 238.0333 | 0 | 238.0333 | 0 | 527.2705 | 0.013509 | 237.7656 | 0 | 237.7656 | 0 | 238.0333 | -9.2939e-05 | 525.994 | 0.00017392 | 237.7656 | 0 | 529.655 | 0.00024132 | 527.2705 | 0.042955 | 237.7656 | 0 | 812.0041 | 0.0015267 | 844.3455 | 0.00057654 | 1073.8815 | 0.00079086 | 1002.0317 | 0.012854 | 1009.5295 | 0 | 1008.9299 | 0 | 1008.9236 | 0.0054444 | 237.766 | 3.7504e-05 | 238.0333 | 0 | 237.7656 | 0 | 237.7656 | 0 | 238.0333 | #REF! | 237.7656 | 0 | 235.2442 | 0
| 194.1236 | 0 | 194.1236 | -0.03054 | 194.1236 | 0.034613 | 194.1236 | 0 | 194.1236 | 0 | 194.1236 | 0 | 340.385 | 0.021114 | 237.9705 | 0.018846 | 194.1236 | 0 | 340.385 | 0 | 237.9705 | 0 | 237.9705 | 0 | 231.4651 | 0 | 237.9705 | 0 | 237.9705 | 0 | 238.2392 | 0 | 235.1491 | 0 | 237.9705 | 0 | 238.2392 | 0 | 238.2392 | 0 | 238.2392 | 0 | 340.385 | 0.018075 | 238.2392 | 0 | 238.2392 | 0 | 537 | 4.745 | 237.9705 | 0 | 232.22 | -0.01912 | 238.2392 | 0 | 237.9705 | 0 | 340.5794 | 0.00029994 | 238.2392 | 0 | 238.2392 | 0 | 237.9705 | 0 | 238.2392 | 0 | 238.2392 | 0 | 238.2392 | 0 | 527.4257 | 0.0099313 | 237.9705 | 0 | 237.9705 | 0 | 238.2392 | -0.006549 | 526.1503 | 0.00078262 | 237.9705 | 0 | 529.809 | 0.00035321 | 527.4257 | 0.043829 | 237.9705 | 0 | 812.0697 | 0.0021144 | 844.5847 | 0.00029235 | 1073.938 | 0.00079053 | 1002.0441 | 0.012858 | 1009.5795 | 0 | 1008.9797 | 0 | 1008.9734 | 0.0054183 | 237.971 | 2.6751e-05 | 238.2392 | 0 | 237.9705 | 0 | 237.9705 | 0 | 238.2392 | #REF! | 237.9705 | 0 | 235.4502 | 0
| 194.1938 | 0 | 194.1938 | -0.030072 | 194.1938 | 0.034613 | 194.1938 | 0 | 194.1938 | 0 | 194.1938 | 0 | 340.4987 | 0.0031665 | 238.1754 | 0.015639 | 194.1938 | 0 | 340.4987 | 0 | 238.1754 | 0 | 238.1754 | 0 | 231.6725 | 0 | 238.1754 | 0 | 238.1754 | 0 | 238.445 | 0 | 235.3589 | 0 | 238.1754 | 0 | 238.445 | 0 | 238.445 | 0 | 238.445 | 0 | 340.4987 | 0.029569 | 238.445 | 0 | 238.445 | 7.4758e-05 | 538 | 4.7559 | 238.1754 | 0 | 232.42 | -0.012475 | 238.445 | 0 | 238.1754 | 0 | 340.6893 | 0.00033195 | 238.445 | 0 | 238.445 | 0.004731 | 238.1754 | 0 | 238.445 | 0 | 238.445 | 0 | 238.445 | 0 | 527.5809 | 0.013242 | 238.1754 | 0 | 238.1754 | 0 | 238.445 | 0.0025213 | 526.3065 | 0.00017392 | 238.1754 | 0 | 529.963 | 0.00019525 | 527.5809 | 0.041425 | 238.1754 | 0 | 812.1353 | 0.0018901 | 844.8239 | 0.00060568 | 1073.9944 | 0.00079006 | 1002.0563 | 0.012863 | 1009.6294 | 0 | 1009.0296 | 0 | 1009.0233 | 0.0054024 | 238.175 | 4.2786e-05 | 238.445 | 0 | 238.1754 | 0 | 238.1754 | 0 | 238.445 | #REF! | 238.1754 | 0 | 235.6563 | 0
| 194.264 | 0 | 194.264 | 0.0092109 | 194.264 | 0.034613 | 194.264 | 0 | 194.264 | 0 | 194.264 | 0 | 340.6125 | 0.0059129 | 238.3803 | -0.040294 | 194.264 | 0 | 340.6125 | 0.03138 | 238.3803 | 0 | 238.3803 | 0 | 231.8799 | 0 | 238.3803 | 0 | 238.3803 | 0 | 238.6509 | 0 | 235.5688 | 0 | 238.3803 | 0 | 238.6509 | 0 | 238.6509 | 0 | 238.6509 | 0 | 340.6125 | 0.0082542 | 238.6509 | 0 | 238.6509 | 0 | 539 | 4.7645 | 238.3803 | 0 | 232.63 | -0.041157 | 238.6509 | 0 | 238.3803 | 0 | 340.7991 | 0.00035863 | 238.6509 | 0 | 238.6509 | 0 | 238.3803 | 0 | 238.6509 | 0 | 238.6509 | 0 | 238.6509 | 0 | 527.7361 | 0.0051638 | 238.3803 | 0 | 238.3803 | 0 | 238.6509 | -0.0013177 | 526.4628 | 0.00026087 | 238.3803 | 0 | 530.1171 | 0.0003905 | 527.7361 | 0.042955 | 238.3803 | 0 | 812.201 | 0.0018723 | 845.063 | 0.00029638 | 1074.0509 | 0.00078957 | 1002.0687 | 0.012867 | 1009.6794 | 0 | 1009.0795 | 0 | 1009.0732 | 0.0053989 | 238.38 | 4.2851e-05 | 238.6509 | 0 | 238.3803 | 0 | 238.3803 | 0 | 238.6509 | #REF! | 238.3803 | 0 | 235.8624 | 0
| 194.3342 | 0 | 194.3342 | 0.013438 | 194.3342 | 0.034613 | 194.3342 | 0 | 194.3342 | 0 | 194.3342 | 0 | 340.7262 | 0 | 238.5853 | 0.007636 | 194.3342 | 0 | 340.7262 | 0 | 238.5853 | 0 | 238.5853 | 0 | 232.0874 | 0 | 238.5853 | 0 | 238.5853 | 0 | 238.8568 | 0 | 235.7787 | 0 | 238.5853 | 0 | 238.8568 | 0 | 238.8568 | 0 | 238.8568 | 0 | 340.7262 | 0.012329 | 238.8568 | 0 | 238.8568 | 6.7719e-05 | 540 | 4.7731 | 238.5853 | 0 | 232.83 | -0.0040807 | 238.8568 | 0 | 238.5853 | 0 | 340.9089 | 0.00031061 | 238.8568 | 0 | 238.8568 | 0.010483 | 238.5853 | 0 | 238.8568 | 0 | 238.8568 | 0 | 238.8568 | 0 | 527.8913 | 0.0091304 | 238.5853 | 0 | 238.5853 | 0 | 238.8568 | 0.0088727 | 526.6191 | 0 | 238.5853 | 0 | 530.2712 | 0.00020512 | 527.8913 | 0.041425 | 238.5853 | 0 | 812.2665 | 0.0018152 | 845.3022 | 0.00057503 | 1074.1074 | 0.00078903 | 1002.0809 | 0.012872 | 1009.7293 | 0 | 1009.1294 | 0 | 1009.1231 | 0.0054092 | 238.585 | 1.0708e-05 | 238.8568 | 0 | 238.5853 | 0 | 238.5853 | 0 | 238.8568 | #REF! | 238.5853 | 0 | 236.0685 | 0
| 194.4045 | 0 | 194.4045 | -0.053157 | 194.4045 | 0.034613 | 194.4045 | 0 | 194.4045 | 0 | 194.4045 | 0 | 340.8399 | 0 | 238.7902 | 0.089452 | 194.4045 | 0 | 340.8399 | 0.019753 | 238.7902 | 0 | 238.7902 | 0 | 232.2948 | 0 | 238.7902 | 0 | 238.7902 | 0 | 239.0627 | 0 | 235.9886 | 0 | 238.7902 | 0 | 239.0627 | 0 | 239.0627 | 0 | 239.0627 | 0 | 340.8399 | 0.012956 | 239.0627 | 0 | 239.0627 | 4.2724e-05 | 541 | 4.7854 | 238.7902 | 0 | 233.04 | -0.022619 | 239.0627 | 0 | 238.7902 | 0 | 341.0188 | 0.00035748 | 239.0627 | 0 | 239.0627 | 0 | 238.7902 | 0 | 239.0627 | 0 | 239.0627 | 0 | 239.0627 | 0 | 528.0466 | 0.007048 | 238.7902 | 0 | 238.7902 | 0 | 239.0627 | 0.0016718 | 526.7755 | 0 | 238.7902 | 0 | 530.4253 | 0.00034443 | 528.0466 | 0.044157 | 238.7902 | 0 | 812.3322 | 0.0027005 | 845.5414 | 0.0002751 | 1074.1639 | 0.00078842 | 1002.0932 | 0.012877 | 1009.7792 | 0 | 1009.1793 | 0 | 1009.173 | 0.005433 | 238.79 | 2.6742e-05 | 239.0627 | 0 | 238.7902 | 0 | 238.7902 | 0 | 239.0627 | #REF! | 238.7902 | 0 | 236.2746 | 0
| 194.4747 | 0 | 194.4747 | -0.020479 | 194.4747 | 0.034613 | 194.4747 | 0 | 194.4747 | 0 | 194.4747 | 0 | 340.9536 | 0.010907 | 238.9952 | 0.036228 | 194.4747 | 0 | 340.9536 | 0 | 238.9952 | 0 | 238.9952 | 0 | 232.5023 | 0 | 238.9952 | 0 | 238.9952 | 0 | 239.2686 | 0 | 236.1985 | 0 | 238.9952 | 0 | 239.2686 | 0 | 239.2686 | 0 | 239.2686 | 0 | 340.9536 | 0.0031641 | 239.2686 | 0 | 239.2686 | 9.7876e-05 | 542 | 4.7997 | 238.9952 | 0 | 233.24 | 0.032295 | 239.2686 | 0 | 238.9952 | 0 | 341.1286 | 0.00033347 | 239.2686 | 0 | 239.2686 | 0.0092792 | 238.9952 | 0 | 239.2686 | 0 | 239.2686 | 0 | 239.2686 | 0 | 528.2018 | 0.016979 | 238.9952 | 0 | 238.9952 | 0 | 239.2686 | 0.003245 | 526.9318 | 0.00017392 | 238.9952 | 0 | 530.5793 | 0.00023584 | 528.2018 | 0.04208 | 238.9952 | 0 | 812.3979 | 0.0020441 | 845.7806 | 0.00052829 | 1074.2205 | 0.00078777 | 1002.1055 | 0.012882 | 1009.8292 | 0 | 1009.2292 | 0 | 1009.2228 | 0.0054694 | 238.995 | 1.0708e-05 | 239.2686 | 0 | 238.9952 | 0 | 238.9952 | 0 | 239.2686 | #REF! | 238.9952 | 0 | 236.4807 | 0
| 194.5449 | 0 | 194.5449 | 0.010436 | 194.5449 | 0.034613 | 194.5449 | 0 | 194.5449 | 0 | 194.5449 | 0 | 341.0674 | 0 | 239.2002 | -0.053225 | 194.5449 | 0 | 341.0674 | 0.0052178 | 239.2002 | 0 | 239.2002 | 0 | 232.7097 | 0 | 239.2002 | 0 | 239.2002 | 0 | 239.4746 | 0 | 236.4084 | 0 | 239.2002 | 0 | 239.4746 | 0 | 239.4746 | 0 | 239.4746 | 0 | 341.0674 | 0.017449 | 239.4746 | 0 | 239.4746 | 0 | 543 | 4.8058 | 239.2002 | 0 | 233.45 | 0.0032645 | 239.4746 | 0 | 239.2002 | 0 | 341.2385 | 0.00034071 | 239.4746 | 0 | 239.4746 | 0 | 239.2002 | 0 | 239.4746 | 0 | 239.4746 | 0 | 239.4746 | 0 | 528.3571 | 0.0095041 | 239.2002 | 0 | 239.2002 | 0 | 239.4746 | -0.002792 | 527.0881 | 0.0013044 | 239.2002 | 0 | 530.7334 | 0.00025558 | 528.3571 | 0.044048 | 239.2002 | 0 | 812.4636 | 0.0013983 | 846.0198 | 0.00030112 | 1074.277 | 0.00078709 | 1002.1179 | 0.012888 | 1009.8791 | 0 | 1009.279 | 0 | 1009.2728 | 0.0055205 | 239.2 | 2.6751e-05 | 239.4746 | 0 | 239.2002 | 0 | 239.2002 | 0 | 239.4746 | #REF! | 239.2002 | 0 | 236.6869 | 0
| 194.6152 | 0 | 194.6152 | 0.052858 | 194.6152 | 0.034613 | 194.6152 | 0 | 194.6152 | 0 | 194.6152 | 0 | 341.1811 | 0.0094993 | 239.4052 | 0.024239 | 194.6152 | 0 | 341.1811 | 0 | 239.4052 | 0 | 239.4052 | 0 | 232.9172 | 0 | 239.4052 | 0 | 239.4052 | 0 | 239.6805 | 0 | 236.6183 | 0 | 239.4052 | 0 | 239.6805 | 0 | 239.6805 | 0 | 239.6805 | 0 | 341.1811 | 0.017971 | 239.6805 | 0 | 239.6805 | 0.00010582 | 544 | 4.8099 | 239.4052 | 0 | 233.65 | 0.016905 | 239.6805 | 0 | 239.4052 | 0 | 341.3483 | 0.00026983 | 239.6805 | 0 | 239.6805 | 0.011484 | 239.4052 | 0 | 239.6805 | 0 | 239.6805 | 0 | 239.6805 | 0 | 528.5123 | 0.020076 | 239.4052 | 0 | 239.4052 | 0 | 239.6805 | 0.00093961 | 527.2445 | 0 | 239.4052 | 0 | 530.8876 | 0.00031701 | 528.5123 | 0.041206 | 239.4052 | 0 | 812.5292 | 0.0021388 | 846.2591 | 0.0005997 | 1074.3335 | 0.00078638 | 1002.1301 | 0.012893 | 1009.9291 | 0 | 1009.329 | 0 | 1009.3227 | 0.0055842 | 239.405 | 2.6751e-05 | 239.6805 | 0 | 239.4052 | 0 | 239.4052 | 0 | 239.6805 | #REF! | 239.4052 | 0 | 236.893 | 0
| 194.6854 | 0 | 194.6854 | -0.036239 | 194.6854 | 0.034613 | 194.6854 | 0 | 194.6854 | 0 | 194.6854 | 0 | 341.2948 | 0 | 239.6102 | -0.020531 | 194.6854 | 0 | 341.2948 | 0.014163 | 239.6102 | 0 | 239.6102 | 0 | 233.1247 | 0 | 239.6102 | 0 | 239.6102 | 0 | 239.8865 | 0 | 236.8282 | 0 | 239.6102 | 0 | 239.8865 | 0 | 239.8865 | 0 | 239.8865 | 0 | 341.2948 | 0.023718 | 239.8865 | 0 | 239.8865 | 0 | 545 | 4.814 | 239.6102 | 0 | 233.86 | -0.029264 | 239.8865 | 0 | 239.6102 | 0 | 341.4582 | 0.00029803 | 239.8865 | 0 | 239.8865 | 0 | 239.6102 | 0 | 239.8865 | 0 | 239.8865 | 0 | 239.8865 | 0 | 528.6676 | 0.01148 | 239.6102 | 0 | 239.6102 | 0 | 239.8865 | -0.0058894 | 527.4008 | 0.00026087 | 239.6102 | 0 | 531.0417 | 0.0001766 | 528.6676 | 0.043173 | 239.6102 | 0 | 812.595 | 0.0025631 | 846.4983 | 0.00030365 | 1074.39 | 0.00078566 | 1002.1425 | 0.012899 | 1009.9791 | 0 | 1009.3789 | 0 | 1009.3726 | 0.0056569 | 239.61 | 5.8894e-05 | 239.8865 | 0 | 239.6102 | 0 | 239.6102 | 0 | 239.8865 | #REF! | 239.6102 | 0 | 237.0992 | 0
| 194.7557 | 0 | 194.7557 | -0.043521 | 194.7557 | 0.034613 | 194.7557 | 0 | 194.7557 | 0 | 194.7557 | 0 | 341.4085 | 0 | 239.8153 | 0.036563 | 194.7557 | 0 | 341.4085 | 0.005977 | 239.8153 | 0 | 239.8153 | 0 | 233.3322 | 0 | 239.8153 | 0 | 239.8153 | 0 | 240.0925 | 0 | 237.0382 | 0 | 239.8153 | 0 | 240.0925 | 0 | 240.0925 | 0 | 240.0925 | 0 | 341.4085 | 0 | 240.0925 | 0 | 240.0925 | 8.614e-05 | 546 | 4.8181 | 239.8153 | 0 | 234.07 | 0.0039641 | 240.0925 | 0 | 239.8153 | 0 | 341.5681 | 0.00033271 | 240.0925 | 0 | 240.0925 | 0.0045586 | 239.8153 | 0 | 240.0925 | 0 | 240.0925 | 0 | 240.0925 | 0 | 528.8229 | 0.014523 | 239.8153 | 0 | 239.8153 | 0 | 240.0925 | 0.0023493 | 527.5571 | 0.00017392 | 239.8153 | 0 | 531.1958 | 0.00039708 | 528.8229 | 0.041315 | 239.8153 | 0 | 812.6608 | 0.0022091 | 846.7375 | 0.00056882 | 1074.4465 | 0.00078494 | 1002.1547 | 0.012904 | 1010.029 | 0 | 1009.4288 | 0 | 1009.4225 | 0.0057342 | 239.815 | 8.5651e-05 | 240.0925 | 0 | 239.8153 | 0 | 239.8153 | 0 | 240.0925 | #REF! | 239.8153 | 0 | 237.3054 | 0
| 194.826 | 0 | 194.826 | 0.041765 | 194.826 | 0.034613 | 194.826 | 0 | 194.826 | 0 | 194.826 | 0 | 341.5222 | 0.0097769 | 240.0204 | -0.080775 | 194.826 | 0 | 341.5222 | 0 | 240.0204 | 0 | 240.0204 | 0 | 233.5397 | 0 | 240.0204 | 0 | 240.0204 | 0 | 240.2985 | 0 | 237.2482 | 0 | 240.0204 | 0 | 240.2985 | 0 | 240.2985 | 0 | 240.2985 | 0 | 341.5222 | 0.030509 | 240.2985 | 0 | 240.2985 | 0 | 547 | 4.8195 | 240.0204 | 0 | 234.27 | 0.0022152 | 240.2985 | 0 | 240.0204 | 0 | 341.678 | 0.00037806 | 240.2985 | 0 | 240.2985 | 0 | 240.0204 | 0 | 240.2985 | 0 | 240.2985 | 0 | 240.2985 | 0 | 528.9782 | 0.0020655 | 240.0204 | 0 | 240.0204 | 0 | 240.2985 | -0.0033846 | 527.7135 | 0 | 240.0204 | 0 | 531.35 | 0.00013711 | 528.9782 | 0.043173 | 240.0204 | 0 | 812.7264 | 0.0022083 | 846.9768 | 0.00026991 | 1074.5032 | 0.00078427 | 1002.1671 | 0.01291 | 1010.079 | 0 | 1009.4787 | 0 | 1009.4724 | 0.0058069 | 240.02 | 8.5665e-05 | 240.2985 | 0 | 240.0204 | 0 | 240.0204 | 0 | 240.2985 | #REF! | 240.0204 | 0 | 237.5116 | 0
| 194.8962 | 0 | 194.8962 | 0.076707 | 194.8962 | 0.034613 | 194.8962 | 0 | 194.8962 | 0 | 194.8962 | 0 | 341.6359 | 0 | 240.2254 | 0.03294 | 194.8962 | 0 | 341.6359 | 0 | 240.2254 | 0 | 240.2254 | 0 | 233.7473 | 0 | 240.2254 | 0 | 240.2254 | 0 | 240.5045 | 0 | 237.4581 | 0 | 240.2254 | 0 | 240.5045 | 0 | 240.5045 | 0 | 240.5045 | 0 | 341.6359 | 0.0052405 | 240.5045 | 0 | 240.5045 | 6.9497e-05 | 548 | 4.8179 | 240.2254 | 0 | 234.48 | 0.01026 | 240.5045 | 0 | 240.2254 | 0 | 341.7878 | 0.00036549 | 240.5045 | 0 | 240.5045 | 0.008396 | 240.2254 | 0 | 240.5045 | 0 | 240.5045 | 0 | 240.5045 | 0 | 529.1335 | 0.017086 | 240.2254 | 0 | 240.2254 | 0 | 240.5045 | 9.3688e-05 | 527.8699 | 0.00017392 | 240.2254 | 0 | 531.5041 | 0.00038392 | 529.1335 | 0.040987 | 240.2254 | 0 | 812.7921 | 0.0023525 | 847.216 | 0.00059663 | 1074.5597 | 0.00078357 | 1002.1793 | 0.012916 | 1010.129 | 0 | 1009.5286 | 0 | 1009.5223 | 0.0058649 | 240.225 | 1.6108e-05 | 240.5045 | 0 | 240.2254 | 0 | 240.2254 | 0 | 240.5045 | #REF! | 240.2254 | 0 | 237.7178 | 0
| 194.9665 | 0 | 194.9665 | -0.017775 | 194.9665 | 0.034613 | 194.9665 | 0 | 194.9665 | 0 | 194.9665 | 0 | 341.7496 | 0 | 240.4305 | -0.0010584 | 194.9665 | 0 | 341.7496 | 0.011181 | 240.4305 | 0 | 240.4305 | 0 | 233.9548 | 0 | 240.4305 | 0 | 240.4305 | 0 | 240.7106 | 0 | 237.6681 | 0 | 240.4305 | 0 | 240.7106 | 0 | 240.7106 | 0 | 240.7106 | 0 | 341.7496 | 0.011493 | 240.7106 | 0 | 240.7106 | 0 | 549 | 4.8164 | 240.4305 | 0 | 234.68 | 0.00011659 | 240.7106 | 0 | 240.4305 | 0 | 341.8977 | 0.00034262 | 240.7106 | 0 | 240.7106 | 0 | 240.4305 | 0 | 240.7106 | 0 | 240.7106 | 0 | 240.7106 | 0 | 529.2888 | 0.0097711 | 240.4305 | 0 | 240.4305 | 0 | 240.7106 | -0.0068984 | 528.0262 | 0.00078262 | 240.4305 | 0 | 531.6583 | 0.00013163 | 529.2888 | 0.042736 | 240.4305 | 0 | 812.8579 | 0.0019522 | 847.4553 | 0.00026951 | 1074.6162 | 0.0007829 | 1002.1917 | 0.012922 | 1010.179 | 0 | 1009.5785 | 0 | 1009.5723 | 0.0059001 | 240.431 | 3.7483e-05 | 240.7106 | 0 | 240.4305 | 0 | 240.4305 | 0 | 240.7106 | #REF! | 240.4305 | 0 | 237.9241 | 0
| 195.0368 | 0 | 195.0368 | -0.014492 | 195.0368 | 0.034613 | 195.0368 | 0 | 195.0368 | 0 | 195.0368 | 0 | 341.8633 | 0 | 240.6357 | 0.031395 | 195.0368 | 0 | 341.8633 | 0 | 240.6357 | 0 | 240.6356 | 0 | 234.1624 | 0 | 240.6357 | 0 | 240.6356 | 0 | 240.9166 | 0 | 237.8781 | 0 | 240.6356 | 0 | 240.9166 | 0 | 240.9166 | 0 | 240.9166 | 0 | 341.8633 | 0.011807 | 240.9166 | 0 | 240.9166 | 9.8193e-05 | 550 | 4.8148 | 240.6357 | 0 | 234.89 | -0.0016322 | 240.9166 | 0 | 240.6356 | 0 | 342.0076 | 0.00030946 | 240.9166 | 0 | 240.9166 | 0.0074011 | 240.6356 | 0 | 240.9166 | 0 | 240.9166 | 0 | 240.9166 | 0 | 529.4441 | 0.011426 | 240.6357 | 0 | 240.6357 | 0 | 240.9166 | 0.0014794 | 528.1826 | 0 | 240.6357 | 0 | 531.8124 | 0.00035211 | 529.4441 | 0.040987 | 240.6356 | 0 | 812.9236 | 0.0020016 | 847.6945 | 0.00054533 | 1074.6728 | 0.00078232 | 1002.2039 | 0.012927 | 1010.229 | 0 | 1009.6285 | 0 | 1009.6222 | 0.0059046 | 240.636 | 2.1338e-05 | 240.9166 | 0 | 240.6356 | 0 | 240.6356 | 0 | 240.9166 | #REF! | 240.6356 | 0 | 238.1303 | 0
| 195.107 | 0 | 195.107 | 0.029246 | 195.107 | 0.034613 | 195.107 | 0 | 195.107 | 0 | 195.107 | 0 | 341.977 | 0 | 240.8408 | -0.090918 | 195.107 | 0 | 341.977 | 0 | 240.8408 | 0 | 240.8408 | 0 | 234.37 | 0 | 240.8408 | 0 | 240.8408 | 0 | 241.1227 | 0 | 238.0881 | 0 | 240.8408 | 0 | 241.1227 | 0 | 241.1227 | 0 | 241.1227 | 0 | 341.977 | 0.011807 | 241.1227 | 0 | 241.1227 | 0 | 551 | 4.8132 | 240.8408 | 0 | 235.09 | -0.0037309 | 241.1227 | 0 | 240.8408 | 0 | 342.1175 | 0.00031518 | 241.1227 | 0 | 241.1227 | 0 | 240.8408 | 0 | 241.1227 | 0 | 241.1227 | 0 | 241.1227 | 0 | 529.5994 | 0.015324 | 240.8408 | 0 | 240.8408 | 0 | 241.1227 | -0.0027398 | 528.339 | 0 | 240.8408 | 0 | 531.9666 | 0.00025119 | 529.5994 | 0.043283 | 240.8408 | 0 | 812.9895 | 0.0018587 | 847.9338 | 0.00028699 | 1074.7294 | 0.00078174 | 1002.2162 | 0.012933 | 1010.279 | 0 | 1009.6785 | 0 | 1009.6721 | 0.0058785 | 240.841 | 3.2062e-05 | 241.1227 | 0 | 240.8408 | 0 | 240.8408 | 0 | 241.1227 | #REF! | 240.8408 | 0 | 238.3366 | 0
| 195.1773 | 0 | 195.1773 | 0.031444 | 195.1773 | 0.034613 | 195.1773 | 0 | 195.1773 | 0 | 195.1773 | 0 | 342.0907 | 0.0024628 | 241.0459 | 0.04691 | 195.1773 | 0 | 342.0907 | 0 | 241.0459 | 0 | 241.046 | 0 | 234.5776 | 0 | 241.0459 | 0 | 241.046 | 0 | 241.3288 | 0 | 238.2981 | 0 | 241.046 | 0 | 241.3288 | 0 | 241.3288 | 0 | 241.3288 | 0 | 342.0907 | 0.019434 | 241.3288 | 0 | 241.3288 | 9.2878e-05 | 552 | 4.8117 | 241.0459 | 0 | 235.3 | 0.007112 | 241.3288 | 0 | 241.046 | 0 | 342.2274 | 0.00028583 | 241.3288 | 0 | 241.3288 | 0.008368 | 241.046 | 0 | 241.3288 | 0 | 241.3288 | 0 | 241.3288 | 0 | 529.7547 | 0.015377 | 241.0459 | 0 | 241.0459 | 0 | 241.3288 | -0.00050368 | 528.4954 | 0 | 241.0459 | 0 | 532.1208 | 0.00027423 | 529.7547 | 0.041862 | 241.046 | 0 | 813.0552 | 0.002181 | 848.1731 | 0.00053871 | 1074.7859 | 0.00078122 | 1002.2285 | 0.012938 | 1010.329 | 0 | 1009.7284 | 0 | 1009.7221 | 0.0058251 | 241.046 | 5.3776e-06 | 241.3288 | 0 | 241.046 | 0 | 241.046 | 0 | 241.3288 | #REF! | 241.046 | 0 | 238.5429 | 0
| 195.2476 | 0 | 195.2476 | 0.0067343 | 195.2476 | 0.034613 | 195.2476 | 0 | 195.2476 | 0 | 195.2476 | 0 | 342.2044 | 0 | 241.2511 | -0.065103 | 195.2476 | 0 | 342.2044 | 0.0040996 | 241.2511 | 0 | 241.2511 | 0 | 234.7852 | 0 | 241.2511 | 0 | 241.2511 | 0 | 241.5349 | 0 | 238.5081 | 0 | 241.2511 | 0 | 241.5349 | 0 | 241.5349 | 0 | 241.5349 | 0 | 342.2044 | 0.016822 | 241.5349 | 0 | 241.5349 | 0 | 553 | 4.8007 | 241.2511 | 0 | 235.51 | -0.0086277 | 241.5349 | 0 | 241.2511 | 0 | 342.3374 | 0.00026868 | 241.5349 | 0 | 241.5349 | 0 | 241.2511 | 0 | 241.5349 | 0 | 241.5349 | 0 | 241.5349 | 0 | 529.9101 | 0.0059267 | 241.2511 | 0 | 241.2511 | 0 | 241.5349 | -0.0037147 | 528.6518 | 0.00026087 | 241.2511 | 0 | 532.275 | 0.00025668 | 529.9101 | 0.044048 | 241.2511 | 0 | 813.121 | 0.0023402 | 848.4124 | 0.00028503 | 1074.8425 | 0.00078082 | 1002.2408 | 0.012944 | 1010.379 | 0 | 1009.7783 | 0 | 1009.772 | 0.0057569 | 241.251 | 2.143e-05 | 241.5349 | 0 | 241.2511 | 0 | 241.2511 | 0 | 241.5349 | #REF! | 241.2511 | 0 | 238.7492 | 0
| 195.3179 | 0 | 195.3179 | -0.035121 | 195.3179 | 0.034613 | 195.3179 | 0 | 195.3179 | 0 | 195.3179 | 0 | 342.318 | 0 | 241.4563 | 0.065937 | 195.3179 | 0 | 342.318 | 0.0048564 | 241.4563 | 0 | 241.4563 | 0 | 234.9928 | 0 | 241.4563 | 0 | 241.4563 | 0 | 241.741 | 0 | 238.7182 | 0 | 241.4563 | 0 | 241.741 | 0 | 241.741 | 0 | 241.741 | 0 | 342.318 | 0.0067236 | 241.741 | 0 | 241.741 | 0.00010326 | 554 | 4.7888 | 241.4563 | 0 | 235.71 | 0.023551 | 241.741 | 0 | 241.4563 | 0 | 342.4473 | 0.00025039 | 241.741 | 0 | 241.741 | 0.0060875 | 241.4563 | 0 | 241.741 | 0 | 241.741 | 0 | 241.741 | 0 | 530.0654 | 0.019596 | 241.4563 | 0 | 241.4563 | 0 | 241.741 | 0.0045924 | 528.8082 | 0.00017392 | 241.4563 | 0 | 532.4292 | 0.00024022 | 530.0654 | 0.04208 | 241.4563 | 0 | 813.1868 | 0.0031135 | 848.6517 | 0.00053205 | 1074.899 | 0.00078045 | 1002.2531 | 0.012949 | 1010.4291 | 0 | 1009.8283 | 0 | 1009.822 | 0.0056853 | 241.456 | 2.1453e-05 | 241.741 | 0 | 241.4563 | 0 | 241.4563 | 0 | 241.741 | #REF! | 241.4563 | 0 | 238.9555 | 0
| 195.3882 | 0 | 195.3882 | 0.0088509 | 195.3882 | 0.034613 | 195.3882 | 0 | 195.3882 | 0 | 195.3882 | 0 | 342.4317 | 0 | 241.6615 | -0.058253 | 195.3882 | 0 | 342.4317 | 0.0026089 | 241.6615 | 0 | 241.6615 | 0 | 235.2004 | 0 | 241.6615 | 0 | 241.6615 | 0 | 241.9472 | 0 | 238.9282 | 0 | 241.6615 | 0 | 241.9472 | 0 | 241.9472 | 0 | 241.9472 | 0 | 342.4317 | 0 | 241.9472 | 0 | 241.9472 | 0 | 555 | 4.777 | 241.6615 | 0 | 235.92 | -0.030314 | 241.9472 | 0 | 241.6615 | 0 | 342.5572 | 0.00029727 | 241.9472 | 0 | 241.9472 | 0 | 241.6615 | 0 | 241.9472 | 0 | 241.9472 | 0 | 241.9472 | 0 | 530.2208 | 0.0060869 | 241.6615 | 0 | 241.6615 | 0 | 241.9472 | -0.0027406 | 528.9646 | 0 | 241.6615 | 0 | 532.5834 | 0.00026545 | 530.2208 | 0.043829 | 241.6615 | 0 | 813.2526 | 0.0017241 | 848.891 | 0.00026716 | 1074.9557 | 0.00078023 | 1002.2654 | 0.012954 | 1010.4791 | 0 | 1009.8782 | 0 | 1009.8719 | 0.0056217 | 241.662 | -1.0724e-05 | 241.9472 | 0 | 241.6615 | 0 | 241.6615 | 0 | 241.9472 | #REF! | 241.6615 | 0 | 239.1618 | 0
| 195.4585 | 0 | 195.4585 | -0.011942 | 195.4585 | 0.034613 | 195.4585 | 0 | 195.4585 | 0 | 195.4585 | 0 | 342.5454 | 0 | 241.8667 | 0.066313 | 195.4585 | 0 | 342.5454 | 0 | 241.8667 | 0 | 241.8667 | 0 | 235.4081 | 0 | 241.8667 | 0 | 241.8667 | 0 | 242.1533 | 0 | 239.1383 | 0 | 241.8667 | 0 | 242.1533 | 0 | 242.1533 | 0 | 242.1533 | 0 | 342.5454 | 0.017449 | 242.1533 | 0 | 242.1533 | 0.00012131 | 556 | 4.7653 | 241.8667 | 0 | 236.12 | -0.0079281 | 242.1533 | 0 | 241.8667 | 0 | 342.6671 | 0.00034757 | 242.1533 | 0 | 242.1533 | 0.010717 | 241.8667 | 0 | 242.1533 | 0 | 242.1533 | 0 | 242.1533 | 0 | 530.3761 | 0.018314 | 241.8667 | 0 | 241.8667 | 0 | 242.1533 | 0.0015974 | 529.121 | 0 | 241.8667 | 0 | 532.7377 | 0.0002852 | 530.3761 | 0.041753 | 241.8667 | 0 | 813.3184 | 0.00089354 | 849.1303 | 0.00055931 | 1075.0123 | 0.00078011 | 1002.2778 | 0.012958 | 1010.5291 | 0 | 1009.9282 | 0 | 1009.9219 | 0.0055774 | 241.867 | -5.353e-06 | 242.1533 | 0 | 241.8667 | 0 | 241.8667 | 0 | 242.1533 | #REF! | 241.8667 | 0 | 239.3682 | 0
| 195.5288 | 0 | 195.5288 | -0.05721 | 195.5288 | 0.034613 | 195.5288 | 0 | 195.5288 | 0 | 195.5288 | 0 | 342.6591 | 0 | 242.072 | -0.052695 | 195.5288 | 0 | 342.6591 | 0.010063 | 242.072 | 0 | 242.072 | 0 | 235.6158 | 0 | 242.072 | 0 | 242.072 | 0 | 242.3595 | 0 | 239.3484 | 0 | 242.072 | 0 | 242.3595 | 0 | 242.3595 | 0 | 242.3595 | 0 | 342.6591 | 0.018911 | 242.3595 | 0 | 242.3595 | 0 | 557 | 4.7542 | 242.072 | 0 | 236.33 | -0.0019821 | 242.3595 | 0 | 242.072 | 0 | 342.7771 | 0.00035405 | 242.3595 | 0 | 242.3595 | 0 | 242.072 | 0 | 242.3595 | 0 | 242.3595 | 0 | 242.3595 | 0 | 530.5315 | 0.0059267 | 242.072 | 0 | 242.072 | 0 | 242.3595 | 0.0012509 | 529.2775 | 0.00026087 | 242.072 | 0 | 532.8919 | 0.00025558 | 530.5315 | 0.043939 | 242.072 | 0 | 813.3842 | 0.0011658 | 849.3696 | 0.00028305 | 1075.0689 | 0.00078005 | 1002.29 | 0.012963 | 1010.5791 | 0 | 1009.9782 | 0 | 1009.9719 | 0.0055535 | 242.072 | 5.8943e-05 | 242.3595 | 0 | 242.072 | 0 | 242.072 | 0 | 242.3595 | #REF! | 242.072 | 0 | 239.5745 | 0
| 195.5992 | 0 | 195.5992 | -0.038893 | 195.5992 | 0.034613 | 195.5992 | 0 | 195.5992 | 0 | 195.5992 | 0 | 342.7727 | 0 | 242.2773 | 0.06816 | 195.5992 | 0 | 342.7727 | 0 | 242.2773 | 0 | 242.2773 | 0 | 235.8234 | 0 | 242.2773 | 0 | 242.2773 | 0 | 242.5657 | 0 | 239.5584 | 0 | 242.2773 | 0 | 242.5657 | 0 | 242.5657 | 0 | 242.5657 | 0 | 342.7727 | 0.011493 | 242.5657 | 0 | 242.5657 | 7.9885e-05 | 558 | 4.7431 | 242.2773 | 0 | 236.53 | 0.0050134 | 242.5657 | 0 | 242.2773 | 0 | 342.887 | 0.00031213 | 242.5657 | 0 | 242.5657 | 0.0080694 | 242.2773 | 0 | 242.5657 | 0 | 242.5657 | 0 | 242.5657 | 0 | 530.6869 | 0.0099313 | 242.2773 | 0 | 242.2773 | 0 | 242.5657 | 0.0020358 | 529.4339 | 0.00017392 | 242.2773 | 0 | 533.0462 | 0.00029397 | 530.6869 | 0.041425 | 242.2773 | 0 | 813.4501 | 0.0016592 | 849.609 | 0.00052631 | 1075.1255 | 0.00078017 | 1002.3024 | 0.012967 | 1010.6291 | 0 | 1010.0282 | 0 | 1010.0218 | 0.0055501 | 242.277 | 3.7498e-05 | 242.5657 | 0 | 242.2773 | 0 | 242.2773 | 0 | 242.5657 | #REF! | 242.2773 | 0 | 239.7809 | 0
| 195.6695 | 0 | 195.6695 | 0.0038837 | 195.6695 | 0.034613 | 195.6695 | 0 | 195.6695 | 0 | 195.6695 | 0 | 342.8864 | 0 | 242.4825 | -0.037108 | 195.6695 | 0 | 342.8864 | 0.0029816 | 242.4825 | 0 | 242.4825 | 0 | 236.0311 | 0 | 242.4825 | 0 | 242.4825 | 0 | 242.7719 | 0 | 239.7685 | 0 | 242.4825 | 0 | 242.7719 | 0 | 242.7719 | 0 | 242.7719 | 0 | 342.8864 | 0.00024718 | 242.7719 | 0 | 242.7719 | 0 | 559 | 4.732 | 242.4825 | 0 | 236.74 | -0.0026815 | 242.7719 | 0 | 242.4825 | 0 | 342.997 | 0.00028469 | 242.7719 | 0 | 242.7719 | 0 | 242.4825 | 0 | 242.7719 | 0 | 242.7719 | 0 | 242.7719 | 0 | 530.8423 | 0.0046944 | 242.4825 | 0 | 242.4825 | 0 | 242.7719 | -0.0045479 | 529.5903 | 0.00078262 | 242.4825 | 0 | 533.2004 | 0.00019525 | 530.8423 | 0.042736 | 242.4825 | 0 | 813.5159 | 0.0024923 | 849.8483 | 0.00024197 | 1075.1821 | 0.00078042 | 1002.3146 | 0.012971 | 1010.6792 | 0 | 1010.0781 | 0 | 1010.0718 | 0.0055626 | 242.483 | 3.7454e-05 | 242.7719 | 0 | 242.4825 | 0 | 242.4825 | 0 | 242.7719 | #REF! | 242.4825 | 0 | 239.9873 | 0
| 195.7398 | 0 | 195.7398 | 0.065587 | 195.7398 | 0.034613 | 195.7398 | 0 | 195.7398 | 0 | 195.7398 | 0 | 343.0001 | 0 | 242.6878 | 0.081682 | 195.7398 | 0 | 343.0001 | 0 | 242.6878 | 0 | 242.6878 | 0 | 236.2388 | 0 | 242.6878 | 0 | 242.6878 | 0 | 242.9781 | 0 | 239.9786 | 0 | 242.6878 | 0 | 242.9781 | 0 | 242.9781 | 0 | 242.9781 | 0 | 343.0001 | 0.0049438 | 242.9781 | 0 | 242.9781 | 0.00015925 | 560 | 4.7209 | 242.6878 | 0 | 236.95 | -0.0079281 | 242.9781 | 0 | 242.6878 | 0 | 343.1069 | 0.00027974 | 242.9781 | 0 | 242.9781 | 0.013341 | 242.6878 | 0 | 242.9781 | 0 | 242.9781 | 0 | 242.9781 | 0 | 530.9977 | 0.016072 | 242.6878 | 0 | 242.6878 | 0 | 242.9781 | 0.009051 | 529.7468 | 0.00017392 | 242.6878 | 0 | 533.3547 | 0.00033675 | 530.9977 | 0.040769 | 242.6878 | 0 | 813.5818 | 0.0021422 | 850.0877 | 0.00048938 | 1075.2388 | 0.00078082 | 1002.327 | 0.012975 | 1010.7292 | 0 | 1010.1281 | 0 | 1010.1218 | 0.0055819 | 242.688 | -5.8062e-08 | 242.9781 | 0 | 242.6878 | 0 | 242.6878 | 0 | 242.9781 | #REF! | 242.6878 | 0 | 240.1937 | 0
| 195.8101 | 0 | 195.8101 | -0.045925 | 195.8101 | 0.034613 | 195.8101 | 0 | 195.8101 | 0 | 195.8101 | 0 | 343.1138 | 0.0016977 | 242.8932 | -0.026809 | 195.8101 | 0 | 343.1138 | 0.023213 | 242.8932 | 0 | 242.8931 | 0 | 236.4465 | 0 | 242.8932 | 0 | 242.8931 | 0 | 243.1844 | 0 | 240.1887 | 0 | 242.8931 | 0 | 243.1844 | 0 | 243.1844 | 0 | 243.1844 | 0 | 343.1138 | 0.01212 | 243.1844 | 0 | 243.1844 | 0 | 561 | 4.7099 | 242.8932 | 0 | 237.15 | -0.018072 | 243.1844 | 0 | 242.8931 | 0 | 343.2169 | 0.00029346 | 243.1844 | 0 | 243.1844 | 0 | 242.8931 | 0 | 243.1844 | 0 | 243.1844 | 0 | 243.1844 | 0 | 531.1531 | 0.0048822 | 242.8932 | 0 | 242.8932 | 0 | 243.1844 | 0.00060395 | 529.9032 | 0.00026087 | 242.8932 | 0 | 533.509 | 0.00012834 | 531.1531 | 0.043173 | 242.8931 | 0 | 813.6476 | 0.0017494 | 850.327 | 0.00024951 | 1075.2954 | 0.00078136 | 1002.3393 | 0.012978 | 1010.7793 | 0 | 1010.1781 | 0 | 1010.1718 | 0.0056035 | 242.893 | 4.2888e-05 | 243.1844 | 0 | 242.8931 | 0 | 242.8931 | 0 | 243.1844 | #REF! | 242.8931 | 0 | 240.4002 | 0
| 195.8805 | 0 | 195.8805 | 0.024827 | 195.8805 | 0.034613 | 195.8805 | 0 | 195.8805 | 0 | 195.8805 | 0 | 343.2274 | 0.0045738 | 243.0985 | 0.017354 | 195.8805 | 0 | 343.2274 | 0 | 243.0985 | 0 | 243.0985 | 0 | 236.6543 | 0 | 243.0985 | 0 | 243.0985 | 0 | 243.3906 | 0 | 240.3989 | 0 | 243.0985 | 0 | 243.3906 | 0 | 243.3906 | 0 | 243.3906 | 0 | 343.2274 | 0.015881 | 243.3906 | 0 | 243.3906 | 9.2377e-05 | 562 | 4.6952 | 243.0985 | 0 | 237.36 | -0.014924 | 243.3906 | 0 | 243.0985 | 0 | 343.3269 | 0.00031785 | 243.3906 | 0 | 243.3906 | 0.0083839 | 243.0985 | 0 | 243.3906 | 0 | 243.3906 | 0 | 243.3906 | 0 | 531.3085 | 0.015751 | 243.0985 | 0 | 243.0985 | 0 | 243.3906 | 0.0021666 | 530.0597 | 0 | 243.0985 | 0 | 533.6633 | 0.00032688 | 531.3085 | 0.041534 | 243.0985 | 0 | 813.7136 | 0.0016652 | 850.5664 | 0.00058682 | 1075.352 | 0.00078206 | 1002.3516 | 0.012981 | 1010.8293 | 0 | 1010.2281 | 0 | 1010.2218 | 0.0056217 | 243.098 | 3.2135e-05 | 243.3906 | 0 | 243.0985 | 0 | 243.0985 | 0 | 243.3906 | #REF! | 243.0985 | 0 | 240.6066 | 0
| 195.9508 | 0 | 195.9508 | 0.064831 | 195.9508 | 0.034613 | 195.9508 | 0 | 195.9508 | 0 | 195.9508 | 0 | 343.3411 | 0.01955 | 243.3038 | -0.071739 | 195.9508 | 0 | 343.3411 | 0.0059633 | 243.3038 | 0 | 243.3038 | 0 | 236.862 | 0 | 243.3038 | 0 | 243.3038 | 0 | 243.5969 | 0 | 240.609 | 0 | 243.3038 | 0 | 243.5969 | 0 | 243.5969 | 0 | 243.5969 | 0 | 343.3411 | 0.0076611 | 243.5969 | 0 | 243.5969 | 0 | 563 | 4.6786 | 243.3038 | 0 | 237.56 | -0.0023318 | 243.5969 | 0 | 243.3038 | 0 | 343.4368 | 0.00034491 | 243.5969 | 0 | 243.5969 | 0 | 243.3038 | 0 | 243.5969 | 0 | 243.5969 | 0 | 243.5969 | 0 | 531.4639 | 0.014256 | 243.3038 | 0 | 243.3038 | 0 | 243.5969 | -0.0029708 | 530.2162 | 0.00078262 | 243.3038 | 0 | 533.8176 | 0.00025229 | 531.4639 | 0.043829 | 243.3038 | 0 | 813.7794 | 0.0017664 | 850.8057 | 0.00026665 | 1075.4087 | 0.00078293 | 1002.3639 | 0.012984 | 1010.8794 | 0 | 1010.2781 | 0 | 1010.2718 | 0.005633 | 243.304 | 6.4263e-05 | 243.5969 | 0 | 243.3038 | 0 | 243.3038 | 0 | 243.5969 | #REF! | 243.3038 | 0 | 240.8131 | 0
| 196.0212 | 0 | 196.0212 | 0.055473 | 196.0212 | 0.034613 | 196.0212 | 0 | 196.0212 | 0 | 196.0212 | 0 | 343.4547 | 0 | 243.5092 | -0.040958 | 196.0212 | 0 | 343.4547 | 0.0018678 | 243.5092 | 0 | 243.5092 | 0 | 237.0698 | 0 | 243.5092 | 0 | 243.5092 | 0 | 243.8032 | 0 | 240.8192 | 0 | 243.5092 | 0 | 243.8032 | 0 | 243.8032 | 0 | 243.8032 | 0 | 343.4547 | 0.0040539 | 243.8032 | 0 | 243.8032 | 3.5026e-05 | 564 | 4.662 | 243.5092 | 0 | 237.77 | -0.010027 | 243.8032 | 0 | 243.5092 | 0 | 343.5468 | 0.00032547 | 243.8032 | 0 | 243.8032 | 0.0060631 | 243.5092 | 0 | 243.8032 | 0 | 243.8032 | 0 | 243.8032 | 0 | 531.6194 | 0.015858 | 243.5092 | 0 | 243.5092 | 0 | 243.8032 | 0.0009076 | 530.3727 | 0 | 243.5092 | 0 | 533.9719 | 0.00020622 | 531.6194 | 0.041643 | 243.5092 | 0 | 813.8453 | 0.0012606 | 851.0451 | 0.00055469 | 1075.4653 | 0.00078398 | 1002.3762 | 0.012986 | 1010.9294 | 0 | 1010.3281 | 0 | 1010.3218 | 0.0056376 | 243.509 | 2.1396e-05 | 243.8032 | 0 | 243.5092 | 0 | 243.5092 | 0 | 243.8032 | #REF! | 243.5092 | 0 | 241.0195 | 0
| 196.0915 | 0 | 196.0915 | -0.032952 | 196.0915 | 0.034613 | 196.0915 | 0 | 196.0915 | 0 | 196.0915 | 0 | 343.5684 | 0 | 243.7146 | -0.025533 | 196.0915 | 0 | 343.5684 | 0.014908 | 243.7146 | 0 | 243.7146 | 0 | 237.2775 | 0 | 243.7146 | 0 | 243.7146 | 0 | 244.0095 | 0 | 241.0293 | 0 | 243.7146 | 0 | 244.0095 | 0 | 244.0095 | 0 | 244.0095 | 0 | 343.5684 | 0 | 244.0095 | 0 | 244.0095 | 0 | 565 | 4.6454 | 243.7146 | 0 | 237.98 | -0.026815 | 244.0095 | 0 | 243.7146 | 0 | 343.6568 | 0.00028202 | 244.0095 | 0 | 244.0095 | 0 | 243.7146 | 0 | 244.0095 | 0 | 244.0095 | 0 | 244.0095 | 0 | 531.7748 | 0.0093973 | 243.7146 | 0 | 243.7146 | 0 | 244.0095 | -0.0028172 | 530.5292 | 0.00078262 | 243.7146 | 0 | 534.1262 | 0.00036637 | 531.7748 | 0.043501 | 243.7146 | 0 | 813.9113 | 0.0021104 | 851.2845 | 0.00025662 | 1075.522 | 0.0007852 | 1002.3885 | 0.012988 | 1010.9796 | 0 | 1010.3781 | 0 | 1010.3718 | 0.0056364 | 243.715 | 5.3533e-05 | 244.0095 | 0 | 243.7146 | 0 | 243.7146 | 0 | 244.0095 | #REF! | 243.7146 | 0 | 241.226 | 0
| 196.1619 | 0 | 196.1619 | -0.022392 | 196.1619 | 0.034613 | 196.1619 | 0 | 196.1619 | 0 | 196.1619 | 0 | 343.682 | 0 | 243.92 | 0.03516 | 196.1619 | 0 | 343.682 | 0 | 243.92 | 0 | 243.92 | 0 | 237.4853 | 0 | 243.92 | 0 | 243.92 | 0 | 244.2158 | 0 | 241.2395 | 0 | 243.92 | 0 | 244.2158 | 0 | 244.2158 | 0 | 244.2158 | 0 | 343.682 | 0.0070202 | 244.2158 | 0 | 244.2158 | 4.53e-05 | 566 | 4.6293 | 243.92 | 0 | 238.18 | -0.011426 | 244.2158 | 0 | 243.92 | 0 | 343.7668 | 0.00024467 | 244.2158 | 0 | 244.2158 | 0.0054419 | 243.92 | 0 | 244.2158 | 0 | 244.2158 | 0 | 244.2158 | 0 | 531.9303 | 0.017567 | 243.92 | 0 | 243.92 | 0 | 244.2158 | 0.002633 | 530.6857 | 0.00017392 | 243.92 | 0 | 534.2805 | 7.6784e-05 | 531.9303 | 0.041206 | 243.92 | 0 | 813.9772 | 0.0026578 | 851.5239 | 0.00049953 | 1075.5786 | 0.00078662 | 1002.4008 | 0.012989 | 1011.0296 | 0 | 1010.4282 | 0 | 1010.4218 | 0.0056308 | 243.92 | 6.9566e-05 | 244.2158 | 0 | 243.92 | 0 | 243.92 | 0 | 244.2158 | #REF! | 243.92 | 0 | 241.4325 | 0
| 196.2322 | 0 | 196.2322 | -0.012084 | 196.2322 | 0.034613 | 196.2322 | 0 | 196.2322 | 0 | 196.2322 | 0 | 343.7957 | 0 | 244.1254 | -0.049794 | 196.2322 | 0 | 343.7957 | 0.0059633 | 244.1254 | 0 | 244.1254 | 0 | 237.6931 | 0 | 244.1254 | 0 | 244.1254 | 0 | 244.4221 | 0 | 241.4497 | 0 | 244.1254 | 0 | 244.4221 | 0 | 244.4221 | 0 | 244.4221 | 0 | 343.7957 | 0.019225 | 244.4221 | 0 | 244.4221 | 0 | 567 | 4.6133 | 244.1254 | 0 | 238.39 | -0.0065291 | 244.4221 | 0 | 244.1254 | 0 | 343.8768 | 0.00029384 | 244.4221 | 0 | 244.4221 | 0 | 244.1254 | 0 | 244.4221 | 0 | 244.4221 | 0 | 244.4221 | 0 | 532.0857 | 0.0084362 | 244.1254 | 0 | 244.1254 | 0 | 244.4221 | -0.009539 | 530.8421 | 0.00026087 | 244.1254 | 0 | 534.4349 | 0.00036966 | 532.0857 | 0.043283 | 244.1254 | 0 | 814.0432 | 0.0030985 | 851.7633 | 0.00029047 | 1075.6353 | 0.00078823 | 1002.4131 | 0.01299 | 1011.0797 | 0 | 1010.4782 | 0 | 1010.4719 | 0.0056239 | 244.125 | 9.102e-05 | 244.4221 | 0 | 244.1254 | 0 | 244.1254 | 0 | 244.4221 | #REF! | 244.1254 | 0 | 241.6391 | 0
| 196.3026 | 0 | 196.3026 | 0.021581 | 196.3026 | 0.034613 | 196.3026 | 0 | 196.3026 | 0 | 196.3026 | 0 | 343.9093 | 0 | 244.3309 | -0.036527 | 196.3026 | 0 | 343.9093 | 0.003362 | 244.3309 | 0 | 244.3309 | 0 | 237.9009 | 0 | 244.3309 | 0 | 244.3309 | 0 | 244.6285 | 0 | 241.6598 | 0 | 244.3309 | 0 | 244.6285 | 0 | 244.6285 | 0 | 244.6285 | 0 | 343.9093 | 0.010553 | 244.6285 | 0 | 244.6285 | 4.3616e-05 | 568 | 4.5972 | 244.3309 | 0 | 238.59 | 0.015157 | 244.6285 | 0 | 244.3309 | 0 | 343.9868 | 0.00032013 | 244.6285 | 0 | 244.6285 | 0.0088931 | 244.3309 | 0 | 244.6285 | 0 | 244.6285 | 0 | 244.6285 | 0 | 532.2412 | 0.013028 | 244.3309 | 0 | 244.3309 | 0 | 244.6285 | 0.0037296 | 530.9987 | 0 | 244.3309 | 0 | 534.5892 | 0.00015357 | 532.2412 | 0.041315 | 244.3309 | 0 | 814.1091 | 0.0019659 | 852.0027 | 0.00063783 | 1075.6919 | 0.00079004 | 1002.4254 | 0.01299 | 1011.1298 | 0 | 1010.5282 | 0 | 1010.5218 | 0.0056126 | 244.331 | 4.8243e-05 | 244.6285 | 0 | 244.3309 | 0 | 244.3309 | 0 | 244.6285 | #REF! | 244.3309 | 0 | 241.8456 | 0
| 196.373 | 0 | 196.373 | 0.014362 | 196.373 | 0.034613 | 196.373 | 0 | 196.373 | 0 | 196.373 | 0 | 344.023 | 0 | 244.5363 | 0.04845 | 196.373 | 0 | 344.023 | 0.007454 | 244.5363 | 0 | 244.5363 | 0 | 238.1088 | 0 | 244.5363 | 0 | 244.5363 | 0 | 244.8349 | 0 | 241.8701 | 0 | 244.5363 | 0 | 244.8349 | 0 | 244.8349 | 0 | 244.8349 | 0 | 344.023 | 0.028419 | 244.8349 | 0 | 244.8349 | 0 | 569 | 4.5812 | 244.5363 | 0 | 238.8 | 0.019353 | 244.8349 | 0 | 244.5363 | 0 | 344.0968 | 0.00035215 | 244.8349 | 0 | 244.8349 | 0 | 244.5363 | 0 | 244.8349 | 0 | 244.8349 | 0 | 244.8349 | 0 | 532.3967 | 0.013028 | 244.5363 | 0 | 244.5363 | 0 | 244.8349 | -0.0044437 | 531.1552 | 0.00078262 | 244.5363 | 0 | 534.7436 | 0.00030713 | 532.3967 | 0.042846 | 244.5363 | 0 | 814.175 | 0.0019037 | 852.2422 | 0.00028594 | 1075.7487 | 0.00079212 | 1002.4377 | 0.01299 | 1011.1799 | 0 | 1010.5782 | 0 | 1010.5719 | 0.0056001 | 244.536 | 3.7498e-05 | 244.8349 | 0 | 244.5363 | 0 | 244.5363 | 0 | 244.8349 | #REF! | 244.5363 | 0 | 242.0522 | 0
| 196.4433 | 0 | 196.4433 | -0.037912 | 196.4433 | 0.034613 | 196.4433 | 0 | 196.4433 | 0 | 196.4433 | 0 | 344.1366 | 0.0070366 | 244.7418 | -0.010553 | 196.4433 | 0 | 344.1366 | 0 | 244.7418 | 0 | 244.7418 | 0 | 238.3166 | 0 | 244.7418 | 0 | 244.7418 | 0 | 245.0413 | 0 | 242.0803 | 0 | 244.7418 | 0 | 245.0413 | 0 | 245.0413 | 0 | 245.0413 | 0 | 344.1366 | 0.016508 | 245.0413 | 0 | 245.0413 | 6.1111e-05 | 570 | 4.5652 | 244.7418 | 0 | 239.01 | 0.0095605 | 245.0413 | 0 | 244.7418 | 0 | 344.2068 | 0.00035291 | 245.0413 | 0 | 245.0413 | 0.006593 | 244.7418 | 0 | 245.0413 | 0 | 245.0413 | 0 | 245.0413 | 0 | 532.5522 | 0.016499 | 244.7418 | 0 | 244.7418 | 0 | 245.0413 | -0.00025303 | 531.3117 | 0 | 244.7418 | 0 | 534.898 | 0.00027862 | 532.5522 | 0.040222 | 244.7418 | 0 | 814.241 | 0.0022042 | 852.4816 | 0.00056243 | 1075.8053 | 0.00079435 | 1002.45 | 0.01299 | 1011.2299 | 0 | 1010.6282 | 0 | 1010.6219 | 0.0055819 | 244.742 | 2.6809e-05 | 245.0413 | 0 | 244.7418 | 0 | 244.7418 | 0 | 245.0413 | #REF! | 244.7418 | 0 | 242.2587 | 0
| 196.5137 | 0 | 196.5137 | 0.018444 | 196.5137 | 0.034613 | 196.5137 | 0 | 196.5137 | 0 | 196.5137 | 0 | 344.2502 | 0 | 244.9473 | 0.019986 | 196.5137 | 0 | 344.2502 | 0.014163 | 244.9473 | 0 | 244.9473 | 0 | 238.5244 | 0 | 244.9473 | 0 | 244.9473 | 0 | 245.2477 | 0 | 242.2905 | 0 | 244.9473 | 0 | 245.2477 | 0 | 245.2477 | 0 | 245.2477 | 0 | 344.2502 | 0.01118 | 245.2477 | 0 | 245.2477 | 0 | 571 | 4.5017 | 244.9473 | 0 | 239.21 | 0.0067623 | 245.2477 | 0 | 244.9473 | 0 | 344.3169 | 0.00036396 | 245.2477 | 0 | 245.2477 | 0 | 244.9473 | 0 | 245.2477 | 0 | 245.2477 | 0 | 245.2477 | 0 | 532.7077 | 0.010999 | 244.9473 | 0 | 244.9473 | 0 | 245.2477 | -0.0033923 | 531.4682 | 0.00026087 | 244.9473 | 0 | 535.0524 | 0.00022925 | 532.7077 | 0.042846 | 244.9473 | 0 | 814.3069 | 0.0024834 | 852.721 | 0.00023548 | 1075.8619 | 0.00079679 | 1002.4623 | 0.012989 | 1011.28 | 0 | 1010.6783 | 0 | 1010.672 | 0.005558 | 244.947 | 3.7498e-05 | 245.2477 | 0 | 244.9473 | 0 | 244.9473 | 0 | 245.2477 | #REF! | 244.9473 | 0 | 242.4653 | 0
| 196.5841 | 0 | 196.5841 | 0.035365 | 196.5841 | 0.034613 | 196.5841 | 0 | 196.5841 | 0 | 196.5841 | 0 | 344.3639 | 0.0045738 | 245.1528 | 0.093489 | 196.5841 | 0 | 344.3639 | 0 | 245.1528 | 0 | 245.1528 | 0 | 238.7323 | 0 | 245.1528 | 0 | 245.1528 | 0 | 245.4541 | 0 | 242.5007 | 0 | 245.1528 | 0 | 245.4541 | 0 | 245.4541 | 0 | 245.4541 | 0 | 344.3639 | 0 | 245.4541 | 0 | 245.4541 | 0.00014774 | 572 | 4.4666 | 245.1528 | 0 | 239.42 | -0.016322 | 245.4541 | 0 | 245.1528 | 0 | 344.4269 | 0.00035672 | 245.4541 | 0 | 245.4541 | 0.01111 | 245.1528 | 0 | 245.4541 | 0 | 245.4541 | 0 | 245.4541 | 0 | 532.8632 | 0.015698 | 245.1528 | 0 | 245.1528 | 0 | 245.4541 | 0.0081605 | 531.6248 | 0 | 245.1528 | 0 | 535.2068 | 0.00031372 | 532.8632 | 0.040769 | 245.1528 | 0 | 814.3729 | 0.0024852 | 852.9605 | 0.00056467 | 1075.9187 | 0.00079952 | 1002.4746 | 0.012987 | 1011.3301 | 0 | 1010.7283 | 0 | 1010.722 | 0.0055319 | 245.153 | 4.2817e-05 | 245.4541 | 0 | 245.1528 | 0 | 245.1528 | 0 | 245.4541 | #REF! | 245.1528 | 0 | 242.6719 | 0
| 196.6545 | 0 | 196.6545 | -0.057689 | 196.6545 | 0.034613 | 196.6545 | 0 | 196.6545 | 0 | 196.6545 | 0 | 344.4775 | 0 | 245.3584 | -0.12905 | 196.6545 | 0 | 344.4775 | 0.025792 | 245.3584 | 0 | 245.3584 | 0 | 238.9402 | 0 | 245.3584 | 0 | 245.3584 | 0 | 245.6605 | 0 | 242.711 | 0 | 245.3584 | 0 | 245.6605 | 0 | 245.6605 | 0 | 245.6605 | 0 | 344.4775 | 0.01421 | 245.6605 | 0 | 245.6605 | 0 | 573 | 4.4412 | 245.3584 | 0 | 239.62 | -0.009677 | 245.6605 | 0 | 245.3584 | 0 | 344.5369 | 0.00031594 | 245.6605 | 0 | 245.6605 | 0 | 245.3584 | 0 | 245.6605 | 0 | 245.6605 | 0 | 245.6605 | 0 | 533.0187 | 0.0076887 | 245.3584 | 0 | 245.3584 | 0 | 245.6605 | -0.0019986 | 531.7813 | 0.00026087 | 245.3584 | 0 | 535.3611 | 0.00011847 | 533.0187 | 0.043501 | 245.3584 | 0 | 814.4389 | 0.001332 | 853.1999 | 0.00026702 | 1075.9753 | 0.00080241 | 1002.4869 | 0.012985 | 1011.3803 | 0 | 1010.7784 | 0 | 1010.772 | 0.0055035 | 245.358 | 1.6043e-05 | 245.6605 | 0 | 245.3584 | 0 | 245.3584 | 0 | 245.6605 | #REF! | 245.3584 | 0 | 242.8785 | 0
| 196.7249 | 0 | 196.7249 | -0.0045963 | 196.7249 | 0.034613 | 196.7249 | 0 | 196.7249 | 0 | 196.7249 | 0 | 344.5911 | 0 | 245.5639 | -0.012512 | 196.7249 | 0 | 344.5911 | 0.01158 | 245.5639 | 0 | 245.5639 | 0 | 239.1481 | 0 | 245.5639 | 0 | 245.5639 | 0 | 245.867 | 0 | 242.9212 | 0 | 245.5639 | 0 | 245.867 | 0 | 245.867 | 0 | 245.867 | 0 | 344.5911 | 0.011493 | 245.867 | 0 | 245.867 | 9.2759e-05 | 574 | 4.4159 | 245.5639 | 0 | 239.83 | 0.0067623 | 245.867 | 0 | 245.5639 | 0 | 344.647 | 0.00029193 | 245.867 | 0 | 245.867 | 0.0082248 | 245.5639 | 0 | 245.867 | 0 | 245.867 | 0 | 245.867 | 0 | 533.1742 | 0.018848 | 245.5639 | 0 | 245.5639 | 0 | 245.867 | 0.0034783 | 531.9379 | 0 | 245.5639 | 0 | 535.5156 | 0.00033346 | 533.1742 | 0.040987 | 245.5639 | 0 | 814.5049 | 0.0024285 | 853.4394 | 0.00057985 | 1076.0321 | 0.00080558 | 1002.4993 | 0.012983 | 1011.4304 | 0 | 1010.8284 | 0 | 1010.8221 | 0.0054796 | 245.564 | 3.2128e-05 | 245.867 | 0 | 245.5639 | 0 | 245.5639 | 0 | 245.867 | #REF! | 245.5639 | 0 | 243.0852 | 0
| 196.7953 | 0 | 196.7953 | 0.012276 | 196.7953 | 0.034613 | 196.7953 | 0 | 196.7953 | 0 | 196.7953 | 0 | 344.7048 | 0.0027516 | 245.7695 | -0.008518 | 196.7953 | 0 | 344.7048 | 0.016399 | 245.7695 | 0 | 245.7695 | 0 | 239.356 | 0 | 245.7695 | 0 | 245.7695 | 0 | 246.0734 | 0 | 243.1315 | 0 | 245.7695 | 0 | 246.0734 | 0 | 246.0734 | 0 | 246.0734 | 0 | 344.7048 | 0.013583 | 246.0734 | 0 | 246.0734 | 0 | 575 | 4.3905 | 245.7695 | 0 | 240.04 | -0.021569 | 246.0734 | 0 | 245.7695 | 0 | 344.757 | 0.00031404 | 246.0734 | 0 | 246.0734 | 0 | 245.7695 | 0 | 246.0734 | 0 | 246.0734 | 0 | 246.0734 | 0 | 533.3297 | 0.0077955 | 245.7695 | 0 | 245.7695 | 0 | 246.0734 | -0.003834 | 532.0944 | 0 | 245.7695 | 0 | 535.67 | 0.00019854 | 533.3297 | 0.043392 | 245.7695 | 0 | 814.571 | 0.0026647 | 853.6788 | 0.00027177 | 1076.0887 | 0.00080892 | 1002.5115 | 0.01298 | 1011.4805 | 0 | 1010.8785 | 0 | 1010.8722 | 0.0054637 | 245.769 | 3.744e-05 | 246.0734 | 0 | 245.7695 | 0 | 245.7695 | 0 | 246.0734 | #REF! | 245.7695 | 0 | 243.2918 | 0
| 196.8657 | 0 | 196.8657 | 0.023902 | 196.8657 | 0.034613 | 196.8657 | 0 | 196.8657 | 0 | 196.8657 | 0 | 344.8184 | 0 | 245.9751 | 0.0063268 | 196.8657 | 0 | 344.8184 | 0 | 245.9751 | 0 | 245.9751 | 0 | 239.5639 | 0 | 245.9751 | 0 | 245.9751 | 0 | 246.2799 | 0 | 243.3418 | 0 | 245.9751 | 0 | 246.2799 | 0 | 246.2799 | 0 | 246.2799 | 0 | 344.8184 | 0.0088 | 246.2799 | 0 | 246.2799 | 0.00010035 | 576 | 4.3652 | 245.9751 | 0 | 240.24 | -0.015274 | 246.2799 | 0 | 245.9751 | 0 | 344.8671 | 0.00035138 | 246.2799 | 0 | 246.2799 | 0.0066644 | 245.9751 | 0 | 246.2799 | 0 | 246.2799 | 0 | 246.2799 | 0 | 533.4853 | 0.02045 | 245.9751 | 0 | 245.9751 | 0 | 246.2799 | 0.00044418 | 532.251 | 0 | 245.9751 | 0 | 535.8244 | 0.00032688 | 533.4853 | 0.041097 | 245.9751 | 0 | 814.637 | 0.0025144 | 853.9183 | 0.00053059 | 1076.1455 | 0.00081255 | 1002.5239 | 0.012976 | 1011.5306 | 0 | 1010.9285 | 0 | 1010.9222 | 0.0054592 | 245.975 | 0 | 246.2799 | 0 | 245.9751 | 0 | 245.9751 | 0 | 246.2799 | #REF! | 245.9751 | 0 | 243.4985 | 0
| 196.9361 | 0 | 196.9361 | -0.040237 | 196.9361 | 0.034613 | 196.9361 | 0 | 196.9361 | 0 | 196.9361 | 0 | 344.932 | 0.0097769 | 246.1807 | -0.011327 | 196.9361 | 0 | 344.932 | 0.014163 | 246.1807 | 0 | 246.1807 | 0 | 239.7719 | 0 | 246.1807 | 0 | 246.1807 | 0 | 246.4864 | 0 | 243.5521 | 0 | 246.1807 | 0 | 246.4864 | 0 | 246.4864 | 0 | 246.4864 | 0 | 344.932 | 0.009737 | 246.4864 | 0 | 246.4864 | 0 | 577 | 4.3377 | 246.1807 | 0 | 240.45 | -0.018421 | 246.4864 | 0 | 246.1807 | 0 | 344.9771 | 0.00034414 | 246.4864 | 0 | 246.4864 | 0 | 246.1807 | 0 | 246.4864 | 0 | 246.4864 | 0 | 246.4864 | 0 | 533.6408 | 0.0096643 | 246.1807 | 0 | 246.1807 | 0 | 246.4864 | 0.00017126 | 532.4076 | 0.00026087 | 246.1807 | 0 | 535.9789 | 0.0001788 | 533.6408 | 0.043501 | 246.1807 | 0 | 814.7031 | 0.001699 | 854.1578 | 0.00027232 | 1076.2023 | 0.0008164 | 1002.5362 | 0.012972 | 1011.5807 | 0 | 1010.9786 | 0 | 1010.9723 | 0.0054671 | 246.181 | 2.1454e-05 | 246.4864 | 0 | 246.1807 | 0 | 246.1807 | 0 | 246.4864 | #REF! | 246.1807 | 0 | 243.7052 | 0
| 197.0065 | 0 | 197.0065 | -0.036029 | 197.0065 | 0.034613 | 197.0065 | 0 | 197.0065 | 0 | 197.0065 | 0 | 345.0456 | 0.0014073 | 246.3863 | -0.013348 | 197.0065 | 0 | 345.0456 | 0 | 246.3863 | 0 | 246.3863 | 0 | 239.9798 | 0 | 246.3863 | 0 | 246.3863 | 0 | 246.6929 | 0 | 243.7624 | 0 | 246.3863 | 0 | 246.693 | 0 | 246.693 | 0 | 246.693 | 0 | 345.0456 | 0.015359 | 246.6929 | 0 | 246.6929 | 0.00012621 | 578 | 4.3006 | 246.3863 | 0 | 240.65 | -0.011776 | 246.693 | 0 | 246.3863 | 0 | 345.0872 | 0.00034071 | 246.693 | 0 | 246.6929 | 0.0080827 | 246.3863 | 0 | 246.693 | 0 | 246.693 | 0 | 246.693 | 0 | 533.7964 | 0.015484 | 246.3863 | 0 | 246.3863 | 0 | 246.6929 | -0.00041952 | 532.5642 | 0 | 246.3863 | 0 | 536.1333 | 0.00021719 | 533.7964 | 0.041206 | 246.3863 | 0 | 814.7691 | 0.0017688 | 854.3973 | 0.00061564 | 1076.2589 | 0.00082043 | 1002.5485 | 0.012968 | 1011.6309 | 0 | 1011.0287 | 0 | 1011.0224 | 0.0054853 | 246.386 | 3.2076e-05 | 246.6929 | 0 | 246.3863 | 0 | 246.3863 | 0 | 246.6929 | #REF! | 246.3863 | 0 | 243.9119 | 0
| 197.077 | 0 | 197.077 | 0.0157 | 197.077 | 0.034613 | 197.077 | 0 | 197.077 | 0 | 197.0769 | 0 | 345.1592 | 0 | 246.5919 | -0.04263 | 197.077 | 0 | 345.1592 | 0.0048451 | 246.5919 | 0 | 246.5919 | 0 | 240.1878 | 0 | 246.5919 | 0 | 246.5919 | 0 | 246.8995 | 0 | 243.9727 | 0 | 246.5919 | 0 | 246.8995 | 0 | 246.8995 | 0 | 246.8995 | 0 | 345.1592 | 0.010033 | 246.8995 | 0 | 246.8995 | 0 | 579 | 4.2635 | 246.5919 | 0 | 240.86 | -0.0072287 | 246.8995 | 0 | 246.5919 | 0 | 345.1972 | 0.00034338 | 246.8995 | 0 | 246.8995 | 0 | 246.5919 | 0 | 246.8995 | 0 | 246.8995 | 0 | 246.8995 | 0 | 533.9519 | 0.014577 | 246.5919 | 0 | 246.5919 | 0 | 246.8995 | -0.0042447 | 532.7207 | 0.00026087 | 246.5919 | 0 | 536.2878 | 0.00026106 | 533.9519 | 0.042518 | 246.5919 | 0 | 814.8351 | 0.0020768 | 854.6368 | 0.0002717 | 1076.3157 | 0.00082475 | 1002.5608 | 0.012963 | 1011.681 | 0 | 1011.0788 | 0 | 1011.0725 | 0.0055103 | 246.592 | 4.28e-05 | 246.8995 | 0 | 246.5919 | 0 | 246.5919 | 0 | 246.8995 | #REF! | 246.5919 | 0 | 244.1186 | 0
| 197.1474 | 0 | 197.1474 | 0.026199 | 197.1474 | 0.034613 | 197.1474 | 0 | 197.1474 | 0 | 197.1474 | 0 | 345.2729 | 0 | 246.7976 | 0.033598 | 197.1474 | 0 | 345.2729 | 0 | 246.7976 | 0 | 246.7976 | 0 | 240.3958 | 0 | 246.7976 | 0 | 246.7976 | 0 | 247.106 | 0 | 244.183 | 0 | 246.7976 | 0 | 247.106 | 0 | 247.106 | 0 | 247.106 | 0 | 345.2729 | 0 | 247.106 | 0 | 247.106 | 0.00012091 | 580 | 4.227 | 246.7976 | 0 | 241.07 | -0.0079281 | 247.106 | 0 | 246.7976 | 0 | 345.3073 | 0.00034224 | 247.106 | 0 | 247.106 | 0.0065281 | 246.7976 | 0 | 247.106 | 0 | 247.106 | 0 | 247.106 | 0 | 534.1075 | 0.015591 | 246.7976 | 0 | 246.7976 | 0 | 247.106 | 0.0021771 | 532.8773 | 0.00069566 | 246.7976 | 0 | 536.4423 | 0.00026106 | 534.1075 | 0.040332 | 246.7976 | 0 | 814.9012 | 0.0015969 | 854.8763 | 0.00052532 | 1076.3724 | 0.0008293 | 1002.5731 | 0.012957 | 1011.7311 | 0 | 1011.1289 | 0 | 1011.1226 | 0.0055387 | 246.798 | 5.3508e-05 | 247.106 | 0 | 246.7976 | 0 | 246.7976 | 0 | 247.106 | #REF! | 246.7976 | 0 | 244.3253 | 0
| 197.2178 | 0 | 197.2178 | -0.03823 | 197.2178 | 0.034613 | 197.2178 | 0 | 197.2178 | 0 | 197.2178 | 0 | 345.3865 | 0 | 247.0033 | -0.044862 | 197.2178 | 0 | 345.3865 | 0.0011182 | 247.0033 | 0 | 247.0033 | 0 | 240.6037 | 0 | 247.0033 | 0 | 247.0033 | 0 | 247.3126 | 0 | 244.3933 | 0 | 247.0033 | 0 | 247.3126 | 0 | 247.3126 | 0 | 247.3126 | 0 | 345.3865 | 0.020165 | 247.3126 | 0 | 247.3126 | 0 | 581 | 4.1956 | 247.0033 | 0 | 241.27 | -0.0089774 | 247.3126 | 0 | 247.0033 | 0 | 345.4174 | 0.00034681 | 247.3126 | 0 | 247.3126 | 0 | 247.0033 | 0 | 247.3126 | 0 | 247.3126 | 0 | 247.3126 | 0 | 534.2631 | 0.019649 | 247.0033 | 0 | 247.0033 | 0 | 247.3126 | 0.001399 | 533.0339 | 0.00026087 | 247.0033 | 0 | 536.5968 | 0.00022048 | 534.2631 | 0.042299 | 247.0033 | 0 | 814.9674 | 0.0012546 | 855.1158 | 0.00025092 | 1076.4292 | 0.00083407 | 1002.5854 | 0.012951 | 1011.7813 | 0 | 1011.179 | 0 | 1011.1726 | 0.0055649 | 247.003 | 5.3539e-05 | 247.3126 | 0 | 247.0033 | 0 | 247.0033 | 0 | 247.3126 | #REF! | 247.0033 | 0 | 244.532 | 0
| 197.2882 | 0 | 197.2882 | -0.0336 | 197.2882 | 0.034613 | 197.2882 | 0 | 197.2882 | 0 | 197.2882 | 0 | 345.5001 | 0 | 247.209 | 0.025678 | 197.2882 | 0 | 345.5001 | 0.013075 | 247.209 | 0 | 247.2089 | 0 | 240.8117 | 0 | 247.209 | 0 | 247.2089 | 0 | 247.5192 | 0 | 244.6037 | 0 | 247.2089 | 0 | 247.5192 | 0 | 247.5192 | 0 | 247.5192 | 0 | 345.5001 | 0.017135 | 247.5192 | 0 | 247.5192 | 0.00014729 | 582 | 4.1642 | 247.209 | 0 | 241.48 | 0.0022152 | 247.5192 | 0 | 247.2089 | 0 | 345.5275 | 0.00029651 | 247.5192 | 0 | 247.5192 | 0.008025 | 247.2089 | 0 | 247.5192 | 0 | 247.5192 | 0 | 247.5192 | 0 | 534.4187 | 0.0098779 | 247.209 | 0 | 247.209 | 0 | 247.5192 | 0.0040881 | 533.1906 | 0 | 247.209 | 0 | 536.7512 | 0.00023145 | 534.4187 | 0.040878 | 247.2089 | 0 | 815.0335 | 0.0018564 | 855.3554 | 0.0005776 | 1076.486 | 0.00083907 | 1002.5977 | 0.012945 | 1011.8314 | 0 | 1011.2291 | 0 | 1011.2227 | 0.0055864 | 247.209 | 3.2187e-05 | 247.5192 | 0 | 247.2089 | 0 | 247.2089 | 0 | 247.5192 | #REF! | 247.2089 | 0 | 244.7388 | 0
| 197.3587 | 0 | 197.3587 | 0.050482 | 197.3587 | 0.034613 | 197.3587 | 0 | 197.3587 | 0 | 197.3587 | 0 | 345.6137 | 0 | 247.4147 | 0.0073301 | 197.3587 | 0 | 345.6137 | 0.0085722 | 247.4147 | 0 | 247.4147 | 0 | 241.0198 | 0 | 247.4147 | 0 | 247.4147 | 0 | 247.7258 | 0 | 244.814 | 0 | 247.4147 | 0 | 247.7258 | 0 | 247.7258 | 0 | 247.7258 | 0 | 345.6137 | 0.0052886 | 247.7258 | 0 | 247.7258 | 0 | 583 | 4.1329 | 247.4147 | 0 | 241.69 | -0.010027 | 247.7258 | 0 | 247.4147 | 0 | 345.6376 | 0.00032204 | 247.7258 | 0 | 247.7258 | 0 | 247.4147 | 0 | 247.7258 | 0 | 247.7258 | 0 | 247.7258 | 0 | 534.5743 | 0.013722 | 247.4147 | 0 | 247.4147 | 0 | 247.7258 | 0.0004781 | 533.3472 | 0.00078262 | 247.4147 | 0 | 536.9057 | 0.00020622 | 534.5743 | 0.042518 | 247.4147 | 0 | 815.0995 | 0.0017452 | 855.5949 | 0.00030095 | 1076.5427 | 0.00084429 | 1002.61 | 0.012938 | 1011.8816 | 0 | 1011.2791 | 0 | 1011.2728 | 0.0056035 | 247.415 | 2.1454e-05 | 247.7258 | 0 | 247.4147 | 0 | 247.4147 | 0 | 247.7258 | #REF! | 247.4147 | 0 | 244.9456 | 0
| 197.4291 | 0 | 197.4291 | 0.065494 | 197.4291 | 0.034613 | 197.4291 | 0 | 197.4291 | 0 | 197.4291 | 0 | 345.7273 | 0.0017592 | 247.6204 | 0.063628 | 197.4291 | 0 | 345.7273 | 0 | 247.6204 | 0 | 247.6204 | 0 | 241.2278 | 0 | 247.6204 | 0 | 247.6204 | 0 | 247.9324 | 0 | 245.0244 | 0 | 247.6204 | 0 | 247.9324 | 0 | 247.9324 | 0 | 247.9324 | 0 | 345.7273 | 0.0022741 | 247.9324 | 0 | 247.9324 | 0.0001455 | 584 | 4.1015 | 247.6204 | 0 | 241.89 | -0.013874 | 247.9324 | 0 | 247.6204 | 0 | 345.7477 | 0.00033805 | 247.9324 | 0 | 247.9324 | 0.0087949 | 247.6204 | 0 | 247.9324 | 0 | 247.9324 | 0 | 247.9324 | 0 | 534.7299 | 0.0026281 | 247.6204 | 0 | 247.6204 | 0 | 247.9324 | 0.0026031 | 533.5038 | 0.00069566 | 247.6204 | 0 | 537.0603 | 0.00026874 | 534.7299 | 0.04066 | 247.6204 | 0 | 815.1656 | 0.0022042 | 855.8344 | 0.00057171 | 1076.5995 | 0.00084973 | 1002.6224 | 0.012931 | 1011.9318 | 0 | 1011.3292 | 0 | 1011.3229 | 0.0056171 | 247.62 | 4.2828e-05 | 247.9324 | 0 | 247.6204 | 0 | 247.6204 | 0 | 247.9324 | #REF! | 247.6204 | 0 | 245.1524 | 0
| 197.4996 | 0 | 197.4996 | -0.053922 | 197.4996 | 0.034613 | 197.4996 | 0 | 197.4996 | 0 | 197.4996 | 0 | 345.8409 | 0.00099528 | 247.8261 | -0.044367 | 197.4996 | 0 | 345.8409 | 0.014908 | 247.8261 | 0 | 247.8261 | 0 | 241.4358 | 0 | 247.8261 | 0 | 247.8261 | 0 | 248.139 | 0 | 245.2348 | 0 | 247.8261 | 0 | 248.139 | 0 | 248.139 | 0 | 248.139 | 0 | 345.8409 | 0.010657 | 248.139 | 0 | 248.139 | 0 | 585 | 4.0701 | 247.8261 | 0 | 242.1 | -0.0072287 | 248.139 | 0 | 247.8261 | 0 | 345.8578 | 0.00037806 | 248.139 | 0 | 248.139 | 0 | 247.8261 | 0 | 248.139 | 0 | 248.139 | 0 | 248.139 | 0 | 534.8855 | 0.0095575 | 247.8261 | 0 | 247.8261 | 0 | 248.139 | -0.002127 | 533.6604 | 0.00078262 | 247.8261 | 0 | 537.2148 | 0.00025668 | 534.8855 | 0.043501 | 247.8261 | 0 | 815.2318 | 0.0024394 | 856.074 | 0.00027885 | 1076.6562 | 0.0008554 | 1002.6346 | 0.012924 | 1011.9819 | 0 | 1011.3793 | 0 | 1011.3731 | 0.0056274 | 247.826 | 5.3641e-05 | 248.139 | 0 | 247.8261 | 0 | 247.8261 | 0 | 248.139 | #REF! | 247.8261 | 0 | 245.3592 | 0
| 197.57 | 0 | 197.57 | -0.020124 | 197.57 | 0.034613 | 197.57 | 0 | 197.57 | 0 | 197.57 | 0 | 345.9545 | 0.0045738 | 248.0319 | -0.010353 | 197.57 | 0 | 345.9545 | 0 | 248.0319 | 0 | 248.0319 | 0 | 241.6439 | 0 | 248.0319 | 0 | 248.0319 | 0 | 248.3457 | 0 | 245.4451 | 0 | 248.0319 | 0 | 248.3457 | 0 | 248.3457 | 0 | 248.3457 | 0 | 345.9545 | 0.019225 | 248.3457 | 0 | 248.3457 | 1.5193e-05 | 586 | 4.0387 | 248.0319 | 0 | 242.3 | 0.013408 | 248.3457 | 0 | 248.0319 | 0 | 345.9679 | 0.0003834 | 248.3457 | 0 | 248.3457 | 0.0084795 | 248.0319 | 0 | 248.3457 | 0 | 248.3457 | 0 | 248.3457 | 0 | 535.0411 | 0.012227 | 248.0319 | 0 | 248.0319 | 0 | 248.3457 | 0.0018521 | 533.8171 | 0.00017392 | 248.0319 | 0 | 537.3693 | 0.00018099 | 535.0411 | 0.041425 | 248.0319 | 0 | 815.2979 | 0.0017283 | 856.3135 | 0.00059133 | 1076.713 | 0.00086127 | 1002.647 | 0.012916 | 1012.0321 | 0 | 1011.4294 | 0 | 1011.4232 | 0.0056364 | 248.032 | 3.7498e-05 | 248.3457 | 0 | 248.0319 | 0 | 248.0319 | 0 | 248.3457 | #REF! | 248.0319 | 0 | 245.566 | 0
| 197.6405 | 0 | 197.6405 | 0.034283 | 197.6405 | 0.034613 | 197.6405 | 0 | 197.6405 | 0 | 197.6405 | 0 | 346.0681 | 0.0048591 | 248.2377 | -0.047565 | 197.6405 | 0 | 346.0681 | 0.014908 | 248.2377 | 0 | 248.2377 | 0 | 241.852 | 0 | 248.2377 | 0 | 248.2377 | 0 | 248.5524 | 0 | 245.6555 | 0 | 248.2377 | 0 | 248.5524 | 0 | 248.5524 | 0 | 248.5524 | 0 | 346.0681 | 0.01033 | 248.5524 | 0 | 248.5523 | 0 | 587 | 3.9984 | 248.2377 | 0 | 242.51 | -0.019821 | 248.5524 | 0 | 248.2377 | 0 | 346.078 | 0.00035215 | 248.5524 | 0 | 248.5523 | 0 | 248.2377 | 0 | 248.5524 | 0 | 248.5524 | 0 | 248.5524 | 0 | 535.1967 | 0.0043189 | 248.2377 | 0 | 248.2377 | 0 | 248.5524 | -0.0064974 | 533.9737 | 0.00078262 | 248.2377 | 0 | 537.5239 | 0.00026655 | 535.1967 | 0.043501 | 248.2377 | 0 | 815.3641 | 0.0011595 | 856.5531 | 0.00029145 | 1076.7698 | 0.00086735 | 1002.6593 | 0.012908 | 1012.0823 | 0 | 1011.4796 | 0 | 1011.4733 | 0.0056433 | 248.238 | 2.6832e-05 | 248.5524 | 0 | 248.2377 | 0 | 248.2377 | 0 | 248.5524 | #REF! | 248.2377 | 0 | 245.7728 | 0
| 197.711 | 0 | 197.711 | 0.026699 | 197.711 | 0.034613 | 197.711 | 0 | 197.711 | 0 | 197.711 | 0 | 346.1816 | 0 | 248.4435 | -0.0153 | 197.711 | 0 | 346.1816 | 0.0063506 | 248.4435 | 0 | 248.4435 | 0 | 242.06 | 0 | 248.4435 | 0 | 248.4435 | 0 | 248.759 | 0 | 245.866 | 0 | 248.4435 | 0 | 248.759 | 0 | 248.759 | 0 | 248.759 | 0 | 346.1816 | 0.0061303 | 248.759 | 0 | 248.7591 | 0.00010819 | 588 | 3.9572 | 248.4435 | 0 | 242.72 | -0.013525 | 248.759 | 0 | 248.4435 | 0 | 346.1881 | 0.00033004 | 248.759 | 0 | 248.7591 | 0.0077439 | 248.4435 | 0 | 248.759 | 0 | 248.759 | 0 | 248.759 | 0 | 535.3524 | 0.011533 | 248.4435 | 0 | 248.4435 | 0 | 248.759 | 0.0045795 | 534.1304 | 0.00017392 | 248.4435 | 0 | 537.6784 | 0.00018209 | 535.3524 | 0.040878 | 248.4435 | 0 | 815.4302 | 0.0019602 | 856.7927 | 0.00058124 | 1076.8265 | 0.00087364 | 1002.6716 | 0.012899 | 1012.1324 | 0 | 1011.5297 | 0 | 1011.5234 | 0.0056455 | 248.443 | 3.743e-05 | 248.759 | 0 | 248.4435 | 0 | 248.4435 | 0 | 248.759 | #REF! | 248.4435 | 0 | 245.9797 | 0
| 197.7814 | 0 | 197.7814 | -0.02317 | 197.7814 | 0.034613 | 197.7814 | 0 | 197.7814 | 0 | 197.7814 | 0 | 346.2952 | 0 | 248.6493 | -0.024212 | 197.7814 | 0 | 346.2952 | 0.0014907 | 248.6493 | 0 | 248.6493 | 0 | 242.2681 | 0 | 248.6493 | 0 | 248.6493 | 0 | 248.9657 | 0 | 246.0764 | 0 | 248.6493 | 0 | 248.9657 | 0 | 248.9657 | 0 | 248.9657 | 0 | 346.2952 | 0.038241 | 248.9657 | 0 | 248.9657 | 0 | 589 | 3.916 | 248.6493 | 0 | 242.92 | -0.023318 | 248.9657 | 0 | 248.6493 | 0 | 346.2983 | 0.00031327 | 248.9657 | 0 | 248.9657 | 0 | 248.6493 | 0 | 248.9657 | 0 | 248.9657 | 0 | 248.9657 | 0 | 535.508 | 0.01148 | 248.6493 | 0 | 248.6493 | 0 | 248.9657 | 0.0026585 | 534.287 | 0 | 248.6493 | 0 | 537.833 | 0.00028081 | 535.508 | 0.043173 | 248.6493 | 0 | 815.4964 | 0.0012874 | 857.0322 | 0.00032087 | 1076.8833 | 0.00088012 | 1002.6839 | 0.012891 | 1012.1827 | 0 | 1011.5798 | 0 | 1011.5735 | 0.0056387 | 248.649 | 3.7496e-05 | 248.9657 | 0 | 248.6493 | 0 | 248.6493 | 0 | 248.9657 | #REF! | 248.6493 | 0 | 246.1865 | 0
| 197.8519 | 0 | 197.8519 | -0.042309 | 197.8519 | 0.034613 | 197.8519 | 0 | 197.8519 | 0 | 197.8519 | 0 | 346.4088 | 0 | 248.8551 | 0.022919 | 197.8519 | 0 | 346.4088 | 0 | 248.8551 | 0 | 248.8551 | 0 | 242.4763 | 0 | 248.8551 | 0 | 248.8551 | 0 | 249.1725 | 0 | 246.2868 | 0 | 248.8551 | 0 | 249.1725 | 0 | 249.1725 | 0 | 249.1725 | 0 | 346.4088 | 0.015359 | 249.1725 | 0 | 249.1724 | 0.00011312 | 590 | 3.8748 | 248.8551 | 0 | 243.13 | 0.0067623 | 249.1725 | 0 | 248.8551 | 0 | 346.4084 | 0.00029651 | 249.1725 | 0 | 249.1724 | 0.011933 | 248.8551 | 0 | 249.1725 | 0 | 249.1725 | 0 | 249.1725 | 0 | 535.6637 | 0.017086 | 248.8551 | 0 | 248.8551 | 0 | 249.1725 | 0.0010044 | 534.4437 | 0.00017392 | 248.8551 | 0 | 537.9876 | 0.00022267 | 535.6637 | 0.041097 | 248.8551 | 0 | 815.5626 | 0.0016645 | 857.2718 | 0.00063943 | 1076.9402 | 0.00088686 | 1002.6962 | 0.012882 | 1012.2328 | 0 | 1011.6299 | 0 | 1011.6237 | 0.0056194 | 248.855 | 0.00010719 | 249.1725 | 0 | 248.8551 | 0 | 248.8551 | 0 | 249.1725 | #REF! | 248.8551 | 0 | 246.3934 | 0
| 197.9224 | 0 | 197.9224 | 0.03002 | 197.9224 | 0.034613 | 197.9224 | 0 | 197.9224 | 0 | 197.9224 | 0 | 346.5224 | 0 | 249.061 | -0.019364 | 197.9224 | 0 | 346.5224 | 0.007454 | 249.061 | 0 | 249.061 | 0 | 242.6844 | 0 | 249.061 | 0 | 249.061 | 0 | 249.3792 | 0 | 246.4972 | 0 | 249.061 | 0 | 249.3792 | 0 | 249.3792 | 0 | 249.3792 | 0 | 346.5224 | 0.021628 | 249.3792 | 0 | 249.3792 | 0 | 591 | 3.8336 | 249.061 | 0 | 243.34 | -0.014223 | 249.3792 | 0 | 249.061 | 0 | 346.5185 | 0.00028202 | 249.3792 | 0 | 249.3792 | 0 | 249.061 | 0 | 249.3792 | 0 | 249.3792 | 0 | 249.3792 | 0 | 535.8194 | 0.01148 | 249.061 | 0 | 249.061 | 0 | 249.3792 | 0.00014069 | 534.6004 | 0.00026087 | 249.061 | 0 | 538.1421 | 0.0002139 | 535.8194 | 0.043392 | 249.061 | 0 | 815.6288 | 0.0023414 | 857.5114 | 0.0003113 | 1076.9969 | 0.00089372 | 1002.7086 | 0.012872 | 1012.283 | 0 | 1011.6801 | 0 | 1011.6738 | 0.005583 | 249.061 | 4.2799e-05 | 249.3792 | 0 | 249.061 | 0 | 249.061 | 0 | 249.3792 | #REF! | 249.061 | 0 | 246.6003 | 0
| 197.9929 | 0 | 197.9929 | 0.033147 | 197.9929 | 0.034613 | 197.9929 | 0 | 197.9929 | 0 | 197.9929 | 0 | 346.636 | 0.00035183 | 249.2669 | -0.0065598 | 197.9929 | 0 | 346.636 | 0 | 249.2669 | 0 | 249.2669 | 0 | 242.8925 | 0 | 249.2669 | 0 | 249.2669 | 0 | 249.5859 | 0 | 246.7077 | 0 | 249.2669 | 0 | 249.5859 | 0 | 249.5859 | 0 | 249.5859 | 0 | 346.636 | 0.0043505 | 249.5859 | 0 | 249.5859 | 9.0075e-05 | 592 | 3.7924 | 249.2669 | 0 | 243.54 | 0.013058 | 249.5859 | 0 | 249.2669 | 0 | 346.6287 | 0.00026373 | 249.5859 | 0 | 249.5859 | 0.0032612 | 249.2669 | 0 | 249.5859 | 0 | 249.5859 | 0 | 249.5859 | 0 | 535.9751 | 0.013242 | 249.2669 | 0 | 249.2669 | 0 | 249.5859 | -0.0022686 | 534.7571 | 0.00017392 | 249.2669 | 0 | 538.2967 | 0.00022487 | 535.9751 | 0.041425 | 249.2669 | 0 | 815.695 | 0.0021143 | 857.751 | 0.00061308 | 1077.0538 | 0.00090082 | 1002.7209 | 0.012863 | 1012.3333 | 0 | 1011.7302 | 0 | 1011.7239 | 0.0055274 | 249.267 | 2.1388e-05 | 249.5859 | 0 | 249.2669 | 0 | 249.2669 | 0 | 249.5859 | #REF! | 249.2669 | 0 | 246.8072 | 0
| 198.0634 | 0 | 198.0634 | -0.048015 | 198.0634 | 0.034613 | 198.0634 | 0 | 198.0634 | 0 | 198.0634 | 0 | 346.7496 | 0 | 249.4728 | -0.11754 | 198.0634 | 0 | 346.7496 | 0 | 249.4728 | 0 | 249.4728 | 0 | 243.1007 | 0 | 249.4728 | 0 | 249.4728 | 0 | 249.7927 | 0 | 246.9182 | 0 | 249.4728 | 0 | 249.7927 | 0 | 249.7927 | 0 | 249.7927 | 0 | 346.7496 | 0.021941 | 249.7927 | 0 | 249.7927 | 0 | 593 | 3.7512 | 249.4728 | 0 | 243.75 | 0.007112 | 249.7927 | 0 | 249.4728 | 0 | 346.7388 | 0.00027173 | 249.7927 | 0 | 249.7927 | 0 | 249.4728 | 0 | 249.7927 | 0 | 249.7927 | 0 | 249.7927 | 0 | 536.1307 | 0.011907 | 249.4728 | 0 | 249.4728 | 0 | 249.7927 | -0.0027764 | 534.9137 | 0.00026087 | 249.4728 | 0 | 538.4513 | 0.00021609 | 536.1307 | 0.043173 | 249.4728 | 0 | 815.7612 | 0.0016846 | 857.9906 | 0.00024296 | 1077.1106 | 0.00090804 | 1002.7332 | 0.012853 | 1012.3835 | 0 | 1011.7804 | 0 | 1011.774 | 0.0054524 | 249.473 | 4.8153e-05 | 249.7927 | 0 | 249.4728 | 0 | 249.4728 | 0 | 249.7927 | #REF! | 249.4728 | 0 | 247.0142 | 0
| 198.1338 | 0 | 198.1339 | -0.029146 | 198.1338 | 0.034613 | 198.1338 | 0 | 198.1338 | 0 | 198.1339 | 0 | 346.8631 | 0.012314 | 249.6787 | -0.032481 | 198.1338 | 0 | 346.8631 | 0 | 249.6787 | 0 | 249.6787 | 0 | 243.3089 | 0 | 249.6787 | 0 | 249.6787 | 0 | 249.9995 | 0 | 247.1286 | 0 | 249.6787 | 0 | 249.9995 | 0 | 249.9995 | 0 | 249.9995 | 0 | 346.8631 | 0.0028674 | 249.9995 | 0 | 249.9995 | 7.6714e-05 | 594 | 3.71 | 249.6787 | 0 | 243.96 | -0.013175 | 249.9995 | 0 | 249.6787 | 0 | 346.849 | 0.00029994 | 249.9995 | 0 | 249.9995 | 0.0047655 | 249.6787 | 0 | 249.9995 | 0 | 249.9995 | 0 | 249.9995 | 0 | 536.2864 | 0.011053 | 249.6787 | 0 | 249.6787 | 0 | 249.9995 | 0.0041737 | 535.0704 | 0.00017392 | 249.6787 | 0 | 538.606 | 0.00025119 | 536.2864 | 0.040441 | 249.6787 | 0 | 815.8275 | 0.0013129 | 858.2303 | 0.00070066 | 1077.1674 | 0.00091543 | 1002.7455 | 0.012844 | 1012.4337 | 0 | 1011.8306 | 0 | 1011.8242 | 0.0053592 | 249.679 | 8.0215e-05 | 249.9995 | 0 | 249.6787 | 0 | 249.6787 | 0 | 249.9995 | #REF! | 249.6787 | 0 | 247.2211 | 0
| 198.2044 | 0 | 198.2044 | 0.027038 | 198.2044 | 0.034613 | 198.2044 | 0 | 198.2044 | 0 | 198.2044 | 0 | 346.9767 | 0 | 249.8846 | -0.027462 | 198.2044 | 0 | 346.9767 | 0.027942 | 249.8846 | 0 | 249.8846 | 0 | 243.517 | 0 | 249.8846 | 0 | 249.8846 | 0 | 250.2063 | 0 | 247.3391 | 0 | 249.8846 | 0 | 250.2063 | 0 | 250.2063 | 0 | 250.2063 | 0 | 346.9767 | 0 | 250.2063 | 0 | 250.2063 | 0 | 595 | 3.6688 | 249.8846 | 0 | 244.16 | -0.026815 | 250.2063 | 0 | 249.8846 | 0 | 346.9592 | 0.0003087 | 250.2063 | 0 | 250.2063 | 0 | 249.8846 | 0 | 250.2063 | 0 | 250.2063 | 0 | 250.2063 | 0 | 536.4421 | 0.010305 | 249.8846 | 0 | 249.8846 | 0 | 250.2063 | -0.0036369 | 535.2271 | 0.00026087 | 249.8846 | 0 | 538.7606 | 0.00021719 | 536.4421 | 0.04208 | 249.8846 | 0 | 815.8937 | 0.0017865 | 858.4699 | 0.00033786 | 1077.2242 | 0.00092303 | 1002.7578 | 0.012834 | 1012.4839 | 0 | 1011.8807 | 0 | 1011.8744 | 0.0052546 | 249.885 | 4.8153e-05 | 250.2063 | 0 | 249.8846 | 0 | 249.8846 | 0 | 250.2063 | #REF! | 249.8846 | 0 | 247.4281 | 0
| 198.2749 | 0 | 198.2749 | 0.070234 | 198.2749 | 0.034613 | 198.2749 | 0 | 198.2749 | 0 | 198.2749 | 0 | 347.0903 | 0 | 250.0905 | 0.0067264 | 198.2749 | 0 | 347.0903 | 0 | 250.0905 | 0 | 250.0905 | 0 | 243.7252 | 0 | 250.0905 | 0 | 250.0905 | 0 | 250.4131 | 0 | 247.5496 | 0 | 250.0905 | 0 | 250.4131 | 0 | 250.4131 | 0 | 250.4131 | 0 | 347.0903 | 0.024867 | 250.4131 | 0 | 250.4131 | 8.536e-05 | 596 | 3.6276 | 250.0905 | 0 | 244.37 | -0.017373 | 250.4131 | 0 | 250.0905 | 0 | 347.0693 | 0.00032395 | 250.4131 | 0 | 250.4131 | 0.012653 | 250.0905 | 0 | 250.4131 | 0 | 250.4131 | 0 | 250.4131 | 0 | 536.5978 | 0.018848 | 250.0905 | 0 | 250.0905 | 0 | 250.4131 | 0.0087508 | 535.3839 | 0 | 250.0905 | 0 | 538.9152 | 0.00023803 | 536.5978 | 0.039348 | 250.0905 | 0 | 815.9599 | 0.0019897 | 858.7095 | 0.00060212 | 1077.2811 | 0.00093078 | 1002.7701 | 0.012824 | 1012.5341 | 0 | 1011.9308 | 0 | 1011.9246 | 0.0051444 | 250.091 | 3.7589e-05 | 250.4131 | 0 | 250.0905 | 0 | 250.0905 | 0 | 250.4131 | #REF! | 250.0905 | 0 | 247.6351 | 0
| 198.3454 | 0 | 198.3454 | -0.048743 | 198.3454 | 0.034613 | 198.3454 | 0 | 198.3454 | 0 | 198.3454 | 0 | 347.2038 | 0.0016977 | 250.2965 | -0.0074124 | 198.3454 | 0 | 347.2038 | 0.0037271 | 250.2965 | 0 | 250.2965 | 0 | 243.9334 | 0 | 250.2965 | 0 | 250.2965 | 0 | 250.6199 | 0 | 247.7601 | 0 | 250.2965 | 0 | 250.6199 | 0 | 250.6199 | 0 | 250.6199 | 0 | 347.2038 | 0.016299 | 250.6199 | 0 | 250.6199 | 0 | 597 | 3.5864 | 250.2965 | 0 | 244.58 | -0.0040807 | 250.6199 | 0 | 250.2965 | 0 | 347.1795 | 0.00034529 | 250.6199 | 0 | 250.6199 | 0 | 250.2965 | 0 | 250.6199 | 0 | 250.6199 | 0 | 250.6199 | 0 | 536.7536 | 0.016499 | 250.2965 | 0 | 250.2965 | 0 | 250.6199 | 0.0021251 | 535.5406 | 0 | 250.2965 | 0 | 539.0699 | 0.0002139 | 536.7536 | 0.041862 | 250.2965 | 0 | 816.0262 | 0.0017008 | 858.9492 | 0.00026952 | 1077.3379 | 0.00093863 | 1002.7824 | 0.012814 | 1012.5843 | 0 | 1011.981 | 0 | 1011.9747 | 0.0050364 | 250.297 | 2.6794e-05 | 250.6199 | 0 | 250.2965 | 0 | 250.2965 | 0 | 250.6199 | #REF! | 250.2965 | 0 | 247.8421 | 0
| 198.4159 | 0 | 198.4159 | -0.029338 | 198.4159 | 0.034613 | 198.4159 | 0 | 198.4159 | 0 | 198.4159 | 0 | 347.3174 | 0 | 250.5025 | -0.0053022 | 198.4159 | 0 | 347.3174 | 0 | 250.5025 | 0 | 250.5025 | 0 | 244.1416 | 0 | 250.5025 | 0 | 250.5025 | 0 | 250.8268 | 0 | 247.9706 | 0 | 250.5025 | 0 | 250.8268 | 0 | 250.8268 | 0 | 250.8268 | 0 | 347.3174 | 0.0064269 | 250.8268 | 0 | 250.8268 | 7.3947e-05 | 598 | 3.541 | 250.5025 | 0 | 244.78 | 0.005713 | 250.8268 | 0 | 250.5025 | 0 | 347.2897 | 0.00035024 | 250.8268 | 0 | 250.8268 | 0.0095717 | 250.5025 | 0 | 250.8268 | 0 | 250.8268 | 0 | 250.8268 | 0 | 536.9093 | 0.015004 | 250.5025 | 0 | 250.5025 | 0 | 250.8268 | 0.0021957 | 535.6973 | 0.00017392 | 250.5025 | 0 | 539.2245 | 0.00026106 | 536.9093 | 0.040113 | 250.5025 | 0 | 816.0924 | 0.0023471 | 859.1888 | 0.00059966 | 1077.3948 | 0.00094666 | 1002.7947 | 0.012804 | 1012.6346 | 0 | 1012.0312 | 0 | 1012.0249 | 0.0049376 | 250.502 | 5.8886e-05 | 250.8268 | 0 | 250.5025 | 0 | 250.5025 | 0 | 250.8268 | #REF! | 250.5025 | 0 | 248.0491 | 0
| 198.4864 | 0 | 198.4864 | 0.010906 | 198.4864 | 0.034613 | 198.4864 | 0 | 198.4864 | 0 | 198.4864 | 0 | 347.431 | 0.017153 | 250.7085 | -0.055547 | 198.4864 | 0 | 347.431 | 0.0033544 | 250.7085 | 0 | 250.7085 | 0 | 244.3499 | 0 | 250.7085 | 0 | 250.7085 | 0 | 251.0336 | 0 | 248.1812 | 0 | 250.7085 | 0 | 251.0336 | 0 | 251.0336 | 0 | 251.0336 | 0 | 347.431 | 0.01118 | 251.0336 | 0 | 251.0336 | 0 | 599 | 3.4945 | 250.7085 | 0 | 244.99 | -0.0054798 | 251.0336 | 0 | 250.7085 | 0 | 347.3999 | 0.00034071 | 251.0336 | 0 | 251.0336 | 0 | 250.7085 | 0 | 251.0336 | 0 | 251.0336 | 0 | 251.0336 | 0 | 537.065 | 0.012387 | 250.7085 | 0 | 250.7085 | 0 | 251.0336 | -0.0024118 | 535.854 | 0.00026087 | 250.7085 | 0 | 539.3792 | 0.00017989 | 537.065 | 0.042846 | 250.7085 | 0 | 816.1588 | 0.0020559 | 859.4285 | 0.00034234 | 1077.4517 | 0.00095482 | 1002.8071 | 0.012794 | 1012.6848 | 0 | 1012.0814 | 0 | 1012.0751 | 0.0048535 | 250.708 | 3.2128e-05 | 251.0336 | 0 | 250.7085 | 0 | 250.7085 | 0 | 251.0336 | #REF! | 250.7085 | 0 | 248.2561 | 0
| 198.5569 | 0 | 198.5569 | 0.0024979 | 198.5569 | 0.034613 | 198.5569 | 0 | 198.5569 | 0 | 198.5569 | 0 | 347.5445 | 0 | 250.9145 | 0.01471 | 198.5569 | 0 | 347.5445 | 0 | 250.9145 | 0 | 250.9145 | 0 | 244.5581 | 0 | 250.9145 | 0 | 250.9145 | 0 | 251.2405 | 0 | 248.3917 | 0 | 250.9145 | 0 | 251.2405 | 0 | 251.2405 | 0 | 251.2405 | 0 | 347.5445 | 0 | 251.2405 | 0 | 251.2405 | 5.43e-05 | 600 | 3.448 | 250.9145 | 0 | 245.19 | 0.007112 | 251.2405 | 0 | 250.9145 | 0 | 347.5101 | 0.00029079 | 251.2405 | 0 | 251.2405 | 0.0043958 | 250.9145 | 0 | 251.2405 | 0 | 251.2405 | 0 | 251.2405 | 0 | 537.2208 | 0.016125 | 250.9145 | 0 | 250.9145 | 0 | 251.2405 | -0.0047347 | 536.0108 | 0.00017392 | 250.9145 | 0 | 539.5339 | 0.00023803 | 537.2208 | 0.040441 | 250.9145 | 0 | 816.225 | 0.0023555 | 859.6681 | 0.00058423 | 1077.5085 | 0.00096309 | 1002.8194 | 0.012785 | 1012.7351 | 0 | 1012.1315 | 0 | 1012.1252 | 0.0047898 | 250.914 | 3.212e-05 | 251.2405 | 0 | 250.9145 | 0 | 250.9145 | 0 | 251.2405 | #REF! | 250.9145 | 0 | 248.4631 | 0
| 198.6275 | 0 | 198.6275 | -0.031194 | 198.6275 | 0.034613 | 198.6275 | 0 | 198.6275 | 0 | 198.6275 | 0 | 347.6581 | 0 | 251.1205 | 0.035109 | 198.6275 | 0 | 347.6581 | 0.0018634 | 251.1205 | 0 | 251.1205 | 0 | 244.7664 | 0 | 251.1205 | 0 | 251.1205 | 0 | 251.4474 | 0 | 248.6023 | 0 | 251.1205 | 0 | 251.4474 | 0 | 251.4474 | 0 | 251.4474 | 0 | 347.6581 | 0.013269 | 251.4474 | 0 | 251.4474 | 0 | 601 | 3.4015 | 251.1205 | 0 | 245.4 | -0.026466 | 251.4474 | 0 | 251.1205 | 0 | 347.6203 | 0.00030718 | 251.4474 | 0 | 251.4474 | 0 | 251.1205 | 0 | 251.4474 | 0 | 251.4474 | 0 | 251.4474 | 0 | 537.3765 | 0.010145 | 251.1205 | 0 | 251.1205 | 0 | 251.4474 | -0.0051668 | 536.1675 | 0.00078262 | 251.1205 | 0 | 539.6885 | 0.00020732 | 537.3765 | 0.041753 | 251.1205 | 0 | 816.2913 | 0.0027469 | 859.9078 | 0.00028383 | 1077.5653 | 0.00097142 | 1002.8317 | 0.012775 | 1012.7853 | 0 | 1012.1818 | 0 | 1012.1754 | 0.0047478 | 251.121 | 5.3531e-05 | 251.4474 | 0 | 251.1205 | 0 | 251.1205 | 0 | 251.4474 | #REF! | 251.1205 | 0 | 248.6702 | 0
| 198.698 | 0 | 198.698 | -0.037244 | 198.698 | 0.034613 | 198.698 | 0 | 198.698 | 0 | 198.698 | 0 | 347.7716 | 0 | 251.3266 | -0.055545 | 198.698 | 0 | 347.7716 | 0.0041092 | 251.3266 | 0 | 251.3266 | 0 | 244.9747 | 0 | 251.3266 | 0 | 251.3266 | 0 | 251.6543 | 0 | 248.8128 | 0 | 251.3266 | 0 | 251.6543 | 0 | 251.6543 | 0 | 251.6543 | 0 | 347.7716 | 0.0099864 | 251.6543 | 0 | 251.6543 | 1.7305e-05 | 602 | 3.355 | 251.3266 | 0 | 245.61 | -0.031712 | 251.6543 | 0 | 251.3266 | 0 | 347.7305 | 0.00031213 | 251.6543 | 0 | 251.6543 | 0.009581 | 251.3266 | 0 | 251.6543 | 0 | 251.6543 | 0 | 251.6543 | 0 | 537.5323 | 0.015217 | 251.3266 | 0 | 251.3266 | 0 | 251.6543 | 0.0021776 | 536.3243 | 0.00017392 | 251.3266 | 0 | 539.8432 | 0.00025339 | 537.5323 | 0.039239 | 251.3266 | 0 | 816.3575 | 0.0013715 | 860.1475 | 0.00072236 | 1077.6222 | 0.00097991 | 1002.844 | 0.012765 | 1012.8356 | 0 | 1012.2319 | 0 | 1012.2256 | 0.0047273 | 251.327 | 2.6741e-05 | 251.6543 | 0 | 251.3266 | 0 | 251.3266 | 0 | 251.6543 | #REF! | 251.3266 | 0 | 248.8773 | 0
| 198.7685 | 0 | 198.7685 | 0.015653 | 198.7685 | 0.034613 | 198.7685 | 0 | 198.7685 | 0 | 198.7685 | 0 | 347.8852 | 0 | 251.5326 | -0.011905 | 198.7685 | 0 | 347.8852 | 0.0014907 | 251.5326 | 0 | 251.5326 | 0 | 245.183 | 0 | 251.5326 | 0 | 251.5326 | 0 | 251.8613 | 0 | 249.0234 | 0 | 251.5326 | 0 | 251.8613 | 0 | 251.8613 | 0 | 251.8613 | 0 | 347.8852 | 0.0085507 | 251.8613 | 0 | 251.8613 | 0 | 603 | 3.3085 | 251.5326 | 0 | 245.81 | -0.034161 | 251.8613 | 0 | 251.5326 | 0 | 347.8407 | 0.00036549 | 251.8613 | 0 | 251.8613 | 0 | 251.5326 | 0 | 251.8613 | 0 | 251.8613 | 0 | 251.8613 | 0 | 537.688 | 0.011053 | 251.5326 | 0 | 251.5326 | 0 | 251.8613 | 0.0022403 | 536.481 | 0.00026087 | 251.5326 | 0 | 539.9979 | 0.00018757 | 537.688 | 0.040878 | 251.5326 | 0 | 816.4239 | 0.0017138 | 860.3872 | 0.00025787 | 1077.6791 | 0.00098849 | 1002.8563 | 0.012756 | 1012.8858 | 0 | 1012.2822 | 0 | 1012.2758 | 0.0047285 | 251.533 | 4.8153e-05 | 251.8613 | 0 | 251.5326 | 0 | 251.5326 | 0 | 251.8613 | #REF! | 251.5326 | 0 | 249.0843 | 0
| 198.8391 | 0 | 198.8391 | 0.044153 | 198.8391 | 0.034613 | 198.8391 | 0 | 198.8391 | 0 | 198.8391 | 0 | 347.9987 | 0.015832 | 251.7387 | 0.069918 | 198.8391 | 0 | 347.9987 | 0.0063506 | 251.7387 | 0 | 251.7387 | 0 | 245.3913 | 0 | 251.7387 | 0 | 251.7387 | 0 | 252.0682 | 0 | 249.234 | 0 | 251.7387 | 0 | 252.0682 | 0 | 252.0682 | 0 | 252.0682 | 0 | 347.9987 | 0.012329 | 252.0682 | 0 | 252.0682 | 0.00014352 | 604 | 3.262 | 251.7387 | 0 | 246.02 | -0.0058295 | 252.0682 | 0 | 251.7387 | 0 | 347.9509 | 0.00035824 | 252.0682 | 0 | 252.0682 | 0.0098964 | 251.7387 | 0 | 252.0682 | 0 | 252.0682 | 0 | 252.0682 | 0 | 537.8438 | 0.021518 | 251.7387 | 0 | 251.7387 | 0 | 252.0682 | 0.00090703 | 536.6378 | 0 | 251.7387 | 0 | 540.1526 | 0.00023803 | 537.8438 | 0.039129 | 251.7387 | 0 | 816.4902 | 0.0015325 | 860.6269 | 0.00083295 | 1077.736 | 0.00099716 | 1002.8687 | 0.012747 | 1012.9361 | 0 | 1012.3323 | 0 | 1012.326 | 0.0047489 | 251.739 | 2.1405e-05 | 252.0682 | 0 | 251.7387 | 0 | 251.7387 | 0 | 252.0682 | #REF! | 251.7387 | 0 | 249.2914 | 0
| 198.9096 | 0 | 198.9096 | -0.024425 | 198.9096 | 0.034613 | 198.9096 | 0 | 198.9096 | 0 | 198.9096 | 0 | 348.1123 | 0.007318 | 251.9448 | -0.049005 | 198.9096 | 0 | 348.1123 | 0.019753 | 251.9448 | 0 | 251.9448 | 0 | 245.5996 | 0 | 251.9448 | 0 | 251.9448 | 0 | 252.2752 | 0 | 249.4446 | 0 | 251.9448 | 0 | 252.2752 | 0 | 252.2752 | 0 | 252.2752 | 0 | 348.1123 | 0.019852 | 252.2752 | 0 | 252.2752 | 0 | 605 | 3.2155 | 251.9448 | 0 | 246.23 | 0.00081613 | 252.2752 | 0 | 251.9448 | 0 | 348.0611 | 0.00033881 | 252.2752 | 0 | 252.2752 | 0 | 251.9448 | 0 | 252.2752 | 0 | 252.2752 | 0 | 252.2752 | 0 | 537.9996 | 0.0092906 | 251.9448 | 0 | 251.9448 | 0 | 252.2752 | -0.0033385 | 536.7946 | 0.00078262 | 251.9448 | 0 | 540.3074 | 0.00016673 | 537.9996 | 0.040769 | 251.9448 | 0 | 816.5566 | 0.0020909 | 860.8666 | 0.0004368 | 1077.7929 | 0.0010059 | 1002.881 | 0.012738 | 1012.9863 | 0 | 1012.3826 | 0 | 1012.3762 | 0.0047864 | 251.945 | 2.1389e-05 | 252.2752 | 0 | 251.9448 | 0 | 251.9448 | 0 | 252.2752 | #REF! | 251.9448 | 0 | 249.4986 | 0
| 198.9802 | 0 | 198.9802 | -0.051335 | 198.9802 | 0.034613 | 198.9802 | 0 | 198.9802 | 0 | 198.9802 | 0 | 348.2258 | 0 | 252.1509 | 0.063494 | 198.9802 | 0 | 348.2258 | 0.012701 | 252.1509 | 0 | 252.1509 | 0 | 245.8079 | 0 | 252.1509 | 0 | 252.1509 | 0 | 252.4821 | 0 | 249.6552 | 0 | 252.1509 | 0 | 252.4821 | 0 | 252.4821 | 0 | 252.4821 | 0 | 348.2258 | 0.012015 | 252.4821 | 0 | 252.4821 | 0.0001238 | 606 | 3.1689 | 252.1509 | 0 | 246.43 | -0.0065291 | 252.4821 | 0 | 252.1509 | 0 | 348.1713 | 0.00030146 | 252.4821 | 0 | 252.4821 | 0.011278 | 252.1509 | 0 | 252.4821 | 0 | 252.4821 | 0 | 252.4821 | 0 | 538.1554 | 0.018101 | 252.1509 | 0 | 252.1509 | 0 | 252.4821 | 0.01112 | 536.9514 | 0 | 252.1509 | 0 | 540.4621 | 0.00023145 | 538.1554 | 0.038911 | 252.1509 | 0 | 816.6229 | 0.0025589 | 861.1063 | 0.00069526 | 1077.8497 | 0.0010147 | 1002.8933 | 0.012729 | 1013.0366 | 0 | 1012.4327 | 0 | 1012.4265 | 0.0048387 | 252.151 | 5.2881e-06 | 252.4821 | 0 | 252.1509 | 0 | 252.1509 | 0 | 252.4821 | #REF! | 252.1509 | 0 | 249.7057 | 0
| 199.0507 | 0 | 199.0507 | 0.035715 | 199.0507 | 0.034613 | 199.0507 | 0 | 199.0507 | 0 | 199.0507 | 0 | 348.3394 | 0 | 252.3571 | 0.016166 | 199.0507 | 0 | 348.3394 | 0 | 252.3571 | 0 | 252.3571 | 0 | 246.0163 | 0 | 252.3571 | 0 | 252.3571 | 0 | 252.6891 | 0 | 249.8658 | 0 | 252.3571 | 0 | 252.6891 | 0 | 252.6891 | 0 | 252.6891 | 0 | 348.3394 | 0.0058817 | 252.6891 | 0 | 252.6891 | 0 | 607 | 3.1224 | 252.3571 | 0 | 246.64 | -0.015623 | 252.6891 | 0 | 252.3571 | 0 | 348.2816 | 0.00029269 | 252.6891 | 0 | 252.6891 | 0 | 252.3571 | 0 | 252.6891 | 0 | 252.6891 | 0 | 252.6891 | 0 | 538.3112 | 0.00338 | 252.3571 | 0 | 252.3571 | 0 | 252.6891 | -0.0059063 | 537.1081 | 0.00078262 | 252.3571 | 0 | 540.6168 | 0.00021719 | 538.3112 | 0.041534 | 252.3571 | 0 | 816.6894 | 0.0023863 | 861.346 | 0.00036744 | 1077.9067 | 0.0010236 | 1002.9056 | 0.012721 | 1013.0869 | 0 | 1012.483 | 0 | 1012.4766 | 0.0049035 | 252.357 | 3.7454e-05 | 252.6891 | 0 | 252.3571 | 0 | 252.3571 | 0 | 252.6891 | #REF! | 252.3571 | 0 | 249.9128 | 0
| 199.1213 | 0 | 199.1213 | -0.0020377 | 199.1213 | 0.034613 | 199.1213 | 0 | 199.1213 | 0 | 199.1213 | 0 | 348.4529 | 0 | 252.5632 | 0.047813 | 199.1213 | 0 | 348.4529 | 0.0070979 | 252.5632 | 0 | 252.5633 | 0 | 246.2246 | 0 | 252.5632 | 0 | 252.5633 | 0 | 252.8961 | 0 | 250.0764 | 0 | 252.5633 | 0 | 252.8961 | 0 | 252.8961 | 0 | 252.8961 | 0 | 348.4529 | 0 | 252.8961 | 0 | 252.8961 | 8.2841e-05 | 608 | 3.0759 | 252.5632 | 0 | 246.85 | 0.01096 | 252.8961 | 0 | 252.5633 | 0 | 348.3918 | 0.00029651 | 252.8961 | 0 | 252.8961 | 0.0069202 | 252.5633 | 0 | 252.8961 | 0 | 252.8961 | 0 | 252.8961 | 0 | 538.467 | 0.018101 | 252.5632 | 0 | 252.5632 | 0 | 252.8961 | 0.0091612 | 537.2649 | 0.00017392 | 252.5632 | 0 | 540.7716 | 0.00017551 | 538.467 | 0.039567 | 252.5633 | 0 | 816.7557 | 0.0021122 | 861.5858 | 0.0007333 | 1077.9636 | 0.0010325 | 1002.9179 | 0.012713 | 1013.1372 | 0 | 1012.5332 | 0 | 1012.5269 | 0.0049796 | 252.563 | 5.3597e-05 | 252.8961 | 0 | 252.5633 | 0 | 252.5633 | 0 | 252.8961 | #REF! | 252.5633 | 0 | 250.12 | 0
| 199.1919 | 0 | 199.1919 | -0.041205 | 199.1919 | 0.034613 | 199.1919 | 0 | 199.1919 | 0 | 199.1919 | 0 | 348.5664 | 0 | 252.7694 | -0.01243 | 199.1919 | 0 | 348.5664 | 0.0014907 | 252.7694 | 0 | 252.7694 | 0 | 246.433 | 0 | 252.7694 | 0 | 252.7694 | 0 | 253.1032 | 0 | 250.2871 | 0 | 252.7694 | 0 | 253.1032 | 0 | 253.1032 | 0 | 253.1032 | 0 | 348.5664 | 0.0082542 | 253.1032 | 0 | 253.1032 | 0 | 609 | 3.0294 | 252.7694 | 0 | 247.05 | -0.043256 | 253.1032 | 0 | 252.7694 | 0 | 348.502 | 0.00030603 | 253.1032 | 0 | 253.1032 | 0 | 252.7694 | 0 | 253.1032 | 0 | 253.1032 | 0 | 253.1032 | 0 | 538.6228 | 0.0065675 | 252.7694 | 0 | 252.7694 | 0 | 253.1032 | -0.00052424 | 537.4217 | 0.00078262 | 252.7694 | 0 | 540.9264 | 0.00027752 | 538.6228 | 0.040987 | 252.7694 | 0 | 816.8221 | 0.0015368 | 861.8255 | 0.00038892 | 1078.0205 | 0.0010415 | 1002.9302 | 0.012705 | 1013.1874 | 0 | 1012.5834 | 0 | 1012.5771 | 0.0050649 | 252.769 | 4.2851e-05 | 253.1032 | 0 | 252.7694 | 0 | 252.7694 | 0 | 253.1032 | #REF! | 252.7694 | 0 | 250.3272 | 0
| 199.2624 | 0 | 199.2625 | -0.056133 | 199.2624 | 0.034613 | 199.2624 | 0 | 199.2624 | 0 | 199.2624 | 0 | 348.68 | 0 | 252.9756 | 0.053007 | 199.2624 | 0 | 348.68 | 0 | 252.9756 | 0 | 252.9756 | 0 | 246.6414 | 0 | 252.9756 | 0 | 252.9756 | 0 | 253.3102 | 0 | 250.4977 | 0 | 252.9756 | 0 | 253.3102 | 0 | 253.3102 | 0 | 253.3102 | 0 | 348.68 | 0 | 253.3102 | 0 | 253.3102 | 0.00011866 | 610 | 2.9829 | 252.9756 | 0 | 247.26 | 0.014107 | 253.3102 | 0 | 252.9756 | 0 | 348.6123 | 0.00028926 | 253.3102 | 0 | 253.3102 | 0.013077 | 252.9756 | 0 | 253.3102 | 0 | 253.3102 | 0 | 253.3102 | 0 | 538.7787 | 0.022532 | 252.9756 | 0 | 252.9756 | 0 | 253.3102 | 0.00242 | 537.5785 | 0.00069566 | 252.9756 | 0 | 541.0811 | 0.00012724 | 538.7787 | 0.038364 | 252.9756 | 0 | 816.8885 | 0.001624 | 862.0653 | 0.00066451 | 1078.0774 | 0.0010505 | 1002.9426 | 0.012698 | 1013.2377 | 0 | 1012.6337 | 0 | 1012.6273 | 0.0051569 | 252.976 | 5.8952e-05 | 253.3102 | 0 | 252.9756 | 0 | 252.9756 | 0 | 253.3102 | #REF! | 252.9756 | 0 | 250.5344 | 0
| 199.333 | 0 | 199.333 | -0.0010265 | 199.333 | 0.034613 | 199.333 | 0 | 199.333 | 0 | 199.333 | 0 | 348.7935 | 0.011182 | 253.1818 | 0.014618 | 199.333 | 0 | 348.7935 | 0 | 253.1818 | 0 | 253.1818 | 0 | 246.8498 | 0 | 253.1818 | 0 | 253.1818 | 0 | 253.5173 | 0 | 250.7084 | 0 | 253.1818 | 0 | 253.5173 | 0 | 253.5173 | 0 | 253.5173 | 0 | 348.7935 | 0.018911 | 253.5173 | 0 | 253.5173 | 0 | 611 | 2.9364 | 253.1818 | 0 | 247.47 | -0.0019821 | 253.5173 | 0 | 253.1818 | 0 | 348.7226 | 0.00028202 | 253.5173 | 0 | 253.5173 | 0 | 253.1818 | 0 | 253.5173 | 0 | 253.5173 | 0 | 253.5173 | 0 | 538.9345 | 0.0089168 | 253.1818 | 0 | 253.1818 | 0 | 253.5173 | -0.0044513 | 537.7354 | 0.00026087 | 253.1818 | 0 | 541.2359 | 0.00027423 | 538.9345 | 0.04055 | 253.1818 | 0 | 816.9549 | 0.0022105 | 862.305 | 0.00039233 | 1078.1344 | 0.0010595 | 1002.9549 | 0.012691 | 1013.288 | 0 | 1012.6839 | 0 | 1012.6775 | 0.0052546 | 253.182 | 3.212e-05 | 253.5173 | 0 | 253.1818 | 0 | 253.1818 | 0 | 253.5173 | #REF! | 253.1818 | 0 | 250.7416 | 0
| 199.4036 | 0 | 199.4036 | 0.0333 | 199.4036 | 0.034613 | 199.4036 | 0 | 199.4036 | 0 | 199.4036 | 0 | 348.907 | 0 | 253.3881 | -0.02377 | 199.4036 | 0 | 348.907 | 0.005977 | 253.3881 | 0 | 253.388 | 0 | 247.0582 | 0 | 253.3881 | 0 | 253.388 | 0 | 253.7243 | 0 | 250.9191 | 0 | 253.388 | 0 | 253.7243 | 0 | 253.7243 | 0 | 253.7243 | 0 | 348.907 | 0.012642 | 253.7243 | 0 | 253.7243 | 4.3196e-05 | 612 | 2.8896 | 253.3881 | 0 | 247.67 | -0.0075784 | 253.7243 | 0 | 253.388 | 0 | 348.8328 | 0.00029193 | 253.7243 | 0 | 253.7243 | 0.0057889 | 253.388 | 0 | 253.7243 | 0 | 253.7243 | 0 | 253.7243 | 0 | 539.0904 | 0.018474 | 253.3881 | 0 | 253.3881 | 0 | 253.7243 | -0.00075896 | 537.8922 | 0.00069566 | 253.3881 | 0 | 541.3907 | 0.00018099 | 539.0904 | 0.039567 | 253.388 | 0 | 817.0213 | 0.0022292 | 862.5448 | 0.00069494 | 1078.1913 | 0.0010686 | 1002.9672 | 0.012685 | 1013.3383 | 0 | 1012.7341 | 0 | 1012.7278 | 0.0053546 | 253.388 | 3.7431e-05 | 253.7243 | 0 | 253.388 | 0 | 253.388 | 0 | 253.7243 | #REF! | 253.388 | 0 | 250.9488 | 0
| 199.4742 | 0 | 199.4742 | -0.05458 | 199.4742 | 0.034613 | 199.4742 | 0 | 199.4742 | 0 | 199.4742 | 0 | 349.0205 | 0 | 253.5943 | -0.047268 | 199.4742 | 0 | 349.0205 | 0.012299 | 253.5943 | 0 | 253.5943 | 0 | 247.2666 | 0 | 253.5943 | 0 | 253.5943 | 0 | 253.9314 | 0 | 251.1297 | 0 | 253.5943 | 0 | 253.9314 | 0 | 253.9314 | 0 | 253.9314 | 0 | 349.0205 | 0 | 253.9314 | 0 | 253.9314 | 0 | 613 | 2.8425 | 253.5943 | 0 | 247.88 | 0.00011659 | 253.9314 | 0 | 253.5943 | 0 | 348.9431 | 0.0003167 | 253.9314 | 0 | 253.9314 | 0 | 253.5943 | 0 | 253.9314 | 0 | 253.9314 | 0 | 253.9314 | 0 | 539.2462 | 0.013242 | 253.5943 | 0 | 253.5943 | 0 | 253.9314 | -0.0038831 | 538.049 | 0.00078262 | 253.5943 | 0 | 541.5455 | 0.0002479 | 539.2462 | 0.040878 | 253.5943 | 0 | 817.0877 | 0.0012309 | 862.7845 | 0.00037545 | 1078.2482 | 0.0010776 | 1002.9795 | 0.012679 | 1013.3887 | 0 | 1012.7844 | 0 | 1012.7781 | 0.0054546 | 253.594 | 3.2187e-05 | 253.9314 | 0 | 253.5943 | 0 | 253.5943 | 0 | 253.9314 | #REF! | 253.5943 | 0 | 251.1561 | 0
| 199.5448 | 0 | 199.5448 | -0.028409 | 199.5448 | 0.034613 | 199.5448 | 0 | 199.5448 | 0 | 199.5448 | 0 | 349.1341 | 0.0059811 | 253.8006 | 0.059099 | 199.5448 | 0 | 349.1341 | 0.0097126 | 253.8006 | 0 | 253.8006 | 0 | 247.4751 | 0 | 253.8006 | 0 | 253.8006 | 0 | 254.1385 | 0 | 251.3404 | 0 | 253.8006 | 0 | 254.1385 | 0 | 254.1385 | 0 | 254.1385 | 0 | 349.1341 | 0.010553 | 254.1385 | 0 | 254.1385 | 0.00011122 | 614 | 2.7954 | 253.8006 | 0 | 248.09 | 0.0064125 | 254.1385 | 0 | 253.8006 | 0 | 349.0534 | 0.0003068 | 254.1385 | 0 | 254.1385 | 0.012934 | 253.8006 | 0 | 254.1385 | 0 | 254.1385 | 0 | 254.1385 | 0 | 539.4021 | 0.021571 | 253.8006 | 0 | 253.8006 | 0 | 254.1385 | 0.0018404 | 538.2059 | 0 | 253.8006 | 0 | 541.7003 | 0.00019744 | 539.4021 | 0.039239 | 253.8006 | 0 | 817.1542 | 0.0016991 | 863.0243 | 0.00082925 | 1078.3052 | 0.0010867 | 1002.9918 | 0.012674 | 1013.439 | 0 | 1012.8347 | 0 | 1012.8283 | 0.0055501 | 253.801 | 4.2852e-05 | 254.1385 | 0 | 253.8006 | 0 | 253.8006 | 0 | 254.1385 | #REF! | 253.8006 | 0 | 251.3633 | 0
| 199.6154 | 0 | 199.6154 | -0.0010222 | 199.6154 | 0.034613 | 199.6154 | 0 | 199.6154 | 0 | 199.6154 | 0 | 349.2476 | 0 | 254.0068 | -0.035195 | 199.6154 | 0 | 349.2476 | 0.0089449 | 254.0068 | 0 | 254.0068 | 0 | 247.6835 | 0 | 254.0068 | 0 | 254.0068 | 0 | 254.3457 | 0 | 251.5511 | 0 | 254.0068 | 0 | 254.3457 | 0 | 254.3457 | 0 | 254.3457 | 0 | 349.2476 | 0.0035093 | 254.3457 | 0 | 254.3457 | 0 | 615 | 2.7484 | 254.0068 | 0 | 248.3 | -0.018771 | 254.3457 | 0 | 254.0068 | 0 | 349.1637 | 0.00031404 | 254.3457 | 0 | 254.3457 | 0 | 254.0068 | 0 | 254.3457 | 0 | 254.3457 | 0 | 254.3457 | 0 | 539.558 | 0.01164 | 254.0068 | 0 | 254.0068 | 0 | 254.3457 | -0.00054799 | 538.3627 | 0.00026087 | 254.0068 | 0 | 541.8552 | 0.00023693 | 539.558 | 0.041097 | 254.0068 | 0 | 817.2206 | 0.0020857 | 863.2641 | 0.00037951 | 1078.3621 | 0.0010957 | 1003.0042 | 0.012669 | 1013.4893 | 0 | 1012.8849 | 0 | 1012.8786 | 0.0056387 | 254.007 | 5.3531e-05 | 254.3457 | 0 | 254.0068 | 0 | 254.0068 | 0 | 254.3457 | #REF! | 254.0068 | 0 | 251.5706 | 0
| 199.686 | 0 | 199.686 | 0.039347 | 199.686 | 0.034613 | 199.686 | 0 | 199.686 | 0 | 199.686 | 0 | 349.3611 | 0.0028146 | 254.2131 | 0.065066 | 199.686 | 0 | 349.3611 | 0 | 254.2131 | 0 | 254.2131 | 0 | 247.892 | 0 | 254.2131 | 0 | 254.2131 | 0 | 254.5528 | 0 | 251.7619 | 0 | 254.2131 | 0 | 254.5528 | 0 | 254.5528 | 0 | 254.5528 | 0 | 349.3611 | 0 | 254.5528 | 0 | 254.5528 | 9.8762e-05 | 616 | 2.7013 | 254.2131 | 0 | 248.5 | 0.021452 | 254.5528 | 0 | 254.2131 | 0 | 349.2739 | 0.00031061 | 254.5528 | 0 | 254.5528 | 0.010368 | 254.2131 | 0 | 254.5528 | 0 | 254.5528 | 0 | 254.5528 | 0 | 539.7138 | 0.013882 | 254.2131 | 0 | 254.2131 | 0 | 254.5528 | 0.0019265 | 538.5196 | 0.00017392 | 254.2131 | 0 | 542.01 | 0.0001788 | 539.7138 | 0.039567 | 254.2131 | 0 | 817.2871 | 0.0016322 | 863.5039 | 0.00074265 | 1078.4191 | 0.0011048 | 1003.0165 | 0.012665 | 1013.5396 | 0 | 1012.9352 | 0 | 1012.9288 | 0.005716 | 254.213 | 4.8162e-05 | 254.5528 | 0 | 254.2131 | 0 | 254.2131 | 0 | 254.5528 | #REF! | 254.2131 | 0 | 251.7779 | 0
| 199.7566 | 0 | 199.7566 | -0.052326 | 199.7566 | 0.034613 | 199.7566 | 0 | 199.7566 | 0 | 199.7566 | 0 | 349.4746 | 0.020723 | 254.4195 | -0.0062266 | 199.7566 | 0 | 349.4746 | 0.01379 | 254.4195 | 0 | 254.4195 | 0 | 248.1004 | 0 | 254.4195 | 0 | 254.4195 | 0 | 254.76 | 0 | 251.9726 | 0 | 254.4195 | 0 | 254.76 | 0 | 254.76 | 0 | 254.76 | 0 | 349.4746 | 0.01033 | 254.76 | 0 | 254.76 | 0 | 617 | 2.6542 | 254.4195 | 0 | 248.71 | -0.02087 | 254.76 | 0 | 254.4195 | 0 | 349.3842 | 0.00033462 | 254.76 | 0 | 254.76 | 0 | 254.4195 | 0 | 254.76 | 0 | 254.76 | 0 | 254.76 | 0 | 539.8697 | 0.0076887 | 254.4195 | 0 | 254.4195 | 0 | 254.76 | -0.00040776 | 538.6764 | 0.00026087 | 254.4195 | 0 | 542.1649 | 0.00025997 | 539.8697 | 0.041534 | 254.4195 | 0 | 817.3536 | 0.0010513 | 863.7437 | 0.00035792 | 1078.4761 | 0.0011138 | 1003.0288 | 0.012661 | 1013.5899 | 0 | 1012.9854 | 0 | 1012.9791 | 0.0057796 | 254.419 | 4.2852e-05 | 254.76 | 0 | 254.4195 | 0 | 254.4195 | 0 | 254.76 | #REF! | 254.4195 | 0 | 251.9852 | 0
| 199.8272 | 0 | 199.8272 | -0.052287 | 199.8272 | 0.034613 | 199.8272 | 0 | 199.8272 | 0 | 199.8272 | 0 | 349.5881 | 0 | 254.6258 | -0.091531 | 199.8272 | 0 | 349.5881 | 0 | 254.6258 | 0 | 254.6258 | 0 | 248.3089 | 0 | 254.6258 | 0 | 254.6258 | 0 | 254.9671 | 0 | 252.1833 | 0 | 254.6258 | 0 | 254.9671 | 0 | 254.9671 | 0 | 254.9671 | 0 | 349.5881 | 0 | 254.9671 | 0 | 254.9671 | 0.00011097 | 618 | 2.6071 | 254.6258 | 0 | 248.92 | 0.0046636 | 254.9671 | 0 | 254.6258 | 0 | 349.4945 | 0.00031404 | 254.9671 | 0 | 254.9671 | 0.0037601 | 254.6258 | 0 | 254.9671 | 0 | 254.9671 | 0 | 254.9671 | 0 | 540.0256 | 0.014737 | 254.6258 | 0 | 254.6258 | 0 | 254.9671 | 0.0053912 | 538.8333 | 0.00017392 | 254.6258 | 0 | 542.3197 | 0.00015357 | 540.0256 | 0.039239 | 254.6258 | 0 | 817.42 | 0.0013339 | 863.9835 | 0.00075454 | 1078.533 | 0.0011215 | 1003.0411 | 0.012658 | 1013.6403 | 0 | 1013.0357 | 0 | 1013.0294 | 0.0058262 | 254.626 | 4.2842e-05 | 254.9671 | 0 | 254.6258 | 0 | 254.6258 | 0 | 254.9671 | #REF! | 254.6258 | 0 | 252.1925 | 0
| 199.8978 | 0 | 199.8978 | 0.01146 | 199.8978 | 0.034613 | 199.8978 | 0 | 199.8978 | 0 | 199.8978 | 0 | 349.7016 | 0.0048591 | 254.8321 | -0.050199 | 199.8978 | 0 | 349.7016 | 0 | 254.8321 | 0 | 254.8321 | 0 | 248.5175 | 0 | 254.8321 | 0 | 254.8321 | 0 | 255.1743 | 0 | 252.3941 | 0 | 254.8321 | 0 | 255.1743 | 0 | 255.1743 | 0 | 255.1743 | 0 | 349.7016 | 0.0052886 | 255.1743 | 0 | 255.1743 | 0 | 619 | 2.5601 | 254.8321 | 0 | 249.12 | -0.00058295 | 255.1743 | 0 | 254.8321 | 0 | 349.6048 | 0.00032318 | 255.1743 | 0 | 255.1743 | 0 | 254.8321 | 0 | 255.1743 | 0 | 255.1743 | 0 | 255.1743 | 0 | 540.1815 | 0.0026289 | 254.8321 | 0 | 254.8321 | 0 | 255.1743 | -0.005715 | 538.9902 | 0.00026087 | 254.8321 | 0 | 542.4746 | 0.00022596 | 540.1815 | 0.041425 | 254.8321 | 0 | 817.4866 | 0.0017156 | 864.2233 | 0.00043169 | 1078.59 | 0.0011205 | 1003.0535 | 0.012656 | 1013.6906 | 0 | 1013.086 | 0 | 1013.0797 | 0.005858 | 254.832 | 1.0724e-05 | 255.1743 | 0 | 254.8321 | 0 | 254.8321 | 0 | 255.1743 | #REF! | 254.8321 | 0 | 252.3998 | 0
| 199.9684 | 0 | 199.9685 | 0.0062504 | 199.9684 | 0.034613 | 199.9684 | 0 | 199.9684 | 0 | 199.9685 | 0 | 349.8151 | 0.0035183 | 255.0385 | 0.027331 | 199.9684 | 0 | 349.8151 | 0 | 255.0385 | 0 | 255.0385 | 0 | 248.726 | 0 | 255.0385 | 0 | 255.0385 | 0 | 255.3815 | 0 | 252.6048 | 0 | 255.0385 | 0 | 255.3815 | 0 | 255.3815 | 0 | 255.3815 | 0 | 349.8151 | 0.028419 | 255.3815 | 0 | 255.3815 | 5.5504e-05 | 620 | 2.513 | 255.0385 | 0 | 249.33 | 0.0039641 | 255.3815 | 0 | 255.0385 | 0 | 349.7151 | 0.00030603 | 255.3815 | 0 | 255.3815 | 0.0090488 | 255.0385 | 0 | 255.3815 | 0 | 255.3815 | 0 | 255.3815 | 0 | 540.3374 | 0.021678 | 255.0385 | 0 | 255.0385 | 0 | 255.3815 | 0.003975 | 539.1471 | 0.00017392 | 255.0385 | 0 | 542.6294 | 0.0002139 | 540.3374 | 0.038911 | 255.0385 | 0 | 817.553 | 0.0026029 | 864.4632 | 0.0007999 | 1078.647 | 0.0011194 | 1003.0658 | 0.012654 | 1013.741 | 0 | 1013.1362 | 0 | 1013.1299 | 0.0058751 | 255.039 | 2.6809e-05 | 255.3815 | 0 | 255.0385 | 0 | 255.0385 | 0 | 255.3815 | #REF! | 255.0385 | 0 | 252.6072 | 0
| 200.0391 | 0 | 200.0391 | -0.046251 | 200.0391 | 0.034613 | 200.0391 | 0 | 200.0391 | 0 | 200.0391 | 0 | 349.9286 | 0 | 255.2449 | -0.019205 | 200.0391 | 0 | 349.9286 | 0 | 255.2449 | 0 | 255.2449 | 0 | 248.9345 | 0 | 255.2449 | 0 | 255.2449 | 0 | 255.5888 | 0 | 252.8156 | 0 | 255.2449 | 0 | 255.5888 | 0 | 255.5888 | 0 | 255.5888 | 0 | 349.9286 | 0.007068 | 255.5888 | 0 | 255.5888 | 0 | 621 | 2.4659 | 255.2449 | 0 | 249.54 | -0.011776 | 255.5888 | 0 | 255.2449 | 0 | 349.8254 | 0.00032814 | 255.5888 | 0 | 255.5888 | 0 | 255.2449 | 0 | 255.5888 | 0 | 255.5888 | 0 | 255.5888 | 0 | 540.4934 | 0.012601 | 255.2449 | 0 | 255.2449 | 0 | 255.5888 | -5.0763e-05 | 539.3039 | 0.00026087 | 255.2449 | 0 | 542.7843 | 0.0002117 | 540.4934 | 0.040769 | 255.2449 | 0 | 817.6196 | 0.0023149 | 864.703 | 0.00043056 | 1078.704 | 0.0011183 | 1003.0781 | 0.012653 | 1013.7913 | 0 | 1013.1865 | 0 | 1013.1802 | 0.0058819 | 255.245 | 4.28e-05 | 255.5888 | 0 | 255.2449 | 0 | 255.2449 | 0 | 255.5888 | #REF! | 255.2449 | 0 | 252.8146 | 0
| 200.1097 | 0 | 200.1097 | -0.030898 | 200.1097 | 0.034613 | 200.1097 | 0 | 200.1097 | 0 | 200.1097 | 0 | 350.0421 | 0 | 255.4513 | 0.011039 | 200.1097 | 0 | 350.0421 | 0 | 255.4513 | 0 | 255.4513 | 0 | 249.1431 | 0 | 255.4513 | 0 | 255.4513 | 0 | 255.796 | 0 | 253.0264 | 0 | 255.4513 | 0 | 255.796 | 0 | 255.796 | 0 | 255.796 | 0 | 350.0421 | 0.0028674 | 255.796 | 0 | 255.796 | 6.5462e-05 | 622 | 2.4189 | 255.4513 | 0 | 249.74 | 0.0067623 | 255.796 | 0 | 255.4513 | 0 | 349.9358 | 0.00032318 | 255.796 | 0 | 255.796 | 0.0085903 | 255.4513 | 0 | 255.796 | 0 | 255.796 | 0 | 255.796 | 0 | 540.6493 | 0.010999 | 255.4513 | 0 | 255.4513 | 0 | 255.796 | 0.0088418 | 539.4608 | 0 | 255.4513 | 0 | 542.9392 | 0.0002128 | 540.6493 | 0.038255 | 255.4513 | 0 | 817.6861 | 0.0023811 | 864.9428 | 0.00079494 | 1078.761 | 0.0011171 | 1003.0904 | 0.012652 | 1013.8417 | 0 | 1013.2368 | 0 | 1013.2305 | 0.0058819 | 255.451 | 6.4197e-05 | 255.796 | 0 | 255.4513 | 0 | 255.4513 | 0 | 255.796 | #REF! | 255.4513 | 0 | 253.0219 | 0
| 200.1804 | 0 | 200.1804 | 0.021933 | 200.1804 | 0.034613 | 200.1804 | 0 | 200.1804 | 0 | 200.1804 | 0 | 350.1556 | 0.012236 | 255.6577 | 0.0095714 | 200.1804 | 0 | 350.1556 | 0.0040996 | 255.6577 | 0 | 255.6577 | 0 | 249.3516 | 0 | 255.6577 | 0 | 255.6577 | 0 | 256.0032 | 0 | 253.2372 | 0 | 255.6577 | 0 | 256.0032 | 0 | 256.0032 | 0 | 256.0032 | 0 | 350.1556 | 0.0029162 | 256.0032 | 0 | 256.0032 | 0 | 623 | 2.3718 | 255.6577 | 0 | 249.95 | -0.02087 | 256.0032 | 0 | 255.6577 | 0 | 350.0461 | 0.00034681 | 256.0032 | 0 | 256.0032 | 0 | 255.6577 | 0 | 256.0032 | 0 | 256.0032 | 0 | 256.0032 | 0 | 540.8053 | 0.0095041 | 255.6577 | 0 | 255.6577 | 0 | 256.0032 | -0.0028548 | 539.6178 | 0.00078262 | 255.6577 | 0 | 543.0941 | 0.0002468 | 540.8053 | 0.040769 | 255.6577 | 0 | 817.7526 | 0.0021421 | 865.1827 | 0.00038541 | 1078.818 | 0.0011159 | 1003.1027 | 0.012652 | 1013.892 | 0 | 1013.2871 | 0 | 1013.2808 | 0.0058796 | 255.658 | 4.8162e-05 | 256.0032 | 0 | 255.6577 | 0 | 255.6577 | 0 | 256.0032 | #REF! | 255.6577 | 0 | 253.2293 | 0
| 200.251 | 0 | 200.251 | 0.017172 | 200.251 | 0.034613 | 200.251 | 0 | 200.251 | 0 | 200.251 | 0 | 350.2691 | 0 | 255.8642 | 0.11641 | 200.251 | 0 | 350.2691 | 0 | 255.8642 | 0 | 255.8642 | 0 | 249.5602 | 0 | 255.8642 | 0 | 255.8642 | 0 | 256.2105 | 0 | 253.448 | 0 | 255.8642 | 0 | 256.2105 | 0 | 256.2105 | 0 | 256.2105 | 0 | 350.2691 | 0.026643 | 256.2105 | 0 | 256.2105 | 0.00017906 | 624 | 2.3278 | 255.8642 | 0 | 250.16 | -0.0012825 | 256.2105 | 0 | 255.8642 | 0 | 350.1564 | 0.00031327 | 256.2105 | 0 | 256.2105 | 0.0085385 | 255.8642 | 0 | 256.2105 | 0 | 256.2105 | 0 | 256.2105 | 0 | 540.9612 | 0.012387 | 255.8642 | 0 | 255.8642 | 0 | 256.2105 | 0.0015833 | 539.7747 | 0 | 255.8642 | 0 | 543.249 | 0.00011298 | 540.9612 | 0.039348 | 255.8642 | 0 | 817.8192 | 0.0018905 | 865.4225 | 0.00079011 | 1078.875 | 0.0011146 | 1003.1151 | 0.012653 | 1013.9424 | 0 | 1013.3375 | 0 | 1013.3311 | 0.0058774 | 255.864 | 2.6766e-05 | 256.2105 | 0 | 255.8642 | 0 | 255.8642 | 0 | 256.2105 | #REF! | 255.8642 | 0 | 253.4368 | 0
| 200.3216 | 0 | 200.3216 | -0.03002 | 200.3216 | 0.034613 | 200.3216 | 0 | 200.3216 | 0 | 200.3216 | 0 | 350.3826 | 0.0059129 | 256.0706 | -0.056789 | 200.3216 | 0 | 350.3826 | 0.022353 | 256.0706 | 0 | 256.0706 | 0 | 249.7688 | 0 | 256.0706 | 0 | 256.0706 | 0 | 256.4178 | 0 | 253.6588 | 0 | 256.0706 | 0 | 256.4178 | 0 | 256.4178 | 0 | 256.4178 | 0 | 350.3826 | 0.0061784 | 256.4178 | 0 | 256.4178 | 0 | 625 | 2.2965 | 256.0706 | 0 | 250.36 | -0.024717 | 256.4178 | 0 | 256.0706 | 0 | 350.2668 | 0.0003087 | 256.4178 | 0 | 256.4178 | 0 | 256.0706 | 0 | 256.4178 | 0 | 256.4178 | 0 | 256.4178 | 0 | 541.1172 | 0.01447 | 256.0706 | 0 | 256.0706 | 0 | 256.4178 | 0.00011451 | 539.9316 | 0.00078262 | 256.0706 | 0 | 543.404 | 0.00033346 | 541.1172 | 0.041425 | 256.0706 | 0 | 817.8857 | 0.0019979 | 865.6624 | 0.00043108 | 1078.932 | 0.0011132 | 1003.1274 | 0.012655 | 1013.9927 | 0 | 1013.3878 | 0 | 1013.3814 | 0.0058785 | 256.071 | 4.2894e-05 | 256.4178 | 0 | 256.0706 | 0 | 256.0706 | 0 | 256.4178 | #REF! | 256.0706 | 0 | 253.6442 | 0
| 200.3923 | 0 | 200.3923 | 0.00079354 | 200.3923 | 0.034613 | 200.3923 | 0 | 200.3923 | 0 | 200.3923 | 0 | 350.4961 | 0.018295 | 256.2771 | -0.019955 | 200.3923 | 0 | 350.4961 | 0 | 256.2771 | 0 | 256.2771 | 0 | 249.9774 | 0 | 256.2771 | 0 | 256.2771 | 0 | 256.6251 | 0 | 253.8696 | 0 | 256.2771 | 0 | 256.6251 | 0 | 256.6251 | 0 | 256.6251 | 0 | 350.4961 | 0.011807 | 256.6251 | 0 | 256.6251 | 5.6803e-05 | 626 | 2.2651 | 256.2771 | 0 | 250.57 | 0.0095605 | 256.6251 | 0 | 256.2771 | 0 | 350.3771 | 0.00027859 | 256.6251 | 0 | 256.6251 | 0.0079804 | 256.2771 | 0 | 256.6251 | 0 | 256.6251 | 0 | 256.6251 | 0 | 541.2731 | 0.02045 | 256.2771 | 0 | 256.2771 | 0 | 256.6251 | 0.0081715 | 540.0885 | 0 | 256.2771 | 0 | 543.5589 | 8.2268e-05 | 541.2731 | 0.03902 | 256.2771 | 0 | 817.9523 | 0.0018775 | 865.9023 | 0.00083584 | 1078.989 | 0.0011118 | 1003.1397 | 0.012657 | 1014.0431 | 0 | 1013.438 | 0 | 1013.4317 | 0.0058842 | 256.277 | 1.6085e-05 | 256.6251 | 0 | 256.2771 | 0 | 256.2771 | 0 | 256.6251 | #REF! | 256.2771 | 0 | 253.8516 | 0
| 200.463 | 0 | 200.463 | 0.028432 | 200.463 | 0.034613 | 200.463 | 0 | 200.463 | 0 | 200.463 | 0 | 350.6096 | 0.0083718 | 256.4836 | -0.0051953 | 200.463 | 0 | 350.6096 | 0 | 256.4836 | 0 | 256.4836 | 0 | 250.186 | 0 | 256.4836 | 0 | 256.4836 | 0 | 256.8324 | 0 | 254.0804 | 0 | 256.4836 | 0 | 256.8324 | 0 | 256.8324 | 0 | 256.8324 | 0 | 350.6096 | 0.016508 | 256.8324 | 0 | 256.8324 | 0 | 627 | 2.2337 | 256.4836 | 0 | 250.78 | -0.018072 | 256.8324 | 0 | 256.4836 | 0 | 350.4875 | 0.00031213 | 256.8324 | 0 | 256.8324 | 0 | 256.4836 | 0 | 256.8324 | 0 | 256.8324 | 0 | 256.8324 | 0 | 541.4291 | 0.013989 | 256.4836 | 0 | 256.4836 | 0 | 256.8324 | -0.0028934 | 540.2454 | 0.00078262 | 256.4836 | 0 | 543.7138 | 0.0003543 | 541.4291 | 0.040878 | 256.4836 | 0 | 818.0189 | 0.0010479 | 866.1422 | 0.00051362 | 1079.046 | 0.0011102 | 1003.152 | 0.01266 | 1014.0935 | 0 | 1013.4883 | 0 | 1013.4821 | 0.0058921 | 256.484 | 3.7388e-05 | 256.8324 | 0 | 256.4836 | 0 | 256.4836 | 0 | 256.8324 | #REF! | 256.4836 | 0 | 254.0591 | 0
| 200.5336 | 0 | 200.5336 | 0.013966 | 200.5336 | 0.034613 | 200.5336 | 0 | 200.5336 | 0 | 200.5336 | 0 | 350.7231 | 0.013018 | 256.6901 | 0.056797 | 200.5336 | 0 | 350.7231 | 0 | 256.6901 | 0 | 256.6901 | 0 | 250.3946 | 0 | 256.6901 | 0 | 256.6901 | 0 | 257.0398 | 0 | 254.2913 | 0 | 256.6901 | 0 | 257.0398 | 0 | 257.0398 | 0 | 257.0398 | 0 | 350.7231 | 0.0061303 | 257.0398 | 0 | 257.0398 | 8.9492e-05 | 628 | 2.2023 | 256.6901 | 0 | 250.99 | -0.014924 | 257.0398 | 0 | 256.6901 | 0 | 350.5978 | 0.00033805 | 257.0398 | 0 | 257.0398 | 0.0059518 | 256.6901 | 0 | 257.0398 | 0 | 257.0398 | 0 | 257.0398 | 0 | 541.5851 | 0.017567 | 256.6901 | 0 | 256.6901 | 0 | 257.0398 | 0.0065254 | 540.4024 | 0.00069566 | 256.6901 | 0 | 543.8688 | 0.00011518 | 541.5851 | 0.038911 | 256.6901 | 0 | 818.0854 | 0.0020095 | 866.382 | 0.00086814 | 1079.103 | 0.0011086 | 1003.1644 | 0.012664 | 1014.1439 | 0 | 1013.5387 | 0 | 1013.5323 | 0.0059001 | 256.69 | 6.4205e-05 | 257.0398 | 0 | 256.6901 | 0 | 256.6901 | 0 | 257.0398 | #REF! | 256.6901 | 0 | 254.2666 | 0
| 200.6043 | 0 | 200.6043 | -0.0077307 | 200.6043 | 0.034613 | 200.6043 | 0 | 200.6043 | 0 | 200.6043 | 0 | 350.8366 | 0.021114 | 256.8966 | -0.037524 | 200.6043 | 0 | 350.8366 | 0.012299 | 256.8966 | 0 | 256.8966 | 0 | 250.6033 | 0 | 256.8966 | 0 | 256.8966 | 0 | 257.2471 | 0 | 254.5022 | 0 | 256.8966 | 0 | 257.2471 | 0 | 257.2471 | 0 | 257.2471 | 0 | 350.8366 | 0 | 257.2471 | 0 | 257.2471 | 0 | 629 | 2.171 | 256.8966 | 0 | 251.19 | -0.019821 | 257.2471 | 0 | 256.8966 | 0 | 350.7082 | 0.00040017 | 257.2471 | 0 | 257.2471 | 0 | 256.8966 | 0 | 257.2471 | 0 | 257.2471 | 0 | 257.2471 | 0 | 541.7411 | 0.018421 | 256.8966 | 0 | 256.8966 | 0 | 257.2471 | 0.0025737 | 540.5593 | 0.00026087 | 256.8966 | 0 | 544.0238 | 0.00025668 | 541.7411 | 0.041097 | 256.8966 | 0 | 818.152 | 0.002304 | 866.6219 | 0.0004303 | 1079.16 | 0.0011069 | 1003.1767 | 0.012668 | 1014.1943 | 0 | 1013.5891 | 0 | 1013.5827 | 0.0059046 | 256.897 | 2.6817e-05 | 257.2471 | 0 | 256.8966 | 0 | 256.8966 | 0 | 257.2471 | #REF! | 256.8966 | 0 | 254.4741 | 0
| 200.675 | 0 | 200.675 | -0.064987 | 200.675 | 0.034613 | 200.675 | 0 | 200.675 | 0 | 200.675 | 0 | 350.9501 | 0 | 257.1032 | 0.0017975 | 200.675 | 0 | 350.9501 | 0 | 257.1032 | 0 | 257.1032 | 0 | 250.8119 | 0 | 257.1032 | 0 | 257.1032 | 0 | 257.4545 | 0 | 254.713 | 0 | 257.1032 | 0 | 257.4545 | 0 | 257.4545 | 0 | 257.4545 | 0 | 350.9501 | 0.0028674 | 257.4545 | 0 | 257.4545 | 0.00014999 | 630 | 2.1379 | 257.1032 | 0 | 251.4 | 0.021103 | 257.4545 | 0 | 257.1032 | 0 | 350.8186 | 0.00038149 | 257.4545 | 0 | 257.4545 | 0.012678 | 257.1032 | 0 | 257.4545 | 0 | 257.4545 | 0 | 257.4545 | 0 | 541.8971 | 0.013989 | 257.1032 | 0 | 257.1032 | 0 | 257.4545 | 0.0051828 | 540.7163 | 0 | 257.1032 | 0 | 544.1787 | 0.00019306 | 541.8971 | 0.038911 | 257.1032 | 0 | 818.2188 | 0.0023201 | 866.8618 | 0.00087086 | 1079.2172 | 0.0011051 | 1003.189 | 0.012673 | 1014.2446 | 0 | 1013.6393 | 0 | 1013.6331 | 0.0058978 | 257.103 | 2.1456e-05 | 257.4545 | 0 | 257.1032 | 0 | 257.1032 | 0 | 257.4545 | #REF! | 257.1032 | 0 | 254.6816 | 0
| 200.7456 | 0 | 200.7456 | 0.0070916 | 200.7456 | 0.034613 | 200.7456 | 0 | 200.7456 | 0 | 200.7456 | 0 | 351.0635 | 0.0066155 | 257.3098 | -0.08259 | 200.7456 | 0 | 351.0635 | 0.0070812 | 257.3098 | 0 | 257.3098 | 0 | 251.0206 | 0 | 257.3098 | 0 | 257.3098 | 0 | 257.6619 | 0 | 254.9239 | 0 | 257.3098 | 0 | 257.6619 | 0 | 257.6619 | 0 | 257.6619 | 0 | 351.0635 | 0.017135 | 257.6619 | 0 | 257.6619 | 0 | 631 | 2.0406 | 257.3098 | 0 | 251.61 | -0.0037309 | 257.6619 | 0 | 257.3098 | 0 | 350.9289 | 0.00037006 | 257.6619 | 0 | 257.6619 | 0 | 257.3098 | 0 | 257.6619 | 0 | 257.6619 | 0 | 257.6619 | 0 | 542.0531 | 0.0096643 | 257.3098 | 0 | 257.3098 | 0 | 257.6619 | 0.0017404 | 540.8732 | 0 | 257.3098 | 0 | 544.3337 | 0.00019744 | 542.0531 | 0.041643 | 257.3098 | 0 | 818.2853 | 0.0016978 | 867.1018 | 0.00047385 | 1079.2742 | 0.0011032 | 1003.2014 | 0.012679 | 1014.295 | 0 | 1013.6897 | 0 | 1013.6834 | 0.0058774 | 257.31 | 3.7498e-05 | 257.6619 | 0 | 257.3098 | 0 | 257.3098 | 0 | 257.6619 | #REF! | 257.3098 | 0 | 254.8891 | 0
| 200.8163 | 0 | 200.8163 | 0.017396 | 200.8163 | 0.034613 | 200.8163 | 0 | 200.8163 | 0 | 200.8163 | 0 | 351.177 | 0.013721 | 257.5163 | 0.0030926 | 200.8163 | 0 | 351.177 | 0.0029886 | 257.5163 | 0 | 257.5163 | 0 | 251.2293 | 0 | 257.5163 | 0 | 257.5163 | 0 | 257.8693 | 0 | 255.1348 | 0 | 257.5163 | 0 | 257.8693 | 0 | 257.8693 | 0 | 257.8693 | 0 | 351.177 | 0.0049438 | 257.8693 | 0 | 257.8693 | 8.0669e-05 | 632 | 2.012 | 257.5163 | 0 | 251.81 | 0.019353 | 257.8693 | 0 | 257.5163 | 0 | 351.0393 | 0.00030718 | 257.8693 | 0 | 257.8693 | 0.0099922 | 257.5163 | 0 | 257.8693 | 0 | 257.8693 | 0 | 257.8693 | 0 | 542.2091 | 0.021945 | 257.5163 | 0 | 257.5163 | 0 | 257.8693 | 0.0073574 | 541.0302 | 0.00069566 | 257.5163 | 0 | 544.4887 | 0.00023693 | 542.2091 | 0.039348 | 257.5163 | 0 | 818.3519 | 0.0014882 | 867.3417 | 0.00091735 | 1079.3312 | 0.0011012 | 1003.2137 | 0.012685 | 1014.3455 | 0 | 1013.74 | 0 | 1013.7337 | 0.0058365 | 257.516 | 2.1353e-05 | 257.8693 | 0 | 257.5163 | 0 | 257.5163 | 0 | 257.8693 | #REF! | 257.5163 | 0 | 255.0966 | 0
| 200.887 | 0 | 200.887 | -0.05571 | 200.887 | 0.034613 | 200.887 | 0 | 200.887 | 0 | 200.887 | 0 | 351.2905 | 0.0087231 | 257.7229 | 0.009039 | 200.887 | 0 | 351.2905 | 0.018635 | 257.7229 | 0 | 257.7229 | 0 | 251.438 | 0 | 257.7229 | 0 | 257.7229 | 0 | 258.0767 | 0 | 255.3457 | 0 | 257.7229 | 0 | 258.0767 | 0 | 258.0767 | 0 | 258.0767 | 0 | 351.2905 | 0.0067713 | 258.0767 | 0 | 258.0767 | 0 | 633 | 1.9525 | 257.7229 | 0 | 252.02 | -0.012475 | 258.0767 | 0 | 257.7229 | 0 | 351.1497 | 0.00032814 | 258.0767 | 0 | 258.0767 | 0 | 257.7229 | 0 | 258.0767 | 0 | 258.0767 | 0 | 258.0767 | 0 | 542.3651 | 0.014844 | 257.7229 | 0 | 257.7229 | 0 | 258.0767 | 0.00071043 | 541.1872 | 0 | 257.7229 | 0 | 544.6437 | 0.00015905 | 542.3651 | 0.04066 | 257.7229 | 0 | 818.4186 | 0.0013191 | 867.5816 | 0.0003937 | 1079.3883 | 0.0010992 | 1003.226 | 0.012693 | 1014.3959 | 0 | 1013.7904 | 0 | 1013.7841 | 0.0057774 | 257.723 | 3.2187e-05 | 258.0767 | 0 | 257.7229 | 0 | 257.7229 | 0 | 258.0767 | #REF! | 257.7229 | 0 | 255.3042 | 0
| 200.9577 | 0 | 200.9577 | -0.060296 | 200.9577 | 0.034613 | 200.9577 | 0 | 200.9577 | 0 | 200.9577 | 0 | 351.404 | 0.019351 | 257.9296 | -0.064181 | 200.9577 | 0 | 351.404 | 0.030736 | 257.9296 | 0 | 257.9296 | 0 | 251.6467 | 0 | 257.9296 | 0 | 257.9296 | 0 | 258.2841 | 0 | 255.5566 | 0 | 257.9296 | 0 | 258.2841 | 0 | 258.2841 | 0 | 258.2841 | 0 | 351.404 | 0.023613 | 258.2841 | 0 | 258.2841 | 6.0051e-05 | 634 | 1.9849 | 257.9296 | 0 | 252.23 | 0.021452 | 258.2841 | 0 | 257.9296 | 0 | 351.2601 | 0.00031747 | 258.2841 | 0 | 258.2841 | 0.013521 | 257.9296 | 0 | 258.2841 | 0 | 258.2841 | 0 | 258.2841 | 0 | 542.5212 | 0.011533 | 257.9296 | 0 | 257.9296 | 0 | 258.2841 | 5.0313e-05 | 541.3442 | 0.00017392 | 257.9296 | 0 | 544.7987 | 0.00024571 | 542.5212 | 0.037599 | 257.9296 | 0 | 818.4852 | 0.0013228 | 867.8215 | 0.00088847 | 1079.4453 | 0.001097 | 1003.2383 | 0.012701 | 1014.4463 | 0 | 1013.8408 | 0 | 1013.8344 | 0.0057035 | 257.93 | 1.079e-05 | 258.2841 | 0 | 257.9296 | 0 | 257.9296 | 0 | 258.2841 | #REF! | 257.9296 | 0 | 255.5118 | 0
| 201.0284 | 0 | 201.0284 | 0.013492 | 201.0284 | 0.034613 | 201.0284 | 0 | 201.0284 | 0 | 201.0284 | 0 | 351.5174 | 0.017505 | 258.1362 | 0.039258 | 201.0284 | 0 | 351.5174 | 0.0089449 | 258.1362 | 0 | 258.1362 | 0 | 251.8554 | 0 | 258.1362 | 0 | 258.1362 | 0 | 258.4916 | 0 | 255.7675 | 0 | 258.1362 | 0 | 258.4916 | 0 | 258.4916 | 0 | 258.4916 | 0 | 351.5174 | 0.0067713 | 258.4916 | 0 | 258.4916 | 0 | 635 | 1.941 | 258.1362 | 0 | 252.44 | 0.013058 | 258.4916 | 0 | 258.1362 | 0 | 351.3705 | 0.00036206 | 258.4916 | 0 | 258.4916 | 0 | 258.1362 | 0 | 258.4916 | 0 | 258.4916 | 0 | 258.4916 | 0 | 542.6772 | 0.008543 | 258.1362 | 0 | 258.1362 | 0 | 258.4916 | -0.0017548 | 541.5012 | 0.00026087 | 258.1362 | 0 | 544.9538 | 0.00015686 | 542.6772 | 0.038801 | 258.1362 | 0 | 818.5519 | 0.0017392 | 868.0615 | 0.00046109 | 1079.5024 | 0.0010947 | 1003.2507 | 0.012709 | 1014.4967 | 0 | 1013.8911 | 0 | 1013.8848 | 0.0056205 | 258.136 | 1.6101e-05 | 258.4916 | 0 | 258.1362 | 0 | 258.1362 | 0 | 258.4916 | #REF! | 258.1362 | 0 | 255.7193 | 0
| 201.0991 | 0 | 201.0991 | 0.043132 | 201.0991 | 0.034613 | 201.0991 | 0 | 201.0991 | 0 | 201.0991 | 0 | 351.6309 | 0.011258 | 258.3428 | -0.028091 | 201.0991 | 0 | 351.6309 | 0 | 258.3428 | 0 | 258.3428 | 0 | 252.0642 | 0 | 258.3428 | 0 | 258.3428 | 0 | 258.699 | 0 | 255.9785 | 0 | 258.3428 | 0 | 258.699 | 0 | 258.699 | 0 | 258.699 | 0 | 351.6309 | 0.0099864 | 258.699 | 0 | 258.699 | 6.8358e-05 | 636 | 1.8971 | 258.3428 | 0 | 252.64 | 0.0018654 | 258.699 | 0 | 258.3428 | 0 | 351.4809 | 0.00031404 | 258.699 | 0 | 258.699 | 0.0087533 | 258.3428 | 0 | 258.699 | 0 | 258.699 | 0 | 258.699 | 0 | 542.8333 | 0.011373 | 258.3428 | 0 | 258.3428 | 0 | 258.699 | 0.0029066 | 541.6581 | 0.0012174 | 258.3428 | 0 | 545.1088 | 0.00023584 | 542.8333 | 0.037271 | 258.3428 | 0 | 818.6186 | 0.0026795 | 868.3014 | 0.00085719 | 1079.5594 | 0.0010923 | 1003.2629 | 0.012719 | 1014.5471 | 0 | 1013.9415 | 0 | 1013.9351 | 0.0055353 | 258.343 | 2.144e-05 | 258.699 | 0 | 258.3428 | 0 | 258.3428 | 0 | 258.699 | #REF! | 258.3428 | 0 | 255.9269 | 0
| 201.1698 | 0 | 201.1698 | -0.019492 | 201.1698 | 0.034613 | 201.1698 | 0 | 201.1698 | 0 | 201.1698 | 0 | 351.7444 | 0.016451 | 258.5495 | -0.0021848 | 201.1698 | 0 | 351.7444 | 0 | 258.5495 | 0 | 258.5495 | 0 | 252.2729 | 0 | 258.5495 | 0 | 258.5495 | 0 | 258.9065 | 0 | 256.1894 | 0 | 258.5495 | 0 | 258.9065 | 0 | 258.9065 | 0 | 258.9065 | 0 | 351.7444 | 0.0049921 | 258.9065 | 0 | 258.9065 | 0 | 637 | 1.8532 | 258.5495 | 0 | 252.85 | 0.0029147 | 258.9065 | 0 | 258.5495 | 0 | 351.5913 | 0.00032585 | 258.9065 | 0 | 258.9065 | 0 | 258.5495 | 0 | 258.9065 | 0 | 258.9065 | 0 | 258.9065 | 0 | 542.9893 | 0.0087566 | 258.5495 | 0 | 258.5495 | 0 | 258.9065 | 0.0016286 | 541.8152 | 0 | 258.5495 | 0 | 545.2638 | 0.00019964 | 542.9893 | 0.039894 | 258.5495 | 0 | 818.6854 | 0.0024795 | 868.5414 | 0.00050268 | 1079.6166 | 0.0010898 | 1003.2753 | 0.012729 | 1014.5975 | 0 | 1013.9918 | 0 | 1013.9855 | 0.005458 | 258.55 | 2.6788e-05 | 258.9065 | 0 | 258.5495 | 0 | 258.5495 | 0 | 258.9065 | #REF! | 258.5495 | 0 | 256.1346 | 0
| 201.2405 | 0 | 201.2405 | -0.048306 | 201.2405 | 0.034613 | 201.2405 | 0 | 201.2405 | 0 | 201.2405 | 0 | 351.8578 | 0.010907 | 258.7562 | 0.014132 | 201.2405 | 0 | 351.8578 | 0.0041092 | 258.7562 | 0 | 258.7562 | 0 | 252.4817 | 0 | 258.7562 | 0 | 258.7562 | 0 | 259.114 | 0 | 256.4004 | 0 | 258.7562 | 0 | 259.114 | 0 | 259.114 | 0 | 259.114 | 0 | 351.8578 | 0.012015 | 259.114 | 0 | 259.114 | 6.3111e-05 | 638 | 1.8094 | 258.7562 | 0 | 253.06 | -0.0019821 | 259.114 | 0 | 258.7562 | 0 | 351.7017 | 0.00032471 | 259.114 | 0 | 259.114 | 0.0097968 | 258.7562 | 0 | 259.114 | 0 | 259.114 | 0 | 259.114 | 0 | 543.1454 | 0.015698 | 258.7562 | 0 | 258.7562 | 0 | 259.114 | 0.0051933 | 541.9722 | 0 | 258.7562 | 0 | 545.4189 | 0.00020073 | 543.1454 | 0.038911 | 258.7562 | 0 | 818.752 | 0.0016887 | 868.7813 | 0.00091607 | 1079.6737 | 0.0010872 | 1003.2876 | 0.01274 | 1014.648 | 0 | 1014.0422 | 0 | 1014.0359 | 0.005391 | 258.756 | -1.6035e-05 | 259.114 | 0 | 258.7562 | 0 | 258.7562 | 0 | 259.114 | #REF! | 258.7562 | 0 | 256.3422 | 0
| 201.3112 | 0 | 201.3112 | 0.013019 | 201.3112 | 0.034613 | 201.3112 | 0 | 201.3112 | 0 | 201.3112 | 0 | 351.9713 | 0.012236 | 258.9629 | -0.03553 | 201.3112 | 0 | 351.9713 | 0.0081994 | 258.9629 | 0 | 258.9629 | 0 | 252.6904 | 0 | 258.9629 | 0 | 258.9629 | 0 | 259.3215 | 0 | 256.6113 | 0 | 258.9629 | 0 | 259.3215 | 0 | 259.3215 | 0 | 259.3215 | 0 | 351.9713 | 0.012747 | 259.3215 | 0 | 259.3215 | 0 | 639 | 1.7655 | 258.9629 | 0 | 253.26 | -0.017373 | 259.3215 | 0 | 258.9629 | 0 | 351.8121 | 0.0003228 | 259.3215 | 0 | 259.3215 | 0 | 258.9629 | 0 | 259.3215 | 0 | 259.3215 | 0 | 259.3215 | 0 | 543.3015 | 0.015698 | 258.9629 | 0 | 258.9629 | 0 | 259.3215 | 0.0052527 | 542.1292 | 0 | 258.9629 | 0 | 545.5739 | 0.00021829 | 543.3015 | 0.041315 | 258.9629 | 0 | 818.8187 | 0.0017858 | 869.0213 | 0.0005176 | 1079.7307 | 0.0010845 | 1003.2999 | 0.012751 | 1014.6984 | 0 | 1014.0926 | 0 | 1014.0862 | 0.0053364 | 258.963 | 3.2076e-05 | 259.3215 | 0 | 258.9629 | 0 | 258.9629 | 0 | 259.3215 | #REF! | 258.9629 | 0 | 256.5498 | 0
| 201.3819 | 0 | 201.3819 | 0.030377 | 201.3819 | 0.034613 | 201.3819 | 0 | 201.3819 | 0 | 201.3819 | 0 | 352.0847 | 0.010203 | 259.1696 | 0.010585 | 201.3819 | 0 | 352.0847 | 0 | 259.1696 | 0 | 259.1696 | 0 | 252.8992 | 0 | 259.1696 | 0 | 259.1696 | 0 | 259.5291 | 0 | 256.8223 | 0 | 259.1696 | 0 | 259.5291 | 0 | 259.5291 | 0 | 259.5291 | 0 | 352.0847 | 0 | 259.5291 | 0 | 259.529 | 0.00011645 | 640 | 1.7216 | 259.1696 | 0 | 253.47 | 0.0046636 | 259.5291 | 0 | 259.1696 | 0 | 351.9225 | 0.00031518 | 259.5291 | 0 | 259.529 | 0.0082344 | 259.1696 | 0 | 259.5291 | 0 | 259.5291 | 0 | 259.5291 | 0 | 543.4575 | 0.024508 | 259.1696 | 0 | 259.1696 | 0 | 259.5291 | 0.0042109 | 542.2862 | 0.00069566 | 259.1696 | 0 | 545.729 | 0.00015466 | 543.4575 | 0.038911 | 259.1696 | 0 | 818.8854 | 0.0026078 | 869.2613 | 0.00091734 | 1079.7878 | 0.0010816 | 1003.3123 | 0.012763 | 1014.7488 | 0 | 1014.1429 | 0 | 1014.1366 | 0.0052955 | 259.17 | 4.8244e-05 | 259.5291 | 0 | 259.1696 | 0 | 259.1696 | 0 | 259.5291 | #REF! | 259.1696 | 0 | 256.7575 | 0
| 201.4527 | 0 | 201.4527 | -0.013001 | 201.4527 | 0.034613 | 201.4527 | 0 | 201.4527 | 0 | 201.4527 | 0 | 352.1982 | 0.018558 | 259.3764 | 0.034624 | 201.4527 | 0 | 352.1982 | 0 | 259.3764 | 0 | 259.3764 | 0 | 253.108 | 0 | 259.3764 | 0 | 259.3764 | 0 | 259.7366 | 0 | 257.0333 | 0 | 259.3764 | 0 | 259.7366 | 0 | 259.7366 | 0 | 259.7366 | 0 | 352.1982 | 0.0058817 | 259.7366 | 0 | 259.7366 | 0 | 641 | 1.6777 | 259.3764 | 0 | 253.68 | -0.017722 | 259.7366 | 0 | 259.3764 | 0 | 352.033 | 0.00030337 | 259.7366 | 0 | 259.7366 | 0 | 259.3764 | 0 | 259.7366 | 0 | 259.7366 | 0 | 259.7366 | 0 | 543.6136 | 0.01212 | 259.3764 | 0 | 259.3764 | 0 | 259.7366 | -0.001505 | 542.4432 | 0.00026087 | 259.3764 | 0 | 545.8841 | 0.00019306 | 543.6136 | 0.040222 | 259.3764 | 0 | 818.9521 | 0.0028489 | 869.5013 | 0.00056528 | 1079.845 | 0.0010787 | 1003.3246 | 0.012776 | 1014.7993 | 0 | 1014.1934 | 0 | 1014.187 | 0.0052626 | 259.376 | 6.4321e-05 | 259.7366 | 0 | 259.3764 | 0 | 259.3764 | 0 | 259.7366 | #REF! | 259.3764 | 0 | 256.9652 | 0
| 201.5234 | 0 | 201.5234 | -0.04348 | 201.5234 | 0.034613 | 201.5234 | 0 | 201.5234 | 0 | 201.5234 | 0 | 352.3116 | 0.023264 | 259.5831 | 0.0046261 | 201.5234 | 0 | 352.3116 | 0.0078448 | 259.5831 | 0 | 259.5831 | 0 | 253.3169 | 0 | 259.5831 | 0 | 259.5831 | 0 | 259.9442 | 0 | 257.2443 | 0 | 259.5831 | 0 | 259.9442 | 0 | 259.9442 | 0 | 259.9442 | 0 | 352.3116 | 0.001681 | 259.9442 | 0 | 259.9442 | 0.00011417 | 642 | 1.6402 | 259.5831 | 0 | 253.89 | -0.0061794 | 259.9442 | 0 | 259.5831 | 0 | 352.1434 | 0.00033119 | 259.9442 | 0 | 259.9442 | 0.011125 | 259.5831 | 0 | 259.9442 | 0 | 259.9442 | 0 | 259.9442 | 0 | 543.7697 | 0.013242 | 259.5831 | 0 | 259.5831 | 0 | 259.9442 | 0.011265 | 542.6003 | 0 | 259.5831 | 0 | 546.0392 | 0.00021938 | 543.7697 | 0.038036 | 259.5831 | 0 | 819.0189 | 0.0019583 | 869.7413 | 0.00099409 | 1079.9021 | 0.0010757 | 1003.3369 | 0.012789 | 1014.8497 | 0 | 1014.2437 | 0 | 1014.2374 | 0.0052353 | 259.583 | 5.3516e-05 | 259.9442 | 0 | 259.5831 | 0 | 259.5831 | 0 | 259.9442 | #REF! | 259.5831 | 0 | 257.1729 | 0
| 201.5941 | 0 | 201.5941 | 0.038147 | 201.5941 | 0.034613 | 201.5941 | 0 | 201.5941 | 0 | 201.5941 | 0 | 352.4251 | 0.0217 | 259.7899 | -0.027956 | 201.5941 | 0 | 352.4251 | 0.0052178 | 259.7899 | 0 | 259.7899 | 0 | 253.5257 | 0 | 259.7899 | 0 | 259.7899 | 0 | 260.1517 | 0 | 257.4553 | 0 | 259.7899 | 0 | 260.1517 | 0 | 260.1517 | 0 | 260.1517 | 0 | 352.4251 | 0.00054366 | 260.1517 | 0 | 260.1518 | 0 | 643 | 1.6035 | 259.7899 | 0 | 254.09 | -0.022969 | 260.1517 | 0 | 259.7899 | 0 | 352.2539 | 0.00029269 | 260.1517 | 0 | 260.1518 | 0 | 259.7899 | 0 | 260.1517 | 0 | 260.1517 | 0 | 260.1517 | 0 | 543.9258 | 0.015484 | 259.7899 | 0 | 259.7899 | 0 | 260.1518 | -0.0047926 | 542.7573 | 0.00026087 | 259.7899 | 0 | 546.1943 | 0.0001426 | 543.9258 | 0.040113 | 259.7899 | 0 | 819.0856 | 0.0019409 | 869.9813 | 0.00060222 | 1079.9592 | 0.0010725 | 1003.3492 | 0.012803 | 1014.9002 | 0 | 1014.2941 | 0 | 1014.2878 | 0.0052103 | 259.79 | 4.8178e-05 | 260.1517 | 0 | 259.7899 | 0 | 259.7899 | 0 | 260.1518 | #REF! | 259.7899 | 0 | 257.3806 | 0
| 201.6649 | 0 | 201.6649 | -0.0056595 | 201.6649 | 0.034613 | 201.6649 | 0 | 201.6649 | 0 | 201.6649 | 0 | 352.5385 | 0.048875 | 259.9967 | -0.025319 | 201.6649 | 0 | 352.5385 | 0.019426 | 259.9967 | 0 | 259.9967 | 0 | 253.7345 | 0 | 259.9967 | 0 | 259.9967 | 0 | 260.3594 | 0 | 257.6663 | 0 | 259.9967 | 0 | 260.3593 | 0 | 260.3593 | 0 | 260.3593 | 0 | 352.5385 | 0.0064269 | 260.3594 | 0 | 260.3593 | 6.3402e-05 | 644 | 1.5669 | 259.9967 | 0 | 254.3 | -0.0065291 | 260.3593 | 0 | 259.9967 | 0 | 352.3643 | 0.00026449 | 260.3593 | 0 | 260.3593 | 0.0090985 | 259.9967 | 0 | 260.3593 | 0 | 260.3593 | 0 | 260.3593 | 0 | 544.082 | 0.014844 | 259.9967 | 0 | 259.9967 | 0 | 260.3593 | 0.0062954 | 542.9144 | 0 | 259.9967 | 0 | 546.3494 | 0.0002841 | 544.082 | 0.038583 | 259.9967 | 0 | 819.1524 | 0.002325 | 870.2213 | 0.00098061 | 1080.0164 | 0.0010693 | 1003.3616 | 0.012818 | 1014.9507 | 0 | 1014.3445 | 0 | 1014.3382 | 0.0051864 | 259.997 | 3.7533e-05 | 260.3594 | 0 | 259.9967 | 0 | 259.9967 | 0 | 260.3593 | #REF! | 259.9967 | 0 | 257.5883 | 0
| 201.7356 | 0 | 201.7356 | -0.032749 | 201.7356 | 0.034613 | 201.7356 | 0 | 201.7356 | 0 | 201.7356 | 0 | 352.652 | 0.038513 | 260.2035 | -0.032471 | 201.7356 | 0 | 352.652 | 0.011181 | 260.2035 | 0 | 260.2035 | 0 | 253.9434 | 0 | 260.2035 | 0 | 260.2035 | 0 | 260.567 | 0 | 257.8774 | 0 | 260.2035 | 0 | 260.567 | 0 | 260.567 | 0 | 260.567 | 0 | 352.652 | 0.0029162 | 260.567 | 0 | 260.567 | 0 | 645 | 1.5302 | 260.2035 | 0 | 254.51 | -0.00023318 | 260.567 | 0 | 260.2035 | 0 | 352.4748 | 0.00027173 | 260.567 | 0 | 260.567 | 0 | 260.2035 | 0 | 260.567 | 0 | 260.567 | 0 | 260.567 | 0 | 544.2381 | 0.014363 | 260.2035 | 0 | 260.2035 | 0 | 260.567 | -0.0043942 | 543.0714 | 0 | 260.2035 | 0 | 546.5045 | 0.00010421 | 544.2381 | 0.039894 | 260.2035 | 0 | 819.2192 | 0.0022764 | 870.4613 | 0.00043542 | 1080.0735 | 0.0010659 | 1003.3739 | 0.012833 | 1015.0011 | 0 | 1014.395 | 0 | 1014.3886 | 0.0051626 | 260.204 | 7.4958e-05 | 260.567 | 0 | 260.2035 | 0 | 260.2035 | 0 | 260.567 | #REF! | 260.2035 | 0 | 257.796 | 0
| 201.8064 | 0 | 201.8064 | -0.042846 | 201.8064 | 0.034613 | 201.8064 | 0 | 201.8064 | 0 | 201.8064 | 0 | 352.7654 | 0.039686 | 260.4103 | 0.038994 | 201.8064 | 0 | 352.7654 | 0 | 260.4103 | 0 | 260.4103 | 0 | 254.1523 | 0 | 260.4103 | 0 | 260.4103 | 0 | 260.7746 | 0 | 258.0884 | 0 | 260.4103 | 0 | 260.7746 | 0 | 260.7746 | 0 | 260.7746 | 0 | 352.7654 | 0.010553 | 260.7746 | 0 | 260.7746 | 8.5191e-05 | 646 | 1.4975 | 260.4103 | 0 | 254.72 | 0.017955 | 260.7746 | 0 | 260.4103 | 0 | 352.5852 | 0.00028583 | 260.7746 | 0 | 260.7746 | 0.0086586 | 260.4103 | 0 | 260.7746 | 0 | 260.7746 | 0 | 260.7746 | 0 | 544.3942 | 0.023013 | 260.4103 | 0 | 260.4103 | 0 | 260.7746 | 0.0074685 | 543.2285 | 0.00069566 | 260.4103 | 0 | 546.6597 | 0.00026216 | 544.3942 | 0.037927 | 260.4103 | 0 | 819.286 | 0.0020026 | 870.7014 | 0.00098173 | 1080.1306 | 0.0010624 | 1003.3862 | 0.012849 | 1015.0516 | 0 | 1014.4454 | 0 | 1014.439 | 0.0051444 | 260.41 | 3.7431e-05 | 260.7746 | 0 | 260.4103 | 0 | 260.4103 | 0 | 260.7746 | #REF! | 260.4103 | 0 | 258.0038 | 0
| 201.8771 | 0 | 201.8771 | -0.0098067 | 201.8771 | 0.034613 | 201.8771 | 0 | 201.8771 | 0 | 201.8771 | 0 | 352.8789 | 0.061386 | 260.6172 | -0.044513 | 201.8771 | 0 | 352.8789 | 0.0018634 | 260.6172 | 0 | 260.6172 | 0 | 254.3612 | 0 | 260.6172 | 0 | 260.6172 | 0 | 260.9822 | 0 | 258.2994 | 0 | 260.6172 | 0 | 260.9822 | 0 | 260.9822 | 0 | 260.9822 | 0 | 352.8789 | 0.013896 | 260.9822 | 0 | 260.9822 | 0 | 647 | 1.4679 | 260.6172 | 0 | 254.92 | -0.011076 | 260.9822 | 0 | 260.6172 | 0 | 352.6957 | 0.00035024 | 260.9822 | 0 | 260.9822 | 0 | 260.6172 | 0 | 260.9822 | 0 | 260.9822 | 0 | 260.9822 | 0 | 544.5504 | 0.014203 | 260.6172 | 0 | 260.6172 | 0 | 260.9822 | -0.0023455 | 543.3856 | 0.00026087 | 260.6172 | 0 | 546.8148 | 0.00012066 | 544.5504 | 0.039567 | 260.6172 | 0 | 819.3528 | 0.0018976 | 870.9414 | 0.00064404 | 1080.1877 | 0.0010589 | 1003.3986 | 0.012866 | 1015.102 | 0 | 1014.4958 | 0 | 1014.4894 | 0.0051342 | 260.617 | 5.8871e-05 | 260.9822 | 0 | 260.6172 | 0 | 260.6172 | 0 | 260.9822 | #REF! | 260.6172 | 0 | 258.2116 | 0
| 201.9479 | 0 | 201.9479 | 0.013948 | 201.9479 | 0.034613 | 201.9479 | 0 | 201.9479 | 0 | 201.9479 | 0 | 352.9923 | 0.067838 | 260.8241 | 0.067912 | 201.9479 | 0 | 352.9923 | 0.013075 | 260.8241 | 0 | 260.8241 | 0 | 254.5701 | 0 | 260.8241 | 0 | 260.8241 | 0 | 261.1899 | 0 | 258.5105 | 0 | 260.8241 | 0 | 261.1899 | 0 | 261.1899 | 0 | 261.1899 | 0 | 352.9923 | 0.0031641 | 261.1899 | 0 | 261.1899 | 0.00011046 | 648 | 1.4382 | 260.8241 | 0 | 255.13 | 0.01096 | 261.1899 | 0 | 260.8241 | 0 | 352.8062 | 0.00030946 | 261.1899 | 0 | 261.1899 | 0.0066889 | 260.8241 | 0 | 261.1899 | 0 | 261.1899 | 0 | 261.1899 | 0 | 544.7065 | 0.016606 | 260.8241 | 0 | 260.8241 | 0 | 261.1899 | -0.0024078 | 543.5427 | 0.00017392 | 260.8241 | 0 | 546.97 | 0.00026326 | 544.7065 | 0.038146 | 260.8241 | 0 | 819.4196 | 0.0020008 | 871.1814 | 0.0010406 | 1080.2449 | 0.0010552 | 1003.411 | 0.012883 | 1015.1526 | 0 | 1014.5462 | 0 | 1014.5399 | 0.0051387 | 260.824 | 2.6832e-05 | 261.1899 | 0 | 260.8241 | 0 | 260.8241 | 0 | 261.1899 | #REF! | 260.8241 | 0 | 258.4193 | 0
| 202.0187 | 0 | 202.0187 | -0.0271 | 202.0187 | 0.034613 | 202.0187 | 0 | 202.0187 | 0 | 202.0187 | 0 | 353.1057 | 0.074094 | 261.0309 | -0.05881 | 202.0187 | 0 | 353.1057 | 0.019753 | 261.0309 | 0 | 261.0309 | 0 | 254.779 | 0 | 261.0309 | 0 | 261.0309 | 0 | 261.3976 | 0 | 258.7216 | 0 | 261.0309 | 0 | 261.3976 | 0 | 261.3976 | 0 | 261.3976 | 0 | 353.1057 | 0.026643 | 261.3976 | 0 | 261.3976 | 0 | 649 | 1.4086 | 261.0309 | 0 | 255.34 | -0.018421 | 261.3976 | 0 | 261.0309 | 0 | 352.9166 | 0.00033004 | 261.3976 | 0 | 261.3976 | 0 | 261.0309 | 0 | 261.3976 | 0 | 261.3976 | 0 | 261.3976 | 0 | 544.8627 | 0.015965 | 261.0309 | 0 | 261.0309 | 0 | 261.3976 | 0.00053045 | 543.6997 | 0.00026087 | 261.0309 | 0 | 547.1251 | 0.00015247 | 544.8627 | 0.040004 | 261.0309 | 0 | 819.4865 | 0.0020244 | 871.4215 | 0.00060778 | 1080.302 | 0.0010514 | 1003.4233 | 0.0129 | 1015.2031 | 0 | 1014.5966 | 0 | 1014.5903 | 0.0051614 | 261.031 | 4.822e-05 | 261.3976 | 0 | 261.0309 | 0 | 261.0309 | 0 | 261.3976 | #REF! | 261.0309 | 0 | 258.6271 | 0
| 202.0894 | 0 | 202.0894 | 0.0054829 | 202.0894 | 0.034613 | 202.0894 | 0 | 202.0894 | 0 | 202.0894 | 0 | 353.2192 | 0.082696 | 261.2378 | 0.12191 | 202.0894 | 0 | 353.2192 | 0 | 261.2378 | 0 | 261.2378 | 0 | 254.9879 | 0 | 261.2378 | 0 | 261.2378 | 0 | 261.6053 | 0 | 258.9327 | 0 | 261.2378 | 0 | 261.6053 | 0 | 261.6053 | 0 | 261.6053 | 0 | 353.2192 | 0.0046472 | 261.6053 | 0 | 261.6053 | 0.00017075 | 650 | 1.379 | 261.2378 | 0 | 255.54 | -0.0068788 | 261.6053 | 0 | 261.2378 | 0 | 353.0271 | 0.00028583 | 261.6053 | 0 | 261.6053 | 0.012918 | 261.2378 | 0 | 261.6053 | 0 | 261.6053 | 0 | 261.6053 | 0 | 545.0189 | 0.016232 | 261.2378 | 0 | 261.2378 | 0 | 261.6053 | 0.0018634 | 543.8568 | 0.00017392 | 261.2378 | 0 | 547.2803 | 0.00023913 | 545.0189 | 0.037381 | 261.2378 | 0 | 819.5533 | 0.0023758 | 871.6616 | 0.0010247 | 1080.3592 | 0.0010475 | 1003.4356 | 0.012919 | 1015.2535 | 0 | 1014.647 | 0 | 1014.6408 | 0.0052035 | 261.238 | 1.6042e-05 | 261.6053 | 0 | 261.2378 | 0 | 261.2378 | 0 | 261.6053 | #REF! | 261.2378 | 0 | 258.835 | 0
| 202.1602 | 0 | 202.1602 | -0.0043613 | 202.1602 | 0.034613 | 202.1602 | 0 | 202.1602 | 0 | 202.1602 | 0 | 353.3326 | 0.067056 | 261.4448 | -0.0015366 | 202.1602 | 0 | 353.3326 | 0.0026089 | 261.4448 | 0 | 261.4448 | 0 | 255.1969 | 0 | 261.4448 | 0 | 261.4448 | 0 | 261.813 | 0 | 259.1438 | 0 | 261.4448 | 0 | 261.813 | 0 | 261.813 | 0 | 261.813 | 0 | 353.3326 | 0.017449 | 261.813 | 0 | 261.813 | 0 | 651 | 1.3494 | 261.4448 | 0 | 255.75 | 0.020054 | 261.813 | 0 | 261.4448 | 0 | 353.1376 | 0.00033881 | 261.813 | 0 | 261.813 | 0 | 261.4448 | 0 | 261.813 | 0 | 261.813 | 0 | 261.813 | 0 | 545.175 | 0.017193 | 261.4448 | 0 | 261.4448 | 0 | 261.813 | -0.0025244 | 544.014 | 0 | 261.4448 | 0 | 547.4355 | 0.00017441 | 545.175 | 0.039567 | 261.4448 | 0 | 819.6201 | 0.0017148 | 871.9016 | 0.00062819 | 1080.4164 | 0.0010435 | 1003.4479 | 0.012937 | 1015.304 | 0 | 1014.6975 | 0 | 1014.6912 | 0.005266 | 261.445 | 5.8952e-05 | 261.813 | 0 | 261.4448 | 0 | 261.4448 | 0 | 261.813 | #REF! | 261.4448 | 0 | 259.0428 | 0
| 202.231 | 0 | 202.231 | 0.038135 | 202.231 | 0.034613 | 202.231 | 0 | 202.231 | 0 | 202.231 | 0 | 353.446 | 0.088365 | 261.6517 | 0.011215 | 202.231 | 0 | 353.446 | 0 | 261.6517 | 0 | 261.6517 | 0 | 255.4058 | 0 | 261.6517 | 0 | 261.6517 | 0 | 262.0207 | 0 | 259.3549 | 0 | 261.6517 | 0 | 262.0207 | 0 | 262.0207 | 0 | 262.0207 | 0 | 353.446 | 0.012015 | 262.0207 | 0 | 262.0207 | 0.0001088 | 652 | 1.3198 | 261.6517 | 0 | 255.96 | 0.002565 | 262.0207 | 0 | 261.6517 | 0 | 353.2481 | 0.00030984 | 262.0207 | 0 | 262.0207 | 0.011951 | 261.6517 | 0 | 262.0207 | 0 | 262.0207 | 0 | 262.0207 | 0 | 545.3312 | 0.017834 | 261.6517 | 0 | 261.6517 | 0 | 262.0207 | 0.0040815 | 544.1711 | 0 | 261.6517 | 0 | 547.5907 | 0.00023913 | 545.3312 | 0.036834 | 261.6517 | 0 | 819.687 | 0.0023204 | 872.1417 | 0.00099065 | 1080.4735 | 0.0010395 | 1003.4603 | 0.012957 | 1015.3546 | 0 | 1014.7479 | 0 | 1014.7416 | 0.0053444 | 261.652 | 1.0805e-05 | 262.0207 | 0 | 261.6517 | 0 | 261.6517 | 0 | 262.0207 | #REF! | 261.6517 | 0 | 259.2506 | 0
| 202.3018 | 0 | 202.3018 | -0.0019882 | 202.3018 | 0.034613 | 202.3018 | 0 | 202.3018 | 0 | 202.3018 | 0 | 353.5594 | 0.1001 | 261.8586 | 0.031742 | 202.3018 | 0 | 353.5594 | 0.012299 | 261.8586 | 0 | 261.8586 | 0 | 255.6148 | 0 | 261.8586 | 0 | 261.8586 | 0 | 262.2284 | 0 | 259.566 | 0 | 261.8586 | 0 | 262.2284 | 0 | 262.2284 | 0 | 262.2284 | 0 | 353.5594 | 0.01212 | 262.2284 | 0 | 262.2284 | 0 | 653 | 1.2902 | 261.8586 | 0 | 256.17 | -0.0058295 | 262.2284 | 0 | 261.8586 | 0 | 353.3586 | 0.00033652 | 262.2284 | 0 | 262.2284 | 0 | 261.8586 | 0 | 262.2284 | 0 | 262.2284 | 0 | 262.2284 | 0 | 545.4874 | 0.0096643 | 261.8586 | 0 | 261.8586 | 0 | 262.2284 | -0.0019915 | 544.3282 | 0.00026087 | 261.8586 | 0 | 547.7459 | 0.00018757 | 545.4874 | 0.039676 | 261.8586 | 0 | 819.7538 | 0.0024085 | 872.3818 | 0.0006248 | 1080.5308 | 0.0010353 | 1003.4726 | 0.012976 | 1015.405 | 0 | 1014.7984 | 0 | 1014.7921 | 0.005433 | 261.859 | 4.8163e-05 | 262.2284 | 0 | 261.8586 | 0 | 261.8586 | 0 | 262.2284 | #REF! | 261.8586 | 0 | 259.4585 | 0
| 202.3725 | 0 | 202.3726 | -0.013872 | 202.3725 | 0.034613 | 202.3725 | 0 | 202.3725 | 0 | 202.3726 | 0 | 353.6729 | 0.12316 | 262.0656 | 0.043307 | 202.3725 | 0 | 353.6729 | 0 | 262.0656 | 0 | 262.0656 | 0 | 255.8238 | 0 | 262.0656 | 0 | 262.0656 | 0 | 262.4362 | 0 | 259.7771 | 0 | 262.0656 | 0 | 262.4362 | 0 | 262.4362 | 0 | 262.4362 | 0 | 353.6729 | 0.0031641 | 262.4362 | 0 | 262.4362 | 6.5322e-05 | 654 | 1.2622 | 262.0656 | 0 | 256.37 | 0.016905 | 262.4362 | 0 | 262.0656 | 0 | 353.4691 | 0.00031937 | 262.4362 | 0 | 262.4362 | 0.0096558 | 262.0656 | 0 | 262.4362 | 0 | 262.4362 | 0 | 262.4362 | 0 | 545.6436 | 0.022799 | 262.0656 | 0 | 262.0656 | 0 | 262.4362 | 0.004791 | 544.4853 | 0 | 262.0656 | 0 | 547.9011 | 0.00023254 | 545.6436 | 0.037271 | 262.0656 | 0 | 819.8207 | 0.0024106 | 872.6219 | 0.0009976 | 1080.5879 | 0.001031 | 1003.4849 | 0.012997 | 1015.4556 | 0 | 1014.8488 | 0 | 1014.8425 | 0.0055285 | 262.066 | 4.28e-05 | 262.4362 | 0 | 262.0656 | 0 | 262.0656 | 0 | 262.4362 | #REF! | 262.0656 | 0 | 259.6664 | 0
| 202.4434 | 0 | 202.4433 | 0.05091 | 202.4434 | 0.034613 | 202.4434 | 0 | 202.4434 | 0 | 202.4433 | 0 | 353.7863 | 0.14643 | 262.2726 | 0.0023603 | 202.4434 | 0 | 353.7863 | 0.014535 | 262.2726 | 0 | 262.2726 | 0 | 256.0327 | 0 | 262.2726 | 0 | 262.2726 | 0 | 262.644 | 0 | 259.9883 | 0 | 262.2726 | 0 | 262.644 | 0 | 262.644 | 0 | 262.644 | 0 | 353.7863 | 0.0085507 | 262.644 | 0 | 262.644 | 0 | 655 | 1.2357 | 262.2726 | 0 | 256.58 | 0.00011659 | 262.644 | 0 | 262.2726 | 0 | 353.5796 | 0.00036015 | 262.644 | 0 | 262.644 | 0 | 262.2726 | 0 | 262.644 | 0 | 262.644 | 0 | 262.644 | 0 | 545.7998 | 0.013882 | 262.2726 | 0 | 262.2726 | 0 | 262.644 | -0.0061931 | 544.6424 | 0.00026087 | 262.2726 | 0 | 548.0563 | 0.00014808 | 545.7998 | 0.039894 | 262.2726 | 0 | 819.8876 | 0.0021641 | 872.862 | 0.00075928 | 1080.6451 | 0.0010267 | 1003.4973 | 0.013017 | 1015.5061 | 0 | 1014.8993 | 0 | 1014.8929 | 0.0056262 | 262.273 | 2.6742e-05 | 262.644 | 0 | 262.2726 | 0 | 262.2726 | 0 | 262.644 | #REF! | 262.2726 | 0 | 259.8743 | 0
| 202.5142 | 0 | 202.5141 | 0.02361 | 202.5142 | 0.034613 | 202.5142 | 0 | 202.5142 | 0 | 202.5141 | 0 | 353.8997 | 0.13333 | 262.4796 | -0.013445 | 202.5142 | 0 | 353.8997 | 0.0070979 | 262.4796 | 0 | 262.4796 | 0 | 256.2418 | 0 | 262.4796 | 0 | 262.4796 | 0 | 262.8518 | 0 | 260.1994 | 0 | 262.4796 | 0 | 262.8518 | 0 | 262.8518 | 0 | 262.8518 | 0 | 353.8997 | 0.024867 | 262.8518 | 0 | 262.8517 | 5.6428e-05 | 656 | 1.2092 | 262.4796 | 0 | 256.79 | 0.01096 | 262.8518 | 0 | 262.4796 | 0 | 353.6901 | 0.00035481 | 262.8518 | 0 | 262.8517 | 0.0099041 | 262.4796 | 0 | 262.8518 | 0 | 262.8518 | 0 | 262.8518 | 0 | 545.9561 | 0.0077955 | 262.4796 | 0 | 262.4796 | 0 | 262.8517 | 0.0066614 | 544.7996 | 0.00017392 | 262.4796 | 0 | 548.2115 | 0.00022377 | 545.9561 | 0.036943 | 262.4796 | 0 | 819.9544 | 0.0027774 | 873.1021 | 0.0010912 | 1080.7023 | 0.0010222 | 1003.5096 | 0.013038 | 1015.5566 | 0 | 1014.9498 | 0 | 1014.9434 | 0.0057194 | 262.48 | 1.6077e-05 | 262.8518 | 0 | 262.4796 | 0 | 262.4796 | 0 | 262.8517 | #REF! | 262.4796 | 0 | 260.0822 | 0
| 202.5849 | 0 | 202.5849 | -0.058992 | 202.5849 | 0.034613 | 202.5849 | 0 | 202.5849 | 0 | 202.585 | 0 | 354.0131 | 0.19941 | 262.6866 | -0.053094 | 202.5849 | 0 | 354.0131 | 0.020498 | 262.6866 | 0 | 262.6866 | 0 | 256.4508 | 0 | 262.6866 | 0 | 262.6866 | 0 | 263.0596 | 0 | 260.4106 | 0 | 262.6866 | 0 | 263.0596 | 0 | 263.0596 | 0 | 263.0596 | 0 | 354.0131 | 0.012433 | 263.0596 | 0 | 263.0596 | 0 | 657 | 1.1827 | 262.6866 | 0 | 257 | 0.01096 | 263.0596 | 0 | 262.6866 | 0 | 353.8007 | 0.00033081 | 263.0596 | 0 | 263.0596 | 0 | 262.6866 | 0 | 263.0596 | 0 | 263.0596 | 0 | 263.0596 | 0 | 546.1123 | 0.010038 | 262.6866 | 0 | 262.6866 | 0 | 263.0596 | -0.0020509 | 544.9567 | 0 | 262.6866 | 0 | 548.3668 | 0.00018647 | 546.1123 | 0.038364 | 262.6866 | 0 | 820.0214 | 0.0025446 | 873.3422 | 0.00064394 | 1080.7595 | 0.0010177 | 1003.5219 | 0.01306 | 1015.6071 | 0 | 1015.0002 | 0 | 1014.9939 | 0.0058035 | 262.687 | 4.8176e-05 | 263.0596 | 0 | 262.6866 | 0 | 262.6866 | 0 | 263.0596 | #REF! | 262.6866 | 0 | 260.2901 | 0
| 202.6558 | 0 | 202.6558 | -0.001825 | 202.6558 | 0.034613 | 202.6558 | 0 | 202.6558 | 0 | 202.6558 | 0 | 354.1265 | 0.23616 | 262.8937 | 0.048652 | 202.6558 | 0 | 354.1265 | 0 | 262.8937 | 0 | 262.8937 | 0 | 256.6598 | 0 | 262.8937 | 0 | 262.8937 | 0 | 263.2674 | 0 | 260.6218 | 0 | 262.8937 | 0 | 263.2674 | 0 | 263.2674 | 0 | 263.2674 | 0 | 354.1265 | 0 | 263.2674 | 0 | 263.2674 | 8.2473e-05 | 658 | 1.1564 | 262.8937 | 0 | 257.2 | 0.01026 | 263.2674 | 0 | 262.8937 | 0 | 353.9112 | 0.00029727 | 263.2674 | 0 | 263.2674 | 0.010819 | 262.8937 | 0 | 263.2674 | 0 | 263.2674 | 0 | 263.2674 | 0 | 546.2685 | 0.011159 | 262.8937 | 0 | 262.8937 | 0 | 263.2674 | 0.0048274 | 545.1139 | 0.00017392 | 262.8937 | 0 | 548.522 | 0.00024022 | 546.2685 | 0.036178 | 262.8937 | 0 | 820.0883 | 0.0020961 | 873.5823 | 0.0011585 | 1080.8166 | 0.001013 | 1003.5342 | 0.013082 | 1015.6576 | 0 | 1015.0507 | 0 | 1015.0444 | 0.005874 | 262.894 | 2.1419e-05 | 263.2674 | 0 | 262.8937 | 0 | 262.8937 | 0 | 263.2674 | #REF! | 262.8937 | 0 | 260.4981 | 0
| 202.7266 | 0 | 202.7266 | -0.0078696 | 202.7266 | 0.034613 | 202.7266 | 0 | 202.7266 | 0 | 202.7266 | 0 | 354.2399 | 0.27037 | 263.1007 | 0.039589 | 202.7266 | 0 | 354.2399 | 0 | 263.1007 | 0 | 263.1007 | 0 | 256.8689 | 0 | 263.1007 | 0 | 263.1007 | 0 | 263.4752 | 0 | 260.8329 | 0 | 263.1007 | 0 | 263.4752 | 0 | 263.4752 | 0 | 263.4752 | 0 | 354.2399 | 0 | 263.4752 | 0 | 263.4752 | 0 | 659 | 1.1304 | 263.1007 | 0 | 257.41 | -0.013175 | 263.4752 | 0 | 263.1007 | 0 | 354.0217 | 0.0002824 | 263.4752 | 0 | 263.4752 | 0 | 263.1007 | 0 | 263.4752 | 0 | 263.4752 | 0 | 263.4752 | 0 | 546.4248 | 0.013348 | 263.1007 | 0 | 263.1007 | 0 | 263.4752 | -0.0099029 | 545.271 | 0.00078262 | 263.1007 | 0 | 548.6773 | 0.00020073 | 546.4248 | 0.038364 | 263.1007 | 0 | 820.1553 | 0.0015508 | 873.8224 | 0.0007248 | 1080.8739 | 0.0010083 | 1003.5466 | 0.013104 | 1015.7082 | 0 | 1015.1011 | 0 | 1015.0948 | 0.005924 | 263.101 | 5.8842e-05 | 263.4752 | 0 | 263.1007 | 0 | 263.1007 | 0 | 263.4752 | #REF! | 263.1007 | 0 | 260.706 | 0
| 202.7974 | 0 | 202.7974 | 0.066342 | 202.7974 | 0.034613 | 202.7974 | 0 | 202.7974 | 0 | 202.7974 | 0 | 354.3533 | 0.27683 | 263.3078 | 0.012591 | 202.7974 | 0 | 354.3533 | 0 | 263.3078 | 0 | 263.3078 | 0 | 257.0779 | 0 | 263.3078 | 0 | 263.3078 | 0 | 263.6831 | 0 | 261.0441 | 0 | 263.3078 | 0 | 263.6831 | 0 | 263.6831 | 0 | 263.6831 | 0 | 354.3533 | 0 | 263.6831 | 0 | 263.6831 | 8.9554e-05 | 660 | 1.1045 | 263.3078 | 0 | 257.62 | 0.014458 | 263.6831 | 0 | 263.3078 | 0 | 354.1323 | 0.00030337 | 263.6831 | 0 | 263.6831 | 0.0084631 | 263.3078 | 0 | 263.6831 | 0 | 263.6831 | 0 | 263.6831 | 0 | 546.581 | 0.016979 | 263.3078 | 0 | 263.3078 | 0 | 263.6831 | 0.0031202 | 545.4282 | 0 | 263.3078 | 0 | 548.8325 | 0.00016783 | 546.581 | 0.03749 | 263.3078 | 0 | 820.2221 | 0.0016423 | 874.0626 | 0.0011465 | 1080.9311 | 0.0010035 | 1003.5589 | 0.013127 | 1015.7587 | 0 | 1015.1517 | 0 | 1015.1453 | 0.0059478 | 263.308 | 8.0306e-05 | 263.6831 | 0 | 263.3078 | 0 | 263.3078 | 0 | 263.6831 | #REF! | 263.3078 | 0 | 260.914 | 0
| 202.8682 | 0 | 202.8682 | -0.049171 | 202.8682 | 0.034613 | 202.8682 | 0 | 202.8682 | 0 | 202.8682 | 0 | 354.4667 | 0.31045 | 263.5149 | 0.0015479 | 202.8682 | 0 | 354.4667 | 0.011926 | 263.5149 | 0 | 263.5149 | 0 | 257.287 | 0 | 263.5149 | 0 | 263.5149 | 0 | 263.8909 | 0 | 261.2553 | 0 | 263.5149 | 0 | 263.8909 | 0 | 263.8909 | 0 | 263.8909 | 0 | 354.4667 | 0.0026195 | 263.8909 | 0 | 263.891 | 0 | 661 | 1.0786 | 263.5149 | 0 | 257.83 | -0.0061794 | 263.8909 | 0 | 263.5149 | 0 | 354.2428 | 0.00033004 | 263.8909 | 0 | 263.891 | 0 | 263.5149 | 0 | 263.8909 | 0 | 263.8909 | 0 | 263.8909 | 0 | 546.7373 | 0.016232 | 263.5149 | 0 | 263.5149 | 0 | 263.891 | -0.006268 | 545.5854 | 0.00078262 | 263.5149 | 0 | 548.9878 | 0.00017331 | 546.7373 | 0.040113 | 263.5149 | 0 | 820.2891 | 0.0016557 | 874.3027 | 0.00071498 | 1080.9884 | 0.00099866 | 1003.5712 | 0.01315 | 1015.8093 | 0 | 1015.2021 | 0 | 1015.1958 | 0.0059387 | 263.515 | 4.8178e-05 | 263.8909 | 0 | 263.5149 | 0 | 263.5149 | 0 | 263.891 | #REF! | 263.5149 | 0 | 261.122 | 0
| 202.939 | 0 | 202.939 | -0.040721 | 202.939 | 0.034613 | 202.939 | 0 | 202.939 | 0 | 202.939 | 0 | 354.5802 | 0.36069 | 263.722 | 0.13556 | 202.939 | 0 | 354.5802 | 0.0011206 | 263.722 | 0 | 263.722 | 0 | 257.4961 | 0 | 263.722 | 0 | 263.722 | 0 | 264.0988 | 0 | 261.4666 | 0 | 263.722 | 0 | 264.0988 | 0 | 264.0988 | 0 | 264.0988 | 0 | 354.5802 | 0.0055371 | 264.0988 | 0 | 264.0989 | 0.00012544 | 662 | 1.0527 | 263.722 | 0 | 258.04 | -0.0093273 | 264.0988 | 0 | 263.722 | 0 | 354.3534 | 0.00034795 | 264.0988 | 0 | 264.0989 | 0.01304 | 263.722 | 0 | 264.0988 | 0 | 264.0988 | 0 | 264.0988 | 0 | 546.8936 | 0.018314 | 263.722 | 0 | 263.722 | 0 | 264.0988 | 0.0015599 | 545.7426 | 0 | 263.722 | 0 | 549.1431 | 0.00018867 | 546.8936 | 0.038364 | 263.722 | 0 | 820.356 | 0.0020065 | 874.5429 | 0.0011135 | 1081.0457 | 0.0009937 | 1003.5836 | 0.013174 | 1015.8599 | 0 | 1015.2526 | 0 | 1015.2463 | 0.0058967 | 263.722 | 3.7489e-05 | 264.0988 | 0 | 263.722 | 0 | 263.722 | 0 | 264.0988 | #REF! | 263.722 | 0 | 261.33 | 0
| 203.0099 | 0 | 203.0099 | -0.0076083 | 203.0099 | 0.034613 | 203.0099 | 0 | 203.0099 | 0 | 203.0099 | 0 | 354.6936 | 0.46177 | 263.9291 | 0.03526 | 203.0099 | 0 | 354.6936 | 0.0059633 | 263.9291 | 0 | 263.9291 | 0 | 257.7052 | 0 | 263.9291 | 0 | 263.9291 | 0 | 264.3067 | 0 | 261.6778 | 0 | 263.9291 | 0 | 264.3067 | 0 | 264.3067 | 0 | 264.3067 | 0 | 354.6936 | 0 | 264.3067 | 0 | 264.3067 | 0 | 663 | 1.0268 | 263.9291 | 0 | 258.24 | 0.0032645 | 264.3067 | 0 | 263.9291 | 0 | 354.4639 | 0.00036739 | 264.3067 | 0 | 264.3067 | 0 | 263.9291 | 0 | 264.3067 | 0 | 264.3067 | 0 | 264.3067 | 0 | 547.0498 | 0.011053 | 263.9291 | 0 | 263.9291 | 0 | 264.3067 | 0.00094522 | 545.8997 | 0.00078262 | 263.9291 | 0 | 549.2984 | 0.00023693 | 547.0498 | 0.039567 | 263.9291 | 0 | 820.423 | 0.0021455 | 874.783 | 0.00066617 | 1081.1029 | 0.00098866 | 1003.5959 | 0.013198 | 1015.9104 | 0 | 1015.3031 | 0 | 1015.2968 | 0.0058205 | 263.929 | 0.00010712 | 264.3067 | 0 | 263.9291 | 0 | 263.9291 | 0 | 264.3067 | #REF! | 263.9291 | 0 | 261.538 | 0
| 203.0807 | 0 | 203.0807 | 0.050528 | 203.0807 | 0.034613 | 203.0807 | 0 | 203.0807 | 0 | 203.0807 | 0 | 354.8069 | 0.48444 | 264.1363 | 0.080857 | 203.0807 | 0 | 354.8069 | 0 | 264.1363 | 0 | 264.1363 | 0 | 257.9143 | 0 | 264.1363 | 0 | 264.1363 | 0 | 264.5147 | 0 | 261.889 | 0 | 264.1363 | 0 | 264.5147 | 0 | 264.5147 | 0 | 264.5147 | 0 | 354.8069 | 0.018284 | 264.5147 | 0 | 264.5147 | 0.00014087 | 664 | 1.0008 | 264.1363 | 0 | 258.45 | -0.0061794 | 264.5147 | 0 | 264.1363 | 0 | 354.5745 | 0.00032738 | 264.5147 | 0 | 264.5147 | 0.010556 | 264.1363 | 0 | 264.5147 | 0 | 264.5147 | 0 | 264.5147 | 0 | 547.2061 | 0.020183 | 264.1363 | 0 | 264.1363 | 0 | 264.5146 | 0.0058719 | 546.0569 | 0.0012174 | 264.1363 | 0 | 549.4537 | 0.00018647 | 547.2061 | 0.036943 | 264.1363 | 0 | 820.49 | 0.0025025 | 875.0232 | 0.0012986 | 1081.16 | 0.0009835 | 1003.6083 | 0.013222 | 1015.9609 | 0 | 1015.3536 | 0 | 1015.3473 | 0.005716 | 264.136 | 6.4219e-05 | 264.5147 | 0 | 264.1363 | 0 | 264.1363 | 0 | 264.5146 | #REF! | 264.1363 | 0 | 261.746 | 0
| 203.1516 | 0 | 203.1516 | -0.058417 | 203.1516 | 0.034613 | 203.1516 | 0 | 203.1516 | 0 | 203.1516 | 0 | 354.9203 | 0.58767 | 264.3434 | -0.05724 | 203.1516 | 0 | 354.9203 | 0.0093174 | 264.3434 | 0 | 264.3435 | 0 | 258.1234 | 0 | 264.3434 | 0 | 264.3435 | 0 | 264.7226 | 0 | 262.1003 | 0 | 264.3435 | 0 | 264.7226 | 0 | 264.7226 | 0 | 264.7226 | 0 | 354.9203 | 0.017762 | 264.7226 | 0 | 264.7226 | 0 | 665 | 0.97695 | 264.3434 | 0 | 258.66 | 0.0046636 | 264.7226 | 0 | 264.3435 | 0 | 354.6851 | 0.00034605 | 264.7226 | 0 | 264.7226 | 0 | 264.3435 | 0 | 264.7226 | 0 | 264.7226 | 0 | 264.7226 | 0 | 547.3624 | 0.015484 | 264.3434 | 0 | 264.3434 | 0 | 264.7226 | -0.0037119 | 546.2141 | 0.00078262 | 264.3434 | 0 | 549.609 | 0.00016892 | 547.3624 | 0.038692 | 264.3435 | 0 | 820.557 | 0.0023662 | 875.2634 | 0.00073141 | 1081.2174 | 0.00097833 | 1003.6206 | 0.013246 | 1016.0115 | 0 | 1015.4041 | 0 | 1015.3978 | 0.005591 | 264.343 | 2.1396e-05 | 264.7226 | 0 | 264.3435 | 0 | 264.3435 | 0 | 264.7226 | #REF! | 264.3435 | 0 | 261.9541 | 0
| 203.2224 | 0 | 203.2224 | -0.013779 | 203.2224 | 0.034613 | 203.2224 | 0 | 203.2224 | 0 | 203.2224 | 0 | 355.0337 | 0.6168 | 264.5506 | 0.050508 | 203.2224 | 0 | 355.0337 | 0 | 264.5506 | 0 | 264.5506 | 0 | 258.3326 | 0 | 264.5506 | 0 | 264.5506 | 0 | 264.9305 | 0 | 262.3115 | 0 | 264.5506 | 0 | 264.9305 | 0 | 264.9305 | 0 | 264.9305 | 0 | 355.0337 | 0.0052405 | 264.9305 | 0 | 264.9305 | 0.00015871 | 666 | 0.95621 | 264.5506 | 0 | 258.87 | 0.019704 | 264.9305 | 0 | 264.5506 | 0 | 354.7956 | 0.00030603 | 264.9305 | 0 | 264.9305 | 0.01026 | 264.5506 | 0 | 264.9305 | 0 | 264.9305 | 0 | 264.9305 | 0 | 547.5187 | 0.020557 | 264.5506 | 0 | 264.5506 | 0 | 264.9305 | 0.0030277 | 546.3713 | 0 | 264.5506 | 0 | 549.7644 | 0.00020622 | 547.5187 | 0.036615 | 264.5506 | 0 | 820.624 | 0.0016035 | 875.5036 | 0.0012386 | 1081.2747 | 0.00097304 | 1003.6329 | 0.013271 | 1016.0621 | 0 | 1015.4547 | 0 | 1015.4483 | 0.0054558 | 264.551 | 3.2187e-05 | 264.9305 | 0 | 264.5506 | 0 | 264.5506 | 0 | 264.9305 | #REF! | 264.5506 | 0 | 262.1621 | 0
| 203.2933 | 0 | 203.2933 | 0.011678 | 203.2933 | 0.034613 | 203.2933 | 0 | 203.2933 | 0 | 203.2933 | 0 | 355.1471 | 0.68991 | 264.7578 | -0.099841 | 203.2933 | 0 | 355.1471 | 0.029876 | 264.7578 | 0 | 264.7578 | 0 | 258.5417 | 0 | 264.7578 | 0 | 264.7578 | 0 | 265.1385 | 0 | 262.5228 | 0 | 264.7578 | 0 | 265.1385 | 0 | 265.1385 | 0 | 265.1385 | 0 | 355.1471 | 0.015672 | 265.1385 | 0 | 265.1385 | 0 | 667 | 0.93548 | 264.7578 | 0 | 259.07 | -0.0075784 | 265.1385 | 0 | 264.7578 | 0 | 354.9062 | 0.00036129 | 265.1385 | 0 | 265.1385 | 0 | 264.7578 | 0 | 265.1385 | 0 | 265.1385 | 0 | 265.1385 | 0 | 547.675 | 0.01746 | 264.7578 | 0 | 264.7578 | 0 | 265.1385 | -0.0024167 | 546.5286 | 0 | 264.7578 | 0 | 549.9197 | 0.00018977 | 547.675 | 0.03902 | 264.7578 | 0 | 820.691 | 0.0018071 | 875.7437 | 0.00083987 | 1081.3319 | 0.00096768 | 1003.6453 | 0.013296 | 1016.1127 | 0 | 1015.5052 | 0 | 1015.4988 | 0.0053217 | 264.758 | 2.1521e-05 | 265.1385 | 0 | 264.7578 | 0 | 264.7578 | 0 | 265.1385 | #REF! | 264.7578 | 0 | 262.3702 | 0
| 203.3641 | 0 | 203.3641 | 0.032094 | 203.3641 | 0.034613 | 203.3641 | 0 | 203.3641 | 0 | 203.3641 | 0 | 355.2605 | 0.81034 | 264.965 | 0.020601 | 203.3641 | 0 | 355.2605 | 0.0022414 | 264.965 | 0 | 264.9651 | 0 | 258.7509 | 0 | 264.965 | 0 | 264.9651 | 0 | 265.3465 | 0 | 262.7341 | 0 | 264.9651 | 0 | 265.3465 | 0 | 265.3465 | 0 | 265.3465 | 0 | 355.2605 | 0.013792 | 265.3465 | 0 | 265.3465 | 8.9812e-05 | 668 | 0.91474 | 264.965 | 0 | 259.28 | -0.021219 | 265.3465 | 0 | 264.9651 | 0 | 355.0168 | 0.00031747 | 265.3465 | 0 | 265.3465 | 0.0025207 | 264.9651 | 0 | 265.3465 | 0 | 265.3465 | 0 | 265.3465 | 0 | 547.8314 | 0.017086 | 264.965 | 0 | 264.965 | 0 | 265.3465 | -0.0007314 | 546.6858 | 0.00017392 | 264.965 | 0 | 550.0751 | 0.0001766 | 547.8314 | 0.036506 | 264.9651 | 0 | 820.7581 | 0.00242 | 875.984 | 0.0012883 | 1081.3892 | 0.00096224 | 1003.6576 | 0.013322 | 1016.1633 | 0 | 1015.5557 | 0 | 1015.5494 | 0.0052012 | 264.965 | 3.212e-05 | 265.3465 | 0 | 264.9651 | 0 | 264.9651 | 0 | 265.3465 | #REF! | 264.9651 | 0 | 262.5783 | 0
| 203.435 | 0 | 203.435 | -0.0058538 | 203.435 | 0.034613 | 203.435 | 0 | 203.435 | 0 | 203.435 | 0 | 355.3739 | 0.84514 | 265.1723 | -0.10216 | 203.435 | 0 | 355.3739 | 0.018635 | 265.1723 | 0 | 265.1723 | 0 | 258.9601 | 0 | 265.1723 | 0 | 265.1723 | 0 | 265.5545 | 0 | 262.9454 | 0 | 265.1723 | 0 | 265.5545 | 0 | 265.5545 | 0 | 265.5545 | 0 | 355.3739 | 0 | 265.5545 | 0 | 265.5545 | 0 | 669 | 0.89401 | 265.1723 | 0 | 259.49 | -0.021569 | 265.5545 | 0 | 265.1723 | 0 | 355.1274 | 0.00034529 | 265.5545 | 0 | 265.5545 | 0 | 265.1723 | 0 | 265.5545 | 0 | 265.5545 | 0 | 265.5545 | 0 | 547.9877 | 0.010145 | 265.1723 | 0 | 265.1723 | 0 | 265.5545 | 0.0016867 | 546.843 | 0.00078262 | 265.1723 | 0 | 550.2304 | 0.00018209 | 547.9877 | 0.038036 | 265.1723 | 0 | 820.8251 | 0.0020417 | 876.2242 | 0.00092369 | 1081.4464 | 0.00095671 | 1003.6699 | 0.013347 | 1016.2139 | 0 | 1015.6062 | 0 | 1015.5998 | 0.0051012 | 265.172 | 5.3516e-05 | 265.5545 | 0 | 265.1723 | 0 | 265.1723 | 0 | 265.5545 | #REF! | 265.1723 | 0 | 262.7864 | 0
| 203.5059 | 0 | 203.5058 | -0.00081016 | 203.5059 | 0.034613 | 203.5059 | 0 | 203.5059 | 0 | 203.5058 | 0 | 355.4873 | 0.93331 | 265.3795 | 0.029151 | 203.5059 | 0 | 355.4873 | 0.0085921 | 265.3795 | 0 | 265.3795 | 0 | 259.1693 | 0 | 265.3795 | 0 | 265.3795 | 0 | 265.7625 | 0 | 263.1567 | 0 | 265.3795 | 0 | 265.7625 | 0 | 265.7625 | 0 | 265.7625 | 0 | 355.4873 | 0 | 265.7625 | 0 | 265.7625 | 4.7818e-05 | 670 | 0.87327 | 265.3795 | 0 | 259.7 | -0.0026815 | 265.7625 | 0 | 265.3795 | 0 | 355.238 | 0.00029994 | 265.7625 | 0 | 265.7625 | 0.0038116 | 265.3795 | 0 | 265.7625 | 0 | 265.7625 | 0 | 265.7625 | 0 | 548.144 | 0.01511 | 265.3795 | 0 | 265.3795 | 0 | 265.7625 | -0.0029486 | 547.0003 | 0.00069566 | 265.3795 | 0 | 550.3858 | 0.00020841 | 548.144 | 0.035522 | 265.3795 | 0 | 820.8922 | 0.0010135 | 876.4644 | 0.0013613 | 1081.5037 | 0.00095111 | 1003.6823 | 0.013373 | 1016.2645 | 0 | 1015.6567 | 0 | 1015.6504 | 0.0050285 | 265.38 | 3.212e-05 | 265.7625 | 0 | 265.3795 | 0 | 265.3795 | 0 | 265.7625 | #REF! | 265.3795 | 0 | 262.9945 | 0
| 203.5767 | 0 | 203.5767 | -0.0061668 | 203.5767 | 0.034613 | 203.5767 | 0 | 203.5767 | 0 | 203.5767 | 0 | 355.6007 | 1.0569 | 265.5868 | -0.050389 | 203.5767 | 0 | 355.6007 | 0.010808 | 265.5868 | 0 | 265.5868 | 0 | 259.3785 | 0 | 265.5868 | 0 | 265.5868 | 0 | 265.9705 | 0 | 263.368 | 0 | 265.5868 | 0 | 265.9705 | 0 | 265.9705 | 0 | 265.9705 | 0 | 355.6007 | 0.012433 | 265.9705 | 0 | 265.9706 | 0 | 671 | 0.85254 | 265.5868 | 0 | 259.9 | -0.0033811 | 265.9705 | 0 | 265.5868 | 0 | 355.3486 | 0.00030413 | 265.9705 | 0 | 265.9706 | 0 | 265.5868 | 0 | 265.9705 | 0 | 265.9705 | 0 | 265.9705 | 0 | 548.3004 | 0.011373 | 265.5868 | 0 | 265.5868 | 0 | 265.9706 | -0.0052407 | 547.1575 | 0.0013044 | 265.5868 | 0 | 550.5412 | 0.00020073 | 548.3004 | 0.038474 | 265.5868 | 0 | 820.9592 | 0.0015295 | 876.7046 | 0.00091981 | 1081.561 | 0.00094547 | 1003.6946 | 0.013399 | 1016.3151 | 0 | 1015.7073 | 0 | 1015.7009 | 0.0049864 | 265.587 | 5.3546e-06 | 265.9705 | 0 | 265.5868 | 0 | 265.5868 | 0 | 265.9706 | #REF! | 265.5868 | 0 | 263.2027 | 0
| 203.6476 | 0 | 203.6476 | 0.018598 | 203.6476 | 0.034613 | 203.6476 | 0 | 203.6476 | 0 | 203.6476 | 0 | 355.714 | 1.1386 | 265.7941 | -0.0013156 | 203.6476 | 0 | 355.714 | 0 | 265.7941 | 0 | 265.7941 | 0 | 259.5877 | 0 | 265.7941 | 0 | 265.7941 | 0 | 266.1786 | 0 | 263.5793 | 0 | 265.7941 | 0 | 266.1786 | 0 | 266.1786 | 0 | 266.1786 | 0 | 355.714 | 0.018284 | 266.1786 | 0 | 266.1786 | 0.0001334 | 672 | 0.8324 | 265.7941 | 0 | 260.11 | -0.017722 | 266.1786 | 0 | 265.7941 | 0 | 355.4592 | 0.00033728 | 266.1786 | 0 | 266.1786 | 0.010133 | 265.7941 | 0 | 266.1786 | 0 | 266.1786 | 0 | 266.1786 | 0 | 548.4567 | 0.021678 | 265.7941 | 0 | 265.7941 | 0 | 266.1786 | 0.0017951 | 547.3147 | 0.00017392 | 265.7941 | 0 | 550.6966 | 0.00022048 | 548.4567 | 0.037162 | 265.7941 | 0 | 821.0263 | 0.0018987 | 876.9448 | 0.0012281 | 1081.6183 | 0.00093971 | 1003.707 | 0.013426 | 1016.3657 | 0 | 1015.7578 | 0 | 1015.7515 | 0.0049717 | 265.794 | 1.6085e-05 | 266.1786 | 0 | 265.7941 | 0 | 265.7941 | 0 | 266.1786 | #REF! | 265.7941 | 0 | 263.4108 | 0
| 203.7185 | 0 | 203.7185 | -0.050154 | 203.7185 | 0.034613 | 203.7185 | 0 | 203.7185 | 0 | 203.7185 | 0 | 355.8274 | 1.2051 | 266.0014 | -0.029541 | 203.7185 | 0 | 355.8274 | 0.021708 | 266.0014 | 0 | 266.0014 | 0 | 259.797 | 0 | 266.0014 | 0 | 266.0014 | 0 | 266.3867 | 0 | 263.7907 | 0 | 266.0014 | 0 | 266.3867 | 0 | 266.3867 | 0 | 266.3867 | 0 | 355.8274 | 0 | 266.3867 | 0 | 266.3867 | 0 | 673 | 0.81266 | 266.0014 | 0 | 260.32 | -0.0054798 | 266.3867 | 0 | 266.0014 | 0 | 355.5698 | 0.00035863 | 266.3867 | 0 | 266.3867 | 0 | 266.0014 | 0 | 266.3867 | 0 | 266.3867 | 0 | 266.3867 | 0 | 548.6131 | 0.01148 | 266.0014 | 0 | 266.0014 | 0 | 266.3867 | 0.00061121 | 547.472 | 0.00026087 | 266.0014 | 0 | 550.8519 | 0.00014699 | 548.6131 | 0.039348 | 266.0014 | 0 | 821.0934 | 0.001427 | 877.1851 | 0.0010108 | 1081.6755 | 0.00093387 | 1003.7193 | 0.013452 | 1016.4163 | 0 | 1015.8084 | 0 | 1015.8021 | 0.0049796 | 266.001 | 4.822e-05 | 266.3867 | 0 | 266.0014 | 0 | 266.0014 | 0 | 266.3867 | #REF! | 266.0014 | 0 | 263.619 | 0
| 203.7894 | 0 | 203.7894 | -0.046246 | 203.7894 | 0.034613 | 203.7894 | 0 | 203.7894 | 0 | 203.7894 | 0 | 355.9408 | 1.2993 | 266.2087 | 0.0046638 | 203.7894 | 0 | 355.9408 | 0 | 266.2087 | 0 | 266.2087 | 0 | 260.0062 | 0 | 266.2087 | 0 | 266.2087 | 0 | 266.5947 | 0 | 264.002 | 0 | 266.2087 | 0 | 266.5947 | 0 | 266.5947 | 0 | 266.5947 | 0 | 355.9408 | 0.010866 | 266.5947 | 0 | 266.5947 | 8.9825e-05 | 674 | 0.79292 | 266.2087 | 0 | 260.53 | -0.00023318 | 266.5947 | 0 | 266.2087 | 0 | 355.6805 | 0.00034529 | 266.5947 | 0 | 266.5947 | 0.0064038 | 266.2087 | 0 | 266.5947 | 0 | 266.5947 | 0 | 266.5947 | 0 | 548.7694 | 0.010679 | 266.2087 | 0 | 266.2087 | 0 | 266.5947 | 0.0021512 | 547.6293 | 0 | 266.2087 | 0 | 551.0073 | 0.00020841 | 548.7694 | 0.037381 | 266.2087 | 0 | 821.1605 | 0.0015761 | 877.4253 | 0.0014442 | 1081.7329 | 0.00092799 | 1003.7316 | 0.013479 | 1016.4669 | 0 | 1015.859 | 0 | 1015.8526 | 0.0050058 | 266.209 | 5.8886e-05 | 266.5947 | 0 | 266.2087 | 0 | 266.2087 | 0 | 266.5947 | #REF! | 266.2087 | 0 | 263.8272 | 0
| 203.8603 | 0 | 203.8603 | 0.011485 | 203.8603 | 0.034613 | 203.8603 | 0 | 203.8603 | 0 | 203.8603 | 0 | 356.0542 | 1.4144 | 266.4161 | 0.019288 | 203.8603 | 0 | 356.0542 | 0.024503 | 266.4161 | 0 | 266.416 | 0 | 260.2155 | 0 | 266.4161 | 0 | 266.416 | 0 | 266.8028 | 0 | 264.2134 | 0 | 266.416 | 0 | 266.8028 | 0 | 266.8028 | 0 | 266.8028 | 0 | 356.0542 | 0.0061784 | 266.8028 | 0 | 266.8028 | 0 | 675 | 0.77319 | 266.4161 | 0 | 260.74 | -0.0086277 | 266.8028 | 0 | 266.416 | 0 | 355.7911 | 0.00030451 | 266.8028 | 0 | 266.8028 | 0 | 266.416 | 0 | 266.8028 | 0 | 266.8028 | 0 | 266.8028 | 0 | 548.9258 | 0.012387 | 266.4161 | 0 | 266.4161 | 0 | 266.8028 | -0.0027598 | 547.7865 | 0.00078262 | 266.4161 | 0 | 551.1628 | 0.00016125 | 548.9258 | 0.038911 | 266.416 | 0 | 821.2276 | 0.0014851 | 877.6656 | 0.00091365 | 1081.7902 | 0.00092198 | 1003.744 | 0.013505 | 1016.5175 | 0 | 1015.9095 | 0 | 1015.9031 | 0.0050398 | 266.416 | 4.2809e-05 | 266.8028 | 0 | 266.416 | 0 | 266.416 | 0 | 266.8028 | #REF! | 266.416 | 0 | 264.0354 | 0
| 203.9312 | 0 | 203.9312 | 0.0049707 | 203.9312 | 0.034613 | 203.9312 | 0 | 203.9312 | 0 | 203.9312 | 0 | 356.1675 | 1.4696 | 266.6234 | 0.033991 | 203.9312 | 0 | 356.1675 | 0.0074712 | 266.6234 | 0 | 266.6234 | 0 | 260.4248 | 0 | 266.6234 | 0 | 266.6234 | 0 | 267.0109 | 0 | 264.4247 | 0 | 266.6234 | 0 | 267.0109 | 0 | 267.0109 | 0 | 267.0109 | 0 | 356.1675 | 0.0061303 | 267.0109 | 0 | 267.011 | 5.1022e-05 | 676 | 0.75345 | 266.6234 | 0 | 260.94 | -0.009677 | 267.0109 | 0 | 266.6234 | 0 | 355.9017 | 0.00029193 | 267.0109 | 0 | 267.011 | 0.0094748 | 266.6234 | 0 | 267.0109 | 0 | 267.0109 | 0 | 267.0109 | 0 | 549.0822 | 0.011907 | 266.6234 | 0 | 266.6234 | 0 | 267.011 | 0.0048472 | 547.9438 | 0.00017392 | 266.6234 | 0 | 551.3182 | 0.00026216 | 549.0822 | 0.036506 | 266.6234 | 0 | 821.2947 | 0.002076 | 877.9058 | 0.0015085 | 1081.8475 | 0.00091593 | 1003.7563 | 0.013532 | 1016.5681 | 0 | 1015.96 | 0 | 1015.9537 | 0.0050751 | 266.623 | 4.8186e-05 | 267.0109 | 0 | 266.6234 | 0 | 266.6234 | 0 | 267.011 | #REF! | 266.6234 | 0 | 264.2436 | 0
| 204.002 | 0 | 204.0021 | -0.024803 | 204.002 | 0.034613 | 204.002 | 0 | 204.002 | 0 | 204.0021 | 0 | 356.2809 | 1.6025 | 266.8308 | -0.091665 | 204.002 | 0 | 356.2809 | 0.017517 | 266.8308 | 0 | 266.8308 | 0 | 260.6341 | 0 | 266.8308 | 0 | 266.8308 | 0 | 267.2191 | 0 | 264.6361 | 0 | 266.8308 | 0 | 267.2191 | 0 | 267.2191 | 0 | 267.2191 | 0 | 356.2809 | 0.01212 | 267.2191 | 0 | 267.2191 | 0 | 677 | 0.73371 | 266.8308 | 0 | 261.15 | -0.01947 | 267.2191 | 0 | 266.8308 | 0 | 356.0124 | 0.0002885 | 267.2191 | 0 | 267.2191 | 0 | 266.8308 | 0 | 267.2191 | 0 | 267.2191 | 0 | 267.2191 | 0 | 549.2386 | 0.017086 | 266.8308 | 0 | 266.8308 | 0 | 267.2191 | -0.0081234 | 548.1011 | 0.00026087 | 266.8308 | 0 | 551.4736 | 0.00013931 | 549.2386 | 0.038036 | 266.8308 | 0 | 821.3618 | 0.0023686 | 878.1461 | 0.0010706 | 1081.9049 | 0.00090979 | 1003.7687 | 0.013559 | 1016.6187 | 0 | 1016.0106 | 0 | 1016.0043 | 0.0051046 | 266.831 | 2.1405e-05 | 267.2191 | 0 | 266.8308 | 0 | 266.8308 | 0 | 267.2191 | #REF! | 266.8308 | 0 | 264.4519 | 0
| 204.073 | 0 | 204.073 | -0.038925 | 204.073 | 0.034613 | 204.073 | 0 | 204.073 | 0 | 204.073 | 0 | 356.3943 | 1.6764 | 267.0382 | 0.00153 | 204.073 | 0 | 356.3943 | 0 | 267.0382 | 0 | 267.0382 | 0 | 260.8434 | 0 | 267.0382 | 0 | 267.0382 | 0 | 267.4272 | 0 | 264.8475 | 0 | 267.0382 | 0 | 267.4272 | 0 | 267.4272 | 0 | 267.4272 | 0 | 356.3943 | 0.014732 | 267.4272 | 0 | 267.4272 | 4.9728e-05 | 678 | 0.71398 | 267.0382 | 0 | 261.36 | 0.01061 | 267.4272 | 0 | 267.0382 | 0 | 356.123 | 0.00030451 | 267.4272 | 0 | 267.4272 | 0.0030985 | 267.0382 | 0 | 267.4272 | 0 | 267.4272 | 0 | 267.4272 | 0 | 549.395 | 0.016445 | 267.0382 | 0 | 267.0382 | 0 | 267.4272 | 0.0045066 | 548.2584 | 0 | 267.0382 | 0 | 551.6291 | 0.00024242 | 549.395 | 0.036069 | 267.0382 | 0 | 821.429 | 0.002114 | 878.3864 | 0.0014431 | 1081.9622 | 0.00090354 | 1003.781 | 0.013586 | 1016.6694 | 0 | 1016.0612 | 0 | 1016.0549 | 0.0051228 | 267.038 | 2.6774e-05 | 267.4272 | 0 | 267.0382 | 0 | 267.0382 | 0 | 267.4272 | #REF! | 267.0382 | 0 | 264.6601 | 0
| 204.1439 | 0 | 204.1439 | 6.9396e-05 | 204.1439 | 0.034613 | 204.1439 | 0 | 204.1439 | 0 | 204.1439 | 0 | 356.5076 | 1.765 | 267.2456 | 0.0096987 | 204.1439 | 0 | 356.5076 | 0.014163 | 267.2456 | 0 | 267.2456 | 0 | 261.0527 | 0 | 267.2456 | 0 | 267.2456 | 0 | 267.6354 | 0 | 265.0589 | 0 | 267.2456 | 0 | 267.6354 | 0 | 267.6354 | 0 | 267.6354 | 0 | 356.5076 | 0.010971 | 267.6354 | 0 | 267.6354 | 0 | 679 | 0.69424 | 267.2456 | 0 | 261.57 | -0.021219 | 267.6354 | 0 | 267.2456 | 0 | 356.2336 | 0.00037616 | 267.6354 | 0 | 267.6354 | 0 | 267.2456 | 0 | 267.6354 | 0 | 267.6354 | 0 | 267.6354 | 0 | 549.5514 | 0.019168 | 267.2456 | 0 | 267.2456 | 0 | 267.6354 | -0.0080894 | 548.4157 | 0.00026087 | 267.2456 | 0 | 551.7845 | 0.00015796 | 549.5514 | 0.038364 | 267.2456 | 0 | 821.4961 | 0.00099729 | 878.6267 | 0.0010216 | 1082.0195 | 0.00089722 | 1003.7933 | 0.013614 | 1016.72 | 0 | 1016.1118 | 0 | 1016.1054 | 0.0051296 | 267.246 | 2.1456e-05 | 267.6354 | 0 | 267.2456 | 0 | 267.2456 | 0 | 267.6354 | #REF! | 267.2456 | 0 | 264.8684 | 0
| 204.2148 | 0 | 204.2148 | 0.016634 | 204.2148 | 0.034613 | 204.2148 | 0 | 204.2148 | 0 | 204.2148 | 0 | 356.621 | 1.8312 | 267.453 | 0.041843 | 204.2148 | 0 | 356.621 | 0.01158 | 267.453 | 0 | 267.453 | 0 | 261.262 | 0 | 267.453 | 0 | 267.453 | 0 | 267.8436 | 0 | 265.2703 | 0 | 267.453 | 0 | 267.8436 | 0 | 267.8436 | 0 | 267.8436 | 0 | 356.621 | 0 | 267.8436 | 0 | 267.8436 | 8.8596e-05 | 680 | 0.67695 | 267.453 | 0 | 261.78 | 0.002565 | 267.8436 | 0 | 267.453 | 0 | 356.3443 | 0.00035329 | 267.8436 | 0 | 267.8436 | 0.0093081 | 267.453 | 0 | 267.8436 | 0 | 267.8436 | 0 | 267.8436 | 0 | 549.7078 | 0.019435 | 267.453 | 0 | 267.453 | 0 | 267.8436 | 0.0046215 | 548.573 | 0.00017392 | 267.453 | 0 | 551.94 | 0.00020183 | 549.7078 | 0.036397 | 267.453 | 0 | 821.5633 | 0.0015167 | 878.8669 | 0.001675 | 1082.0769 | 0.00089081 | 1003.8057 | 0.013641 | 1016.7706 | 0 | 1016.1623 | 0 | 1016.156 | 0.0051228 | 267.453 | 2.6809e-05 | 267.8436 | 0 | 267.453 | 0 | 267.453 | 0 | 267.8436 | #REF! | 267.453 | 0 | 265.0767 | 0
| 204.2857 | 0 | 204.2857 | -0.04598 | 204.2857 | 0.034613 | 204.2857 | 0 | 204.2857 | 0 | 204.2857 | 0 | 356.7344 | 1.9266 | 267.6605 | -0.023341 | 204.2857 | 0 | 356.7344 | 0.011181 | 267.6605 | 0 | 267.6605 | 0 | 261.4713 | 0 | 267.6605 | 0 | 267.6605 | 0 | 268.0518 | 0 | 265.4818 | 0 | 267.6605 | 0 | 268.0518 | 0 | 268.0518 | 0 | 268.0518 | 0 | 356.7344 | 0.0046954 | 268.0518 | 0 | 268.0518 | 0 | 681 | 0.6616 | 267.6605 | 0 | 261.98 | 0.0074619 | 268.0518 | 0 | 267.6605 | 0 | 356.455 | 0.00034529 | 268.0518 | 0 | 268.0518 | 0 | 267.6605 | 0 | 268.0518 | 0 | 268.0518 | 0 | 268.0518 | 0 | 549.8643 | 0.014203 | 267.6605 | 0 | 267.6605 | 0 | 268.0518 | -0.002769 | 548.7303 | 0 | 267.6605 | 0 | 552.0955 | 0.00024461 | 549.8643 | 0.038692 | 267.6605 | 0 | 821.6304 | 0.0015967 | 879.1072 | 0.0010699 | 1082.1342 | 0.00088428 | 1003.818 | 0.013668 | 1016.8213 | 0 | 1016.2129 | 0 | 1016.2066 | 0.005108 | 267.66 | 3.212e-05 | 268.0518 | 0 | 267.6605 | 0 | 267.6605 | 0 | 268.0518 | #REF! | 267.6605 | 0 | 265.2849 | 0
| 204.3566 | 0 | 204.3566 | -0.024958 | 204.3566 | 0.034613 | 204.3566 | 0 | 204.3566 | 0 | 204.3566 | 0 | 356.8477 | 2.1075 | 267.8679 | 0.034865 | 204.3566 | 0 | 356.8477 | 0 | 267.8679 | 0 | 267.8679 | 0 | 261.6807 | 0 | 267.8679 | 0 | 267.8679 | 0 | 268.26 | 0 | 265.6932 | 0 | 267.8679 | 0 | 268.26 | 0 | 268.26 | 0 | 268.26 | 0 | 356.8477 | 0.010283 | 268.26 | 0 | 268.26 | 0.00012631 | 682 | 0.64625 | 267.8679 | 0 | 262.19 | 0.0011659 | 268.26 | 0 | 267.8679 | 0 | 356.5656 | 0.00025992 | 268.26 | 0 | 268.26 | 0.0094892 | 267.8679 | 0 | 268.26 | 0 | 268.26 | 0 | 268.26 | 0 | 550.0207 | 0.015965 | 267.8679 | 0 | 267.8679 | 0 | 268.2599 | 0.0065855 | 548.8876 | 0.00017392 | 267.8679 | 0 | 552.251 | 0.0001788 | 550.0207 | 0.036725 | 267.8679 | 0 | 821.6976 | 0.0017784 | 879.3475 | 0.0016038 | 1082.1915 | 0.00087768 | 1003.8303 | 0.013696 | 1016.8719 | 0 | 1016.2636 | 0 | 1016.2572 | 0.0050899 | 267.868 | 3.7473e-05 | 268.26 | 0 | 267.8679 | 0 | 267.8679 | 0 | 268.2599 | #REF! | 267.8679 | 0 | 265.4933 | 0
| 204.4276 | 0 | 204.4276 | 0.016115 | 204.4276 | 0.034613 | 204.4276 | 0 | 204.4276 | 0 | 204.4276 | 0 | 356.9611 | 2.1303 | 268.0754 | -0.072652 | 204.4276 | 0 | 356.9611 | 0.038688 | 268.0754 | 0 | 268.0754 | 0 | 261.8901 | 0 | 268.0754 | 0 | 268.0754 | 0 | 268.4682 | 0 | 265.9046 | 0 | 268.0754 | 0 | 268.4682 | 0 | 268.4682 | 0 | 268.4682 | 0 | 356.9611 | 0 | 268.4682 | 0 | 268.4682 | 0 | 683 | 0.63091 | 268.0754 | 0 | 262.4 | -0.025417 | 268.4682 | 0 | 268.0754 | 0 | 356.6763 | 0.0003068 | 268.4682 | 0 | 268.4682 | 0 | 268.0754 | 0 | 268.4682 | 0 | 268.4682 | 0 | 268.4682 | 0 | 550.1772 | 0.016979 | 268.0754 | 0 | 268.0754 | 0 | 268.4682 | -0.0027703 | 549.045 | 0 | 268.0754 | 0 | 552.4065 | 0.00022487 | 550.1772 | 0.03902 | 268.0754 | 0 | 821.7648 | 0.0015651 | 879.5879 | 0.0011965 | 1082.2489 | 0.00087098 | 1003.8427 | 0.013723 | 1016.9226 | 0 | 1016.3142 | 0 | 1016.3078 | 0.0050751 | 268.075 | 2.1454e-05 | 268.4682 | 0 | 268.0754 | 0 | 268.0754 | 0 | 268.4682 | #REF! | 268.0754 | 0 | 265.7016 | 0
| 204.4985 | 0 | 204.4985 | 0.033795 | 204.4985 | 0.034613 | 204.4985 | 0 | 204.4985 | 0 | 204.4985 | 0 | 357.0744 | 2.2865 | 268.2829 | 0.11044 | 204.4985 | 0 | 357.0744 | 0 | 268.2829 | 0 | 268.2829 | 0 | 262.0995 | 0 | 268.2829 | 0 | 268.2829 | 0 | 268.6764 | 0 | 266.1161 | 0 | 268.2829 | 0 | 268.6764 | 0 | 268.6764 | 0 | 268.6764 | 0 | 357.0744 | 0.019747 | 268.6764 | 0 | 268.6764 | 0.00012704 | 684 | 0.61556 | 268.2829 | 0 | 262.61 | -0.0019821 | 268.6764 | 0 | 268.2829 | 0 | 356.787 | 0.0002885 | 268.6764 | 0 | 268.6764 | 0.0069338 | 268.2829 | 0 | 268.6764 | 0 | 268.6764 | 0 | 268.6764 | 0 | 550.3336 | 0.017353 | 268.2829 | 0 | 268.2829 | 0 | 268.6764 | 0.00086218 | 549.2023 | 0.00017392 | 268.2829 | 0 | 552.562 | 0.00018428 | 550.3336 | 0.036506 | 268.2829 | 0 | 821.832 | 0.0016244 | 879.8282 | 0.0016659 | 1082.3063 | 0.00086418 | 1003.855 | 0.013751 | 1016.9733 | 0 | 1016.3647 | 0 | 1016.3584 | 0.0050705 | 268.283 | 3.2128e-05 | 268.6764 | 0 | 268.2829 | 0 | 268.2829 | 0 | 268.6764 | #REF! | 268.2829 | 0 | 265.9099 | 0
| 204.5694 | 0 | 204.5694 | -0.041082 | 204.5694 | 0.034613 | 204.5694 | 0 | 204.5694 | 0 | 204.5694 | 0 | 357.1878 | 2.3301 | 268.4904 | -0.01002 | 204.5694 | 0 | 357.1878 | 0 | 268.4904 | 0 | 268.4904 | 0 | 262.3089 | 0 | 268.4904 | 0 | 268.4904 | 0 | 268.8847 | 0 | 266.3276 | 0 | 268.4904 | 0 | 268.8847 | 0 | 268.8847 | 0 | 268.8847 | 0 | 357.1878 | 0 | 268.8847 | 0 | 268.8847 | 0 | 685 | 0.60022 | 268.4904 | 0 | 262.82 | -0.01912 | 268.8847 | 0 | 268.4904 | 0 | 356.8977 | 0.00031213 | 268.8847 | 0 | 268.8847 | 0 | 268.4904 | 0 | 268.8847 | 0 | 268.8847 | 0 | 268.8847 | 0 | 550.4901 | 0.017353 | 268.4904 | 0 | 268.4904 | 0 | 268.8847 | -0.0071635 | 549.3596 | 0.00078262 | 268.4904 | 0 | 552.7175 | 0.00021499 | 550.4901 | 0.038146 | 268.4904 | 0 | 821.8992 | 0.0011648 | 880.0685 | 0.0011523 | 1082.3637 | 0.00085727 | 1003.8674 | 0.013778 | 1017.0239 | 0 | 1016.4153 | 0 | 1016.409 | 0.0050808 | 268.49 | 3.2128e-05 | 268.8847 | 0 | 268.4904 | 0 | 268.4904 | 0 | 268.8847 | #REF! | 268.4904 | 0 | 266.1183 | 0
| 204.6404 | 0 | 204.6404 | -0.013902 | 204.6404 | 0.034613 | 204.6404 | 0 | 204.6404 | 0 | 204.6404 | 0 | 357.3011 | 2.5079 | 268.6979 | 0.041506 | 204.6404 | 0 | 357.3011 | 0 | 268.6979 | 0 | 268.6979 | 0 | 262.5183 | 0 | 268.6979 | 0 | 268.6979 | 0 | 269.093 | 0 | 266.539 | 0 | 268.6979 | 0 | 269.093 | 0 | 269.093 | 0 | 269.093 | 0 | 357.3011 | 0.014732 | 269.093 | 0 | 269.093 | 9.8355e-05 | 686 | 0.58487 | 268.6979 | 0 | 263.02 | -0.0044305 | 269.093 | 0 | 268.6979 | 0 | 357.0084 | 0.00031061 | 269.093 | 0 | 269.093 | 0.0074982 | 268.6979 | 0 | 269.093 | 0 | 269.093 | 0 | 269.093 | 0 | 550.6465 | 0.022052 | 268.6979 | 0 | 268.6979 | 0 | 269.093 | 0.0090215 | 549.517 | 0 | 268.6979 | 0 | 552.873 | 0.00024132 | 550.6465 | 0.035741 | 268.6979 | 0 | 821.9664 | 0.0021731 | 880.3089 | 0.0016777 | 1082.421 | 0.00085025 | 1003.8797 | 0.013805 | 1017.0747 | 0 | 1016.4659 | 0 | 1016.4596 | 0.0051069 | 268.698 | 6.9632e-05 | 269.093 | 0 | 268.6979 | 0 | 268.6979 | 0 | 269.093 | #REF! | 268.6979 | 0 | 266.3267 | 0
| 204.7113 | 0 | 204.7113 | 0.0076749 | 204.7113 | 0.034613 | 204.7113 | 0 | 204.7113 | 0 | 204.7113 | 0 | 357.4145 | 2.5911 | 268.9055 | -0.06438 | 204.7113 | 0 | 357.4145 | 0.020498 | 268.9055 | 0 | 268.9055 | 0 | 262.7277 | 0 | 268.9055 | 0 | 268.9055 | 0 | 269.3012 | 0 | 266.7505 | 0 | 268.9055 | 0 | 269.3013 | 0 | 269.3013 | 0 | 269.3013 | 0 | 357.4145 | 0.015359 | 269.3012 | 0 | 269.3012 | 0 | 687 | 0.56953 | 268.9055 | 0 | 263.23 | -0.015623 | 269.3013 | 0 | 268.9055 | 0 | 357.1191 | 0.00033081 | 269.3013 | 0 | 269.3012 | 0 | 268.9055 | 0 | 269.3013 | 0 | 269.3013 | 0 | 269.3013 | 0 | 550.803 | 0.016712 | 268.9055 | 0 | 268.9055 | 0 | 269.3012 | -0.0041895 | 549.6744 | 0 | 268.9055 | 0 | 553.0285 | 0.00018099 | 550.803 | 0.037818 | 268.9055 | 0 | 822.0336 | 0.0020216 | 880.5492 | 0.0012755 | 1082.4784 | 0.00084312 | 1003.8921 | 0.013833 | 1017.1253 | 0 | 1016.5166 | 0 | 1016.5103 | 0.0051467 | 268.905 | 2.1454e-05 | 269.3012 | 0 | 268.9055 | 0 | 268.9055 | 0 | 269.3012 | #REF! | 268.9055 | 0 | 266.535 | 0
| 204.7823 | 0 | 204.7823 | 0.048855 | 204.7823 | 0.034613 | 204.7823 | 0 | 204.7823 | 0 | 204.7823 | 0 | 357.5278 | 2.7771 | 269.113 | 0.021932 | 204.7823 | 0 | 357.5278 | 0.00074721 | 269.113 | 0 | 269.113 | 0 | 262.9371 | 0 | 269.113 | 0 | 269.113 | 0 | 269.5096 | 0 | 266.962 | 0 | 269.113 | 0 | 269.5096 | 0 | 269.5096 | 0 | 269.5096 | 0 | 357.5278 | 0 | 269.5096 | 0 | 269.5095 | 0.0001023 | 688 | 0.55549 | 269.113 | 0 | 263.44 | 0.026699 | 269.5096 | 0 | 269.113 | 0 | 357.2298 | 0.00036739 | 269.5096 | 0 | 269.5095 | 0 | 269.113 | 0 | 269.5096 | 0 | 269.5096 | 0 | 269.5096 | 0 | 550.9595 | 0.019168 | 269.113 | 0 | 269.113 | 0 | 269.5096 | 0.00041792 | 549.8317 | 0.00017392 | 269.113 | 0 | 553.1841 | 0.00025339 | 550.9595 | 0.036069 | 269.113 | 0 | 822.1009 | 0.0025426 | 880.7895 | 0.0012981 | 1082.5359 | 0.0008359 | 1003.9044 | 0.01386 | 1017.176 | 0 | 1016.5672 | 0 | 1016.5608 | 0.0051955 | 269.113 | 2.6803e-05 | 269.5096 | 0 | 269.113 | 0 | 269.113 | 0 | 269.5096 | #REF! | 269.113 | 0 | 266.7434 | 0
| 204.8533 | 0 | 204.8532 | -0.050167 | 204.8533 | 0.034613 | 204.8533 | 0 | 204.8533 | 0 | 204.8532 | 0 | 357.6411 | 2.8609 | 269.3206 | -0.04431 | 204.8533 | 0 | 357.6411 | 0 | 269.3206 | 0 | 269.3206 | 0 | 263.1466 | 0 | 269.3206 | 0 | 269.3206 | 0 | 269.7179 | 0 | 267.1735 | 0 | 269.3206 | 0 | 269.7179 | 0 | 269.7179 | 0 | 269.7179 | 0 | 357.6411 | 0 | 269.7179 | 0 | 269.7179 | 0 | 689 | 0.54267 | 269.3206 | 0 | 263.65 | -0.0086277 | 269.7179 | 0 | 269.3206 | 0 | 357.3405 | 0.00038492 | 269.7179 | 0 | 269.7179 | 0 | 269.3206 | 0 | 269.7179 | 0 | 269.7179 | 0 | 269.7179 | 0 | 551.116 | 0.010305 | 269.3206 | 0 | 269.3206 | 0 | 269.7179 | -0.0031314 | 549.9891 | 0.00026087 | 269.3206 | 0 | 553.3396 | 0.0001437 | 551.116 | 0.038583 | 269.3206 | 0 | 822.1682 | 0.002065 | 881.0299 | 0.0017741 | 1082.5933 | 0.00082853 | 1003.9167 | 0.013887 | 1017.2267 | 0 | 1016.6178 | 0 | 1016.6115 | 0.0052444 | 269.321 | 1.0666e-05 | 269.7179 | 0 | 269.3206 | 0 | 269.3206 | 0 | 269.7179 | #REF! | 269.3206 | 0 | 266.9519 | 0
| 204.9242 | 0 | 204.9242 | -0.02487 | 204.9242 | 0.034613 | 204.9242 | 0 | 204.9242 | 0 | 204.9242 | 0 | 357.7545 | 2.9593 | 269.5282 | 0.11719 | 204.9242 | 0 | 357.7545 | 0.0089657 | 269.5282 | 0 | 269.5282 | 0 | 263.3561 | 0 | 269.5282 | 0 | 269.5282 | 0 | 269.9262 | 0 | 267.3851 | 0 | 269.5282 | 0 | 269.9262 | 0 | 269.9262 | 0 | 269.9262 | 0 | 357.7545 | 0.020688 | 269.9262 | 0 | 269.9262 | 0.00015235 | 690 | 0.52985 | 269.5282 | 0 | 263.86 | 0.00081613 | 269.9262 | 0 | 269.5282 | 0 | 357.4512 | 0.00038149 | 269.9262 | 0 | 269.9262 | 0.014248 | 269.5282 | 0 | 269.9262 | 0 | 269.9262 | 0 | 269.9262 | 0 | 551.2725 | 0.019329 | 269.5282 | 0 | 269.5282 | 0 | 269.9262 | 0.0040455 | 550.1465 | 0.00017392 | 269.5282 | 0 | 553.4952 | 0.00030165 | 551.2725 | 0.036834 | 269.5282 | 0 | 822.2354 | 0.0020781 | 881.2703 | 0.0014613 | 1082.6506 | 0.00082103 | 1003.9291 | 0.013914 | 1017.2773 | 0 | 1016.6685 | 0 | 1016.6621 | 0.0052853 | 269.528 | 4.8139e-05 | 269.9262 | 0 | 269.5282 | 0 | 269.5282 | 0 | 269.9262 | #REF! | 269.5282 | 0 | 267.1603 | 0
| 204.9952 | 0 | 204.9952 | -0.011309 | 204.9952 | 0.034613 | 204.9952 | 0 | 204.9952 | 0 | 204.9952 | 0 | 357.8678 | 3.125 | 269.7359 | -0.0076589 | 204.9952 | 0 | 357.8678 | 0.014908 | 269.7359 | 0 | 269.7359 | 0 | 263.5656 | 0 | 269.7359 | 0 | 269.7359 | 0 | 270.1346 | 0 | 267.5966 | 0 | 269.7359 | 0 | 270.1346 | 0 | 270.1346 | 0 | 270.1346 | 0 | 357.8678 | 0 | 270.1346 | 0 | 270.1346 | 0 | 691 | 0.51703 | 269.7359 | 0 | 264.06 | -0.00058295 | 270.1346 | 0 | 269.7359 | 0 | 357.5619 | 0.00035939 | 270.1346 | 0 | 270.1346 | 0 | 269.7359 | 0 | 270.1346 | 0 | 270.1346 | 0 | 270.1346 | 0 | 551.429 | 0.015217 | 269.7359 | 0 | 269.7359 | 0 | 270.1346 | -0.00052008 | 550.3039 | 0.00026087 | 269.7359 | 0 | 553.6508 | 0.00012285 | 551.429 | 0.039129 | 269.7359 | 0 | 822.3027 | 0.0019631 | 881.5107 | 0.0019042 | 1082.708 | 0.0008134 | 1003.9414 | 0.013941 | 1017.3281 | 0 | 1016.7191 | 0 | 1016.7128 | 0.0053092 | 269.736 | 4.8172e-05 | 270.1346 | 0 | 269.7359 | 0 | 269.7359 | 0 | 270.1346 | #REF! | 269.7359 | 0 | 267.3687 | 0
| 205.0661 | 0 | 205.0661 | 0.0098 | 205.0661 | 0.034613 | 205.0661 | 0 | 205.0661 | 0 | 205.0662 | 0 | 357.9812 | 3.2846 | 269.9435 | -0.015082 | 205.0661 | 0 | 357.9812 | 0 | 269.9435 | 0 | 269.9435 | 0 | 263.775 | 0 | 269.9435 | 0 | 269.9435 | 0 | 270.3429 | 0 | 267.8081 | 0 | 269.9435 | 0 | 270.3429 | 0 | 270.3429 | 0 | 270.3429 | 0 | 357.9812 | 0.0010877 | 270.3429 | 0 | 270.3429 | 8.8175e-05 | 692 | 0.50421 | 269.9435 | 0 | 264.27 | 0.0088609 | 270.3429 | 0 | 269.9435 | 0 | 357.6726 | 0.00034148 | 270.3429 | 0 | 270.3429 | 0.0044242 | 269.9435 | 0 | 270.3429 | 0 | 270.3429 | 0 | 270.3429 | 0 | 551.5855 | 0.018955 | 269.9435 | 0 | 269.9435 | 0 | 270.3429 | 0.0067188 | 550.4612 | 0.00017392 | 269.9435 | 0 | 553.8064 | 0.00030604 | 551.5855 | 0.036725 | 269.9435 | 0 | 822.37 | 0.0017068 | 881.751 | 0.0015377 | 1082.7655 | 0.00080568 | 1003.9538 | 0.013968 | 1017.3788 | 0 | 1016.7697 | 0 | 1016.7634 | 0.0053103 | 269.943 | 2.1396e-05 | 270.3429 | 0 | 269.9435 | 0 | 269.9435 | 0 | 270.3429 | #REF! | 269.9435 | 0 | 267.5772 | 0
| 205.1371 | 0 | 205.1371 | -0.0094048 | 205.1371 | 0.034613 | 205.1371 | 0 | 205.1371 | 0 | 205.1371 | 0 | 358.0945 | 3.397 | 270.1511 | -0.0057388 | 205.1371 | 0 | 358.0945 | 0.0078267 | 270.1511 | 0 | 270.1511 | 0 | 263.9846 | 0 | 270.1511 | 0 | 270.1511 | 0 | 270.5513 | 0 | 268.0197 | 0 | 270.1511 | 0 | 270.5513 | 0 | 270.5513 | 0 | 270.5513 | 0 | 358.0945 | 0.019538 | 270.5513 | 0 | 270.5513 | 0 | 693 | 0.49139 | 270.1511 | 0 | 264.48 | -0.0037309 | 270.5513 | 0 | 270.1511 | 0 | 357.7833 | 0.00033271 | 270.5513 | 0 | 270.5513 | 0 | 270.1511 | 0 | 270.5513 | 0 | 270.5513 | 0 | 270.5513 | 0 | 551.7421 | 0.019062 | 270.1511 | 0 | 270.1511 | 0 | 270.5513 | -0.0051235 | 550.6186 | 0.00026087 | 270.1511 | 0 | 553.962 | 0.0001437 | 551.7421 | 0.038364 | 270.1511 | 0 | 822.4373 | 0.0020353 | 881.9914 | 0.0019534 | 1082.8229 | 0.00079778 | 1003.9661 | 0.013995 | 1017.4295 | 0 | 1016.8204 | 0 | 1016.814 | 0.0052887 | 270.151 | -1.0637e-05 | 270.5513 | 0 | 270.1511 | 0 | 270.1511 | 0 | 270.5513 | #REF! | 270.1511 | 0 | 267.7857 | 0
| 205.2081 | 0 | 205.2081 | -0.030714 | 205.2081 | 0.034613 | 205.2081 | 0 | 205.2081 | 0 | 205.2081 | 0 | 358.2078 | 3.5221 | 270.3588 | 0.08546 | 205.2081 | 0 | 358.2078 | 0.014569 | 270.3588 | 0 | 270.3588 | 0 | 264.1941 | 0 | 270.3588 | 0 | 270.3588 | 0 | 270.7597 | 0 | 268.2313 | 0 | 270.3588 | 0 | 270.7597 | 0 | 270.7597 | 0 | 270.7597 | 0 | 358.2078 | 0.020688 | 270.7597 | 0 | 270.7597 | 7.2627e-05 | 694 | 0.47857 | 270.3588 | 0 | 264.69 | -0.00513 | 270.7597 | 0 | 270.3588 | 0 | 357.8941 | 0.00030946 | 270.7597 | 0 | 270.7597 | 0.011175 | 270.3588 | 0 | 270.7597 | 0 | 270.7597 | 0 | 270.7597 | 0 | 551.8986 | 0.021197 | 270.3588 | 0 | 270.3588 | 0 | 270.7597 | 0.003229 | 550.7761 | 0 | 270.3588 | 0 | 554.1176 | 0.00023474 | 551.8986 | 0.036506 | 270.3588 | 0 | 822.5046 | 0.0025638 | 882.2318 | 0.0015668 | 1082.8804 | 0.00078977 | 1003.9785 | 0.014021 | 1017.4802 | 0 | 1016.871 | 0 | 1016.8647 | 0.0052478 | 270.359 | 1.6085e-05 | 270.7597 | 0 | 270.3588 | 0 | 270.3588 | 0 | 270.7597 | #REF! | 270.3588 | 0 | 267.9942 | 0
| 205.2791 | 0 | 205.2791 | -0.0031243 | 205.2791 | 0.034613 | 205.2791 | 0 | 205.2791 | 0 | 205.2791 | 0 | 358.3211 | 3.6615 | 270.5665 | 0.020438 | 205.2791 | 0 | 358.3211 | 0.0081994 | 270.5665 | 0 | 270.5665 | 0 | 264.4036 | 0 | 270.5665 | 0 | 270.5665 | 0 | 270.9681 | 0 | 268.4428 | 0 | 270.5665 | 0 | 270.9681 | 0 | 270.9681 | 0 | 270.9681 | 0 | 358.3211 | 0.011493 | 270.9681 | 0 | 270.9681 | 0 | 695 | 0.46574 | 270.5665 | 0 | 264.9 | 0.012009 | 270.9681 | 0 | 270.5665 | 0 | 358.0048 | 0.00028736 | 270.9681 | 0 | 270.9681 | 0 | 270.5665 | 0 | 270.9681 | 0 | 270.9681 | 0 | 270.9681 | 0 | 552.0552 | 0.014256 | 270.5665 | 0 | 270.5665 | 0 | 270.9681 | -0.0012256 | 550.9335 | 0 | 270.5665 | 0 | 554.2732 | 0.00015028 | 552.0552 | 0.038255 | 270.5665 | 0 | 822.572 | 0.0015105 | 882.4722 | 0.0021227 | 1082.9377 | 0.00078159 | 1003.9908 | 0.014048 | 1017.5309 | 0 | 1016.9217 | 0 | 1016.9153 | 0.0051921 | 270.567 | 4.8174e-05 | 270.9681 | 0 | 270.5665 | 0 | 270.5665 | 0 | 270.9681 | #REF! | 270.5665 | 0 | 268.2027 | 0
| 205.3501 | 0 | 205.3501 | 0.029408 | 205.3501 | 0.034613 | 205.3501 | 0 | 205.3501 | 0 | 205.3501 | 0 | 358.4345 | 3.8785 | 270.7742 | 0.008531 | 205.3501 | 0 | 358.4345 | 0 | 270.7742 | 0 | 270.7742 | 0 | 264.6132 | 0 | 270.7742 | 0 | 270.7742 | 0 | 271.1766 | 0 | 268.6544 | 0 | 270.7742 | 0 | 271.1766 | 0 | 271.1766 | 0 | 271.1766 | 0 | 358.4345 | 0 | 271.1766 | 0 | 271.1766 | 8.0698e-05 | 696 | 0.45292 | 270.7742 | 0 | 265.11 | 0.022852 | 271.1766 | 0 | 270.7742 | 0 | 358.1156 | 0.00030146 | 271.1766 | 0 | 271.1766 | 0.012706 | 270.7742 | 0 | 271.1766 | 0 | 271.1766 | 0 | 271.1766 | 0 | 552.2117 | 0.018795 | 270.7742 | 0 | 270.7742 | 0 | 271.1766 | 0.0040682 | 551.0909 | 0 | 270.7742 | 0 | 554.4288 | 0.00029288 | 552.2117 | 0.03596 | 270.7742 | 0 | 822.6393 | 0.0012043 | 882.7126 | 0.0016226 | 1082.9952 | 0.00077329 | 1004.0032 | 0.014074 | 1017.5817 | 0 | 1016.9724 | 0 | 1016.966 | 0.005133 | 270.774 | 5.3531e-05 | 271.1766 | 0 | 270.7742 | 0 | 270.7742 | 0 | 271.1766 | #REF! | 270.7742 | 0 | 268.4112 | 0
| 205.4211 | 0 | 205.4211 | -0.010521 | 205.4211 | 0.034613 | 205.4211 | 0 | 205.4211 | 0 | 205.4211 | 0 | 358.5478 | 4.1045 | 270.9819 | -0.069351 | 205.4211 | 0 | 358.5478 | 0.01379 | 270.9819 | 0 | 270.9819 | 0 | 264.8227 | 0 | 270.9819 | 0 | 270.9819 | 0 | 271.385 | 0 | 268.866 | 0 | 270.9819 | 0 | 271.385 | 0 | 271.385 | 0 | 271.385 | 0 | 358.5478 | 0.019852 | 271.385 | 0 | 271.385 | 0 | 697 | 0.4401 | 270.9819 | 0 | 265.31 | 0.0032645 | 271.385 | 0 | 270.9819 | 0 | 358.2263 | 0.00034148 | 271.385 | 0 | 271.385 | 0 | 270.9819 | 0 | 271.385 | 0 | 271.385 | 0 | 271.385 | 0 | 552.3683 | 0.0056598 | 270.9819 | 0 | 270.9819 | 0 | 271.385 | -0.0051661 | 551.2483 | 0.00026087 | 270.9819 | 0 | 554.5844 | 0.00015686 | 552.3683 | 0.036725 | 270.9819 | 0 | 822.7067 | 0.0017965 | 882.9531 | 0.0021362 | 1083.0526 | 0.00076481 | 1004.0155 | 0.0141 | 1017.6324 | 0 | 1017.023 | 0 | 1017.0167 | 0.0050785 | 270.982 | 7.4987e-05 | 271.385 | 0 | 270.9819 | 0 | 270.9819 | 0 | 271.385 | #REF! | 270.9819 | 0 | 268.6198 | 0
| 205.4921 | 0 | 205.4921 | -0.022826 | 205.4921 | 0.034613 | 205.4921 | 0 | 205.4921 | 0 | 205.4921 | 0 | 358.6611 | 4.2701 | 271.1897 | 0.019507 | 205.4921 | 0 | 358.6611 | 0.0063506 | 271.1897 | 0 | 271.1897 | 0 | 265.0323 | 0 | 271.1897 | 0 | 271.1897 | 0 | 271.5935 | 0 | 269.0776 | 0 | 271.1897 | 0 | 271.5935 | 0 | 271.5935 | 0 | 271.5935 | 0 | 358.6611 | 0.0013843 | 271.5935 | 0 | 271.5935 | 9.1098e-05 | 698 | 0.42728 | 271.1897 | 0 | 265.52 | -0.012125 | 271.5935 | 0 | 271.1897 | 0 | 358.3371 | 0.00032738 | 271.5935 | 0 | 271.5935 | 0.0061064 | 271.1897 | 0 | 271.5935 | 0 | 271.5935 | 0 | 271.5935 | 0 | 552.5248 | 0.013028 | 271.1897 | 0 | 271.1897 | 0 | 271.5935 | 0.0016314 | 551.4057 | 0 | 271.1897 | 0 | 554.7401 | 0.00026984 | 552.5248 | 0.034429 | 271.1897 | 0 | 822.774 | 0.0019391 | 883.1935 | 0.0017481 | 1083.1101 | 0.0007562 | 1004.0278 | 0.014126 | 1017.6831 | 0 | 1017.0737 | 0 | 1017.0674 | 0.0050376 | 271.19 | 5.3562e-05 | 271.5935 | 0 | 271.1897 | 0 | 271.1897 | 0 | 271.5935 | #REF! | 271.1897 | 0 | 268.8283 | 0
| 205.5631 | 0 | 205.5631 | 0.032521 | 205.5631 | 0.034613 | 205.5631 | 0 | 205.5631 | 0 | 205.5631 | 0 | 358.7744 | 4.3813 | 271.3974 | -0.048078 | 205.5631 | 0 | 358.7744 | 0.0048451 | 271.3974 | 0 | 271.3974 | 0 | 265.2419 | 0 | 271.3974 | 0 | 271.3974 | 0 | 271.802 | 0 | 269.2892 | 0 | 271.3974 | 0 | 271.802 | 0 | 271.802 | 0 | 271.802 | 0 | 358.7744 | 0 | 271.802 | 0 | 271.802 | 0 | 699 | 0.41446 | 271.3974 | 0 | 265.73 | -0.017023 | 271.802 | 0 | 271.3974 | 0 | 358.4479 | 0.00032547 | 271.802 | 0 | 271.802 | 0 | 271.3974 | 0 | 271.802 | 0 | 271.802 | 0 | 271.802 | 0 | 552.6814 | 0.015858 | 271.3974 | 0 | 271.3974 | 0 | 271.802 | 0.0018944 | 551.5632 | 0.0013044 | 271.3974 | 0 | 554.8957 | 0.00012724 | 552.6814 | 0.036943 | 271.3974 | 0 | 822.8414 | 0.0016443 | 883.4339 | 0.0022511 | 1083.1676 | 0.00074744 | 1004.0402 | 0.014151 | 1017.7338 | 0 | 1017.1244 | 0 | 1017.118 | 0.0050148 | 271.397 | 4.8249e-05 | 271.802 | 0 | 271.3974 | 0 | 271.3974 | 0 | 271.802 | #REF! | 271.3974 | 0 | 269.0369 | 0
| 205.6341 | 0 | 205.6341 | 0.039031 | 205.6341 | 0.034613 | 205.6341 | 0 | 205.6341 | 0 | 205.6341 | 0 | 358.8877 | 4.63 | 271.6052 | 0.0028755 | 205.6341 | 0 | 358.8877 | 0 | 271.6052 | 0 | 271.6052 | 0 | 265.4515 | 0 | 271.6052 | 0 | 271.6052 | 0 | 272.0105 | 0 | 269.5009 | 0 | 271.6052 | 0 | 272.0105 | 0 | 272.0105 | 0 | 272.0105 | 0 | 358.8877 | 0.0093933 | 272.0105 | 0 | 272.0105 | 0.00011387 | 700 | 0.40233 | 271.6052 | 0 | 265.94 | 0.0011659 | 272.0105 | 0 | 271.6052 | 0 | 358.5586 | 0.00026602 | 272.0105 | 0 | 272.0105 | 0.010358 | 271.6052 | 0 | 272.0105 | 0 | 272.0105 | 0 | 272.0105 | 0 | 552.838 | 0.012761 | 271.6052 | 0 | 271.6052 | 0 | 272.0105 | 0.0021502 | 551.7206 | 0.00017392 | 271.6052 | 0 | 555.0514 | 0.00020732 | 552.838 | 0.035304 | 271.6052 | 0 | 822.9088 | 0.00098794 | 883.6744 | 0.0017825 | 1083.225 | 0.00073847 | 1004.0526 | 0.014177 | 1017.7846 | 0 | 1017.1751 | 0 | 1017.1687 | 0.0050103 | 271.605 | 3.7454e-05 | 272.0105 | 0 | 271.6052 | 0 | 271.6052 | 0 | 272.0105 | #REF! | 271.6052 | 0 | 269.2455 | 0
| 205.7051 | 0 | 205.7051 | -0.018721 | 205.7051 | 0.034613 | 205.7051 | 0 | 205.7051 | 0 | 205.7051 | 0 | 359.0011 | 4.8259 | 271.813 | -0.11974 | 205.7051 | 0 | 359.0011 | 0.024288 | 271.813 | 0 | 271.813 | 0 | 265.6611 | 0 | 271.813 | 0 | 271.813 | 0 | 272.219 | 0 | 269.7125 | 0 | 271.813 | 0 | 272.219 | 0 | 272.219 | 0 | 272.219 | 0 | 359.0011 | 0.012433 | 272.219 | 0 | 272.219 | 0 | 701 | 0.39395 | 271.813 | 0 | 266.15 | 0.0088609 | 272.219 | 0 | 271.813 | 0 | 358.6694 | 0.0002824 | 272.219 | 0 | 272.219 | 0 | 271.813 | 0 | 272.219 | 0 | 272.219 | 0 | 272.219 | 0 | 552.9946 | 0.014203 | 271.813 | 0 | 271.813 | 0 | 272.219 | -0.00060218 | 551.8781 | 0.00078262 | 271.813 | 0 | 555.207 | 0.00027423 | 552.9946 | 0.037818 | 271.813 | 0 | 822.9761 | 0.00082444 | 883.9148 | 0.0023471 | 1083.2825 | 0.00072938 | 1004.0649 | 0.014202 | 1017.8353 | 0 | 1017.2258 | 0 | 1017.2194 | 0.0050217 | 271.813 | -5.3027e-06 | 272.219 | 0 | 271.813 | 0 | 271.813 | 0 | 272.219 | #REF! | 271.813 | 0 | 269.4541 | 0
| 205.7762 | 0 | 205.7762 | -0.040522 | 205.7762 | 0.034613 | 205.7762 | 0 | 205.7762 | 0 | 205.7762 | 0 | 359.1144 | 4.9915 | 272.0208 | -0.019517 | 205.7762 | 0 | 359.1144 | 0 | 272.0208 | 0 | 272.0208 | 0 | 265.8707 | 0 | 272.0208 | 0 | 272.0208 | 0 | 272.4275 | 0 | 269.9242 | 0 | 272.0208 | 0 | 272.4275 | 0 | 272.4275 | 0 | 272.4275 | 0 | 359.1144 | 0.0058338 | 272.4275 | 0 | 272.4275 | 5.2337e-05 | 702 | 0.38558 | 272.0208 | 0 | 266.35 | 0.0015157 | 272.4275 | 0 | 272.0208 | 0 | 358.7802 | 0.00027593 | 272.4275 | 0 | 272.4275 | 0.0068317 | 272.0208 | 0 | 272.4275 | 0 | 272.4275 | 0 | 272.4275 | 0 | 553.1512 | 0.023013 | 272.0208 | 0 | 272.0208 | 0 | 272.4275 | 0.0077158 | 552.0355 | 0 | 272.0208 | 0 | 555.3627 | 0.0001415 | 553.1512 | 0.035413 | 272.0208 | 0 | 823.0435 | 0.0015864 | 884.1553 | 0.0017458 | 1083.34 | 0.00072012 | 1004.0772 | 0.014226 | 1017.8861 | 0 | 1017.2764 | 0 | 1017.2701 | 0.0050421 | 272.021 | 3.2075e-05 | 272.4275 | 0 | 272.0208 | 0 | 272.0208 | 0 | 272.4275 | #REF! | 272.0208 | 0 | 269.6627 | 0
| 205.8472 | 0 | 205.8472 | -0.0015563 | 205.8472 | 0.034613 | 205.8472 | 0 | 205.8472 | 0 | 205.8472 | 0 | 359.2277 | 5.3191 | 272.2286 | -0.037537 | 205.8472 | 0 | 359.2277 | 0.020498 | 272.2286 | 0 | 272.2286 | 0 | 266.0804 | 0 | 272.2286 | 0 | 272.2286 | 0 | 272.6361 | 0 | 270.1358 | 0 | 272.2286 | 0 | 272.6361 | 0 | 272.6361 | 0 | 272.6361 | 0 | 359.2277 | 0.01118 | 272.6361 | 0 | 272.6361 | 0 | 703 | 0.37721 | 272.2286 | 0 | 266.56 | -0.033811 | 272.6361 | 0 | 272.2286 | 0 | 358.891 | 0.00031518 | 272.6361 | 0 | 272.6361 | 0 | 272.2286 | 0 | 272.6361 | 0 | 272.6361 | 0 | 272.6361 | 0 | 553.3078 | 0.024882 | 272.2286 | 0 | 272.2286 | 0 | 272.6361 | -0.0018285 | 552.193 | 0 | 272.2286 | 0 | 555.5184 | 0.00022158 | 553.3078 | 0.037053 | 272.2286 | 0 | 823.111 | 0.0019492 | 884.3958 | 0.0026257 | 1083.3975 | 0.00071069 | 1004.0896 | 0.014251 | 1017.9368 | 0 | 1017.3271 | 0 | 1017.3208 | 0.0050626 | 272.229 | 3.2076e-05 | 272.6361 | 0 | 272.2286 | 0 | 272.2286 | 0 | 272.6361 | #REF! | 272.2286 | 0 | 269.8713 | 0
| 205.9182 | 0 | 205.9182 | 0.073355 | 205.9182 | 0.034613 | 205.9182 | 0 | 205.9182 | 0 | 205.9182 | 0 | 359.341 | 5.5177 | 272.4365 | 0.058302 | 205.9182 | 0 | 359.341 | 0.0056034 | 272.4365 | 0 | 272.4365 | 0 | 266.29 | 0 | 272.4365 | 0 | 272.4365 | 0 | 272.8446 | 0 | 270.3475 | 0 | 272.4365 | 0 | 272.8446 | 0 | 272.8446 | 0 | 272.8446 | 0 | 359.341 | 0.017449 | 272.8446 | 0 | 272.8446 | 7.7787e-05 | 704 | 0.36884 | 272.4365 | 0 | 266.77 | -0.00093273 | 272.8446 | 0 | 272.4365 | 0 | 359.0018 | 0.00032928 | 272.8446 | 0 | 272.8446 | 0.0076935 | 272.4365 | 0 | 272.8446 | 0 | 272.8446 | 0 | 272.8446 | 0 | 553.4644 | 0.023013 | 272.4365 | 0 | 272.4365 | 0 | 272.8446 | 0.0039259 | 552.3505 | 0 | 272.4365 | 0 | 555.6741 | 0.0002139 | 553.4644 | 0.03432 | 272.4365 | 0 | 823.1784 | 0.0017065 | 884.6362 | 0.0020282 | 1083.455 | 0.00070108 | 1004.1019 | 0.014275 | 1017.9876 | 0 | 1017.3779 | 0 | 1017.3715 | 0.0050739 | 272.436 | 6.4321e-05 | 272.8446 | 0 | 272.4365 | 0 | 272.4365 | 0 | 272.8446 | #REF! | 272.4365 | 0 | 270.08 | 0
| 205.9892 | 0 | 205.9893 | -0.047814 | 205.9892 | 0.034613 | 205.9892 | 0 | 205.9892 | 0 | 205.9893 | 0 | 359.4543 | 5.7189 | 272.6443 | -0.011293 | 205.9892 | 0 | 359.4543 | 0.0040996 | 272.6443 | 0 | 272.6443 | 0 | 266.4997 | 0 | 272.6443 | 0 | 272.6443 | 0 | 273.0532 | 0 | 270.5592 | 0 | 272.6443 | 0 | 273.0532 | 0 | 273.0532 | 0 | 273.0532 | 0 | 359.4543 | 0.036151 | 273.0532 | 0 | 273.0532 | 0 | 705 | 0.36047 | 272.6443 | 0 | 266.98 | 0.0018654 | 273.0532 | 0 | 272.6443 | 0 | 359.1126 | 0.00032928 | 273.0532 | 0 | 273.0532 | 0 | 272.6443 | 0 | 273.0532 | 0 | 273.0532 | 0 | 273.0532 | 0 | 553.6211 | 0.0066742 | 272.6443 | 0 | 272.6443 | 0 | 273.0532 | -0.0015286 | 552.508 | 0.00026087 | 272.6443 | 0 | 555.8298 | 0.00019635 | 553.6211 | 0.036943 | 272.6443 | 0 | 823.2459 | 0.0019479 | 884.8767 | 0.0025439 | 1083.5124 | 0.00069131 | 1004.1143 | 0.014299 | 1018.0384 | 0 | 1017.4286 | 0 | 1017.4222 | 0.0050694 | 272.644 | 3.2143e-05 | 273.0532 | 0 | 272.6443 | 0 | 272.6443 | 0 | 273.0532 | #REF! | 272.6443 | 0 | 270.2886 | 0
| 206.0603 | 0 | 206.0603 | -0.021926 | 206.0603 | 0.034613 | 206.0603 | 0 | 206.0603 | 0 | 206.0603 | 0 | 359.5676 | 6.0608 | 272.8522 | 0.025639 | 206.0603 | 0 | 359.5676 | 0.002615 | 272.8522 | 0 | 272.8522 | 0 | 266.7094 | 0 | 272.8522 | 0 | 272.8522 | 0 | 273.2618 | 0 | 270.7709 | 0 | 272.8522 | 0 | 273.2618 | 0 | 273.2618 | 0 | 273.2618 | 0 | 359.5676 | 0.00049437 | 273.2618 | 0 | 273.2618 | 0.00010289 | 706 | 0.35209 | 272.8522 | 0 | 267.19 | -0.0016322 | 273.2618 | 0 | 272.8522 | 0 | 359.2234 | 0.00032661 | 273.2618 | 0 | 273.2618 | 0.012889 | 272.8522 | 0 | 273.2618 | 0 | 273.2618 | 0 | 273.2618 | 0 | 553.7777 | 0.016232 | 272.8522 | 0 | 272.8522 | 0 | 273.2618 | 0.0016529 | 552.6655 | 0 | 272.8522 | 0 | 555.9855 | 0.00026326 | 553.7777 | 0.035304 | 272.8522 | 0 | 823.3133 | 0.0016003 | 885.1172 | 0.0020836 | 1083.57 | 0.00068135 | 1004.1266 | 0.014322 | 1018.0892 | 0 | 1017.4793 | 0 | 1017.473 | 0.0050444 | 272.852 | 3.7519e-05 | 273.2618 | 0 | 272.8522 | 0 | 272.8522 | 0 | 273.2618 | #REF! | 272.8522 | 0 | 270.4973 | 0
| 206.1313 | 0 | 206.1313 | -0.0059477 | 206.1313 | 0.034613 | 206.1313 | 0 | 206.1313 | 0 | 206.1313 | 0 | 359.6809 | 6.3371 | 273.0601 | -0.077466 | 206.1313 | 0 | 359.6809 | 0.020498 | 273.0601 | 0 | 273.0601 | 0 | 266.919 | 0 | 273.0601 | 0 | 273.0601 | 0 | 273.4704 | 0 | 270.9826 | 0 | 273.0601 | 0 | 273.4704 | 0 | 273.4704 | 0 | 273.4704 | 0 | 359.6809 | 0.02633 | 273.4704 | 0 | 273.4704 | 0 | 707 | 0.34372 | 273.0601 | 0 | 267.4 | -0.013525 | 273.4704 | 0 | 273.0601 | 0 | 359.3342 | 0.00032318 | 273.4704 | 0 | 273.4704 | 0 | 273.0601 | 0 | 273.4704 | 0 | 273.4704 | 0 | 273.4704 | 0 | 553.9343 | 0.015965 | 273.0601 | 0 | 273.0601 | 0 | 273.4704 | -0.0037674 | 552.823 | 0.00078262 | 273.0601 | 0 | 556.1413 | 0.00016673 | 553.9343 | 0.037599 | 273.0601 | 0 | 823.3807 | 0.0019342 | 885.3577 | 0.0027516 | 1083.6274 | 0.00067123 | 1004.139 | 0.014345 | 1018.1399 | 0 | 1017.53 | 0 | 1017.5237 | 0.0049978 | 273.06 | 3.7408e-05 | 273.4704 | 0 | 273.0601 | 0 | 273.0601 | 0 | 273.4704 | #REF! | 273.0601 | 0 | 270.706 | 0
| 206.2024 | 0 | 206.2024 | 0.033394 | 206.2024 | 0.034613 | 206.2024 | 0 | 206.2024 | 0 | 206.2024 | 0 | 359.7942 | 6.5932 | 273.268 | 0.038141 | 206.2024 | 0 | 359.7942 | 0 | 273.268 | 0 | 273.268 | 0 | 267.1288 | 0 | 273.268 | 0 | 273.268 | 0 | 273.6791 | 0 | 271.1943 | 0 | 273.268 | 0 | 273.679 | 0 | 273.679 | 0 | 273.679 | 0 | 359.7942 | 0.0025708 | 273.6791 | 0 | 273.6791 | 0.00012495 | 708 | 0.33535 | 273.268 | 0 | 267.61 | -0.0026815 | 273.679 | 0 | 273.268 | 0 | 359.445 | 0.00030527 | 273.679 | 0 | 273.6791 | 0.010761 | 273.268 | 0 | 273.679 | 0 | 273.679 | 0 | 273.679 | 0 | 554.091 | 0.01794 | 273.268 | 0 | 273.268 | 0 | 273.679 | 0.0075819 | 552.9805 | 0.00017392 | 273.268 | 0 | 556.297 | 0.00019744 | 554.091 | 0.034976 | 273.268 | 0 | 823.4482 | 0.0016191 | 885.5982 | 0.0020622 | 1083.6849 | 0.00066092 | 1004.1513 | 0.014368 | 1018.1907 | 0 | 1017.5807 | 0 | 1017.5744 | 0.0049353 | 273.268 | 3.744e-05 | 273.6791 | 0 | 273.268 | 0 | 273.268 | 0 | 273.679 | #REF! | 273.268 | 0 | 270.9147 | 0
| 206.2734 | 0 | 206.2735 | -0.028682 | 206.2734 | 0.034613 | 206.2734 | 0 | 206.2734 | 0 | 206.2734 | 0 | 359.9075 | 6.8759 | 273.476 | 0.014036 | 206.2734 | 0 | 359.9075 | 0 | 273.476 | 0 | 273.476 | 0 | 267.3385 | 0 | 273.476 | 0 | 273.476 | 0 | 273.8877 | 0 | 271.406 | 0 | 273.476 | 0 | 273.8877 | 0 | 273.8877 | 0 | 273.8877 | 0 | 359.9075 | 0.010657 | 273.8877 | 0 | 273.8877 | 0 | 709 | 0.32698 | 273.476 | 0 | 267.81 | -0.024717 | 273.8877 | 0 | 273.476 | 0 | 359.5558 | 0.00032318 | 273.8877 | 0 | 273.8877 | 0 | 273.476 | 0 | 273.8877 | 0 | 273.8877 | 0 | 273.8877 | 0 | 554.2477 | 0.018688 | 273.476 | 0 | 273.476 | 0 | 273.8877 | 0.0001564 | 553.138 | 0.00026087 | 273.476 | 0 | 556.4528 | 0.00024461 | 554.2477 | 0.036725 | 273.476 | 0 | 823.5157 | 0.0020852 | 885.8387 | 0.0028733 | 1083.7424 | 0.00065044 | 1004.1637 | 0.014391 | 1018.2415 | 0 | 1017.6315 | 0 | 1017.6251 | 0.0048648 | 273.476 | 3.2151e-05 | 273.8877 | 0 | 273.476 | 0 | 273.476 | 0 | 273.8877 | #REF! | 273.476 | 0 | 271.1234 | 0
| 206.3445 | 0 | 206.3445 | -0.05197 | 206.3445 | 0.034613 | 206.3445 | 0 | 206.3445 | 0 | 206.3445 | 0 | 360.0208 | 7.1619 | 273.6839 | 0.081176 | 206.3445 | 0 | 360.0208 | 0 | 273.6839 | 0 | 273.6839 | 0 | 267.5482 | 0 | 273.6839 | 0 | 273.6839 | 0 | 274.0963 | 0 | 271.6178 | 0 | 273.6839 | 0 | 274.0963 | 0 | 274.0963 | 0 | 274.0963 | 0 | 360.0208 | 0.010553 | 274.0963 | 0 | 274.0963 | 0.00011634 | 710 | 0.3186 | 273.6839 | 0 | 268.02 | -0.0012825 | 274.0963 | 0 | 273.6839 | 0 | 359.6666 | 0.00032585 | 274.0963 | 0 | 274.0963 | 0.0061558 | 273.6839 | 0 | 274.0963 | 0 | 274.0963 | 0 | 274.0963 | 0 | 554.4043 | 0.021144 | 273.6839 | 0 | 273.6839 | 0 | 274.0963 | -0.0037138 | 553.2955 | 0 | 273.6839 | 0 | 556.6085 | 0.00021499 | 554.4043 | 0.035085 | 273.6839 | 0 | 823.5832 | 0.0016855 | 886.0792 | 0.0022236 | 1083.8001 | 0.00063982 | 1004.176 | 0.014413 | 1018.2923 | 0 | 1017.6822 | 0 | 1017.6758 | 0.0047967 | 273.684 | 6.9551e-05 | 274.0963 | 0 | 273.6839 | 0 | 273.6839 | 0 | 274.0963 | #REF! | 273.6839 | 0 | 271.3322 | 0
| 206.4156 | 0 | 206.4156 | 0.014118 | 206.4156 | 0.034613 | 206.4156 | 0 | 206.4156 | 0 | 206.4156 | 0 | 360.1341 | 7.591 | 273.8919 | -0.06579 | 206.4156 | 0 | 360.1341 | 0 | 273.8919 | 0 | 273.8919 | 0 | 267.758 | 0 | 273.8919 | 0 | 273.8919 | 0 | 274.305 | 0 | 271.8295 | 0 | 273.8919 | 0 | 274.305 | 0 | 274.305 | 0 | 274.305 | 0 | 360.1341 | 0.0067713 | 274.305 | 0 | 274.305 | 0 | 711 | 0.3108 | 273.8919 | 0 | 268.23 | -0.0089774 | 274.305 | 0 | 273.8919 | 0 | 359.7775 | 0.00039331 | 274.305 | 0 | 274.305 | 0 | 273.8919 | 0 | 274.305 | 0 | 274.305 | 0 | 274.305 | 0 | 554.561 | 0.0089168 | 273.8919 | 0 | 273.8919 | 0 | 274.305 | -0.00054352 | 553.453 | 0.00026087 | 273.8919 | 0 | 556.7643 | 0.00025119 | 554.561 | 0.037599 | 273.8919 | 0 | 823.6507 | 0.0013354 | 886.3198 | 0.0028863 | 1083.8575 | 0.00062899 | 1004.1884 | 0.014434 | 1018.3431 | 0 | 1017.7329 | 0 | 1017.7266 | 0.0047398 | 273.892 | 2.1396e-05 | 274.305 | 0 | 273.8919 | 0 | 273.8919 | 0 | 274.305 | #REF! | 273.8919 | 0 | 271.5409 | 0
| 206.4866 | 0 | 206.4866 | 0.047253 | 206.4866 | 0.034613 | 206.4866 | 0 | 206.4866 | 0 | 206.4866 | 0 | 360.2474 | 7.9003 | 274.0999 | 0.049761 | 206.4866 | 0 | 360.2474 | 0 | 274.0999 | 0 | 274.0999 | 0 | 267.9677 | 0 | 274.0999 | 0 | 274.0999 | 0 | 274.5137 | 0 | 272.0413 | 0 | 274.0999 | 0 | 274.5137 | 0 | 274.5137 | 0 | 274.5137 | 0 | 360.2474 | 0.012956 | 274.5137 | 0 | 274.5137 | 8.9742e-05 | 712 | 0.30331 | 274.0999 | 0 | 268.44 | 0.011309 | 274.5137 | 0 | 274.0999 | 0 | 359.8883 | 0.00036282 | 274.5137 | 0 | 274.5137 | 0.011663 | 274.0999 | 0 | 274.5137 | 0 | 274.5137 | 0 | 274.5137 | 0 | 554.7177 | 0.013776 | 274.0999 | 0 | 274.0999 | 0 | 274.5137 | 0.0072425 | 553.6105 | 0.00017392 | 274.0999 | 0 | 556.9201 | 0.0002139 | 554.7177 | 0.035522 | 274.0999 | 0 | 823.7182 | 0.0020225 | 886.5603 | 0.0024593 | 1083.915 | 0.00061799 | 1004.2007 | 0.014455 | 1018.3939 | 0 | 1017.7837 | 0 | 1017.7773 | 0.0047035 | 274.1 | 4.2792e-05 | 274.5137 | 0 | 274.0999 | 0 | 274.0999 | 0 | 274.5137 | #REF! | 274.0999 | 0 | 271.7497 | 0
| 206.5577 | 0 | 206.5577 | -0.046462 | 206.5577 | 0.034613 | 206.5577 | 0 | 206.5577 | 0 | 206.5577 | 0 | 360.3607 | 8.1306 | 274.3079 | -0.052005 | 206.5577 | 0 | 360.3607 | 0.0044723 | 274.3079 | 0 | 274.3079 | 0 | 268.1775 | 0 | 274.3079 | 0 | 274.3079 | 0 | 274.7224 | 0 | 272.2531 | 0 | 274.3079 | 0 | 274.7224 | 0 | 274.7224 | 0 | 274.7224 | 0 | 360.3607 | 0.02424 | 274.7224 | 0 | 274.7224 | 0 | 713 | 0.29582 | 274.3079 | 0 | 268.65 | -0.009677 | 274.7224 | 0 | 274.3079 | 0 | 359.9992 | 0.0003773 | 274.7224 | 0 | 274.7224 | 0 | 274.3079 | 0 | 274.7224 | 0 | 274.7224 | 0 | 274.7224 | 0 | 554.8744 | 0.018688 | 274.3079 | 0 | 274.3079 | 0 | 274.7224 | -0.001284 | 553.7681 | 0.00078262 | 274.3079 | 0 | 557.0758 | 0.00016454 | 554.8744 | 0.036725 | 274.3079 | 0 | 823.7857 | 0.0014145 | 886.8008 | 0.0030676 | 1083.9727 | 0.00060435 | 1004.2131 | 0.014476 | 1018.4447 | 0 | 1017.8344 | 0 | 1017.8281 | 0.0046898 | 274.308 | 6.9506e-05 | 274.7224 | 0 | 274.3079 | 0 | 274.3079 | 0 | 274.7224 | #REF! | 274.3079 | 0 | 271.9585 | 0
| 206.6288 | 0 | 206.6288 | -0.0010723 | 206.6288 | 0.034613 | 206.6288 | 0 | 206.6288 | 0 | 206.6288 | 0 | 360.4739 | 8.5546 | 274.5159 | 0.094691 | 206.6288 | 0 | 360.4739 | 0.0089657 | 274.5159 | 0 | 274.5159 | 0 | 268.3873 | 0 | 274.5159 | 0 | 274.5159 | 0 | 274.9311 | 0 | 272.4648 | 0 | 274.5159 | 0 | 274.9311 | 0 | 274.9311 | 0 | 274.9311 | 0 | 360.4739 | 0.001681 | 274.9311 | 0 | 274.9312 | 0.00021307 | 714 | 0.28834 | 274.5159 | 0 | 268.86 | 0.018305 | 274.9311 | 0 | 274.5159 | 0 | 360.11 | 0.00032814 | 274.9311 | 0 | 274.9312 | 0.013373 | 274.5159 | 0 | 274.9311 | 0 | 274.9311 | 0 | 274.9311 | 0 | 555.0311 | 0.01447 | 274.5159 | 0 | 274.5159 | 0 | 274.9312 | 0.0012169 | 553.9256 | 0 | 274.5159 | 0 | 557.2316 | 0.00024571 | 555.0311 | 0.033992 | 274.5159 | 0 | 823.8532 | 0.0029266 | 887.0414 | 0.002523 | 1084.0302 | 0.00059411 | 1004.2254 | 0.014497 | 1018.4955 | 0 | 1017.8852 | 0 | 1017.8789 | 0.0047001 | 274.516 | 5.3473e-05 | 274.9311 | 0 | 274.5159 | 0 | 274.5159 | 0 | 274.9312 | #REF! | 274.5159 | 0 | 272.1673 | 0
| 206.6999 | 0 | 206.6999 | -0.0041939 | 206.6999 | 0.034613 | 206.6999 | 0 | 206.6999 | 0 | 206.6999 | 0 | 360.5872 | 8.9425 | 274.7239 | -0.032648 | 206.6999 | 0 | 360.5872 | 0 | 274.7239 | 0 | 274.7239 | 0 | 268.5971 | 0 | 274.7239 | 0 | 274.7239 | 0 | 275.1399 | 0 | 272.6766 | 0 | 274.7239 | 0 | 275.1399 | 0 | 275.1399 | 0 | 275.1399 | 0 | 360.5872 | 0.0073644 | 275.1399 | 0 | 275.1399 | 0 | 715 | 0.28085 | 274.7239 | 0 | 269.06 | -0.015274 | 275.1399 | 0 | 274.7239 | 0 | 360.2209 | 0.00035558 | 275.1399 | 0 | 275.1399 | 0 | 274.7239 | 0 | 275.1399 | 0 | 275.1399 | 0 | 275.1399 | 0 | 555.1878 | 0.013028 | 274.7239 | 0 | 274.7239 | 0 | 275.1399 | 0.00016453 | 554.0832 | 0.00026087 | 274.7239 | 0 | 557.3874 | 0.00019196 | 555.1878 | 0.036069 | 274.7239 | 0 | 823.9207 | 0.002534 | 887.282 | 0.0032362 | 1084.0878 | 0.00058387 | 1004.2378 | 0.014517 | 1018.5464 | 0 | 1017.9359 | 0 | 1017.9296 | 0.0047308 | 274.724 | 5.8908e-05 | 275.1399 | 0 | 274.7239 | 0 | 274.7239 | 0 | 275.1399 | #REF! | 274.7239 | 0 | 272.3761 | 0
| 206.771 | 0 | 206.771 | 0.007371 | 206.771 | 0.034613 | 206.771 | 0 | 206.771 | 0 | 206.771 | 0 | 360.7005 | 9.181 | 274.932 | 0.035186 | 206.771 | 0 | 360.7005 | 0 | 274.932 | 0 | 274.932 | 0 | 268.8069 | 0 | 274.932 | 0 | 274.932 | 0 | 275.3486 | 0 | 272.8884 | 0 | 274.932 | 0 | 275.3486 | 0 | 275.3486 | 0 | 275.3486 | 0 | 360.7005 | 0.013269 | 275.3486 | 0 | 275.3486 | 0.00011106 | 716 | 0.27336 | 274.932 | 0 | 269.27 | 0.014458 | 275.3486 | 0 | 274.932 | 0 | 360.3317 | 0.00032661 | 275.3486 | 0 | 275.3486 | 0.010485 | 274.932 | 0 | 275.3486 | 0 | 275.3486 | 0 | 275.3486 | 0 | 555.3445 | 0.026857 | 274.932 | 0 | 274.932 | 0 | 275.3486 | -1.448e-05 | 554.2407 | 0.00017392 | 274.932 | 0 | 557.5433 | 0.00026326 | 555.3445 | 0.034539 | 274.932 | 0 | 823.9883 | 0.0011117 | 887.5225 | 0.0027334 | 1084.1453 | 0.00057362 | 1004.2501 | 0.014536 | 1018.5972 | 0 | 1017.9867 | 0 | 1017.9804 | 0.0047751 | 274.932 | 5.8827e-05 | 275.3486 | 0 | 274.932 | 0 | 274.932 | 0 | 275.3486 | #REF! | 274.932 | 0 | 272.5849 | 0
| 206.8421 | 0 | 206.8421 | -0.064844 | 206.8421 | 0.034613 | 206.8421 | 0 | 206.8421 | 0 | 206.8421 | 0 | 360.8138 | 9.4314 | 275.14 | -0.015109 | 206.8421 | 0 | 360.8138 | 0 | 275.14 | 0 | 275.14 | 0 | 269.0167 | 0 | 275.14 | 0 | 275.14 | 0 | 275.5574 | 0 | 273.1002 | 0 | 275.14 | 0 | 275.5574 | 0 | 275.5574 | 0 | 275.5574 | 0 | 360.8138 | 0.009737 | 275.5574 | 0 | 275.5574 | 0 | 717 | 0.26587 | 275.14 | 0 | 269.48 | -0.014574 | 275.5574 | 0 | 275.14 | 0 | 360.4426 | 0.00033881 | 275.5574 | 0 | 275.5574 | 0 | 275.14 | 0 | 275.5574 | 0 | 275.5574 | 0 | 275.5574 | 0 | 555.5013 | 0.015004 | 275.14 | 0 | 275.14 | 0 | 275.5574 | -0.003842 | 554.3983 | 0.00026087 | 275.14 | 0 | 557.6991 | 0.00019964 | 555.5013 | 0.036943 | 275.14 | 0 | 824.0558 | 0.0019297 | 887.7631 | 0.0034294 | 1084.2029 | 0.00055826 | 1004.2625 | 0.014555 | 1018.648 | 0 | 1018.0375 | 0 | 1018.0311 | 0.0048296 | 275.14 | 5.8842e-05 | 275.5574 | 0 | 275.14 | 0 | 275.14 | 0 | 275.5574 | #REF! | 275.14 | 0 | 272.7938 | 0
| 206.9132 | 0 | 206.9132 | -0.021148 | 206.9132 | 0.034613 | 206.9132 | 0 | 206.9132 | 0 | 206.9132 | 0 | 360.9271 | 9.7847 | 275.3481 | 0.078153 | 206.9132 | 0 | 360.9271 | 0 | 275.3481 | 0 | 275.3481 | 0 | 269.2266 | 0 | 275.3481 | 0 | 275.3481 | 0 | 275.7662 | 0 | 273.3121 | 0 | 275.3481 | 0 | 275.7662 | 0 | 275.7662 | 0 | 275.7662 | 0 | 360.9271 | 0.017135 | 275.7662 | 0 | 275.7662 | 8.7709e-05 | 718 | 0.25838 | 275.3481 | 0 | 269.69 | 0.01061 | 275.7662 | 0 | 275.3481 | 0 | 360.5535 | 0.0003068 | 275.7662 | 0 | 275.7662 | 0.0045027 | 275.3481 | 0 | 275.7662 | 0 | 275.7662 | 0 | 275.7662 | 0 | 555.658 | 0.020183 | 275.3481 | 0 | 275.3481 | 0 | 275.7662 | -0.0026895 | 554.5559 | 0.00017392 | 275.3481 | 0 | 557.8549 | 0.00019964 | 555.658 | 0.034429 | 275.3481 | 0 | 824.1235 | 0.0018223 | 888.0037 | 0.0028296 | 1084.2605 | 0.00054801 | 1004.2748 | 0.014574 | 1018.6988 | 0 | 1018.0883 | 0 | 1018.0819 | 0.004891 | 275.348 | 4.28e-05 | 275.7662 | 0 | 275.3481 | 0 | 275.3481 | 0 | 275.7662 | #REF! | 275.3481 | 0 | 273.0026 | 0
| 206.9843 | 0 | 206.9843 | 0.045083 | 206.9843 | 0.034613 | 206.9843 | 0 | 206.9843 | 0 | 206.9843 | 0 | 361.0403 | 9.943 | 275.5562 | -0.14283 | 206.9843 | 0 | 361.0403 | 0.0011182 | 275.5562 | 0 | 275.5562 | 0 | 269.4364 | 0 | 275.5562 | 0 | 275.5562 | 0 | 275.975 | 0 | 273.5239 | 0 | 275.5562 | 0 | 275.975 | 0 | 275.975 | 0 | 275.975 | 0 | 361.0403 | 0.0029162 | 275.975 | 0 | 275.975 | 0 | 719 | 0.25089 | 275.5562 | 0 | 269.9 | -0.012125 | 275.975 | 0 | 275.5562 | 0 | 360.6643 | 0.00032928 | 275.975 | 0 | 275.975 | 0 | 275.5562 | 0 | 275.975 | 0 | 275.975 | 0 | 275.975 | 0 | 555.8147 | 0.0051638 | 275.5562 | 0 | 275.5562 | 0 | 275.975 | -0.0070745 | 554.7135 | 0.00078262 | 275.5562 | 0 | 558.0108 | 0.00019854 | 555.8147 | 0.036069 | 275.5562 | 0 | 824.191 | 0.0013795 | 888.2442 | 0.0033239 | 1084.318 | 0.00053777 | 1004.2872 | 0.014592 | 1018.7497 | 0 | 1018.139 | 0 | 1018.1327 | 0.004958 | 275.556 | 3.7431e-05 | 275.975 | 0 | 275.5562 | 0 | 275.5562 | 0 | 275.975 | #REF! | 275.5562 | 0 | 273.2115 | 0
| 207.0554 | 0 | 207.0554 | 0.021881 | 207.0554 | 0.034613 | 207.0554 | 0 | 207.0554 | 0 | 207.0554 | 0 | 361.1536 | 10.1878 | 275.7644 | 0.047159 | 207.0554 | 0 | 361.1536 | 0 | 275.7644 | 0 | 275.7644 | 0 | 269.6463 | 0 | 275.7644 | 0 | 275.7644 | 0 | 276.1838 | 0 | 273.7358 | 0 | 275.7644 | 0 | 276.1838 | 0 | 276.1838 | 0 | 276.1838 | 0 | 361.1536 | 0.02215 | 276.1838 | 0 | 276.1838 | 9.9526e-05 | 720 | 0.2434 | 275.7644 | 0 | 270.11 | -0.015623 | 276.1838 | 0 | 275.7644 | 0 | 360.7752 | 0.00032661 | 276.1838 | 0 | 276.1838 | 0.0090404 | 275.7644 | 0 | 276.1838 | 0 | 276.1838 | 0 | 276.1838 | 0 | 555.9715 | 0.016499 | 275.7644 | 0 | 275.7644 | 0 | 276.1838 | 0.0056125 | 554.871 | 0.00017392 | 275.7644 | 0 | 558.1666 | 0.00022596 | 555.9715 | 0.033446 | 275.7644 | 0 | 824.2587 | 0.0014296 | 888.4849 | 0.0029285 | 1084.3756 | 0.00052241 | 1004.2996 | 0.01461 | 1018.8005 | 0 | 1018.1898 | 0 | 1018.1835 | 0.0050308 | 275.764 | 5.3508e-05 | 276.1838 | 0 | 275.7644 | 0 | 275.7644 | 0 | 276.1838 | #REF! | 275.7644 | 0 | 273.4204 | 0
| 207.1265 | 0 | 207.1265 | -0.04096 | 207.1265 | 0.034613 | 207.1265 | 0 | 207.1265 | 0 | 207.1265 | 0 | 361.2669 | 10.606 | 275.9725 | -0.050402 | 207.1265 | 0 | 361.2669 | 0.011554 | 275.9725 | 0 | 275.9725 | 0 | 269.8562 | 0 | 275.9725 | 0 | 275.9725 | 0 | 276.3927 | 0 | 273.9476 | 0 | 275.9725 | 0 | 276.3926 | 0 | 276.3926 | 0 | 276.3926 | 0 | 361.2669 | 0.0076611 | 276.3927 | 0 | 276.3926 | 0 | 721 | 0.23592 | 275.9725 | 0 | 270.32 | -0.027516 | 276.3926 | 0 | 275.9725 | 0 | 360.8861 | 0.00037082 | 276.3926 | 0 | 276.3926 | 0 | 275.9725 | 0 | 276.3926 | 0 | 276.3926 | 0 | 276.3926 | 0 | 556.1282 | 0.023654 | 275.9725 | 0 | 275.9725 | 0 | 276.3926 | 0.0015509 | 555.0286 | 0 | 275.9725 | 0 | 558.3225 | 0.00019854 | 556.1282 | 0.035632 | 275.9725 | 0 | 824.3262 | 0.0020297 | 888.7255 | 0.003701 | 1084.4332 | 0.00051216 | 1004.3119 | 0.014628 | 1018.8514 | 0 | 1018.2406 | 0 | 1018.2342 | 0.005108 | 275.973 | 3.7547e-05 | 276.3927 | 0 | 275.9725 | 0 | 275.9725 | 0 | 276.3926 | #REF! | 275.9725 | 0 | 273.6293 | 0
| 207.1976 | 0 | 207.1976 | -0.06519 | 207.1976 | 0.034613 | 207.1976 | 0 | 207.1976 | 0 | 207.1976 | 0 | 361.3801 | 10.8478 | 276.1807 | 0.012944 | 207.1976 | 0 | 361.3801 | 0.009339 | 276.1807 | 0 | 276.1807 | 0 | 270.0661 | 0 | 276.1807 | 0 | 276.1807 | 0 | 276.6015 | 0 | 274.1595 | 0 | 276.1807 | 0 | 276.6015 | 0 | 276.6015 | 0 | 276.6015 | 0 | 361.3801 | 0.012956 | 276.6015 | 0 | 276.6015 | 4.5693e-05 | 722 | 0.22843 | 276.1807 | 0 | 270.52 | 0.014807 | 276.6015 | 0 | 276.1807 | 0 | 360.997 | 0.00038226 | 276.6015 | 0 | 276.6015 | 0.010862 | 276.1807 | 0 | 276.6015 | 0 | 276.6015 | 0 | 276.6015 | 0 | 556.285 | 0.021892 | 276.1807 | 0 | 276.1807 | 0 | 276.6015 | 0.0049908 | 555.1862 | 0 | 276.1807 | 0 | 558.4784 | 0.00027094 | 556.285 | 0.03432 | 276.1807 | 0 | 824.3939 | 0.00080551 | 888.9661 | 0.0032086 | 1084.4908 | 0.00050192 | 1004.3242 | 0.014645 | 1018.9022 | 0 | 1018.2914 | 0 | 1018.285 | 0.0051899 | 276.181 | 2.6823e-05 | 276.6015 | 0 | 276.1807 | 0 | 276.1807 | 0 | 276.6015 | #REF! | 276.1807 | 0 | 273.8383 | 0
| 207.2687 | 0 | 207.2687 | 0.023644 | 207.2687 | 0.034613 | 207.2687 | 0 | 207.2687 | 0 | 207.2687 | 0 | 361.4934 | 11.1059 | 276.3888 | -0.031738 | 207.2687 | 0 | 361.4934 | 0 | 276.3888 | 0 | 276.3888 | 0 | 270.276 | 0 | 276.3888 | 0 | 276.3888 | 0 | 276.8104 | 0 | 274.3714 | 0 | 276.3888 | 0 | 276.8104 | 0 | 276.8104 | 0 | 276.8104 | 0 | 361.4934 | 0.012956 | 276.8104 | 0 | 276.8104 | 0 | 723 | 0.22036 | 276.3888 | 0 | 270.73 | -0.014924 | 276.8104 | 0 | 276.3888 | 0 | 361.1079 | 0.00032738 | 276.8104 | 0 | 276.8104 | 0 | 276.3888 | 0 | 276.8104 | 0 | 276.8104 | 0 | 276.8104 | 0 | 556.4418 | 0.017567 | 276.3888 | 0 | 276.3888 | 0 | 276.8104 | 0.0028051 | 555.3438 | 0.00078262 | 276.3888 | 0 | 558.6342 | 0.00015028 | 556.4418 | 0.036725 | 276.3888 | 0 | 824.4615 | 0.0013976 | 889.2067 | 0.0038772 | 1084.5485 | 0.00048655 | 1004.3366 | 0.014661 | 1018.9531 | 0 | 1018.3422 | 0 | 1018.3359 | 0.0052694 | 276.389 | 3.7498e-05 | 276.8104 | 0 | 276.3888 | 0 | 276.3888 | 0 | 276.8104 | #REF! | 276.3888 | 0 | 274.0472 | 0
| 207.3399 | 0 | 207.3399 | 0.031079 | 207.3399 | 0.034613 | 207.3399 | 0 | 207.3399 | 0 | 207.3399 | 0 | 361.6067 | 11.4889 | 276.597 | 0.084567 | 207.3399 | 0 | 361.6067 | 0 | 276.597 | 0 | 276.597 | 0 | 270.4859 | 0 | 276.597 | 0 | 276.597 | 0 | 277.0192 | 0 | 274.5833 | 0 | 276.597 | 0 | 277.0192 | 0 | 277.0192 | 0 | 277.0192 | 0 | 361.6067 | 0.0090966 | 277.0192 | 0 | 277.0193 | 9.9728e-05 | 724 | 0.21223 | 276.597 | 0 | 270.94 | -0.013874 | 277.0192 | 0 | 276.597 | 0 | 361.2188 | 0.0002885 | 277.0192 | 0 | 277.0193 | 0.0077988 | 276.597 | 0 | 277.0192 | 0 | 277.0192 | 0 | 277.0192 | 0 | 556.5986 | 0.014256 | 276.597 | 0 | 276.597 | 0 | 277.0193 | 0.0005176 | 555.5015 | 0.00017392 | 276.597 | 0 | 558.7902 | 0.0002468 | 556.5986 | 0.034757 | 276.597 | 0 | 824.5292 | 0.0021232 | 889.4473 | 0.0033876 | 1084.6061 | 0.00047631 | 1004.3489 | 0.014677 | 1019.004 | 0 | 1018.393 | 0 | 1018.3867 | 0.0053421 | 276.597 | 4.2867e-05 | 277.0192 | 0 | 276.597 | 0 | 276.597 | 0 | 277.0193 | #REF! | 276.597 | 0 | 274.2561 | 0
| 207.411 | 0 | 207.411 | -0.040305 | 207.411 | 0.034613 | 207.411 | 0 | 207.411 | 0 | 207.411 | 0 | 361.7199 | 11.8787 | 276.8052 | -0.046233 | 207.411 | 0 | 361.7199 | 0.01938 | 276.8052 | 0 | 276.8052 | 0 | 270.6958 | 0 | 276.8052 | 0 | 276.8052 | 0 | 277.2282 | 0 | 274.7952 | 0 | 276.8052 | 0 | 277.2281 | 0 | 277.2281 | 0 | 277.2281 | 0 | 361.7199 | 0.0035093 | 277.2282 | 0 | 277.2282 | 0 | 725 | 0.2041 | 276.8052 | 0 | 271.15 | -0.0075784 | 277.2281 | 0 | 276.8052 | 0 | 361.3297 | 0.00027059 | 277.2281 | 0 | 277.2282 | 0 | 276.8052 | 0 | 277.2281 | 0 | 277.2281 | 0 | 277.2281 | 0 | 556.7554 | 0.011053 | 276.8052 | 0 | 276.8052 | 0 | 277.2281 | -0.0020238 | 555.6591 | 0.00078262 | 276.8052 | 0 | 558.9461 | 0.00023145 | 556.7554 | 0.036834 | 276.8052 | 0 | 824.5968 | 0.0029252 | 889.6879 | 0.003983 | 1084.6637 | 0.00046095 | 1004.3613 | 0.014693 | 1019.0549 | 0 | 1018.4438 | 0 | 1018.4374 | 0.0054035 | 276.805 | 2.6847e-05 | 277.2282 | 0 | 276.8052 | 0 | 276.8052 | 0 | 277.2281 | #REF! | 276.8052 | 0 | 274.4651 | 0
| 207.4821 | 0 | 207.4821 | -0.015259 | 207.4821 | 0.034613 | 207.4821 | 0 | 207.4821 | 0 | 207.4821 | 0 | 361.8332 | 12.1588 | 277.0135 | 0.075028 | 207.4821 | 0 | 361.8332 | 0 | 277.0135 | 0 | 277.0135 | 0 | 270.9058 | 0 | 277.0135 | 0 | 277.0135 | 0 | 277.4371 | 0 | 275.0071 | 0 | 277.0135 | 0 | 277.4371 | 0 | 277.4371 | 0 | 277.4371 | 0 | 361.8332 | 0 | 277.4371 | 0 | 277.4371 | 9.6757e-05 | 726 | 0.19596 | 277.0135 | 0 | 271.36 | -0.0065291 | 277.4371 | 0 | 277.0135 | 0 | 361.4407 | 0.00027707 | 277.4371 | 0 | 277.4371 | 0.0096058 | 277.0135 | 0 | 277.4371 | 0 | 277.4371 | 0 | 277.4371 | 0 | 556.9122 | 0.019435 | 277.0135 | 0 | 277.0135 | 0 | 277.4371 | 0.0023383 | 555.8167 | 0 | 277.0135 | 0 | 559.102 | 0.00019964 | 556.9122 | 0.034757 | 277.0135 | 0 | 824.6645 | 0.0027553 | 889.9286 | 0.0036657 | 1084.7213 | 0.0004507 | 1004.3737 | 0.014708 | 1019.1057 | 0 | 1018.4946 | 0 | 1018.4883 | 0.0054501 | 277.013 | 2.6855e-05 | 277.4371 | 0 | 277.0135 | 0 | 277.0135 | 0 | 277.4371 | #REF! | 277.0135 | 0 | 274.6741 | 0
| 207.5533 | 0 | 207.5533 | 0.014778 | 207.5533 | 0.034613 | 207.5533 | 0 | 207.5533 | 0 | 207.5533 | 0 | 361.9465 | 12.4925 | 277.2217 | -0.025603 | 207.5533 | 0 | 361.9465 | 0 | 277.2217 | 0 | 277.2217 | 0 | 271.1158 | 0 | 277.2217 | 0 | 277.2217 | 0 | 277.646 | 0 | 275.219 | 0 | 277.2217 | 0 | 277.646 | 0 | 277.646 | 0 | 277.646 | 0 | 361.9465 | 0.0073644 | 277.646 | 0 | 277.646 | 0 | 727 | 0.18977 | 277.2217 | 0 | 271.57 | 0.0018654 | 277.646 | 0 | 277.2217 | 0 | 361.5516 | 0.00027402 | 277.646 | 0 | 277.646 | 0 | 277.2217 | 0 | 277.646 | 0 | 277.646 | 0 | 277.646 | 0 | 557.069 | 0.0095041 | 277.2217 | 0 | 277.2217 | 0 | 277.646 | -0.0054747 | 555.9743 | 0.00026087 | 277.2217 | 0 | 559.2579 | 0.00026984 | 557.069 | 0.03749 | 277.2217 | 0 | 824.7322 | 0.002446 | 890.1692 | 0.0042649 | 1084.7789 | 0.00043534 | 1004.386 | 0.014723 | 1019.1566 | 0 | 1018.5455 | 0 | 1018.5391 | 0.0054819 | 277.222 | 2.6766e-05 | 277.646 | 0 | 277.2217 | 0 | 277.2217 | 0 | 277.646 | #REF! | 277.2217 | 0 | 274.8831 | 0
| 207.6244 | 0 | 207.6244 | 0.00929 | 207.6244 | 0.034613 | 207.6244 | 0 | 207.6244 | 0 | 207.6244 | 0 | 362.0597 | 12.8272 | 277.43 | 0.045252 | 207.6244 | 0 | 362.0597 | 0 | 277.43 | 0 | 277.43 | 0 | 271.3257 | 0 | 277.43 | 0 | 277.43 | 0 | 277.8549 | 0 | 275.4309 | 0 | 277.43 | 0 | 277.8549 | 0 | 277.8549 | 0 | 277.8549 | 0 | 362.0597 | 0.012329 | 277.8549 | 0 | 277.8549 | 8.8454e-05 | 728 | 0.18503 | 277.43 | 0 | 271.78 | 0.00046636 | 277.8549 | 0 | 277.43 | 0 | 361.6625 | 0.0002946 | 277.8549 | 0 | 277.8549 | 0.0099778 | 277.43 | 0 | 277.8549 | 0 | 277.8549 | 0 | 277.8549 | 0 | 557.2258 | 0.015377 | 277.43 | 0 | 277.43 | 0 | 277.8549 | -0.002287 | 556.132 | 0.00017392 | 277.43 | 0 | 559.4138 | 0.00011188 | 557.2258 | 0.034976 | 277.43 | 0 | 824.7999 | 0.0028681 | 890.4099 | 0.0038067 | 1084.8365 | 0.00041997 | 1004.3984 | 0.014737 | 1019.2075 | 0 | 1018.5963 | 0 | 1018.5899 | 0.0055035 | 277.43 | 2.6823e-05 | 277.8549 | 0 | 277.43 | 0 | 277.43 | 0 | 277.8549 | #REF! | 277.43 | 0 | 275.0921 | 0
| 207.6956 | 0 | 207.6956 | -0.034656 | 207.6956 | 0.034613 | 207.6956 | 0 | 207.6956 | 0 | 207.6956 | 0 | 362.173 | 13.1109 | 277.6383 | -0.039279 | 207.6956 | 0 | 362.173 | 0.019753 | 277.6383 | 0 | 277.6383 | 0 | 271.5357 | 0 | 277.6383 | 0 | 277.6383 | 0 | 278.0639 | 0 | 275.6429 | 0 | 277.6383 | 0 | 278.0639 | 0 | 278.0639 | 0 | 278.0639 | 0 | 362.173 | 0.00054366 | 278.0639 | 0 | 278.0639 | 0 | 729 | 0.1803 | 277.6383 | 0 | 271.99 | 0.0029147 | 278.0639 | 0 | 277.6383 | 0 | 361.7734 | 0.00038149 | 278.0639 | 0 | 278.0639 | 0 | 277.6383 | 0 | 278.0639 | 0 | 278.0639 | 0 | 278.0639 | 0 | 557.3826 | 0.014256 | 277.6383 | 0 | 277.6383 | 0 | 278.0639 | -0.0052771 | 556.2897 | 0.00026087 | 277.6383 | 0 | 559.5698 | 0.00030823 | 557.3826 | 0.036725 | 277.6383 | 0 | 824.8676 | 0.0017496 | 890.6505 | 0.0043354 | 1084.8942 | 0.00040973 | 1004.4107 | 0.014751 | 1019.2584 | 0 | 1018.6471 | 0 | 1018.6408 | 0.0055217 | 277.638 | 3.2187e-05 | 278.0639 | 0 | 277.6383 | 0 | 277.6383 | 0 | 278.0639 | #REF! | 277.6383 | 0 | 275.3011 | 0
| 207.7667 | 0 | 207.7667 | -0.017146 | 207.7667 | 0.034613 | 207.7667 | 0 | 207.7667 | 0 | 207.7667 | 0 | 362.2862 | 13.4423 | 277.8465 | 0.054644 | 207.7667 | 0 | 362.2862 | 0 | 277.8465 | 0 | 277.8465 | 0 | 271.7457 | 0 | 277.8465 | 0 | 277.8465 | 0 | 278.2729 | 0 | 275.8548 | 0 | 277.8465 | 0 | 278.2729 | 0 | 278.2729 | 0 | 278.2729 | 0 | 362.2862 | 0.0046472 | 278.2729 | 0 | 278.2729 | 9.9531e-05 | 730 | 0.17557 | 277.8465 | 0 | 272.19 | 0.016206 | 278.2729 | 0 | 277.8465 | 0 | 361.8844 | 0.00038226 | 278.2729 | 0 | 278.2729 | 0.012195 | 277.8465 | 0 | 278.2729 | 0 | 278.2729 | 0 | 278.2729 | 0 | 557.5394 | 0.024988 | 277.8465 | 0 | 277.8465 | 0 | 278.2729 | 0.0050838 | 556.4473 | 0.00017392 | 277.8465 | 0 | 559.7257 | 0.0001404 | 557.5394 | 0.033992 | 277.8465 | 0 | 824.9353 | 0.00187 | 890.8912 | 0.0039125 | 1084.9518 | 0.00039437 | 1004.4231 | 0.014765 | 1019.3093 | 0 | 1018.6979 | 0 | 1018.6916 | 0.005541 | 277.847 | 3.7498e-05 | 278.2729 | 0 | 277.8465 | 0 | 277.8465 | 0 | 278.2729 | #REF! | 277.8465 | 0 | 275.5102 | 0
| 207.8379 | 0 | 207.8379 | 0.039477 | 207.8379 | 0.034613 | 207.8379 | 0 | 207.8379 | 0 | 207.8379 | 0 | 362.3995 | 13.7803 | 278.0549 | -0.054471 | 207.8379 | 0 | 362.3995 | 0.012672 | 278.0549 | 0 | 278.0549 | 0 | 271.9557 | 0 | 278.0549 | 0 | 278.0549 | 0 | 278.4819 | 0 | 276.0668 | 0 | 278.0549 | 0 | 278.4819 | 0 | 278.4819 | 0 | 278.4819 | 0 | 362.3995 | 0.0014333 | 278.4819 | 0 | 278.4819 | 0 | 731 | 0.17083 | 278.0549 | 0 | 272.4 | -0.009677 | 278.4819 | 0 | 278.0549 | 0 | 361.9953 | 0.00036358 | 278.4819 | 0 | 278.4819 | 0 | 278.0549 | 0 | 278.4819 | 0 | 278.4819 | 0 | 278.4819 | 0 | 557.6963 | 0.01148 | 278.0549 | 0 | 278.0549 | 0 | 278.4819 | -0.0041729 | 556.605 | 0 | 278.0549 | 0 | 559.8817 | 0.00027532 | 557.6963 | 0.035632 | 278.0549 | 0 | 825.003 | 0.0011695 | 891.1319 | 0.0047232 | 1085.0095 | 0.00038412 | 1004.4354 | 0.014778 | 1019.3602 | 0 | 1018.7488 | 0 | 1018.7424 | 0.005566 | 278.055 | 1.6019e-05 | 278.4819 | 0 | 278.0549 | 0 | 278.0549 | 0 | 278.4819 | #REF! | 278.0549 | 0 | 275.7192 | 0
| 207.9091 | 0 | 207.9091 | 0.036925 | 207.9091 | 0.034613 | 207.9091 | 0 | 207.9091 | 0 | 207.9091 | 0 | 362.5127 | 13.9644 | 278.2632 | 0.06297 | 207.9091 | 0 | 362.5127 | 0.01158 | 278.2632 | 0 | 278.2632 | 0 | 272.1657 | 0 | 278.2632 | 0 | 278.2632 | 0 | 278.6909 | 0 | 276.2788 | 0 | 278.2632 | 0 | 278.6909 | 0 | 278.6909 | 0 | 278.6909 | 0 | 362.5127 | 0 | 278.6909 | 0 | 278.6909 | 6.5283e-05 | 732 | 0.1661 | 278.2632 | 0 | 272.61 | 0.01061 | 278.6909 | 0 | 278.2632 | 0 | 362.1063 | 0.00030337 | 278.6909 | 0 | 278.6909 | 0.014346 | 278.2632 | 0 | 278.6909 | 0 | 278.6909 | 0 | 278.6909 | 0 | 557.8532 | 0.018101 | 278.2632 | 0 | 278.2632 | 0 | 278.6909 | 0.0073174 | 556.7626 | 0.00017392 | 278.2632 | 0 | 560.0376 | 0.0001777 | 557.8532 | 0.033774 | 278.2632 | 0 | 825.0707 | 0.0020256 | 891.3726 | 0.0043354 | 1085.0671 | 0.00036876 | 1004.4478 | 0.014791 | 1019.4111 | 0 | 1018.7996 | 0 | 1018.7933 | 0.0055967 | 278.263 | -1.4605e-08 | 278.6909 | 0 | 278.2632 | 0 | 278.2632 | 0 | 278.6909 | #REF! | 278.2632 | 0 | 275.9283 | 0
| 207.9802 | 0 | 207.9802 | -0.035529 | 207.9802 | 0.034613 | 207.9802 | 0 | 207.9802 | 0 | 207.9802 | 0 | 362.626 | 14.2745 | 278.4715 | -0.021808 | 207.9802 | 0 | 362.626 | 0.0078267 | 278.4715 | 0 | 278.4715 | 0 | 272.3758 | 0 | 278.4715 | 0 | 278.4715 | 0 | 278.8999 | 0 | 276.4908 | 0 | 278.4715 | 0 | 278.8999 | 0 | 278.8999 | 0 | 278.8999 | 0 | 362.626 | 0.013269 | 278.8999 | 0 | 278.8999 | 0 | 733 | 0.16256 | 278.4715 | 0 | 272.82 | -0.0068788 | 278.8999 | 0 | 278.4715 | 0 | 362.2172 | 0.0003087 | 278.8999 | 0 | 278.8999 | 0 | 278.4715 | 0 | 278.8999 | 0 | 278.8999 | 0 | 278.8999 | 0 | 558.01 | 0.017673 | 278.4715 | 0 | 278.4715 | 0 | 278.8999 | -6.9929e-05 | 556.9203 | 0.00078262 | 278.4715 | 0 | 560.1936 | 0.00020841 | 558.01 | 0.034976 | 278.4715 | 0 | 825.1385 | 0.001916 | 891.6133 | 0.0050051 | 1085.1248 | 0.00035851 | 1004.4601 | 0.014803 | 1019.462 | 0 | 1018.8505 | 0 | 1018.8441 | 0.0056285 | 278.472 | 2.144e-05 | 278.8999 | 0 | 278.4715 | 0 | 278.4715 | 0 | 278.8999 | #REF! | 278.4715 | 0 | 276.1374 | 0
| 208.0514 | 0 | 208.0514 | -0.015941 | 208.0514 | 0.034613 | 208.0514 | 0 | 208.0514 | 0 | 208.0514 | 0 | 362.7392 | 14.4935 | 278.6799 | -0.025179 | 208.0514 | 0 | 362.7392 | 0.0056034 | 278.6799 | 0 | 278.6799 | 0 | 272.5858 | 0 | 278.6799 | 0 | 278.6799 | 0 | 279.1089 | 0 | 276.7028 | 0 | 278.6799 | 0 | 279.109 | 0 | 279.109 | 0 | 279.109 | 0 | 362.7392 | 0.0073169 | 279.1089 | 0 | 279.1089 | 5.5414e-05 | 734 | 0.15901 | 278.6799 | 0 | 273.03 | -0.017023 | 279.109 | 0 | 278.6799 | 0 | 362.3282 | 0.0003026 | 279.109 | 0 | 279.1089 | 0.0091578 | 278.6799 | 0 | 279.109 | 0 | 279.109 | 0 | 279.109 | 0 | 558.1669 | 0.026003 | 278.6799 | 0 | 278.6799 | 0 | 279.1089 | 0.0013888 | 557.078 | 0.00017392 | 278.6799 | 0 | 560.3496 | 0.00024132 | 558.1669 | 0.033883 | 278.6799 | 0 | 825.2062 | 0.0017656 | 891.854 | 0.0045469 | 1085.1825 | 0.00034315 | 1004.4725 | 0.014815 | 1019.5129 | 0 | 1018.9013 | 0 | 1018.895 | 0.0056558 | 278.68 | 2.144e-05 | 279.1089 | 0 | 278.6799 | 0 | 278.6799 | 0 | 279.1089 | #REF! | 278.6799 | 0 | 276.3465 | 0
| 208.1226 | 0 | 208.1226 | 0.022858 | 208.1226 | 0.034613 | 208.1226 | 0 | 208.1226 | 0 | 208.1226 | 0 | 362.8524 | 14.8489 | 278.8883 | -0.056114 | 208.1226 | 0 | 362.8524 | 0.00037273 | 278.8883 | 0 | 278.8883 | 0 | 272.7959 | 0 | 278.8883 | 0 | 278.8883 | 0 | 279.318 | 0 | 276.9148 | 0 | 278.8883 | 0 | 279.318 | 0 | 279.318 | 0 | 279.318 | 0 | 362.8524 | 0.014732 | 279.318 | 0 | 279.318 | 0 | 735 | 0.15547 | 278.8883 | 0 | 273.24 | -0.00058295 | 279.318 | 0 | 278.8883 | 0 | 362.4392 | 0.00035824 | 279.318 | 0 | 279.318 | 0 | 278.8883 | 0 | 279.318 | 0 | 279.318 | 0 | 279.318 | 0 | 558.3238 | 0.012494 | 278.8883 | 0 | 278.8883 | 0 | 279.318 | 0.0019828 | 557.2357 | 0.00026087 | 278.8883 | 0 | 560.5056 | 0.00019744 | 558.3238 | 0.035632 | 278.8883 | 0 | 825.274 | 0.0011916 | 892.0947 | 0.0052166 | 1085.2401 | 0.00033291 | 1004.4849 | 0.014826 | 1019.5638 | 0 | 1018.9522 | 0 | 1018.9459 | 0.0056694 | 278.888 | 3.754e-05 | 279.318 | 0 | 278.8883 | 0 | 278.8883 | 0 | 279.318 | #REF! | 278.8883 | 0 | 276.5556 | 0
| 208.1938 | 0 | 208.1938 | 0.019144 | 208.1938 | 0.034613 | 208.1938 | 0 | 208.1938 | 0 | 208.1938 | 0 | 362.9657 | 15.0782 | 279.0967 | 0.042522 | 208.1938 | 0 | 362.9657 | 0.015316 | 279.0967 | 0 | 279.0967 | 0 | 273.006 | 0 | 279.0967 | 0 | 279.0967 | 0 | 279.5271 | 0 | 277.1268 | 0 | 279.0967 | 0 | 279.5271 | 0 | 279.5271 | 0 | 279.5271 | 0 | 362.9657 | 0.0070202 | 279.5271 | 0 | 279.5271 | 0.00011477 | 736 | 0.15192 | 279.0967 | 0 | 273.45 | 0.011659 | 279.5271 | 0 | 279.0967 | 0 | 362.5501 | 0.00033652 | 279.5271 | 0 | 279.5271 | 0.0055312 | 279.0967 | 0 | 279.5271 | 0 | 279.5271 | 0 | 279.5271 | 0 | 558.4806 | 0.016712 | 279.0967 | 0 | 279.0967 | 0 | 279.5271 | 0.0033014 | 557.3934 | 0 | 279.0967 | 0 | 560.6616 | 0.00023035 | 558.4806 | 0.034539 | 279.0967 | 0 | 825.3418 | 0.0013787 | 892.3354 | 0.0046879 | 1085.2978 | 0.00031754 | 1004.4973 | 0.014838 | 1019.6147 | 0 | 1019.0031 | 0 | 1018.9967 | 0.0056649 | 279.097 | 3.7498e-05 | 279.5271 | 0 | 279.0967 | 0 | 279.0967 | 0 | 279.5271 | #REF! | 279.0967 | 0 | 276.7648 | 0
| 208.265 | 0 | 208.265 | -0.018188 | 208.265 | 0.034613 | 208.265 | 0 | 208.265 | 0 | 208.265 | 0 | 363.0789 | 15.4264 | 279.3051 | -0.013183 | 208.265 | 0 | 363.0789 | 0.012672 | 279.3051 | 0 | 279.3051 | 0 | 273.2161 | 0 | 279.3051 | 0 | 279.3051 | 0 | 279.7362 | 0 | 277.3388 | 0 | 279.3051 | 0 | 279.7362 | 0 | 279.7362 | 0 | 279.7362 | 0 | 363.0789 | 0.016508 | 279.7362 | 0 | 279.7362 | 0 | 737 | 0.14838 | 279.3051 | 0 | 273.66 | -0.0019821 | 279.7362 | 0 | 279.3051 | 0 | 362.6611 | 0.00034262 | 279.7362 | 0 | 279.7362 | 0 | 279.3051 | 0 | 279.7362 | 0 | 279.7362 | 0 | 279.7362 | 0 | 558.6375 | 0.012601 | 279.3051 | 0 | 279.3051 | 0 | 279.7362 | -0.0064705 | 557.5511 | 0.00078262 | 279.3051 | 0 | 560.8176 | 0.00022487 | 558.6375 | 0.035413 | 279.3051 | 0 | 825.4096 | 0.0023731 | 892.5761 | 0.0052519 | 1085.3556 | 0.00030218 | 1004.5096 | 0.014848 | 1019.6657 | 0 | 1019.054 | 0 | 1019.0476 | 0.0056376 | 279.305 | 5.8879e-05 | 279.7362 | 0 | 279.3051 | 0 | 279.3051 | 0 | 279.7362 | #REF! | 279.3051 | 0 | 276.9739 | 0
| 208.3362 | 0 | 208.3362 | -0.049421 | 208.3362 | 0.034613 | 208.3362 | 0 | 208.3362 | 0 | 208.3362 | 0 | 363.1922 | 15.7931 | 279.5135 | -0.007494 | 208.3362 | 0 | 363.1922 | 0 | 279.5135 | 0 | 279.5135 | 0 | 273.4262 | 0 | 279.5135 | 0 | 279.5135 | 0 | 279.9453 | 0 | 277.5509 | 0 | 279.5135 | 0 | 279.9453 | 0 | 279.9453 | 0 | 279.9453 | 0 | 363.1922 | 0.010283 | 279.9453 | 0 | 279.9453 | 6.6788e-05 | 738 | 0.14483 | 279.5135 | 0 | 273.87 | -0.0030314 | 279.9453 | 0 | 279.5135 | 0 | 362.7721 | 0.00029536 | 279.9453 | 0 | 279.9453 | 0.0094429 | 279.5135 | 0 | 279.9453 | 0 | 279.9453 | 0 | 279.9453 | 0 | 558.7944 | 0.01746 | 279.5135 | 0 | 279.5135 | 0 | 279.9453 | 0.0080374 | 557.7088 | 0.00017392 | 279.5135 | 0 | 560.9737 | 0.00019854 | 558.7944 | 0.033774 | 279.5135 | 0 | 825.4775 | 0.001903 | 892.8169 | 0.0049346 | 1085.4132 | 0.00029193 | 1004.5219 | 0.014859 | 1019.7166 | 0 | 1019.1048 | 0 | 1019.0984 | 0.0055921 | 279.514 | 8.0282e-05 | 279.9453 | 0 | 279.5135 | 0 | 279.5135 | 0 | 279.9453 | #REF! | 279.5135 | 0 | 277.1831 | 0
| 208.4074 | 0 | 208.4073 | 0.0078734 | 208.4074 | 0.034613 | 208.4074 | 0 | 208.4074 | 0 | 208.4073 | 0 | 363.3054 | 16.0727 | 279.722 | -0.014392 | 208.4074 | 0 | 363.3054 | 0.0085722 | 279.722 | 0 | 279.722 | 0 | 273.6363 | 0 | 279.722 | 0 | 279.722 | 0 | 280.1544 | 0 | 277.7629 | 0 | 279.722 | 0 | 280.1544 | 0 | 280.1544 | 0 | 280.1544 | 0 | 363.3054 | 0.016508 | 280.1544 | 0 | 280.1544 | 0 | 739 | 0.14128 | 279.722 | 0 | 274.07 | -0.01947 | 280.1544 | 0 | 279.722 | 0 | 362.8831 | 0.00030718 | 280.1544 | 0 | 280.1544 | 0 | 279.722 | 0 | 280.1544 | 0 | 280.1544 | 0 | 280.1544 | 0 | 558.9513 | 0.014737 | 279.722 | 0 | 279.722 | 0 | 280.1544 | -0.0013667 | 557.8665 | 0 | 279.722 | 0 | 561.1297 | 0.00027423 | 558.9513 | 0.03585 | 279.722 | 0 | 825.5452 | 0.0016589 | 893.0576 | 0.0055338 | 1085.4709 | 0.00027657 | 1004.5343 | 0.014869 | 1019.7676 | 0 | 1019.1557 | 0 | 1019.1494 | 0.005533 | 279.722 | 4.2851e-05 | 280.1544 | 0 | 279.722 | 0 | 279.722 | 0 | 280.1544 | #REF! | 279.722 | 0 | 277.3923 | 0
| 208.4786 | 0 | 208.4786 | 0.016747 | 208.4786 | 0.034613 | 208.4786 | 0 | 208.4786 | 0 | 208.4786 | 0 | 363.4186 | 16.392 | 279.9305 | 0.022919 | 208.4786 | 0 | 363.4186 | 0.0078448 | 279.9305 | 0 | 279.9305 | 0 | 273.8465 | 0 | 279.9305 | 0 | 279.9305 | 0 | 280.3635 | 0 | 277.975 | 0 | 279.9305 | 0 | 280.3635 | 0 | 280.3635 | 0 | 280.3635 | 0 | 363.4186 | 0.0019775 | 280.3635 | 0 | 280.3635 | 9.1158e-05 | 740 | 0.13855 | 279.9305 | 0 | 274.28 | 0.0064125 | 280.3635 | 0 | 279.9305 | 0 | 362.9941 | 0.00028317 | 280.3635 | 0 | 280.3635 | 0.012109 | 279.9305 | 0 | 280.3635 | 0 | 280.3635 | 0 | 280.3635 | 0 | 559.1082 | 0.021144 | 279.9305 | 0 | 279.9305 | 0 | 280.3635 | 0.0036479 | 558.0243 | 0 | 279.9305 | 0 | 561.2858 | 0.00018209 | 559.1082 | 0.035085 | 279.9305 | 0 | 825.613 | 0.0019977 | 893.2983 | 0.0049699 | 1085.5287 | 0.00026632 | 1004.5466 | 0.014879 | 1019.8185 | 0 | 1019.2066 | 0 | 1019.2003 | 0.0054705 | 279.93 | 5.3554e-05 | 280.3635 | 0 | 279.9305 | 0 | 279.9305 | 0 | 280.3635 | #REF! | 279.9305 | 0 | 277.6015 | 0
| 208.5498 | 0 | 208.5498 | -0.015762 | 208.5498 | 0.034613 | 208.5498 | 0 | 208.5498 | 0 | 208.5498 | 0 | 363.5319 | 16.8072 | 280.1389 | -0.058199 | 208.5498 | 0 | 363.5319 | 0.011181 | 280.1389 | 0 | 280.1389 | 0 | 274.0566 | 0 | 280.1389 | 0 | 280.1389 | 0 | 280.5727 | 0 | 278.1871 | 0 | 280.1389 | 0 | 280.5727 | 0 | 280.5727 | 0 | 280.5727 | 0 | 363.5319 | 0.0041023 | 280.5727 | 0 | 280.5727 | 0 | 741 | 0.13637 | 280.1389 | 0 | 274.49 | -0.0075784 | 280.5727 | 0 | 280.1389 | 0 | 363.1051 | 0.00028317 | 280.5727 | 0 | 280.5727 | 0 | 280.1389 | 0 | 280.5727 | 0 | 280.5727 | 0 | 280.5727 | 0 | 559.2652 | 0.019649 | 280.1389 | 0 | 280.1389 | 0 | 280.5727 | -0.0038377 | 558.182 | 0.00078262 | 280.1389 | 0 | 561.4418 | 0.00027532 | 559.2652 | 0.036943 | 280.1389 | 0 | 825.6808 | 0.0022435 | 893.5391 | 0.0057453 | 1085.5864 | 0.00025608 | 1004.559 | 0.014888 | 1019.8695 | 0 | 1019.2574 | 0 | 1019.2511 | 0.0054137 | 280.139 | 3.212e-05 | 280.5727 | 0 | 280.1389 | 0 | 280.1389 | 0 | 280.5727 | #REF! | 280.1389 | 0 | 277.8107 | 0
| 208.621 | 0 | 208.621 | -0.02683 | 208.621 | 0.034613 | 208.621 | 0 | 208.621 | 0 | 208.621 | 0 | 363.6451 | 17.0973 | 280.3474 | 0.03484 | 208.621 | 0 | 363.6451 | 0.0022414 | 280.3474 | 0 | 280.3474 | 0 | 274.2668 | 0 | 280.3474 | 0 | 280.3474 | 0 | 280.7819 | 0 | 278.3991 | 0 | 280.3474 | 0 | 280.7819 | 0 | 280.7819 | 0 | 280.7819 | 0 | 363.6451 | 0.015881 | 280.7819 | 0 | 280.7819 | 8.8257e-05 | 742 | 0.1342 | 280.3474 | 0 | 274.7 | -0.010377 | 280.7819 | 0 | 280.3474 | 0 | 363.2161 | 0.00030451 | 280.7819 | 0 | 280.7819 | 0.0023739 | 280.3474 | 0 | 280.7819 | 0 | 280.7819 | 0 | 280.7819 | 0 | 559.4221 | 0.024988 | 280.3474 | 0 | 280.3474 | 0 | 280.7819 | 0.0029635 | 558.3397 | 0.00017392 | 280.3474 | 0 | 561.5979 | 0.00018209 | 559.4221 | 0.034539 | 280.3474 | 0 | 825.7487 | 0.0019659 | 893.7799 | 0.0053224 | 1085.644 | 0.00024072 | 1004.5714 | 0.014897 | 1019.9204 | 0 | 1019.3084 | 0 | 1019.302 | 0.0053717 | 280.347 | 3.2085e-05 | 280.7819 | 0 | 280.3474 | 0 | 280.3474 | 0 | 280.7819 | #REF! | 280.3474 | 0 | 278.0199 | 0
| 208.6922 | 0 | 208.6922 | 0.026686 | 208.6922 | 0.034613 | 208.6922 | 0 | 208.6922 | 0 | 208.6922 | 0 | 363.7583 | 17.3053 | 280.556 | -0.10733 | 208.6922 | 0 | 363.7583 | 0.0014907 | 280.556 | 0 | 280.556 | 0 | 274.4769 | 0 | 280.556 | 0 | 280.556 | 0 | 280.991 | 0 | 278.6112 | 0 | 280.556 | 0 | 280.991 | 0 | 280.991 | 0 | 280.991 | 0 | 363.7583 | 0.007068 | 280.991 | 0 | 280.9911 | 0 | 743 | 0.13202 | 280.556 | 0 | 274.91 | 0.0060627 | 280.991 | 0 | 280.556 | 0 | 363.3271 | 0.00031594 | 280.991 | 0 | 280.9911 | 0 | 280.556 | 0 | 280.991 | 0 | 280.991 | 0 | 280.991 | 0 | 559.579 | 0.015965 | 280.556 | 0 | 280.556 | 0 | 280.9911 | -0.0031081 | 558.4975 | 0 | 280.556 | 0 | 561.754 | 0.00022925 | 559.579 | 0.036178 | 280.556 | 0 | 825.8165 | 0.0016858 | 894.0206 | 0.0061331 | 1085.7018 | 0.00023047 | 1004.5837 | 0.014906 | 1019.9714 | 0 | 1019.3592 | 0 | 1019.3529 | 0.0053489 | 280.556 | 3.2046e-05 | 280.991 | 0 | 280.556 | 0 | 280.556 | 0 | 280.9911 | #REF! | 280.556 | 0 | 278.2292 | 0
| 208.7634 | 0 | 208.7634 | -0.0041899 | 208.7634 | 0.034613 | 208.7634 | 0 | 208.7634 | 0 | 208.7634 | 0 | 363.8715 | 17.7542 | 280.7645 | 0.062442 | 208.7634 | 0 | 363.8715 | 0 | 280.7645 | 0 | 280.7645 | 0 | 274.6871 | 0 | 280.7645 | 0 | 280.7645 | 0 | 281.2002 | 0 | 278.8233 | 0 | 280.7645 | 0 | 281.2002 | 0 | 281.2002 | 0 | 281.2002 | 0 | 363.8715 | 0.0073169 | 281.2002 | 0 | 281.2003 | 0.00011185 | 744 | 0.12985 | 280.7645 | 0 | 275.12 | -0.012825 | 281.2002 | 0 | 280.7645 | 0 | 363.4381 | 0.00029879 | 281.2002 | 0 | 281.2003 | 0.009274 | 280.7645 | 0 | 281.2002 | 0 | 281.2002 | 0 | 281.2002 | 0 | 559.736 | 0.015965 | 280.7645 | 0 | 280.7645 | 0 | 281.2003 | 0.00043878 | 558.6552 | 0 | 280.7645 | 0 | 561.91 | 0.00026436 | 559.736 | 0.033446 | 280.7645 | 0 | 825.8844 | 0.0014217 | 894.2614 | 0.0056748 | 1085.7595 | 0.00021511 | 1004.5961 | 0.014914 | 1020.0224 | 0 | 1019.4102 | 0 | 1019.4038 | 0.0053467 | 280.764 | 1.6027e-05 | 281.2002 | 0 | 280.7645 | 0 | 280.7645 | 0 | 281.2003 | #REF! | 280.7645 | 0 | 278.4384 | 0
| 208.8347 | 0 | 208.8346 | -0.044024 | 208.8347 | 0.034613 | 208.8347 | 0 | 208.8347 | 0 | 208.8346 | 0 | 363.9848 | 17.9966 | 280.9731 | 0.0046783 | 208.8347 | 0 | 363.9848 | 0 | 280.9731 | 0 | 280.9731 | 0 | 274.8973 | 0 | 280.9731 | 0 | 280.9731 | 0 | 281.4095 | 0 | 279.0355 | 0 | 280.9731 | 0 | 281.4095 | 0 | 281.4095 | 0 | 281.4095 | 0 | 363.9848 | 0.0079576 | 281.4095 | 0 | 281.4094 | 0 | 745 | 0.12768 | 280.9731 | 0 | 275.33 | -0.025417 | 281.4095 | 0 | 280.9731 | 0 | 363.5492 | 0.00030794 | 281.4095 | 0 | 281.4094 | 0 | 280.9731 | 0 | 281.4095 | 0 | 281.4095 | 0 | 281.4095 | 0 | 559.893 | 0.015484 | 280.9731 | 0 | 280.9731 | 0 | 281.4095 | -2.9754e-05 | 558.813 | 0.00026087 | 280.9731 | 0 | 562.0661 | 0.00011627 | 559.893 | 0.035304 | 280.9731 | 0 | 825.9523 | 0.0020239 | 894.5022 | 0.0063093 | 1085.8173 | 0.00020487 | 1004.6085 | 0.014922 | 1020.0734 | 0 | 1019.4611 | 0 | 1019.4547 | 0.0053614 | 280.973 | 1.6019e-05 | 281.4095 | 0 | 280.9731 | 0 | 280.9731 | 0 | 281.4095 | #REF! | 280.9731 | 0 | 278.6477 | 0
| 208.9059 | 0 | 208.9059 | -0.037216 | 208.9059 | 0.034613 | 208.9059 | 0 | 208.9059 | 0 | 208.9059 | 0 | 364.098 | 18.2074 | 281.1816 | 0.053579 | 208.9059 | 0 | 364.098 | 0 | 281.1816 | 0 | 281.1816 | 0 | 275.1075 | 0 | 281.1816 | 0 | 281.1816 | 0 | 281.6187 | 0 | 279.2476 | 0 | 281.1816 | 0 | 281.6187 | 0 | 281.6187 | 0 | 281.6187 | 0 | 364.098 | 0.0052405 | 281.6187 | 0 | 281.6187 | 7.3036e-05 | 746 | 0.1255 | 281.1816 | 0 | 275.54 | 0.002565 | 281.6187 | 0 | 281.1816 | 0 | 363.6602 | 0.00029079 | 281.6187 | 0 | 281.6187 | 0.008784 | 281.1816 | 0 | 281.6187 | 0 | 281.6187 | 0 | 281.6187 | 0 | 560.0499 | 0.022159 | 281.1816 | 0 | 281.1816 | 0 | 281.6187 | -0.00062496 | 558.9707 | 0 | 281.1816 | 0 | 562.2222 | 0.00037185 | 560.0499 | 0.032899 | 281.1816 | 0 | 826.0201 | 0.0015254 | 894.743 | 0.0059568 | 1085.875 | 0.00019462 | 1004.6208 | 0.01493 | 1020.1243 | 0 | 1019.512 | 0 | 1019.5057 | 0.005391 | 281.182 | 2.1482e-05 | 281.6187 | 0 | 281.1816 | 0 | 281.1816 | 0 | 281.6187 | #REF! | 281.1816 | 0 | 278.857 | 0
| 208.9771 | 0 | 208.9771 | 0.034529 | 208.9771 | 0.034613 | 208.9771 | 0 | 208.9771 | 0 | 208.9771 | 0 | 364.2112 | 18.493 | 281.3902 | 0.027201 | 208.9771 | 0 | 364.2112 | 0.0040996 | 281.3902 | 0 | 281.3902 | 0 | 275.3178 | 0 | 281.3902 | 0 | 281.3902 | 0 | 281.8279 | 0 | 279.4597 | 0 | 281.3902 | 0 | 281.8279 | 0 | 281.8279 | 0 | 281.8279 | 0 | 364.2112 | 0.014732 | 281.8279 | 0 | 281.8279 | 0 | 747 | 0.12333 | 281.3902 | 0 | 275.75 | -0.025068 | 281.8279 | 0 | 281.3902 | 0 | 363.7712 | 0.00032547 | 281.8279 | 0 | 281.8279 | 0 | 281.3902 | 0 | 281.8279 | 0 | 281.8279 | 0 | 281.8279 | 0 | 560.2069 | 0.0066742 | 281.3902 | 0 | 281.3902 | 0 | 281.8279 | -0.0026023 | 559.1285 | 0 | 281.3902 | 0 | 562.3783 | 0.00012285 | 560.2069 | 0.03596 | 281.3902 | 0 | 826.0881 | 0.0019523 | 894.9838 | 0.0066265 | 1085.9327 | 0.00017926 | 1004.6332 | 0.014937 | 1020.1753 | 0 | 1019.5629 | 0 | 1019.5566 | 0.0054274 | 281.39 | 6.9632e-05 | 281.8279 | 0 | 281.3902 | 0 | 281.3902 | 0 | 281.8279 | #REF! | 281.3902 | 0 | 279.0663 | 0
| 209.0484 | 0 | 209.0484 | 0.024773 | 209.0484 | 0.034613 | 209.0484 | 0 | 209.0484 | 0 | 209.0484 | 0 | 364.3244 | 18.7999 | 281.5988 | 0.055049 | 209.0484 | 0 | 364.3244 | 0 | 281.5988 | 0 | 281.5988 | 0 | 275.528 | 0 | 281.5988 | 0 | 281.5988 | 0 | 282.0372 | 0 | 279.6719 | 0 | 281.5988 | 0 | 282.0372 | 0 | 282.0372 | 0 | 282.0372 | 0 | 364.3244 | 0.021837 | 282.0372 | 0 | 282.0372 | 0.00010243 | 748 | 0.1208 | 281.5988 | 0 | 275.96 | -0.0086277 | 282.0372 | 0 | 281.5988 | 0 | 363.8823 | 0.00025573 | 282.0372 | 0 | 282.0372 | 0.0064656 | 281.5988 | 0 | 282.0372 | 0 | 282.0372 | 0 | 282.0372 | 0 | 560.3639 | 0.018581 | 281.5988 | 0 | 281.5988 | 0 | 282.0372 | 0.0038515 | 559.2863 | 0.00017392 | 281.5988 | 0 | 562.5345 | 0.00033675 | 560.3639 | 0.033992 | 281.5988 | 0 | 826.1559 | 0.0019598 | 895.2246 | 0.0061331 | 1085.9906 | 0.00016901 | 1004.6456 | 0.014944 | 1020.2263 | 0 | 1019.6138 | 0 | 1019.6075 | 0.0054649 | 281.599 | 4.8139e-05 | 282.0372 | 0 | 281.5988 | 0 | 281.5988 | 0 | 282.0372 | #REF! | 281.5988 | 0 | 279.2756 | 0
| 209.1196 | 0 | 209.1196 | -0.0050295 | 209.1196 | 0.034613 | 209.1196 | 0 | 209.1196 | 0 | 209.1196 | 0 | 364.4376 | 18.9979 | 281.8075 | 0.013081 | 209.1196 | 0 | 364.4376 | 0.0055905 | 281.8075 | 0 | 281.8075 | 0 | 275.7383 | 0 | 281.8075 | 0 | 281.8075 | 0 | 282.2465 | 0 | 279.884 | 0 | 281.8075 | 0 | 282.2465 | 0 | 282.2465 | 0 | 282.2465 | 0 | 364.4376 | 0.0017299 | 282.2465 | 0 | 282.2465 | 1.3567e-05 | 749 | 0.11796 | 281.8075 | 0 | 276.17 | -0.015973 | 282.2465 | 0 | 281.8075 | 0 | 363.9933 | 0.00030451 | 282.2465 | 0 | 282.2465 | 0 | 281.8075 | 0 | 282.2465 | 0 | 282.2465 | 0 | 282.2465 | 0 | 560.5209 | 0.0066742 | 281.8075 | 0 | 281.8075 | 0 | 282.2465 | 0.0014504 | 559.4441 | 0.00078262 | 281.8075 | 0 | 562.6906 | 0.00014808 | 560.5209 | 0.036506 | 281.8075 | 0 | 826.2239 | 0.0023212 | 895.4654 | 0.0069085 | 1086.0483 | 0.00015877 | 1004.6579 | 0.014951 | 1020.2773 | 0 | 1019.6648 | 0 | 1019.6585 | 0.0054967 | 281.807 | 4.2902e-05 | 282.2465 | 0 | 281.8075 | 0 | 281.8075 | 0 | 282.2465 | #REF! | 281.8075 | 0 | 279.4849 | 0
| 209.1909 | 0 | 209.1909 | -0.042081 | 209.1909 | 0.034613 | 209.1909 | 0 | 209.1909 | 0 | 209.1909 | 0 | 364.5508 | 19.1968 | 282.0161 | 0.047103 | 209.1909 | 0 | 364.5508 | 0.013075 | 282.0161 | 0 | 282.0161 | 0 | 275.9485 | 0 | 282.0161 | 0 | 282.0161 | 0 | 282.4558 | 0 | 280.0962 | 0 | 282.0161 | 0 | 282.4558 | 0 | 282.4558 | 0 | 282.4558 | 0 | 364.5508 | 0 | 282.4558 | 0 | 282.4558 | 7.1743e-05 | 750 | 0.11513 | 282.0161 | 0 | 276.37 | -0.0026815 | 282.4558 | 0 | 282.0161 | 0 | 364.1044 | 0.00026983 | 282.4558 | 0 | 282.4558 | 0.0054612 | 282.0161 | 0 | 282.4558 | 0 | 282.4558 | 0 | 282.4558 | 0 | 560.6779 | 0.015004 | 282.0161 | 0 | 282.0161 | 0 | 282.4558 | 0.0052547 | 559.6019 | 0.00017392 | 282.0161 | 0 | 562.8468 | 0.00023474 | 560.6779 | 0.033664 | 282.0161 | 0 | 826.2918 | 0.0023544 | 895.7062 | 0.006556 | 1086.1061 | 0.00014853 | 1004.6703 | 0.014957 | 1020.3283 | 0 | 1019.7157 | 0 | 1019.7093 | 0.0055183 | 282.016 | 1.0732e-05 | 282.4558 | 0 | 282.0161 | 0 | 282.0161 | 0 | 282.4558 | #REF! | 282.0161 | 0 | 279.6943 | 0
| 209.2621 | 0 | 209.2621 | 0.040365 | 209.2621 | 0.034613 | 209.2621 | 0 | 209.2621 | 0 | 209.2621 | 0 | 364.664 | 19.3444 | 282.2247 | -0.11596 | 209.2621 | 0 | 364.664 | 0.012672 | 282.2247 | 0 | 282.2247 | 0 | 276.1588 | 0 | 282.2247 | 0 | 282.2247 | 0 | 282.6651 | 0 | 280.3084 | 0 | 282.2247 | 0 | 282.6651 | 0 | 282.6651 | 0 | 282.6651 | 0 | 364.664 | 0.013583 | 282.6651 | 0 | 282.6651 | 0 | 751 | 0.1123 | 282.2247 | 0 | 276.58 | -0.011776 | 282.6651 | 0 | 282.2247 | 0 | 364.2154 | 0.00033195 | 282.6651 | 0 | 282.6651 | 0 | 282.2247 | 0 | 282.6651 | 0 | 282.6651 | 0 | 282.6651 | 0 | 560.8349 | 0.013242 | 282.2247 | 0 | 282.2247 | 0 | 282.6651 | -0.0014812 | 559.7597 | 0.00078262 | 282.2247 | 0 | 563.0029 | 0.00025887 | 560.8349 | 0.035741 | 282.2247 | 0 | 826.3598 | 0.0022907 | 895.947 | 0.00712 | 1086.1638 | 0.00013828 | 1004.6826 | 0.014964 | 1020.3793 | 0 | 1019.7667 | 0 | 1019.7603 | 0.0055251 | 282.225 | 3.2143e-05 | 282.6651 | 0 | 282.2247 | 0 | 282.2247 | 0 | 282.6651 | #REF! | 282.2247 | 0 | 279.9036 | 0
| 209.3334 | 0 | 209.3334 | 0.010487 | 209.3334 | 0.034613 | 209.3334 | 0 | 209.3334 | 0 | 209.3334 | 0 | 364.7772 | 19.4093 | 282.4334 | 0.0028554 | 209.3334 | 0 | 364.7772 | 0 | 282.4334 | 0 | 282.4334 | 0 | 276.3691 | 0 | 282.4334 | 0 | 282.4334 | 0 | 282.8744 | 0 | 280.5206 | 0 | 282.4334 | 0 | 282.8744 | 0 | 282.8744 | 0 | 282.8744 | 0 | 364.7772 | 0.016508 | 282.8744 | 0 | 282.8744 | 6.9254e-05 | 752 | 0.10947 | 282.4334 | 0 | 276.79 | -0.010726 | 282.8744 | 0 | 282.4334 | 0 | 364.3265 | 0.0003068 | 282.8744 | 0 | 282.8744 | 0.0080585 | 282.4334 | 0 | 282.8744 | 0 | 282.8744 | 0 | 282.8744 | 0 | 560.9919 | 0.022906 | 282.4334 | 0 | 282.4334 | 0 | 282.8744 | 0.0085189 | 559.9175 | 0.00017392 | 282.4334 | 0 | 563.1591 | 0.00023145 | 560.9919 | 0.033336 | 282.4334 | 0 | 826.4277 | 0.001972 | 896.1879 | 0.0067675 | 1086.2217 | 0.00012804 | 1004.695 | 0.01497 | 1020.4303 | 0 | 1019.8176 | 0 | 1019.8113 | 0.0055149 | 282.433 | 1.0659e-05 | 282.8744 | 0 | 282.4334 | 0 | 282.4334 | 0 | 282.8744 | #REF! | 282.4334 | 0 | 280.113 | 0
| 209.4046 | 0 | 209.4046 | -0.048861 | 209.4046 | 0.034613 | 209.4046 | 0 | 209.4046 | 0 | 209.4046 | 0 | 364.8904 | 19.5498 | 282.6421 | -0.080144 | 209.4046 | 0 | 364.8904 | 0.029876 | 282.6421 | 0 | 282.6421 | 0 | 276.5794 | 0 | 282.6421 | 0 | 282.6421 | 0 | 283.0838 | 0 | 280.7328 | 0 | 282.6421 | 0 | 283.0838 | 0 | 283.0838 | 0 | 283.0838 | 0 | 364.8904 | 0.021314 | 283.0838 | 0 | 283.0838 | 0 | 753 | 0.10664 | 282.6421 | 0 | 277 | -0.011076 | 283.0838 | 0 | 282.6421 | 0 | 364.4376 | 0.00036739 | 283.0838 | 0 | 283.0838 | 0 | 282.6421 | 0 | 283.0838 | 0 | 283.0838 | 0 | 283.0838 | 0 | 561.1489 | 0.013882 | 282.6421 | 0 | 282.6421 | 0 | 283.0838 | -0.0070062 | 560.0753 | 0.0013044 | 282.6421 | 0 | 563.3152 | 0.0003192 | 561.1489 | 0.035195 | 282.6421 | 0 | 826.4957 | 0.00086691 | 896.4287 | 0.0074725 | 1086.2794 | 0.0001178 | 1004.7073 | 0.014975 | 1020.4813 | 0 | 1019.8686 | 0 | 1019.8622 | 0.0054887 | 282.642 | 8.0282e-05 | 283.0838 | 0 | 282.6421 | 0 | 282.6421 | 0 | 283.0838 | #REF! | 282.6421 | 0 | 280.3224 | 0
| 209.4759 | 0 | 209.4759 | -0.028202 | 209.4759 | 0.034613 | 209.4759 | 0 | 209.4759 | 0 | 209.4759 | 0 | 365.0036 | 19.5066 | 282.8508 | 0.078421 | 209.4759 | 0 | 365.0036 | 0.0082184 | 282.8508 | 0 | 282.8508 | 0 | 276.7897 | 0 | 282.8508 | 0 | 282.8508 | 0 | 283.2931 | 0 | 280.945 | 0 | 282.8508 | 0 | 283.2931 | 0 | 283.2931 | 0 | 283.2931 | 0 | 365.0036 | 0.00049437 | 283.2931 | 0 | 283.2931 | 0.00013461 | 754 | 0.1038 | 282.8508 | 0 | 277.21 | -0.018072 | 283.2931 | 0 | 282.8508 | 0 | 364.5487 | 0.00036549 | 283.2931 | 0 | 283.2931 | 0.0069403 | 282.8508 | 0 | 283.2931 | 0 | 283.2931 | 0 | 283.2931 | 0 | 561.3059 | 0.018047 | 282.8508 | 0 | 282.8508 | 0 | 283.2931 | 0.0014823 | 560.2331 | 0 | 282.8508 | 0 | 563.4714 | 0.00012944 | 561.3059 | 0.033227 | 282.8508 | 0 | 826.5638 | 0.0021165 | 896.6696 | 0.0070142 | 1086.3373 | 0.00010755 | 1004.7197 | 0.014981 | 1020.5323 | 0 | 1019.9195 | 0 | 1019.9131 | 0.0054467 | 282.851 | 1.0718e-05 | 283.2931 | 0 | 282.8508 | 0 | 282.8508 | 0 | 283.2931 | #REF! | 282.8508 | 0 | 280.5318 | 0
| 209.5472 | 0 | 209.5472 | 0.018473 | 209.5472 | 0.034613 | 209.5472 | 0 | 209.5472 | 0 | 209.5472 | 0 | 365.1168 | 19.4241 | 283.0596 | -0.019107 | 209.5472 | 0 | 365.1168 | 0.0096901 | 283.0596 | 0 | 283.0596 | 0 | 277.0001 | 0 | 283.0596 | 0 | 283.0596 | 0 | 283.5025 | 0 | 281.1572 | 0 | 283.0596 | 0 | 283.5025 | 0 | 283.5025 | 0 | 283.5025 | 0 | 365.1168 | 0.0079576 | 283.5025 | 0 | 283.5025 | 0 | 755 | 0.10097 | 283.0596 | 0 | 277.42 | -0.019821 | 283.5025 | 0 | 283.0596 | 0 | 364.6597 | 0.00037006 | 283.5025 | 0 | 283.5025 | 0 | 283.0596 | 0 | 283.5025 | 0 | 283.5025 | 0 | 283.5025 | 0 | 561.463 | 0.017086 | 283.0596 | 0 | 283.0596 | 0 | 283.5025 | -0.0029831 | 560.391 | 0.00026087 | 283.0596 | 0 | 563.6276 | 0.0003181 | 561.463 | 0.035195 | 283.0596 | 0 | 826.6318 | 0.0025618 | 896.9104 | 0.0077544 | 1086.395 | 9.7311e-05 | 1004.7321 | 0.014986 | 1020.5834 | 0 | 1019.9705 | 0 | 1019.9641 | 0.0053955 | 283.06 | 1.6087e-05 | 283.5025 | 0 | 283.0596 | 0 | 283.0596 | 0 | 283.5025 | #REF! | 283.0596 | 0 | 280.7413 | 0
| 209.6185 | 0 | 209.6185 | 0.028462 | 209.6185 | 0.034613 | 209.6185 | 0 | 209.6185 | 0 | 209.6185 | 0 | 365.2301 | 19.4247 | 283.2683 | 0.090868 | 209.6185 | 0 | 365.2301 | 0 | 283.2683 | 0 | 283.2683 | 0 | 277.2104 | 0 | 283.2683 | 0 | 283.2683 | 0 | 283.7119 | 0 | 281.3695 | 0 | 283.2683 | 0 | 283.7119 | 0 | 283.7119 | 0 | 283.7119 | 0 | 365.2301 | 0.0046472 | 283.7119 | 0 | 283.7119 | 0.00011276 | 756 | 0.09814 | 283.2683 | 0 | 277.63 | 0.0078116 | 283.7119 | 0 | 283.2683 | 0 | 364.7708 | 0.00034757 | 283.7119 | 0 | 283.7119 | 0.0082735 | 283.2683 | 0 | 283.7119 | 0 | 283.7119 | 0 | 283.7119 | 0 | 561.62 | 0.016499 | 283.2683 | 0 | 283.2683 | 0 | 283.7119 | 0.0031811 | 560.5488 | 0 | 283.2683 | 0 | 563.7838 | 0.0001404 | 561.62 | 0.033774 | 283.2683 | 0 | 826.6997 | 0.0022897 | 897.1513 | 0.0073315 | 1086.4529 | 9.2189e-05 | 1004.7444 | 0.014991 | 1020.6344 | 0 | 1020.0214 | 0 | 1020.0151 | 0.0053387 | 283.268 | 5.3574e-05 | 283.7119 | 0 | 283.2683 | 0 | 283.2683 | 0 | 283.7119 | #REF! | 283.2683 | 0 | 280.9507 | 0
| 209.6898 | 0 | 209.6898 | -0.045244 | 209.6898 | 0.034613 | 209.6898 | 0 | 209.6898 | 0 | 209.6898 | 0 | 365.3433 | 19.4947 | 283.4771 | -0.042496 | 209.6898 | 0 | 365.3433 | 0.032455 | 283.4771 | 0 | 283.4771 | 0 | 277.4208 | 0 | 283.4771 | 0 | 283.4771 | 0 | 283.9213 | 0 | 281.5817 | 0 | 283.4771 | 0 | 283.9213 | 0 | 283.9213 | 0 | 283.9213 | 0 | 365.3433 | 0.029046 | 283.9213 | 0 | 283.9213 | 0 | 757 | 0.095308 | 283.4771 | 0 | 277.84 | 0.017256 | 283.9213 | 0 | 283.4771 | 0 | 364.8819 | 0.00032318 | 283.9213 | 0 | 283.9213 | 0 | 283.4771 | 0 | 283.9213 | 0 | 283.9213 | 0 | 283.9213 | 0 | 561.7771 | 0.015591 | 283.4771 | 0 | 283.4771 | 0 | 283.9213 | 0.0053767 | 560.7066 | 0.00078262 | 283.4771 | 0 | 563.94 | 0.00033456 | 561.7771 | 0.035413 | 283.4771 | 0 | 826.7677 | 0.0015193 | 897.3922 | 0.0080364 | 1086.5106 | 8.1946e-05 | 1004.7568 | 0.014995 | 1020.6854 | 0 | 1020.0725 | 0 | 1020.0661 | 0.005283 | 283.477 | 6.4388e-05 | 283.9213 | 0 | 283.4771 | 0 | 283.4771 | 0 | 283.9213 | #REF! | 283.4771 | 0 | 281.1602 | 0
| 209.7611 | 0 | 209.761 | -0.011169 | 209.7611 | 0.034613 | 209.7611 | 0 | 209.7611 | 0 | 209.761 | 0 | 365.4564 | 19.1968 | 283.6858 | 0.095314 | 209.7611 | 0 | 365.4564 | 0 | 283.6858 | 0 | 283.6858 | 0 | 277.6312 | 0 | 283.6858 | 0 | 283.6858 | 0 | 284.1307 | 0 | 281.794 | 0 | 283.6858 | 0 | 284.1307 | 0 | 284.1307 | 0 | 284.1307 | 0 | 365.4564 | 0.015359 | 284.1307 | 0 | 284.1307 | 0.00014651 | 758 | 0.092476 | 283.6858 | 0 | 278.05 | 0.005713 | 284.1307 | 0 | 283.6858 | 0 | 364.993 | 0.00032128 | 284.1307 | 0 | 284.1307 | 0.0088303 | 283.6858 | 0 | 284.1307 | 0 | 284.1307 | 0 | 284.1307 | 0 | 561.9341 | 0.023654 | 283.6858 | 0 | 283.6858 | 0 | 284.1307 | 0.0021549 | 560.8645 | 0 | 283.6858 | 0 | 564.0963 | 0.00019854 | 561.9341 | 0.033118 | 283.6858 | 0 | 826.8358 | 0.001922 | 897.6331 | 0.0077544 | 1086.5685 | 7.1703e-05 | 1004.7692 | 0.014999 | 1020.7364 | 0 | 1020.1234 | 0 | 1020.1171 | 0.0052308 | 283.686 | 4.2809e-05 | 284.1307 | 0 | 283.6858 | 0 | 283.6858 | 0 | 284.1307 | #REF! | 283.6858 | 0 | 281.3696 | 0
| 209.8323 | 0 | 209.8323 | 0.06519 | 209.8323 | 0.034613 | 209.8323 | 0 | 209.8323 | 0 | 209.8323 | 0 | 365.5696 | 18.997 | 283.8946 | -0.010431 | 209.8323 | 0 | 365.5696 | 0.0059633 | 283.8946 | 0 | 283.8946 | 0 | 277.8416 | 0 | 283.8946 | 0 | 283.8946 | 0 | 284.3402 | 0 | 282.0062 | 0 | 283.8946 | 0 | 284.3402 | 0 | 284.3402 | 0 | 284.3402 | 0 | 365.5696 | 0.013269 | 284.3402 | 0 | 284.3402 | 0 | 759 | 0.089644 | 283.8946 | 0 | 278.26 | 0.00046636 | 284.3402 | 0 | 283.8946 | 0 | 365.1041 | 0.00031137 | 284.3402 | 0 | 284.3402 | 0 | 283.8946 | 0 | 284.3402 | 0 | 284.3402 | 0 | 284.3402 | 0 | 562.0912 | 0.00881 | 283.8946 | 0 | 283.8946 | 0 | 284.3402 | -0.0028857 | 561.0223 | 0.00078262 | 283.8946 | 0 | 564.2525 | 0.00025119 | 562.0912 | 0.034102 | 283.8946 | 0 | 826.9037 | 0.0015796 | 897.8739 | 0.0082479 | 1086.6263 | 6.6581e-05 | 1004.7816 | 0.015003 | 1020.7875 | 0 | 1020.1744 | 0 | 1020.168 | 0.0051876 | 283.895 | 3.7504e-05 | 284.3402 | 0 | 283.8946 | 0 | 283.8946 | 0 | 284.3402 | #REF! | 283.8946 | 0 | 281.5791 | 0
| 209.9036 | 0 | 209.9036 | 0.068661 | 209.9036 | 0.034613 | 209.9036 | 0 | 209.9036 | 0 | 209.9036 | 0 | 365.6828 | 18.8646 | 284.1034 | -0.00048705 | 209.9036 | 0 | 365.6828 | 0.0089657 | 284.1034 | 0 | 284.1035 | 0 | 278.052 | 0 | 284.1034 | 0 | 284.1035 | 0 | 284.5496 | 0 | 282.2185 | 0 | 284.1035 | 0 | 284.5496 | 0 | 284.5496 | 0 | 284.5496 | 0 | 365.6828 | 0.0058338 | 284.5496 | 0 | 284.5496 | 7.3043e-05 | 760 | 0.08686 | 284.1034 | 0 | 278.47 | 0.0053631 | 284.5496 | 0 | 284.1035 | 0 | 365.2152 | 0.00030718 | 284.5496 | 0 | 284.5496 | 0.011785 | 284.1035 | 0 | 284.5496 | 0 | 284.5496 | 0 | 284.5496 | 0 | 562.2483 | 0.022639 | 284.1034 | 0 | 284.1034 | 0 | 284.5496 | 0.0035225 | 561.1802 | 0.00069566 | 284.1034 | 0 | 564.4087 | 0.00022816 | 562.2483 | 0.032571 | 284.1035 | 0 | 826.9718 | 0.0011436 | 898.1148 | 0.0078954 | 1086.6842 | 5.6338e-05 | 1004.7939 | 0.015007 | 1020.8386 | 0 | 1020.2254 | 0 | 1020.2191 | 0.0051535 | 284.103 | 4.8185e-05 | 284.5496 | 0 | 284.1035 | 0 | 284.1035 | 0 | 284.5496 | #REF! | 284.1035 | 0 | 281.7886 | 0
| 209.975 | 0 | 209.9749 | -0.039003 | 209.975 | 0.034613 | 209.975 | 0 | 209.975 | 0 | 209.9749 | 0 | 365.796 | 18.6144 | 284.3123 | -0.042014 | 209.975 | 0 | 365.796 | 0.011181 | 284.3123 | 0 | 284.3123 | 0 | 278.2624 | 0 | 284.3123 | 0 | 284.3123 | 0 | 284.7591 | 0 | 282.4308 | 0 | 284.3123 | 0 | 284.7591 | 0 | 284.7591 | 0 | 284.7591 | 0 | 365.796 | 0.0029162 | 284.7591 | 0 | 284.7591 | 0 | 761 | 0.084288 | 284.3123 | 0 | 278.68 | 0.01061 | 284.7591 | 0 | 284.3123 | 0 | 365.3263 | 0.00030527 | 284.7591 | 0 | 284.7591 | 0 | 284.3123 | 0 | 284.7591 | 0 | 284.7591 | 0 | 284.7591 | 0 | 562.4054 | 0.013989 | 284.3123 | 0 | 284.3123 | 0 | 284.7591 | -0.0038683 | 561.3381 | 0 | 284.3123 | 0 | 564.565 | 0.00023035 | 562.4054 | 0.034211 | 284.3123 | 0 | 827.0399 | 0.0016366 | 898.3557 | 0.0086004 | 1086.7419 | 5.1216e-05 | 1004.8063 | 0.01501 | 1020.8896 | 0 | 1020.2764 | 0 | 1020.27 | 0.0051285 | 284.312 | 6.9622e-05 | 284.7591 | 0 | 284.3123 | 0 | 284.3123 | 0 | 284.7591 | #REF! | 284.3123 | 0 | 281.9981 | 0
| 210.0463 | 0 | 210.0462 | -0.029649 | 210.0463 | 0.034613 | 210.0463 | 0 | 210.0463 | 0 | 210.0463 | 0 | 365.9092 | 18.2764 | 284.5211 | -0.10922 | 210.0463 | 0 | 365.9092 | 0 | 284.5211 | 0 | 284.5211 | 0 | 278.4728 | 0 | 284.5211 | 0 | 284.5211 | 0 | 284.9686 | 0 | 282.6431 | 0 | 284.5211 | 0 | 284.9686 | 0 | 284.9686 | 0 | 284.9686 | 0 | 365.9092 | 0.0058338 | 284.9686 | 0 | 284.9686 | 9.4691e-05 | 762 | 0.081715 | 284.5211 | 0 | 278.89 | 0.012708 | 284.9686 | 0 | 284.5211 | 0 | 365.4375 | 0.0002946 | 284.9686 | 0 | 284.9686 | 0.0074369 | 284.5211 | 0 | 284.9686 | 0 | 284.9686 | 0 | 284.9686 | 0 | 562.5625 | 0.012227 | 284.5211 | 0 | 284.5211 | 0 | 284.9686 | 0.010142 | 561.496 | 0.00017392 | 284.5211 | 0 | 564.7212 | 0.00031262 | 562.5625 | 0.032462 | 284.5211 | 0 | 827.108 | 0.0023089 | 898.5966 | 0.0082479 | 1086.7998 | 4.6095e-05 | 1004.8186 | 0.015014 | 1020.9407 | 0 | 1020.3274 | 0 | 1020.3211 | 0.0051126 | 284.521 | 2.6751e-05 | 284.9686 | 0 | 284.5211 | 0 | 284.5211 | 0 | 284.9686 | #REF! | 284.5211 | 0 | 282.2077 | 0
| 210.1176 | 0 | 210.1176 | 0.0054552 | 210.1176 | 0.034613 | 210.1176 | 0 | 210.1176 | 0 | 210.1176 | 0 | 366.0224 | 17.8101 | 284.73 | -0.0095187 | 210.1176 | 0 | 366.0224 | 0.029876 | 284.73 | 0 | 284.73 | 0 | 278.6832 | 0 | 284.73 | 0 | 284.73 | 0 | 285.1781 | 0 | 282.8554 | 0 | 284.73 | 0 | 285.1781 | 0 | 285.1781 | 0 | 285.1781 | 0 | 366.0224 | 0.018075 | 285.1781 | 0 | 285.1781 | 0 | 763 | 0.079143 | 284.73 | 0 | 279.09 | -0.0089774 | 285.1781 | 0 | 284.73 | 0 | 365.5486 | 0.00032852 | 285.1781 | 0 | 285.1781 | 0 | 284.73 | 0 | 285.1781 | 0 | 285.1781 | 0 | 285.1781 | 0 | 562.7196 | 0.013882 | 284.73 | 0 | 284.73 | 0 | 285.1781 | -0.0057035 | 561.6539 | 0.00026087 | 284.73 | 0 | 564.8775 | 0.00014589 | 562.7196 | 0.03432 | 284.73 | 0 | 827.176 | 0.0016323 | 898.8376 | 0.0090586 | 1086.8577 | 4.0973e-05 | 1004.831 | 0.015016 | 1020.9918 | 0 | 1020.3784 | 0 | 1020.372 | 0.0051035 | 284.73 | 1.6019e-05 | 285.1781 | 0 | 284.73 | 0 | 284.73 | 0 | 285.1781 | #REF! | 284.73 | 0 | 282.4172 | 0
| 210.1889 | 0 | 210.1889 | 0.0019915 | 210.1889 | 0.034613 | 210.1889 | 0 | 210.1889 | 0 | 210.1889 | 0 | 366.1356 | 17.4707 | 284.9389 | 0.015346 | 210.1889 | 0 | 366.1356 | 0 | 284.9389 | 0 | 284.9389 | 0 | 278.8937 | 0 | 284.9389 | 0 | 284.9389 | 0 | 285.3876 | 0 | 283.0678 | 0 | 284.9389 | 0 | 285.3876 | 0 | 285.3876 | 0 | 285.3876 | 0 | 366.1356 | 0.018598 | 285.3876 | 0 | 285.3876 | 7.3274e-05 | 764 | 0.07657 | 284.9389 | 0 | 279.3 | 0.014458 | 285.3876 | 0 | 284.9389 | 0 | 365.6597 | 0.00033004 | 285.3876 | 0 | 285.3876 | 0.0088465 | 284.9389 | 0 | 285.3876 | 0 | 285.3876 | 0 | 285.3876 | 0 | 562.8767 | 0.021785 | 284.9389 | 0 | 284.9389 | 0 | 285.3876 | 0.0083826 | 561.8117 | 0 | 284.9389 | 0 | 565.0338 | 0.00037405 | 562.8767 | 0.032462 | 284.9389 | 0 | 827.2441 | 0.0016717 | 899.0785 | 0.0086004 | 1086.9155 | 3.5851e-05 | 1004.8434 | 0.015019 | 1021.0428 | 0 | 1020.4294 | 0 | 1020.423 | 0.0050978 | 284.939 | 1.6077e-05 | 285.3876 | 0 | 284.9389 | 0 | 284.9389 | 0 | 285.3876 | #REF! | 284.9389 | 0 | 282.6268 | 0
| 210.2602 | 0 | 210.2602 | -0.020825 | 210.2602 | 0.034613 | 210.2602 | 0 | 210.2602 | 0 | 210.2602 | 0 | 366.2488 | 16.9452 | 285.1478 | -0.075252 | 210.2602 | 0 | 366.2488 | 0.0048451 | 285.1478 | 0 | 285.1478 | 0 | 279.1042 | 0 | 285.1478 | 0 | 285.1478 | 0 | 285.5971 | 0 | 283.2801 | 0 | 285.1478 | 0 | 285.5971 | 0 | 285.5971 | 0 | 285.5971 | 0 | 366.2488 | 0.015359 | 285.5971 | 0 | 285.5971 | 0 | 765 | 0.073998 | 285.1478 | 0 | 279.51 | 0.026349 | 285.5971 | 0 | 285.1478 | 0 | 365.7709 | 0.00034071 | 285.5971 | 0 | 285.5971 | 0 | 285.1478 | 0 | 285.5971 | 0 | 285.5971 | 0 | 285.5971 | 0 | 563.0338 | 0.01164 | 285.1478 | 0 | 285.1478 | 0 | 285.5971 | -0.00083514 | 561.9696 | 0.00026087 | 285.1478 | 0 | 565.1901 | 0.00015028 | 563.0338 | 0.034648 | 285.1478 | 0 | 827.3123 | 0.0013353 | 899.3194 | 0.0093758 | 1086.9734 | 3.073e-05 | 1004.8557 | 0.015021 | 1021.0939 | 0 | 1020.4804 | 0 | 1020.4741 | 0.0050944 | 285.148 | 3.2135e-05 | 285.5971 | 0 | 285.1478 | 0 | 285.1478 | 0 | 285.5971 | #REF! | 285.1478 | 0 | 282.8363 | 0
| 210.3315 | 0 | 210.3315 | -0.0078732 | 210.3315 | 0.034613 | 210.3315 | 0 | 210.3315 | 0 | 210.3315 | 0 | 366.3619 | 16.6101 | 285.3567 | 0.051378 | 210.3315 | 0 | 366.3619 | 0 | 285.3567 | 0 | 285.3567 | 0 | 279.3146 | 0 | 285.3567 | 0 | 285.3567 | 0 | 285.8067 | 0 | 283.4924 | 0 | 285.3567 | 0 | 285.8067 | 0 | 285.8067 | 0 | 285.8067 | 0 | 366.3619 | 0 | 285.8067 | 0 | 285.8067 | 0.0001194 | 766 | 0.071425 | 285.3567 | 0 | 279.72 | 0.0074619 | 285.8067 | 0 | 285.3567 | 0 | 365.882 | 0.0003026 | 285.8067 | 0 | 285.8067 | 0.0093849 | 285.3567 | 0 | 285.8067 | 0 | 285.8067 | 0 | 285.8067 | 0 | 563.1909 | 0.023013 | 285.3567 | 0 | 285.3567 | 0 | 285.8067 | 0.0050881 | 562.1276 | 0.00017392 | 285.3567 | 0 | 565.3464 | 0.00037514 | 563.1909 | 0.03279 | 285.3567 | 0 | 827.3804 | 0.0015975 | 899.5604 | 0.0088824 | 1087.0312 | 2.5608e-05 | 1004.8681 | 0.015023 | 1021.145 | 0 | 1020.5314 | 0 | 1020.5251 | 0.0050899 | 285.357 | 6.4253e-05 | 285.8067 | 0 | 285.3567 | 0 | 285.3567 | 0 | 285.8067 | #REF! | 285.3567 | 0 | 283.0459 | 0
| 210.4029 | 0 | 210.4029 | 0.029237 | 210.4029 | 0.034613 | 210.4029 | 0 | 210.4029 | 0 | 210.4029 | 0 | 366.4751 | 16.1306 | 285.5656 | -0.027773 | 210.4029 | 0 | 366.4751 | 0 | 285.5656 | 0 | 285.5656 | 0 | 279.5251 | 0 | 285.5656 | 0 | 285.5656 | 0 | 286.0163 | 0 | 283.7048 | 0 | 285.5656 | 0 | 286.0163 | 0 | 286.0163 | 0 | 286.0163 | 0 | 366.4751 | 0.0085507 | 286.0163 | 0 | 286.0163 | 0 | 767 | 0.06802 | 285.5656 | 0 | 279.93 | -0.021219 | 286.0163 | 0 | 285.5656 | 0 | 365.9932 | 0.00032395 | 286.0163 | 0 | 286.0163 | 0 | 285.5656 | 0 | 286.0163 | 0 | 286.0163 | 0 | 286.0163 | 0 | 563.348 | 0.01495 | 285.5656 | 0 | 285.5656 | 0 | 286.0163 | -0.0072632 | 562.2855 | 0.00026087 | 285.5656 | 0 | 565.5027 | 0.00013492 | 563.348 | 0.03432 | 285.5656 | 0 | 827.4485 | 0.0016255 | 899.8013 | 0.0095873 | 1087.0891 | 2.0487e-05 | 1004.8804 | 0.015025 | 1021.1961 | 0 | 1020.5825 | 0 | 1020.5761 | 0.0050819 | 285.566 | 6.9609e-05 | 286.0163 | 0 | 285.5656 | 0 | 285.5656 | 0 | 286.0163 | #REF! | 285.5656 | 0 | 283.2555 | 0
| 210.4742 | 0 | 210.4742 | 0.033106 | 210.4742 | 0.034613 | 210.4742 | 0 | 210.4742 | 0 | 210.4742 | 0 | 366.5883 | 15.7276 | 285.7746 | -0.0055266 | 210.4742 | 0 | 366.5883 | 0.0078448 | 285.7746 | 0 | 285.7746 | 0 | 279.7357 | 0 | 285.7746 | 0 | 285.7746 | 0 | 286.2258 | 0 | 283.9172 | 0 | 285.7746 | 0 | 286.2258 | 0 | 286.2258 | 0 | 286.2258 | 0 | 366.5883 | 0.011807 | 286.2258 | 0 | 286.2258 | 5.521e-05 | 768 | 0.063286 | 285.7746 | 0 | 280.14 | 0.0081613 | 286.2258 | 0 | 285.7746 | 0 | 366.1043 | 0.00029879 | 286.2258 | 0 | 286.2258 | 0.0053146 | 285.7746 | 0 | 286.2258 | 0 | 286.2258 | 0 | 286.2258 | 0 | 563.5052 | 0.01794 | 285.7746 | 0 | 285.7746 | 0 | 286.2258 | 0.0079584 | 562.4434 | 0 | 285.7746 | 0 | 565.659 | 0.00027862 | 563.5052 | 0.032353 | 285.7746 | 0 | 827.5166 | 0.0011881 | 900.0423 | 0.0092348 | 1087.147 | 1.5365e-05 | 1004.8928 | 0.015026 | 1021.2471 | 0 | 1020.6335 | 0 | 1020.6271 | 0.0050694 | 285.775 | 4.822e-05 | 286.2258 | 0 | 285.7746 | 0 | 285.7746 | 0 | 286.2258 | #REF! | 285.7746 | 0 | 283.4652 | 0
| 210.5455 | 0 | 210.5455 | 0.0050507 | 210.5455 | 0.034613 | 210.5455 | 0 | 210.5455 | 0 | 210.5456 | 0 | 366.7015 | 15.199 | 285.9835 | 0.0057339 | 210.5455 | 0 | 366.7015 | 0.024503 | 285.9835 | 0 | 285.9835 | 0 | 279.9462 | 0 | 285.9835 | 0 | 285.9835 | 0 | 286.4354 | 0 | 284.1295 | 0 | 285.9835 | 0 | 286.4354 | 0 | 286.4354 | 0 | 286.4354 | 0 | 366.7015 | 0.0073644 | 286.4354 | 0 | 286.4354 | 0 | 769 | 0.058551 | 285.9835 | 0 | 280.35 | 0.0078116 | 286.4354 | 0 | 285.9835 | 0 | 366.2155 | 0.0003228 | 286.4354 | 0 | 286.4354 | 0 | 285.9835 | 0 | 286.4354 | 0 | 286.4354 | 0 | 286.4354 | 0 | 563.6623 | 0.016339 | 285.9835 | 0 | 285.9835 | 0 | 286.4354 | -0.001038 | 562.6013 | 0.00026087 | 285.9835 | 0 | 565.8153 | 0.00023145 | 563.6623 | 0.033009 | 285.9835 | 0 | 827.5848 | 0.0019038 | 900.2832 | 0.010046 | 1087.205 | 1.0243e-05 | 1004.9052 | 0.015027 | 1021.2982 | 0 | 1020.6845 | 0 | 1020.6782 | 0.0050523 | 285.984 | 1.6085e-05 | 286.4354 | 0 | 285.9835 | 0 | 285.9835 | 0 | 286.4354 | #REF! | 285.9835 | 0 | 283.6748 | 0
| 210.6169 | 0 | 210.6169 | -0.04198 | 210.6169 | 0.034613 | 210.6169 | 0 | 210.6169 | 0 | 210.6169 | 0 | 366.8146 | 14.7812 | 286.1925 | 0.023351 | 210.6169 | 0 | 366.8146 | 0.003362 | 286.1925 | 0 | 286.1925 | 0 | 280.1567 | 0 | 286.1925 | 0 | 286.1925 | 0 | 286.6451 | 0 | 284.3419 | 0 | 286.1925 | 0 | 286.645 | 0 | 286.645 | 0 | 286.645 | 0 | 366.8146 | 0.022986 | 286.6451 | 0 | 286.6451 | 6.0968e-05 | 770 | 0.053817 | 286.1925 | 0 | 280.56 | 0.014458 | 286.645 | 0 | 286.1925 | 0 | 366.3266 | 0.00033195 | 286.645 | 0 | 286.6451 | 0.0098741 | 286.1925 | 0 | 286.645 | 0 | 286.645 | 0 | 286.645 | 0 | 563.8195 | 0.027338 | 286.1925 | 0 | 286.1925 | 0 | 286.6451 | -0.00022158 | 562.7592 | 0 | 286.1925 | 0 | 565.9716 | 0.00028191 | 563.8195 | 0.031697 | 286.1925 | 0 | 827.6529 | 0.001931 | 900.5242 | 0.0097283 | 1087.2628 | 1.0243e-05 | 1004.9175 | 0.015028 | 1021.3493 | 0 | 1020.7355 | 0 | 1020.7292 | 0.0050319 | 286.193 | 2.6817e-05 | 286.6451 | 0 | 286.1925 | 0 | 286.1925 | 0 | 286.6451 | #REF! | 286.1925 | 0 | 283.8844 | 0
| 210.6883 | 0 | 210.6882 | 0.041156 | 210.6883 | 0.034613 | 210.6883 | 0 | 210.6883 | 0 | 210.6883 | 0 | 366.9278 | 14.3852 | 286.4015 | -0.029944 | 210.6883 | 0 | 366.9278 | 0.0018634 | 286.4015 | 0 | 286.4015 | 0 | 280.3672 | 0 | 286.4015 | 0 | 286.4015 | 0 | 286.8547 | 0 | 284.5543 | 0 | 286.4015 | 0 | 286.8547 | 0 | 286.8547 | 0 | 286.8547 | 0 | 366.9278 | 0.021628 | 286.8547 | 0 | 286.8547 | 0 | 771 | 0.052295 | 286.4015 | 0 | 280.77 | 0.01026 | 286.8547 | 0 | 286.4015 | 0 | 366.4378 | 0.00035863 | 286.8547 | 0 | 286.8547 | 0 | 286.4015 | 0 | 286.8547 | 0 | 286.8547 | 0 | 286.8547 | 0 | 563.9767 | 0.0173 | 286.4015 | 0 | 286.4015 | 0 | 286.8547 | -0.001924 | 562.9172 | 0 | 286.4015 | 0 | 566.128 | 0.00024571 | 563.9767 | 0.033664 | 286.4015 | 0 | 827.7211 | 0.0023669 | 900.7652 | 0.010398 | 1087.3207 | 5.1216e-06 | 1004.9299 | 0.015028 | 1021.4004 | 0 | 1020.7866 | 0 | 1020.7802 | 0.0050092 | 286.402 | 1.6019e-05 | 286.8547 | 0 | 286.4015 | 0 | 286.4015 | 0 | 286.8547 | #REF! | 286.4015 | 0 | 284.0941 | 0
| 210.7596 | 0 | 210.7596 | 0.022227 | 210.7596 | 0.034613 | 210.7596 | 0 | 210.7596 | 0 | 210.7596 | 0 | 367.041 | 13.7392 | 286.6105 | 0.029667 | 210.7596 | 0 | 367.041 | 0.017557 | 286.6105 | 0 | 286.6105 | 0 | 280.5778 | 0 | 286.6105 | 0 | 286.6105 | 0 | 287.0643 | 0 | 284.7667 | 0 | 286.6105 | 0 | 287.0643 | 0 | 287.0643 | 0 | 287.0643 | 0 | 367.041 | 0.0043505 | 287.0643 | 0 | 287.0643 | 5.4574e-05 | 772 | 0.052317 | 286.6105 | 0 | 280.98 | -0.0061794 | 287.0643 | 0 | 286.6105 | 0 | 366.549 | 0.00033995 | 287.0643 | 0 | 287.0643 | 0.0052296 | 286.6105 | 0 | 287.0643 | 0 | 287.0643 | 0 | 287.0643 | 0 | 564.1339 | 0.019542 | 286.6105 | 0 | 286.6105 | 0 | 287.0643 | 0.0079949 | 563.0751 | 0.00017392 | 286.6105 | 0 | 566.2843 | 0.0002501 | 564.1339 | 0.03279 | 286.6105 | 0 | 827.7892 | 0.0023666 | 901.0062 | 0.0099398 | 1087.3787 | 5.1216e-06 | 1004.9423 | 0.015028 | 1021.4515 | 0 | 1020.8377 | 0 | 1020.8313 | 0.0049864 | 286.611 | 3.743e-05 | 287.0643 | 0 | 286.6105 | 0 | 286.6105 | 0 | 287.0643 | #REF! | 286.6105 | 0 | 284.3038 | 0
| 210.831 | 0 | 210.831 | -0.039432 | 210.831 | 0.034613 | 210.831 | 0 | 210.831 | 0 | 210.831 | 0 | 367.1542 | 13.2499 | 286.8196 | 0.021952 | 210.831 | 0 | 367.1542 | 0 | 286.8196 | 0 | 286.8196 | 0 | 280.7884 | 0 | 286.8196 | 0 | 286.8196 | 0 | 287.274 | 0 | 284.9792 | 0 | 286.8196 | 0 | 287.274 | 0 | 287.274 | 0 | 287.274 | 0 | 367.1542 | 0 | 287.274 | 0 | 287.274 | 0 | 773 | 0.052339 | 286.8196 | 0 | 281.19 | -0.0065291 | 287.274 | 0 | 286.8196 | 0 | 366.6602 | 0.00026449 | 287.274 | 0 | 287.274 | 0 | 286.8196 | 0 | 287.274 | 0 | 287.274 | 0 | 287.274 | 0 | 564.291 | 0.021197 | 286.8196 | 0 | 286.8196 | 0 | 287.274 | -0.001833 | 563.2331 | 0 | 286.8196 | 0 | 566.4407 | 0.00018318 | 564.291 | 0.034102 | 286.8196 | 0 | 827.8574 | 0.0023902 | 901.2471 | 0.01075 | 1087.4365 | 5.1216e-06 | 1004.9547 | 0.015028 | 1021.5027 | 0 | 1020.8887 | 0 | 1020.8823 | 0.0049648 | 286.82 | 2.6751e-05 | 287.274 | 0 | 286.8196 | 0 | 286.8196 | 0 | 287.274 | #REF! | 286.8196 | 0 | 284.5135 | 0
| 210.9023 | 0 | 210.9023 | 0.025056 | 210.9023 | 0.034613 | 210.9023 | 0 | 210.9023 | 0 | 210.9023 | 0 | 367.2673 | 13.1003 | 287.0286 | -0.026354 | 210.9023 | 0 | 367.2673 | 0.005977 | 287.0286 | 0 | 287.0286 | 0 | 280.999 | 0 | 287.0286 | 0 | 287.0286 | 0 | 287.4837 | 0 | 285.1916 | 0 | 287.0286 | 0 | 287.4837 | 0 | 287.4837 | 0 | 287.4837 | 0 | 367.2673 | 0.022777 | 287.4837 | 0 | 287.4836 | 3.4463e-05 | 774 | 0.052361 | 287.0286 | 0 | 281.4 | 0.020404 | 287.4837 | 0 | 287.0286 | 0 | 366.7713 | 0.00025916 | 287.4837 | 0 | 287.4836 | 0.01155 | 287.0286 | 0 | 287.4837 | 0 | 287.4837 | 0 | 287.4837 | 0 | 564.4482 | 0.028085 | 287.0286 | 0 | 287.0286 | 0 | 287.4836 | 0.0078221 | 563.391 | 0.00017392 | 287.0286 | 0 | 566.5971 | 0.00030275 | 564.4482 | 0.032134 | 287.0286 | 0 | 827.9256 | 0.0014539 | 901.4881 | 0.010292 | 1087.4945 | 0 | 1004.967 | 0.015027 | 1021.5538 | 0 | 1020.9398 | 0 | 1020.9334 | 0.0049489 | 287.029 | 1.065e-05 | 287.4837 | 0 | 287.0286 | 0 | 287.0286 | 0 | 287.4836 | #REF! | 287.0286 | 0 | 284.7232 | 0
| 210.9737 | 0 | 210.9737 | 0.0032037 | 210.9737 | 0.034613 | 210.9737 | 0 | 210.9737 | 0 | 210.9737 | 0 | 367.3805 | 12.6177 | 287.2377 | 0.033242 | 210.9737 | 0 | 367.3805 | 0.012672 | 287.2377 | 0 | 287.2377 | 0 | 281.2096 | 0 | 287.2377 | 0 | 287.2377 | 0 | 287.6934 | 0 | 285.404 | 0 | 287.2377 | 0 | 287.6934 | 0 | 287.6934 | 0 | 287.6934 | 0 | 367.3805 | 0.0038058 | 287.6934 | 0 | 287.6934 | 0 | 775 | 0.052383 | 287.2377 | 0 | 281.61 | -0.046753 | 287.6934 | 0 | 287.2377 | 0 | 366.8825 | 0.00023934 | 287.6934 | 0 | 287.6934 | 0 | 287.2377 | 0 | 287.6934 | 0 | 287.6934 | 0 | 287.6934 | 0 | 564.6054 | 0.017834 | 287.2377 | 0 | 287.2377 | 0 | 287.6934 | 0.00069033 | 563.549 | 0.0013044 | 287.2377 | 0 | 566.7534 | 0.00020951 | 564.6054 | 0.034211 | 287.2377 | 0 | 827.9938 | 0.001641 | 901.7291 | 0.011173 | 1087.5524 | 0 | 1004.9794 | 0.015026 | 1021.6049 | 0 | 1020.9908 | 0 | 1020.9844 | 0.0049387 | 287.238 | 1.6042e-05 | 287.6934 | 0 | 287.2377 | 0 | 287.2377 | 0 | 287.6934 | #REF! | 287.2377 | 0 | 284.9329 | 0
| 211.0451 | 0 | 211.0451 | 0.033905 | 211.0451 | 0.034613 | 211.0451 | 0 | 211.0451 | 0 | 211.0451 | 0 | 367.4936 | 12.2411 | 287.4468 | 0.046036 | 211.0451 | 0 | 367.4936 | 0.0085921 | 287.4468 | 0 | 287.4468 | 0 | 281.4202 | 0 | 287.4468 | 0 | 287.4468 | 0 | 287.9031 | 0 | 285.6165 | 0 | 287.4468 | 0 | 287.9031 | 0 | 287.9031 | 0 | 287.9031 | 0 | 367.4936 | 0 | 287.9031 | 0 | 287.9031 | 9.8641e-05 | 776 | 0.051104 | 287.4468 | 0 | 281.82 | -0.0026815 | 287.9031 | 0 | 287.4468 | 0 | 366.9937 | 0.00026525 | 287.9031 | 0 | 287.9031 | 0.0040211 | 287.4468 | 0 | 287.9031 | 0 | 287.9031 | 0 | 287.9031 | 0 | 564.7626 | 0.018581 | 287.4468 | 0 | 287.4468 | 0 | 287.903 | 0.0027701 | 563.707 | 0 | 287.4468 | 0 | 566.9098 | 0.0002468 | 564.7626 | 0.032899 | 287.4468 | 0 | 828.0621 | 0.0012319 | 901.9702 | 0.010468 | 1087.6103 | 0 | 1004.9918 | 0.015024 | 1021.6561 | 0 | 1021.0419 | 0 | 1021.0355 | 0.0049387 | 287.447 | 2.6772e-05 | 287.9031 | 0 | 287.4468 | 0 | 287.4468 | 0 | 287.903 | #REF! | 287.4468 | 0 | 285.1427 | 0
| 211.1165 | 0 | 211.1165 | -0.0192 | 211.1165 | 0.034613 | 211.1165 | 0 | 211.1165 | 0 | 211.1165 | 0 | 367.6068 | 11.8224 | 287.6559 | 0.040737 | 211.1165 | 0 | 367.6068 | 0 | 287.6559 | 0 | 287.6559 | 0 | 281.6308 | 0 | 287.6559 | 0 | 287.6559 | 0 | 288.1128 | 0 | 285.8289 | 0 | 287.6559 | 0 | 288.1128 | 0 | 288.1128 | 0 | 288.1128 | 0 | 367.6068 | 0.015359 | 288.1128 | 0 | 288.1128 | 0 | 777 | 0.049342 | 287.6559 | 0 | 282.03 | 0.007112 | 288.1128 | 0 | 287.6559 | 0 | 367.1049 | 0.0002805 | 288.1128 | 0 | 288.1128 | 0 | 287.6559 | 0 | 288.1128 | 0 | 288.1128 | 0 | 288.1128 | 0 | 564.9198 | 0.016125 | 287.6559 | 0 | 287.6559 | 0 | 288.1128 | 0.00034388 | 563.865 | 0.00026087 | 287.6559 | 0 | 567.0662 | 0.00028739 | 564.9198 | 0.034429 | 287.6559 | 0 | 828.1303 | 0.001782 | 902.2112 | 0.011385 | 1087.6682 | 0 | 1005.0042 | 0.015022 | 1021.7071 | 0 | 1021.093 | 0 | 1021.0866 | 0.0049523 | 287.656 | 1.0716e-05 | 288.1128 | 0 | 287.6559 | 0 | 287.6559 | 0 | 288.1128 | #REF! | 287.6559 | 0 | 285.3524 | 0
| 211.1878 | 0 | 211.1879 | -0.011868 | 211.1878 | 0.034613 | 211.1878 | 0 | 211.1878 | 0 | 211.1878 | 0 | 367.7199 | 11.4566 | 287.865 | 0.048655 | 211.1878 | 0 | 367.7199 | 0 | 287.865 | 0 | 287.865 | 0 | 281.8415 | 0 | 287.865 | 0 | 287.865 | 0 | 288.3225 | 0 | 286.0414 | 0 | 287.865 | 0 | 288.3225 | 0 | 288.3225 | 0 | 288.3225 | 0 | 367.7199 | 0.027165 | 288.3225 | 0 | 288.3225 | 0.00012268 | 778 | 0.04758 | 287.865 | 0 | 282.24 | -0.0030314 | 288.3225 | 0 | 287.865 | 0 | 367.2162 | 0.0003167 | 288.3225 | 0 | 288.3225 | 0.0068369 | 287.865 | 0 | 288.3225 | 0 | 288.3225 | 0 | 288.3225 | 0 | 565.0771 | 0.020717 | 287.865 | 0 | 287.865 | 0 | 288.3225 | 0.0018237 | 564.0229 | 0.00017392 | 287.865 | 0 | 567.2227 | 0.00021829 | 565.0771 | 0.032462 | 287.865 | 0 | 828.1985 | 0.0017356 | 902.4522 | 0.011138 | 1087.7262 | 5.1216e-06 | 1005.0165 | 0.01502 | 1021.7583 | 0 | 1021.144 | 0 | 1021.1377 | 0.0049808 | 287.865 | 2.6766e-05 | 288.3225 | 0 | 287.865 | 0 | 287.865 | 0 | 288.3225 | #REF! | 287.865 | 0 | 285.5622 | 0
| 211.2592 | 0 | 211.2592 | 0.074052 | 211.2592 | 0.034613 | 211.2592 | 0 | 211.2592 | 0 | 211.2592 | 0 | 367.8331 | 11.1231 | 288.0741 | -0.032383 | 211.2592 | 0 | 367.8331 | 0.0059633 | 288.0741 | 0 | 288.0741 | 0 | 282.0521 | 0 | 288.0741 | 0 | 288.0741 | 0 | 288.5323 | 0 | 286.2539 | 0 | 288.0741 | 0 | 288.5323 | 0 | 288.5323 | 0 | 288.5323 | 0 | 367.8331 | 0.00084032 | 288.5323 | 0 | 288.5323 | 0 | 779 | 0.045818 | 288.0741 | 0 | 282.45 | -0.0072287 | 288.5323 | 0 | 288.0741 | 0 | 367.3274 | 0.00035215 | 288.5323 | 0 | 288.5323 | 0 | 288.0741 | 0 | 288.5323 | 0 | 288.5323 | 0 | 288.5323 | 0 | 565.2343 | 0.015751 | 288.0741 | 0 | 288.0741 | 0 | 288.5323 | -0.0034134 | 564.1809 | 0 | 288.0741 | 0 | 567.3791 | 0.00023913 | 565.2343 | 0.033555 | 288.0741 | 0 | 828.2668 | 0.0020493 | 902.6932 | 0.011702 | 1087.7842 | 5.1216e-06 | 1005.0289 | 0.015017 | 1021.8094 | 0 | 1021.1951 | 0 | 1021.1888 | 0.0050273 | 288.074 | 5.3531e-05 | 288.5323 | 0 | 288.0741 | 0 | 288.0741 | 0 | 288.5323 | #REF! | 288.0741 | 0 | 285.772 | 0
| 211.3306 | 0 | 211.3306 | 0.058222 | 211.3306 | 0.034613 | 211.3306 | 0 | 211.3306 | 0 | 211.3306 | 0 | 367.9463 | 10.9374 | 288.2833 | 0.078252 | 211.3306 | 0 | 367.9463 | 0 | 288.2833 | 0 | 288.2833 | 0 | 282.2628 | 0 | 288.2833 | 0 | 288.2833 | 0 | 288.7421 | 0 | 286.4664 | 0 | 288.2833 | 0 | 288.742 | 0 | 288.742 | 0 | 288.742 | 0 | 367.9463 | 0.0022741 | 288.7421 | 0 | 288.742 | 0.00014408 | 780 | 0.044057 | 288.2833 | 0 | 282.66 | 0.013408 | 288.742 | 0 | 288.2833 | 0 | 367.4386 | 0.0003007 | 288.742 | 0 | 288.742 | 0.01749 | 288.2833 | 0 | 288.742 | 0 | 288.742 | 0 | 288.742 | 0 | 565.3916 | 0.017246 | 288.2833 | 0 | 288.2833 | 0 | 288.742 | 0.0084422 | 564.3389 | 0.00017392 | 288.2833 | 0 | 567.5355 | 0.0002852 | 565.3916 | 0.031478 | 288.2833 | 0 | 828.3351 | 0.0022456 | 902.9343 | 0.01135 | 1087.842 | 5.1216e-06 | 1005.0413 | 0.015014 | 1021.8606 | 0 | 1021.2462 | 0 | 1021.2399 | 0.0050899 | 288.283 | 4.2807e-05 | 288.7421 | 0 | 288.2833 | 0 | 288.2833 | 0 | 288.742 | #REF! | 288.2833 | 0 | 285.9818 | 0
| 211.402 | 0 | 211.402 | 0.0068187 | 211.402 | 0.034613 | 211.402 | 0 | 211.402 | 0 | 211.402 | 0 | 368.0594 | 10.6633 | 288.4925 | -0.0057474 | 211.402 | 0 | 368.0594 | 0.015653 | 288.4925 | 0 | 288.4925 | 0 | 282.4734 | 0 | 288.4925 | 0 | 288.4925 | 0 | 288.9518 | 0 | 286.6789 | 0 | 288.4925 | 0 | 288.9518 | 0 | 288.9518 | 0 | 288.9518 | 0 | 368.0594 | 0.027479 | 288.9518 | 0 | 288.9518 | 0 | 781 | 0.042295 | 288.4925 | 0 | 282.87 | -0.016322 | 288.9518 | 0 | 288.4925 | 0 | 367.5498 | 0.00034071 | 288.9518 | 0 | 288.9518 | 0 | 288.4925 | 0 | 288.9518 | 0 | 288.9518 | 0 | 288.9518 | 0 | 565.5488 | 0.011053 | 288.4925 | 0 | 288.4925 | 0 | 288.9518 | -0.0022965 | 564.4969 | 0.00078262 | 288.4925 | 0 | 567.6919 | 0.00013382 | 565.5488 | 0.033446 | 288.4925 | 0 | 828.4034 | 0.001556 | 903.1753 | 0.01209 | 1087.9 | 1.0243e-05 | 1005.0537 | 0.01501 | 1021.9117 | 0 | 1021.2973 | 0 | 1021.291 | 0.005166 | 288.492 | 3.2143e-05 | 288.9518 | 0 | 288.4925 | 0 | 288.4925 | 0 | 288.9518 | #REF! | 288.4925 | 0 | 286.1916 | 0
| 211.4734 | 0 | 211.4734 | -0.04579 | 211.4734 | 0.034613 | 211.4734 | 0 | 211.4734 | 0 | 211.4734 | 0 | 368.1726 | 10.3624 | 288.7017 | 0.047875 | 211.4734 | 0 | 368.1726 | 0 | 288.7017 | 0 | 288.7017 | 0 | 282.6841 | 0 | 288.7017 | 0 | 288.7017 | 0 | 289.1616 | 0 | 286.8914 | 0 | 288.7017 | 0 | 289.1616 | 0 | 289.1616 | 0 | 289.1616 | 0 | 368.1726 | 0.015881 | 289.1616 | 0 | 289.1617 | 8.3939e-05 | 782 | 0.040533 | 288.7017 | 0 | 283.08 | 0.0036143 | 289.1616 | 0 | 288.7017 | 0 | 367.661 | 0.00033271 | 289.1616 | 0 | 289.1617 | 0.01356 | 288.7017 | 0 | 289.1616 | 0 | 289.1616 | 0 | 289.1616 | 0 | 565.7061 | 0.0291 | 288.7017 | 0 | 288.7017 | 0 | 289.1617 | 0.0032042 | 564.655 | 0.00017392 | 288.7017 | 0 | 567.8484 | 0.00037843 | 565.7061 | 0.032243 | 288.7017 | 0 | 828.4717 | 0.0014722 | 903.4164 | 0.011773 | 1087.958 | 1.0243e-05 | 1005.066 | 0.015006 | 1021.9629 | 0 | 1021.3484 | 0 | 1021.342 | 0.0052512 | 288.702 | 2.1454e-05 | 289.1616 | 0 | 288.7017 | 0 | 288.7017 | 0 | 289.1617 | #REF! | 288.7017 | 0 | 286.4015 | 0
| 211.5448 | 0 | 211.5448 | 0.010307 | 211.5448 | 0.034613 | 211.5448 | 0 | 211.5448 | 0 | 211.5448 | 0 | 368.2857 | 10.0439 | 288.9109 | -0.14341 | 211.5448 | 0 | 368.2857 | 0.03138 | 288.9109 | 0 | 288.9109 | 0 | 282.8948 | 0 | 288.9109 | 0 | 288.9109 | 0 | 289.3715 | 0 | 287.104 | 0 | 288.9109 | 0 | 289.3715 | 0 | 289.3715 | 0 | 289.3715 | 0 | 368.2857 | 0.017762 | 289.3715 | 0 | 289.3715 | 0 | 783 | 0.038772 | 288.9109 | 0 | 283.29 | 0.0022152 | 289.3715 | 0 | 288.9109 | 0 | 367.7723 | 0.00036472 | 289.3715 | 0 | 289.3715 | 0 | 288.9109 | 0 | 289.3715 | 0 | 289.3715 | 0 | 289.3715 | 0 | 565.8633 | 0.008543 | 288.9109 | 0 | 288.9109 | 0 | 289.3715 | 0.0010145 | 564.813 | 0.00078262 | 288.9109 | 0 | 568.0048 | 0.00011518 | 565.8633 | 0.03432 | 288.9109 | 0 | 828.54 | 0.0015239 | 903.6575 | 0.012442 | 1088.016 | 1.5365e-05 | 1005.0784 | 0.015002 | 1022.0141 | 0 | 1021.3995 | 0 | 1021.3932 | 0.0053399 | 288.911 | 3.7531e-05 | 289.3715 | 0 | 288.9109 | 0 | 288.9109 | 0 | 289.3715 | #REF! | 288.9109 | 0 | 286.6113 | 0
| 211.6163 | 0 | 211.6163 | 0.054283 | 211.6163 | 0.034613 | 211.6163 | 0 | 211.6163 | 0 | 211.6163 | 0 | 368.3989 | 9.8995 | 289.1201 | -0.0090318 | 211.6163 | 0 | 368.3989 | 0.0029886 | 289.1201 | 0 | 289.1201 | 0 | 283.1056 | 0 | 289.1201 | 0 | 289.1201 | 0 | 289.5813 | 0 | 287.3165 | 0 | 289.1201 | 0 | 289.5813 | 0 | 289.5813 | 0 | 289.5813 | 0 | 368.3989 | 0.016508 | 289.5813 | 0 | 289.5813 | 8.1897e-05 | 784 | 0.03701 | 289.1201 | 0 | 283.5 | 0.020404 | 289.5813 | 0 | 289.1201 | 0 | 367.8835 | 0.00030794 | 289.5813 | 0 | 289.5813 | 0.0061509 | 289.1201 | 0 | 289.5813 | 0 | 289.5813 | 0 | 289.5813 | 0 | 566.0206 | 0.017193 | 289.1201 | 0 | 289.1201 | 0 | 289.5813 | 0.0040294 | 564.971 | 0 | 289.1201 | 0 | 568.1613 | 0.00036637 | 566.0206 | 0.032243 | 289.1201 | 0 | 828.6083 | 0.0010083 | 903.8985 | 0.011878 | 1088.074 | 2.0487e-05 | 1005.0908 | 0.014997 | 1022.0652 | 0 | 1021.4506 | 0 | 1021.4443 | 0.0054251 | 289.12 | 4.2842e-05 | 289.5813 | 0 | 289.1201 | 0 | 289.1201 | 0 | 289.5813 | #REF! | 289.1201 | 0 | 286.8212 | 0
| 211.6877 | 0 | 211.6877 | -0.056333 | 211.6877 | 0.034613 | 211.6877 | 0 | 211.6877 | 0 | 211.6877 | 0 | 368.512 | 9.7618 | 289.3293 | 0.10352 | 211.6877 | 0 | 368.512 | 0.015653 | 289.3293 | 0 | 289.3293 | 0 | 283.3163 | 0 | 289.3293 | 0 | 289.3293 | 0 | 289.7911 | 0 | 287.529 | 0 | 289.3293 | 0 | 289.7911 | 0 | 289.7911 | 0 | 289.7911 | 0 | 368.512 | 0.0091439 | 289.7911 | 0 | 289.7911 | 4.9387e-06 | 785 | 0.035248 | 289.3293 | 0 | 283.7 | -0.027165 | 289.7911 | 0 | 289.3293 | 0 | 367.9948 | 0.00029269 | 289.7911 | 0 | 289.7911 | 0 | 289.3293 | 0 | 289.7911 | 0 | 289.7911 | 0 | 289.7911 | 0 | 566.1779 | 0.013882 | 289.3293 | 0 | 289.3293 | 0 | 289.7911 | 0.0018455 | 565.1291 | 0.00078262 | 289.3293 | 0 | 568.3178 | 9.1044e-05 | 566.1779 | 0.033555 | 289.3293 | 0 | 828.6766 | 0.0016358 | 904.1396 | 0.012936 | 1088.132 | 2.0487e-05 | 1005.1031 | 0.014991 | 1022.1165 | 0 | 1021.5018 | 0 | 1021.4954 | 0.0055058 | 289.329 | 3.2076e-05 | 289.7911 | 0 | 289.3293 | 0 | 289.3293 | 0 | 289.7911 | #REF! | 289.3293 | 0 | 287.031 | 0
| 211.7591 | 0 | 211.7591 | 0.0066216 | 211.7591 | 0.034613 | 211.7591 | 0 | 211.7591 | 0 | 211.7591 | 0 | 368.6252 | 9.6074 | 289.5386 | 0.054664 | 211.7591 | 0 | 368.6252 | 0.01046 | 289.5386 | 0 | 289.5386 | 0 | 283.527 | 0 | 289.5386 | 0 | 289.5386 | 0 | 290.001 | 0 | 287.7416 | 0 | 289.5386 | 0 | 290.001 | 0 | 290.001 | 0 | 290.001 | 0 | 368.6252 | 0.020061 | 290.001 | 0 | 290.001 | 7.3302e-05 | 786 | 0.030996 | 289.5386 | 0 | 283.91 | -0.011776 | 290.001 | 0 | 289.5386 | 0 | 368.106 | 0.0002885 | 290.001 | 0 | 290.001 | 0.0088516 | 289.5386 | 0 | 290.001 | 0 | 290.001 | 0 | 290.001 | 0 | 566.3352 | 0.021037 | 289.5386 | 0 | 289.5386 | 0 | 290.001 | 0.0046758 | 565.2871 | 0 | 289.5386 | 0 | 568.4743 | 0.00035979 | 566.3352 | 0.031478 | 289.5386 | 0 | 828.7449 | 0.002441 | 904.3807 | 0.012548 | 1088.1899 | 2.5608e-05 | 1005.1155 | 0.014986 | 1022.1677 | 0 | 1021.5529 | 0 | 1021.5465 | 0.0055762 | 289.539 | 3.2143e-05 | 290.001 | 0 | 289.5386 | 0 | 289.5386 | 0 | 290.001 | #REF! | 289.5386 | 0 | 287.2409 | 0
| 211.8305 | 0 | 211.8305 | 0.0044872 | 211.8305 | 0.034613 | 211.8305 | 0 | 211.8305 | 0 | 211.8305 | 0 | 368.7383 | 9.3826 | 289.7479 | -0.05563 | 211.8305 | 0 | 368.7383 | 0.010808 | 289.7479 | 0 | 289.7479 | 0 | 283.7378 | 0 | 289.7479 | 0 | 289.7479 | 0 | 290.2109 | 0 | 287.9542 | 0 | 289.7479 | 0 | 290.2109 | 0 | 290.2109 | 0 | 290.2109 | 0 | 368.7383 | 0.0085507 | 290.2109 | 0 | 290.2109 | 0 | 787 | 0.026261 | 289.7479 | 0 | 284.12 | -0.012125 | 290.2109 | 0 | 289.7479 | 0 | 368.2173 | 0.00034795 | 290.2109 | 0 | 290.2109 | 0 | 289.7479 | 0 | 290.2109 | 0 | 290.2109 | 0 | 290.2109 | 0 | 566.4924 | 0.010519 | 289.7479 | 0 | 289.7479 | 0 | 290.2109 | -0.0011973 | 565.4451 | 0 | 289.7479 | 0 | 568.6308 | 8.885e-05 | 566.4924 | 0.033227 | 289.7479 | 0 | 828.8133 | 0.0017335 | 904.6218 | 0.013359 | 1088.2479 | 3.073e-05 | 1005.1279 | 0.014979 | 1022.2188 | 0 | 1021.604 | 0 | 1021.5977 | 0.0056364 | 289.748 | 3.2187e-05 | 290.2109 | 0 | 289.7479 | 0 | 289.7479 | 0 | 290.2109 | #REF! | 289.7479 | 0 | 287.4508 | 0
| 211.902 | 0 | 211.902 | 0.070294 | 211.902 | 0.034613 | 211.902 | 0 | 211.902 | 0 | 211.902 | 0 | 368.8514 | 9.2555 | 289.9572 | 0.018913 | 211.902 | 0 | 368.8514 | 0.020546 | 289.9572 | 0 | 289.9572 | 0 | 283.9486 | 0 | 289.9572 | 0 | 289.9572 | 0 | 290.4208 | 0 | 288.1668 | 0 | 289.9572 | 0 | 290.4208 | 0 | 290.4208 | 0 | 290.4208 | 0 | 368.8514 | 0.0070202 | 290.4208 | 0 | 290.4208 | 4.3334e-05 | 788 | 0.025033 | 289.9572 | 0 | 284.33 | -0.00023318 | 290.4208 | 0 | 289.9572 | 0 | 368.3286 | 0.00037006 | 290.4208 | 0 | 290.4208 | 0.016215 | 289.9572 | 0 | 290.4208 | 0 | 290.4208 | 0 | 290.4208 | 0 | 566.6498 | 0.020076 | 289.9572 | 0 | 289.9572 | 0 | 290.4208 | 0.0071207 | 565.6032 | 0 | 289.9572 | 0 | 568.7873 | 0.00041463 | 566.6498 | 0.031697 | 289.9572 | 0 | 828.8817 | 0.0011507 | 904.8629 | 0.01276 | 1088.306 | 3.5851e-05 | 1005.1403 | 0.014972 | 1022.27 | 0 | 1021.6551 | 0 | 1021.6487 | 0.0056842 | 289.957 | 4.2852e-05 | 290.4208 | 0 | 289.9572 | 0 | 289.9572 | 0 | 290.4208 | #REF! | 289.9572 | 0 | 287.6608 | 0
| 211.9734 | 0 | 211.9734 | -0.018649 | 211.9734 | 0.034613 | 211.9734 | 0 | 211.9734 | 0 | 211.9734 | 0 | 368.9646 | 9.0586 | 290.1665 | -0.019598 | 211.9734 | 0 | 368.9646 | 0.03439 | 290.1665 | 0 | 290.1665 | 0 | 284.1594 | 0 | 290.1665 | 0 | 290.1665 | 0 | 290.6307 | 0 | 288.3794 | 0 | 290.1665 | 0 | 290.6307 | 0 | 290.6307 | 0 | 290.6307 | 0 | 368.9646 | 0.0088474 | 290.6307 | 0 | 290.6307 | 0 | 789 | 0.023866 | 290.1665 | 0 | 284.54 | 0.0015157 | 290.6307 | 0 | 290.1665 | 0 | 368.4398 | 0.00038149 | 290.6307 | 0 | 290.6307 | 0 | 290.1665 | 0 | 290.6307 | 0 | 290.6307 | 0 | 290.6307 | 0 | 566.8071 | 0.015965 | 290.1665 | 0 | 290.1665 | 0 | 290.6307 | 9.8867e-05 | 565.7613 | 0.00078262 | 290.1665 | 0 | 568.9438 | 0.00015247 | 566.8071 | 0.034539 | 290.1665 | 0 | 828.9501 | 0.0017748 | 905.104 | 0.013782 | 1088.364 | 4.0973e-05 | 1005.1526 | 0.014965 | 1022.3212 | 0 | 1021.7062 | 0 | 1021.6999 | 0.0057171 | 290.166 | 6.4197e-05 | 290.6307 | 0 | 290.1665 | 0 | 290.1665 | 0 | 290.6307 | #REF! | 290.1665 | 0 | 287.8707 | 0
| 212.0448 | 0 | 212.0448 | -0.012116 | 212.0448 | 0.034613 | 212.0448 | 0 | 212.0448 | 0 | 212.0448 | 0 | 369.0777 | 8.9311 | 290.3758 | 0.041242 | 212.0448 | 0 | 369.0777 | 0.022138 | 290.3758 | 0 | 290.3758 | 0 | 284.3701 | 0 | 290.3758 | 0 | 290.3758 | 0 | 290.8406 | 0 | 288.592 | 0 | 290.3758 | 0 | 290.8406 | 0 | 290.8406 | 0 | 290.8406 | 0 | 369.0777 | 0.01118 | 290.8406 | 0 | 290.8406 | 0.00016972 | 790 | 0.022699 | 290.3758 | 0 | 284.75 | -0.0079281 | 290.8406 | 0 | 290.3758 | 0 | 368.5511 | 0.00033881 | 290.8406 | 0 | 290.8406 | 0.013404 | 290.3758 | 0 | 290.8406 | 0 | 290.8406 | 0 | 290.8406 | 0 | 566.9644 | 0.022532 | 290.3758 | 0 | 290.3758 | 0 | 290.8406 | 0.0037996 | 565.9193 | 0.00017392 | 290.3758 | 0 | 569.1003 | 0.00029946 | 566.9644 | 0.032462 | 290.3758 | 0 | 829.0184 | 0.0016807 | 905.3451 | 0.013324 | 1088.422 | 5.1216e-05 | 1005.165 | 0.014957 | 1022.3724 | 0 | 1021.7574 | 0 | 1021.751 | 0.0057353 | 290.376 | 5.3516e-05 | 290.8406 | 0 | 290.3758 | 0 | 290.3758 | 0 | 290.8406 | #REF! | 290.3758 | 0 | 288.0807 | 0
| 212.1163 | 0 | 212.1163 | 0.033464 | 212.1163 | 0.034613 | 212.1163 | 0 | 212.1163 | 0 | 212.1163 | 0 | 369.1908 | 8.8297 | 290.5851 | 0.087544 | 212.1163 | 0 | 369.1908 | 0 | 290.5851 | 0 | 290.5851 | 0 | 284.581 | 0 | 290.5851 | 0 | 290.5851 | 0 | 291.0506 | 0 | 288.8046 | 0 | 290.5851 | 0 | 291.0506 | 0 | 291.0506 | 0 | 291.0506 | 0 | 369.1908 | 0.016299 | 291.0506 | 0 | 291.0506 | 3.0821e-05 | 791 | 0.021532 | 290.5851 | 0 | 284.96 | -0.0093273 | 291.0506 | 0 | 290.5851 | 0 | 368.6624 | 0.00037692 | 291.0506 | 0 | 291.0506 | 0 | 290.5851 | 0 | 291.0506 | 0 | 291.0506 | 0 | 291.0506 | 0 | 567.1217 | 0.017086 | 290.5851 | 0 | 290.5851 | 0 | 291.0506 | -0.0076132 | 566.0774 | 0.00078262 | 290.5851 | 0 | 569.2568 | 0.00019854 | 567.1217 | 0.034648 | 290.5851 | 0 | 829.0869 | 0.0018817 | 905.5862 | 0.014099 | 1088.48 | 5.6338e-05 | 1005.1774 | 0.014949 | 1022.4236 | 0 | 1021.8085 | 0 | 1021.8022 | 0.0057399 | 290.585 | 3.212e-05 | 291.0506 | 0 | 290.5851 | 0 | 290.5851 | 0 | 291.0506 | #REF! | 290.5851 | 0 | 288.2906 | 0
| 212.1877 | 0 | 212.1877 | -0.00018762 | 212.1877 | 0.034613 | 212.1877 | 0 | 212.1877 | 0 | 212.1877 | 0 | 369.304 | 8.7073 | 290.7945 | 0.025033 | 212.1877 | 0 | 369.304 | 0.012328 | 290.7945 | 0 | 290.7945 | 0 | 284.7918 | 0 | 290.7945 | 0 | 290.7945 | 0 | 291.2605 | 0 | 289.0172 | 0 | 290.7945 | 0 | 291.2605 | 0 | 291.2605 | 0 | 291.2605 | 0 | 369.304 | 0.010553 | 291.2605 | 0 | 291.2605 | 3.9478e-05 | 792 | 0.020365 | 290.7945 | 0 | 285.17 | 0.023551 | 291.2605 | 0 | 290.7945 | 0 | 368.7737 | 0.00037082 | 291.2605 | 0 | 291.2605 | 0.012518 | 290.7945 | 0 | 291.2605 | 0 | 291.2605 | 0 | 291.2605 | 0 | 567.2791 | 0.023066 | 290.7945 | 0 | 290.7945 | 0 | 291.2605 | 0.0024997 | 566.2355 | 0 | 290.7945 | 0 | 569.4134 | 0.00026106 | 567.2791 | 0.03115 | 290.7945 | 0 | 829.1552 | 0.0021401 | 905.8274 | 0.013606 | 1088.5381 | 6.146e-05 | 1005.1898 | 0.01494 | 1022.4748 | 0 | 1021.8597 | 0 | 1021.8533 | 0.0057296 | 290.795 | 3.7465e-05 | 291.2605 | 0 | 290.7945 | 0 | 290.7945 | 0 | 291.2605 | #REF! | 290.7945 | 0 | 288.5006 | 0
| 212.2592 | 0 | 212.2592 | -0.024564 | 212.2592 | 0.034613 | 212.2592 | 0 | 212.2592 | 0 | 212.2592 | 0 | 369.4171 | 8.5423 | 291.0039 | -0.052378 | 212.2592 | 0 | 369.4171 | 0.0070812 | 291.0039 | 0 | 291.0039 | 0 | 285.0026 | 0 | 291.0039 | 0 | 291.0039 | 0 | 291.4705 | 0 | 289.2298 | 0 | 291.0039 | 0 | 291.4705 | 0 | 291.4705 | 0 | 291.4705 | 0 | 369.4171 | 0.0058817 | 291.4705 | 0 | 291.4705 | 0 | 793 | 0.019198 | 291.0039 | 0 | 285.38 | -0.017373 | 291.4705 | 0 | 291.0039 | 0 | 368.885 | 0.00035291 | 291.4705 | 0 | 291.4705 | 0 | 291.0039 | 0 | 291.4705 | 0 | 291.4705 | 0 | 291.4705 | 0 | 567.4364 | 0.010412 | 291.0039 | 0 | 291.0039 | 0 | 291.4705 | 0.0064525 | 566.3936 | 0.00026087 | 291.0039 | 0 | 569.5699 | 0.00028849 | 567.4364 | 0.033009 | 291.0039 | 0 | 829.2236 | 0.0028701 | 906.0685 | 0.014346 | 1088.5961 | 7.1703e-05 | 1005.2021 | 0.014931 | 1022.5261 | 0 | 1021.9108 | 0 | 1021.9045 | 0.0057092 | 291.004 | 4.8153e-05 | 291.4705 | 0 | 291.0039 | 0 | 291.0039 | 0 | 291.4705 | #REF! | 291.0039 | 0 | 288.7106 | 0
| 212.3306 | 0 | 212.3307 | -0.0006165 | 212.3306 | 0.034613 | 212.3306 | 0 | 212.3306 | 0 | 212.3307 | 0 | 369.5302 | 8.5012 | 291.2133 | 0.098765 | 212.3306 | 0 | 369.5302 | 0.0089657 | 291.2133 | 0 | 291.2133 | 0 | 285.2135 | 0 | 291.2133 | 0 | 291.2133 | 0 | 291.6805 | 0 | 289.4425 | 0 | 291.2133 | 0 | 291.6805 | 0 | 291.6805 | 0 | 291.6805 | 0 | 369.5302 | 0 | 291.6805 | 0 | 291.6805 | 0.00011376 | 794 | 0.018031 | 291.2133 | 0 | 285.59 | -0.0033811 | 291.6805 | 0 | 291.2133 | 0 | 368.9963 | 0.00029117 | 291.6805 | 0 | 291.6805 | 0.0049814 | 291.2133 | 0 | 291.6805 | 0 | 291.6805 | 0 | 291.6805 | 0 | 567.5938 | 0.020717 | 291.2133 | 0 | 291.2133 | 0 | 291.6805 | 0.0056281 | 566.5517 | 0.00017392 | 291.2133 | 0 | 569.7265 | 0.00025997 | 567.5938 | 0.030932 | 291.2133 | 0 | 829.2922 | 0.0027348 | 906.3097 | 0.013993 | 1088.6542 | 7.6824e-05 | 1005.2145 | 0.014921 | 1022.5773 | 0 | 1021.962 | 0 | 1021.9557 | 0.0056842 | 291.213 | 6.4263e-05 | 291.6805 | 0 | 291.2133 | 0 | 291.2133 | 0 | 291.6805 | #REF! | 291.2133 | 0 | 288.9206 | 0
| 212.4021 | 0 | 212.4021 | 0.033008 | 212.4021 | 0.034613 | 212.4021 | 0 | 212.4021 | 0 | 212.4021 | 0 | 369.6433 | 8.3836 | 291.4227 | -0.0045845 | 212.4021 | 0 | 369.6433 | 0.019753 | 291.4227 | 0 | 291.4227 | 0 | 285.4243 | 0 | 291.4227 | 0 | 291.4227 | 0 | 291.8905 | 0 | 289.6551 | 0 | 291.4227 | 0 | 291.8905 | 0 | 291.8905 | 0 | 291.8905 | 0 | 369.6433 | 0.020165 | 291.8905 | 0 | 291.8905 | 0 | 795 | 0.017534 | 291.4227 | 0 | 285.8 | -0.01947 | 291.8905 | 0 | 291.4227 | 0 | 369.1076 | 0.00027326 | 291.8905 | 0 | 291.8905 | 0 | 291.4227 | 0 | 291.8905 | 0 | 291.8905 | 0 | 291.8905 | 0 | 567.7511 | 0.011853 | 291.4227 | 0 | 291.4227 | 0 | 291.8905 | 0.0046645 | 566.7098 | 0.00078262 | 291.4227 | 0 | 569.8831 | 0.0002139 | 567.7511 | 0.033774 | 291.4227 | 0 | 829.3605 | 0.0024425 | 906.5508 | 0.014874 | 1088.7122 | 8.7068e-05 | 1005.2269 | 0.01491 | 1022.6285 | 0 | 1022.0132 | 0 | 1022.0068 | 0.0056569 | 291.423 | 4.8162e-05 | 291.8905 | 0 | 291.4227 | 0 | 291.4227 | 0 | 291.8905 | #REF! | 291.4227 | 0 | 289.1307 | 0
| 212.4736 | 0 | 212.4736 | 0.041045 | 212.4736 | 0.034613 | 212.4736 | 0 | 212.4736 | 0 | 212.4736 | 0 | 369.7565 | 8.3746 | 291.6321 | 0.023454 | 212.4736 | 0 | 369.7565 | 0.014195 | 291.6321 | 0 | 291.6321 | 0 | 285.6352 | 0 | 291.6321 | 0 | 291.6321 | 0 | 292.1005 | 0 | 289.8678 | 0 | 291.6321 | 0 | 292.1005 | 0 | 292.1005 | 0 | 292.1005 | 0 | 369.7565 | 0.02121 | 292.1005 | 0 | 292.1005 | 6.2988e-05 | 796 | 0.017557 | 291.6321 | 0 | 286.01 | -0.0016322 | 292.1005 | 0 | 291.6321 | 0 | 369.2189 | 0.00025839 | 292.1005 | 0 | 292.1005 | 0.0096994 | 291.6321 | 0 | 292.1005 | 0 | 292.1005 | 0 | 292.1005 | 0 | 567.9085 | 0.019542 | 291.6321 | 0 | 291.6321 | 0 | 292.1005 | 0.0027062 | 566.8679 | 0 | 291.6321 | 0 | 570.0397 | 0.00027203 | 567.9085 | 0.031478 | 291.6321 | 0 | 829.429 | 0.0022697 | 906.792 | 0.01431 | 1088.7703 | 9.7311e-05 | 1005.2393 | 0.014899 | 1022.6798 | 0 | 1022.0643 | 0 | 1022.058 | 0.0056319 | 291.632 | 5.885e-05 | 292.1005 | 0 | 291.6321 | 0 | 291.6321 | 0 | 292.1005 | #REF! | 291.6321 | 0 | 289.3407 | 0
| 212.5451 | 0 | 212.5451 | -0.030563 | 212.5451 | 0.034613 | 212.5451 | 0 | 212.5451 | 0 | 212.5451 | 0 | 369.8696 | 8.1544 | 291.8416 | -0.10788 | 212.5451 | 0 | 369.8696 | 0.027512 | 291.8416 | 0 | 291.8416 | 0 | 285.8461 | 0 | 291.8416 | 0 | 291.8416 | 0 | 292.3106 | 0 | 290.0805 | 0 | 291.8416 | 0 | 292.3106 | 0 | 292.3106 | 0 | 292.3106 | 0 | 369.8696 | 0.016508 | 292.3106 | 0 | 292.3106 | 0 | 797 | 0.017579 | 291.8416 | 0 | 286.22 | -0.00058295 | 292.3106 | 0 | 291.8416 | 0 | 369.3302 | 0.00027059 | 292.3106 | 0 | 292.3106 | 0 | 291.8416 | 0 | 292.3106 | 0 | 292.3106 | 0 | 292.3106 | 0 | 568.0659 | 0.01495 | 291.8416 | 0 | 291.8416 | 0 | 292.3106 | 0.00055199 | 567.026 | 0.0013044 | 291.8416 | 0 | 570.1962 | 0.00023474 | 568.0659 | 0.033664 | 291.8416 | 0 | 829.4974 | 0.0025838 | 907.0331 | 0.015051 | 1088.8283 | 0.00010243 | 1005.2516 | 0.014888 | 1022.731 | 0 | 1022.1155 | 0 | 1022.1092 | 0.0056103 | 291.842 | 4.8228e-05 | 292.3106 | 0 | 291.8416 | 0 | 291.8416 | 0 | 292.3106 | #REF! | 291.8416 | 0 | 289.5508 | 0
| 212.6165 | 0 | 212.6165 | -0.054273 | 212.6165 | 0.034613 | 212.6165 | 0 | 212.6165 | 0 | 212.6165 | 0 | 369.9827 | 8.1484 | 292.051 | 0.024566 | 212.6165 | 0 | 369.9827 | 0.012328 | 292.051 | 0 | 292.051 | 0 | 286.057 | 0 | 292.051 | 0 | 292.051 | 0 | 292.5206 | 0 | 290.2932 | 0 | 292.051 | 0 | 292.5206 | 0 | 292.5206 | 0 | 292.5206 | 0 | 369.9827 | 0.0022741 | 292.5206 | 0 | 292.5206 | 0.00010188 | 798 | 0.017601 | 292.051 | 0 | 286.43 | 0.0078116 | 292.5206 | 0 | 292.051 | 0 | 369.4415 | 0.00025268 | 292.5206 | 0 | 292.5206 | 0.0080332 | 292.051 | 0 | 292.5206 | 0 | 292.5206 | 0 | 292.5206 | 0 | 568.2232 | 0.021518 | 292.051 | 0 | 292.051 | 0 | 292.5206 | 0.0084001 | 567.1841 | 0 | 292.051 | 0 | 570.3528 | 0.00027971 | 568.2232 | 0.031041 | 292.051 | 0 | 829.5659 | 0.0021817 | 907.2743 | 0.014733 | 1088.8863 | 0.00011268 | 1005.264 | 0.014876 | 1022.7822 | 0 | 1022.1667 | 0 | 1022.1603 | 0.005591 | 292.051 | 5.3539e-05 | 292.5206 | 0 | 292.051 | 0 | 292.051 | 0 | 292.5206 | #REF! | 292.051 | 0 | 289.7608 | 0
| 212.688 | 0 | 212.688 | -0.0073986 | 212.688 | 0.034613 | 212.688 | 0 | 212.688 | 0 | 212.688 | 0 | 370.0958 | 7.9449 | 292.2605 | -0.030483 | 212.688 | 0 | 370.0958 | 0.022783 | 292.2605 | 0 | 292.2605 | 0 | 286.2679 | 0 | 292.2605 | 0 | 292.2605 | 0 | 292.7307 | 0 | 290.5059 | 0 | 292.2605 | 0 | 292.7307 | 0 | 292.7307 | 0 | 292.7307 | 0 | 370.0958 | 0 | 292.7307 | 0 | 292.7307 | 0 | 799 | 0.017623 | 292.2605 | 0 | 286.64 | -0.0079281 | 292.7307 | 0 | 292.2605 | 0 | 369.5529 | 0.0002805 | 292.7307 | 0 | 292.7307 | 0 | 292.2605 | 0 | 292.7307 | 0 | 292.7307 | 0 | 292.7307 | 0 | 568.3806 | 0.018581 | 292.2605 | 0 | 292.2605 | 0 | 292.7307 | -0.0062166 | 567.3423 | 0.00026087 | 292.2605 | 0 | 570.5095 | 0.0002468 | 568.3806 | 0.033118 | 292.2605 | 0 | 829.6344 | 0.0019819 | 907.5155 | 0.015685 | 1088.9445 | 0.00012292 | 1005.2764 | 0.014864 | 1022.8335 | 0 | 1022.2179 | 0 | 1022.2115 | 0.0055705 | 292.26 | 4.2807e-05 | 292.7307 | 0 | 292.2605 | 0 | 292.2605 | 0 | 292.7307 | #REF! | 292.2605 | 0 | 289.9709 | 0
| 212.7595 | 0 | 212.7595 | 0.011311 | 212.7595 | 0.034613 | 212.7595 | 0 | 212.7595 | 0 | 212.7595 | 0 | 370.209 | 7.8131 | 292.47 | 0.10699 | 212.7595 | 0 | 370.209 | 0.0085921 | 292.47 | 0 | 292.47 | 0 | 286.4789 | 0 | 292.47 | 0 | 292.47 | 0 | 292.9408 | 0 | 290.7186 | 0 | 292.47 | 0 | 292.9408 | 0 | 292.9408 | 0 | 292.9408 | 0 | 370.209 | 0.0070202 | 292.9408 | 0 | 292.9408 | 0.00011096 | 800 | 0.017645 | 292.47 | 0 | 286.85 | -0.0075784 | 292.9408 | 0 | 292.47 | 0 | 369.6642 | 0.00025458 | 292.9408 | 0 | 292.9408 | 0.0058886 | 292.47 | 0 | 292.9408 | 0 | 292.9408 | 0 | 292.9408 | 0 | 568.538 | 0.015751 | 292.47 | 0 | 292.47 | 0 | 292.9408 | 0.0042791 | 567.5004 | 0 | 292.47 | 0 | 570.6661 | 0.00022267 | 568.538 | 0.031041 | 292.47 | 0 | 829.7029 | 0.0022764 | 907.7567 | 0.015015 | 1089.0026 | 0.00013316 | 1005.2888 | 0.014851 | 1022.8847 | 0 | 1022.2691 | 0 | 1022.2628 | 0.0055433 | 292.47 | 8.5651e-05 | 292.9408 | 0 | 292.47 | 0 | 292.47 | 0 | 292.9408 | #REF! | 292.47 | 0 | 290.181 | 0
| 212.831 | 0 | 212.831 | -0.029834 | 212.831 | 0.034613 | 212.831 | 0 | 212.831 | 0 | 212.831 | 0 | 370.3221 | 7.7885 | 292.6795 | -0.051906 | 212.831 | 0 | 370.3221 | 0.03396 | 292.6795 | 0 | 292.6795 | 0 | 286.6898 | 0 | 292.6795 | 0 | 292.6795 | 0 | 293.1509 | 0 | 290.9313 | 0 | 292.6795 | 0 | 293.1509 | 0 | 293.1509 | 0 | 293.1509 | 0 | 370.3221 | 0 | 293.1509 | 0 | 293.1509 | 0 |  |  | 292.6795 | 0 | 287.06 | -0.017722 | 293.1509 | 0 | 292.6795 | 0 | 369.7755 | 0.00030337 | 293.1509 | 0 | 293.1509 | 0 | 292.6795 | 0 | 293.1509 | 0 | 293.1509 | 0 | 293.1509 | 0 | 568.6955 | 0.017567 | 292.6795 | 0 | 292.6795 | 0 | 293.1509 | -0.0028627 | 567.6585 | 0.00078262 | 292.6795 | 0 | 570.8227 | 0.00027423 | 568.6955 | 0.033227 | 292.6795 | 0 | 829.7714 | 0.0017124 | 907.9979 | 0.016073 | 1089.0607 | 0.00014341 | 1005.3011 | 0.014837 | 1022.936 | 0 | 1022.3203 | 0 | 1022.314 | 0.0055046 | 292.68 | 3.7473e-05 | 293.1509 | 0 | 292.6795 | 0 | 292.6795 | 0 | 293.1509 | #REF! | 292.6795 | 0 | 290.3912 | 0
| 212.9025 | 0 | 212.9025 | -0.031751 | 212.9025 | 0.034613 | 212.9025 | 0 | 212.9025 | 0 | 212.9025 | 0 | 370.4352 | 7.687 | 292.889 | 0.025808 | 212.9025 | 0 | 370.4352 | 0.023858 | 292.889 | 0 | 292.889 | 0 | 286.9008 | 0 | 292.889 | 0 | 292.889 | 0 | 293.361 | 0 | 291.144 | 0 | 292.889 | 0 | 293.361 | 0 | 293.361 | 0 | 293.361 | 0 | 370.4352 | 0.017658 | 293.361 | 0 | 293.361 | 5.8049e-05 |  |  | 292.889 | 0 | 287.27 | -0.0079281 | 293.361 | 0 | 292.889 | 0 | 369.8869 | 0.00031747 | 293.361 | 0 | 293.361 | 0.001328 | 292.889 | 0 | 293.361 | 0 | 293.361 | 0 | 293.361 | 0 | 568.8529 | 0.026003 | 292.889 | 0 | 292.889 | 0 | 293.361 | 0.0040389 | 567.8167 | 0.0012174 | 292.889 | 0 | 570.9793 | 0.00022267 | 568.8529 | 0.031588 | 292.889 | 0 | 829.84 | 0.0013862 | 908.2391 | 0.015685 | 1089.1186 | 0.00015365 | 1005.3135 | 0.014823 | 1022.9872 | 0 | 1022.3715 | 0 | 1022.3651 | 0.0054535 | 292.889 | 6.4247e-05 | 293.361 | 0 | 292.889 | 0 | 292.889 | 0 | 293.361 | #REF! | 292.889 | 0 | 290.6013 | 0
| 212.974 | 0 | 212.974 | 0.020164 | 212.974 | 0.034613 | 212.974 | 0 | 212.974 | 0 | 212.974 | 0 | 370.5483 | 7.539 | 293.0986 | 0.075898 | 212.974 | 0 | 370.5483 | 0.040193 | 293.0986 | 0 | 293.0986 | 0 | 287.1118 | 0 | 293.0986 | 0 | 293.0986 | 0 | 293.5711 | 0 | 291.3568 | 0 | 293.0986 | 0 | 293.5711 | 0 | 293.5711 | 0 | 293.5711 | 0 | 370.5483 | 0.0055852 | 293.5711 | 0 | 293.5711 | 0 |  |  | 293.0986 | 0 | 287.48 | -0.022969 | 293.5711 | 0 | 293.0986 | 0 | 369.9982 | 0.00038492 | 293.5711 | 0 | 293.5711 | 0 | 293.0986 | 0 | 293.5711 | 0 | 293.5711 | 0 | 293.5711 | 0 | 569.0103 | 0.010519 | 293.0986 | 0 | 293.0986 | 0 | 293.5711 | -0.0015256 | 567.9748 | 0.00026087 | 293.0986 | 0 | 571.136 | 0.00027971 | 569.0103 | 0.032462 | 293.0986 | 0 | 829.9084 | 0.001582 | 908.4803 | 0.016496 | 1089.1768 | 0.00016389 | 1005.3259 | 0.014808 | 1023.0385 | 0 | 1022.4227 | 0 | 1022.4163 | 0.0053899 | 293.099 | 4.8205e-05 | 293.5711 | 0 | 293.0986 | 0 | 293.0986 | 0 | 293.5711 | #REF! | 293.0986 | 0 | 290.8114 | 0
| 213.0455 | 0 | 213.0455 | 0.048706 | 213.0455 | 0.034613 | 213.0455 | 0 | 213.0455 | 0 | 213.0455 | 0 | 370.6614 | 7.4479 | 293.3082 | 0.1083 | 213.0455 | 0 | 370.6614 | 0.03439 | 293.3082 | 0 | 293.3082 | 0 | 287.3227 | 0 | 293.3082 | 0 | 293.3082 | 0 | 293.7813 | 0 | 291.5695 | 0 | 293.3082 | 0 | 293.7813 | 0 | 293.7813 | 0 | 293.7813 | 0 | 370.6614 | 0.0233 | 293.7813 | 0 | 293.7813 | 0.00013934 |  |  | 293.3082 | 0 | 287.69 | 0.0029147 | 293.7813 | 0 | 293.3082 | 0 | 370.1096 | 0.00032928 | 293.7813 | 0 | 293.7813 | 0.0093011 | 293.3082 | 0 | 293.7813 | 0 | 293.7813 | 0 | 293.7813 | 0 | 569.1677 | 0.022799 | 293.3082 | 0 | 293.3082 | 0 | 293.7813 | 0.0035634 | 568.133 | 0.00017392 | 293.3082 | 0 | 571.2926 | 0.00018977 | 569.1677 | 0.03115 | 293.3082 | 0 | 829.9769 | 0.001487 | 908.7215 | 0.015897 | 1089.2349 | 0.00017926 | 1005.3383 | 0.014793 | 1023.0898 | 0 | 1022.4739 | 0 | 1022.4676 | 0.0053194 | 293.308 | 5.3574e-05 | 293.7813 | 0 | 293.3082 | 0 | 293.3082 | 0 | 293.7813 | #REF! | 293.3082 | 0 | 291.0216 | 0
| 213.117 | 0 | 213.117 | -0.038114 | 213.117 | 0.034613 | 213.117 | 0 | 213.117 | 0 | 213.117 | 0 | 370.7745 | 7.3144 | 293.5177 | 0.029959 | 213.117 | 0 | 370.7745 | 0.041053 | 293.5177 | 0 | 293.5177 | 0 | 287.5337 | 0 | 293.5177 | 0 | 293.5177 | 0 | 293.9915 | 0 | 291.7823 | 0 | 293.5177 | 0 | 293.9915 | 0 | 293.9915 | 0 | 293.9915 | 0 | 370.7745 | 0.019538 | 293.9915 | 0 | 293.9915 | 1.1706e-06 |  |  | 293.5177 | 0 | 287.9 | -0.0075784 | 293.9915 | 0 | 293.5177 | 0 | 370.2209 | 0.00030146 | 293.9915 | 0 | 293.9915 | 0 | 293.5177 | 0 | 293.9915 | 0 | 293.9915 | 0 | 293.9915 | 0 | 569.3252 | 0.018955 | 293.5177 | 0 | 293.5177 | 0 | 293.9915 | -0.0034649 | 568.2912 | 0.00026087 | 293.5177 | 0 | 571.4493 | 0.00027203 | 569.3252 | 0.033009 | 293.5177 | 0 | 830.0456 | 0.0015782 | 908.9627 | 0.016566 | 1089.293 | 0.0001895 | 1005.3506 | 0.014777 | 1023.141 | 0 | 1022.5252 | 0 | 1022.5188 | 0.0052501 | 293.518 | 4.8205e-05 | 293.9915 | 0 | 293.5177 | 0 | 293.5177 | 0 | 293.9915 | #REF! | 293.5177 | 0 | 291.2318 | 0
| 213.1885 | 0 | 213.1886 | -0.042802 | 213.1885 | 0.034613 | 213.1885 | 0 | 213.1885 | 0 | 213.1885 | 0 | 370.8876 | 7.2311 | 293.7273 | -0.035098 | 213.1885 | 0 | 370.8876 | 0.039978 | 293.7273 | 0 | 293.7273 | 0 | 287.7448 | 0 | 293.7273 | 0 | 293.7273 | 0 | 294.2016 | 0 | 291.9951 | 0 | 293.7273 | 0 | 294.2016 | 0 | 294.2016 | 0 | 294.2016 | 0 | 370.8876 | 0.019434 | 294.2016 | 0 | 294.2016 | 8.7608e-05 |  |  | 293.7273 | 0 | 288.11 | 0.0029147 | 294.2016 | 0 | 293.7273 | 0 | 370.3323 | 0.00026259 | 294.2016 | 0 | 294.2016 | 0.0067872 | 293.7273 | 0 | 294.2016 | 0 | 294.2016 | 0 | 294.2016 | 0 | 569.4826 | 0.018047 | 293.7273 | 0 | 293.7273 | 0 | 294.2016 | 0.0051454 | 568.4494 | 0 | 293.7273 | 0 | 571.606 | 0.00017331 | 569.4826 | 0.031806 | 293.7273 | 0 | 830.1141 | 0.0017364 | 909.204 | 0.016531 | 1089.3512 | 0.00019974 | 1005.363 | 0.014761 | 1023.1924 | 0 | 1022.5764 | 0 | 1022.57 | 0.0051921 | 293.727 | 4.822e-05 | 294.2016 | 0 | 293.7273 | 0 | 293.7273 | 0 | 294.2016 | #REF! | 293.7273 | 0 | 291.442 | 0
| 213.2601 | 0 | 213.2601 | 0.00076738 | 213.2601 | 0.034613 | 213.2601 | 0 | 213.2601 | 0 | 213.2601 | 0 | 371.0007 | 6.9932 | 293.9369 | -0.0025013 | 213.2601 | 0 | 371.0007 | 0.026867 | 293.9369 | 0 | 293.937 | 0 | 287.9557 | 0 | 293.9369 | 0 | 293.937 | 0 | 294.4118 | 0 | 292.2079 | 0 | 293.937 | 0 | 294.4118 | 0 | 294.4118 | 0 | 294.4118 | 0 | 371.0007 | 0.022777 | 294.4118 | 0 | 294.4118 | 0 |  |  | 293.9369 | 0 | 288.32 | 0.013758 | 294.4118 | 0 | 293.937 | 0 | 370.4437 | 0.00029879 | 294.4118 | 0 | 294.4118 | 0 | 293.937 | 0 | 294.4118 | 0 | 294.4118 | 0 | 294.4118 | 0 | 569.6401 | 0.01511 | 293.9369 | 0 | 293.9369 | 0 | 294.4118 | -0.002147 | 568.6075 | 0.00078262 | 293.9369 | 0 | 571.7627 | 0.0003565 | 569.6401 | 0.033883 | 293.937 | 0 | 830.1827 | 0.0013335 | 909.4452 | 0.017271 | 1089.4093 | 0.00021511 | 1005.3754 | 0.014745 | 1023.2437 | 0 | 1022.6276 | 0 | 1022.6212 | 0.0051558 | 293.937 | 3.7454e-05 | 294.4118 | 0 | 293.937 | 0 | 293.937 | 0 | 294.4118 | #REF! | 293.937 | 0 | 291.6522 | 0
| 213.3316 | 0 | 213.3316 | 0.0059349 | 213.3316 | 0.034613 | 213.3316 | 0 | 213.3316 | 0 | 213.3316 | 0 | 371.1138 | 6.8743 | 294.1466 | 0.048776 | 213.3316 | 0 | 371.1138 | 0.040408 | 294.1466 | 0 | 294.1466 | 0 | 288.1668 | 0 | 294.1466 | 0 | 294.1466 | 0 | 294.6221 | 0 | 292.4207 | 0 | 294.1466 | 0 | 294.622 | 0 | 294.622 | 0 | 294.622 | 0 | 371.1138 | 0.0090966 | 294.6221 | 0 | 294.622 | 9.0349e-05 |  |  | 294.1466 | 0 | 288.53 | -0.012475 | 294.622 | 0 | 294.1466 | 0 | 370.5551 | 0.0003228 | 294.622 | 0 | 294.622 | 0.012319 | 294.1466 | 0 | 294.622 | 0 | 294.622 | 0 | 294.622 | 0 | 569.7975 | 0.026644 | 294.1466 | 0 | 294.1466 | 0 | 294.622 | 0.0045225 | 568.7657 | 0 | 294.1466 | 0 | 571.9194 | 0.00012066 | 569.7975 | 0.032353 | 294.1466 | 0 | 830.2512 | 0.001165 | 909.6865 | 0.016778 | 1089.4674 | 0.00022535 | 1005.3878 | 0.014728 | 1023.2949 | 0 | 1022.6788 | 0 | 1022.6725 | 0.0051501 | 294.147 | 6.4263e-05 | 294.6221 | 0 | 294.1466 | 0 | 294.1466 | 0 | 294.622 | #REF! | 294.1466 | 0 | 291.8624 | 0
| 213.4031 | 0 | 213.4031 | -0.05355 | 213.4031 | 0.034613 | 213.4031 | 0 | 213.4031 | 0 | 213.4031 | 0 | 371.2269 | 6.6814 | 294.3562 | 0.017429 | 213.4031 | 0 | 371.2269 | 0.052229 | 294.3562 | 0 | 294.3562 | 0 | 288.3778 | 0 | 294.3562 | 0 | 294.3562 | 0 | 294.8323 | 0 | 292.6335 | 0 | 294.3562 | 0 | 294.8323 | 0 | 294.8323 | 0 | 294.8323 | 0 | 371.2269 | 0.0046954 | 294.8323 | 0 | 294.8323 | 0 |  |  | 294.3562 | 0 | 288.74 | -0.016322 | 294.8323 | 0 | 294.3562 | 0 | 370.6664 | 0.00027859 | 294.8323 | 0 | 294.8323 | 0 | 294.3562 | 0 | 294.8323 | 0 | 294.8323 | 0 | 294.8323 | 0 | 569.955 | 0.0091838 | 294.3562 | 0 | 294.3562 | 0 | 294.8323 | 0.0026214 | 568.9239 | 0.00026087 | 294.3562 | 0 | 572.0761 | 0.00036746 | 569.955 | 0.034429 | 294.3562 | 0 | 830.3198 | 0.0018883 | 909.9277 | 0.017483 | 1089.5255 | 0.00024072 | 1005.4001 | 0.01471 | 1023.3463 | 0 | 1022.73 | 0 | 1022.7237 | 0.0051762 | 294.356 | 9.1086e-05 | 294.8323 | 0 | 294.3562 | 0 | 294.3562 | 0 | 294.8323 | #REF! | 294.3562 | 0 | 292.0726 | 0
| 213.4747 | 0 | 213.4747 | 0.0044413 | 213.4747 | 0.034613 | 213.4747 | 0 | 213.4747 | 0 | 213.4747 | 0 | 371.34 | 6.5707 | 294.5659 | 0.063574 | 213.4747 | 0 | 371.34 | 0.04965 | 294.5659 | 0 | 294.5659 | 0 | 288.5889 | 0 | 294.5659 | 0 | 294.5659 | 0 | 295.0425 | 0 | 292.8463 | 0 | 294.5659 | 0 | 295.0425 | 0 | 295.0425 | 0 | 295.0425 | 0 | 371.34 | 0.0028674 | 295.0425 | 0 | 295.0425 | 9.6953e-05 |  |  | 294.5659 | 0 | 288.95 | 0.0099102 | 295.0425 | 0 | 294.5659 | 0 | 370.7778 | 0.00028926 | 295.0425 | 0 | 295.0425 | 0.0070026 | 294.5659 | 0 | 295.0425 | 0 | 295.0425 | 0 | 295.0425 | 0 | 570.1125 | 0.020343 | 294.5659 | 0 | 294.5659 | 0 | 295.0425 | 0.010384 | 569.0821 | 0 | 294.5659 | 0 | 572.2328 | 0.00014918 | 570.1125 | 0.031697 | 294.5659 | 0 | 830.3884 | 0.0019403 | 910.169 | 0.017271 | 1089.5836 | 0.00025096 | 1005.4125 | 0.014692 | 1023.3976 | 0 | 1022.7813 | 0 | 1022.775 | 0.0052342 | 294.566 | 5.8881e-05 | 295.0425 | 0 | 294.5659 | 0 | 294.5659 | 0 | 295.0425 | #REF! | 294.5659 | 0 | 292.2829 | 0
| 213.5462 | 0 | 213.5462 | 0.019421 | 213.5462 | 0.034613 | 213.5462 | 0 | 213.5462 | 0 | 213.5462 | 0 | 371.4531 | 6.5121 | 294.7756 | -0.043804 | 213.5462 | 0 | 371.4531 | 0.072003 | 294.7756 | 0 | 294.7756 | 0 | 288.8 | 0 | 294.7756 | 0 | 294.7756 | 0 | 295.2528 | 0 | 293.0591 | 0 | 294.7756 | 0 | 295.2528 | 0 | 295.2528 | 0 | 295.2528 | 0 | 371.4531 | 0.0038058 | 295.2528 | 0 | 295.2528 | 0 |  |  | 294.7756 | 0 | 289.16 | -0.009677 | 295.2528 | 0 | 294.7756 | 0 | 370.8892 | 0.00025916 | 295.2528 | 0 | 295.2528 | 0 | 294.7756 | 0 | 295.2528 | 0 | 295.2528 | 0 | 295.2528 | 0 | 570.27 | 0.014203 | 294.7756 | 0 | 294.7756 | 0 | 295.2528 | 0.0045513 | 569.2404 | 0 | 294.7756 | 0 | 572.3895 | 0.00030384 | 570.27 | 0.032899 | 294.7756 | 0 | 830.4571 | 0.0023858 | 910.4103 | 0.018188 | 1089.6418 | 0.00026632 | 1005.4249 | 0.014673 | 1023.4488 | 0 | 1022.8326 | 0 | 1022.8262 | 0.0053149 | 294.776 | 2.1338e-05 | 295.2528 | 0 | 294.7756 | 0 | 294.7756 | 0 | 295.2528 | #REF! | 294.7756 | 0 | 292.4932 | 0
| 213.6178 | 0 | 213.6178 | 0.012337 | 213.6178 | 0.034613 | 213.6178 | 0 | 213.6178 | 0 | 213.6177 | 0 | 371.5662 | 6.2636 | 294.9853 | 0.02234 | 213.6178 | 0 | 371.5662 | 0.053519 | 294.9853 | 0 | 294.9853 | 0 | 289.0111 | 0 | 294.9853 | 0 | 294.9853 | 0 | 295.4631 | 0 | 293.272 | 0 | 294.9853 | 0 | 295.4631 | 0 | 295.4631 | 0 | 295.4631 | 0 | 371.5662 | 0.010866 | 295.4631 | 0 | 295.463 | 0.00011807 |  |  | 294.9853 | 0 | 289.37 | 0.0081613 | 295.4631 | 0 | 294.9853 | 0 | 371.0006 | 0.0003228 | 295.4631 | 0 | 295.463 | 0.010361 | 294.9853 | 0 | 295.4631 | 0 | 295.4631 | 0 | 295.4631 | 0 | 570.4275 | 0.021144 | 294.9853 | 0 | 294.9853 | 0 | 295.463 | 0.006218 | 569.3986 | 0.00017392 | 294.9853 | 0 | 572.5462 | 0.00020622 | 570.4275 | 0.030167 | 294.9853 | 0 | 830.5257 | 0.0020218 | 910.6515 | 0.017588 | 1089.6999 | 0.00028169 | 1005.4373 | 0.014654 | 1023.5002 | 0 | 1022.8838 | 0 | 1022.8774 | 0.005408 | 294.985 | 3.2112e-05 | 295.4631 | 0 | 294.9853 | 0 | 294.9853 | 0 | 295.463 | #REF! | 294.9853 | 0 | 292.7035 | 0
| 213.6893 | 0 | 213.6893 | -0.020274 | 213.6893 | 0.034613 | 213.6893 | 0 | 213.6893 | 0 | 213.6893 | 0 | 371.6793 | 6.0849 | 295.195 | 0.030364 | 213.6893 | 0 | 371.6793 | 0.069639 | 295.195 | 0 | 295.195 | 0 | 289.2222 | 0 | 295.195 | 0 | 295.195 | 0 | 295.6733 | 0 | 293.4848 | 0 | 295.195 | 0 | 295.6733 | 0 | 295.6733 | 0 | 295.6733 | 0 | 371.6793 | 0.024553 | 295.6733 | 0 | 295.6733 | 0 |  |  | 295.195 | 0 | 289.58 | -0.011776 | 295.6733 | 0 | 295.195 | 0 | 371.112 | 0.00037959 | 295.6733 | 0 | 295.6733 | 0 | 295.195 | 0 | 295.6733 | 0 | 295.6733 | 0 | 295.6733 | 0 | 570.585 | 0.015965 | 295.195 | 0 | 295.195 | 0 | 295.6733 | -0.00041414 | 569.5568 | 0.00026087 | 295.195 | 0 | 572.703 | 0.00033346 | 570.585 | 0.03279 | 295.195 | 0 | 830.5944 | 0.0021531 | 910.8928 | 0.01847 | 1089.7582 | 0.00029705 | 1005.4496 | 0.014635 | 1023.5515 | 0 | 1022.9351 | 0 | 1022.9287 | 0.0054989 | 295.195 | 3.2135e-05 | 295.6733 | 0 | 295.195 | 0 | 295.195 | 0 | 295.6733 | #REF! | 295.195 | 0 | 292.9138 | 0
| 213.7609 | 0 | 213.7608 | -0.033435 | 213.7609 | 0.034613 | 213.7609 | 0 | 213.7609 | 0 | 213.7609 | 0 | 371.7924 | 5.9991 | 295.4047 | 0.031168 | 213.7609 | 0 | 371.7924 | 0.057817 | 295.4047 | 0 | 295.4047 | 0 | 289.4333 | 0 | 295.4047 | 0 | 295.4047 | 0 | 295.8836 | 0 | 293.6977 | 0 | 295.4047 | 0 | 295.8837 | 0 | 295.8837 | 0 | 295.8837 | 0 | 371.7924 | 0 | 295.8836 | 0 | 295.8836 | 5.7341e-05 |  |  | 295.4047 | 0 | 289.79 | -0.011076 | 295.8837 | 0 | 295.4047 | 0 | 371.2234 | 0.0003754 | 295.8837 | 0 | 295.8836 | 0.0080525 | 295.4047 | 0 | 295.8837 | 0 | 295.8837 | 0 | 295.8837 | 0 | 570.7425 | 0.028726 | 295.4047 | 0 | 295.4047 | 0 | 295.8836 | 0.0039196 | 569.715 | 0.00017392 | 295.4047 | 0 | 572.8597 | 0.00021829 | 570.7425 | 0.030713 | 295.4047 | 0 | 830.663 | 0.0018651 | 911.1341 | 0.018258 | 1089.8163 | 0.0003073 | 1005.462 | 0.014615 | 1023.6028 | 0 | 1022.9863 | 0 | 1022.98 | 0.0055762 | 295.405 | 5.3555e-05 | 295.8836 | 0 | 295.4047 | 0 | 295.4047 | 0 | 295.8836 | #REF! | 295.4047 | 0 | 293.1241 | 0
| 213.8324 | 0 | 213.8324 | 0.046812 | 213.8324 | 0.034613 | 213.8324 | 0 | 213.8324 | 0 | 213.8324 | 0 | 371.9055 | 5.7891 | 295.6145 | -0.004345 | 213.8324 | 0 | 371.9055 | 0.094571 | 295.6145 | 0 | 295.6145 | 0 | 289.6444 | 0 | 295.6145 | 0 | 295.6145 | 0 | 296.094 | 0 | 293.9106 | 0 | 295.6145 | 0 | 296.094 | 0 | 296.094 | 0 | 296.094 | 0 | 371.9055 | 0.011807 | 296.094 | 0 | 296.094 | 0 |  |  | 295.6145 | 0 | 290 | -0.008278 | 296.094 | 0 | 295.6145 | 0 | 371.3349 | 0.00033995 | 296.094 | 0 | 296.094 | 0 | 295.6145 | 0 | 296.094 | 0 | 296.094 | 0 | 296.094 | 0 | 570.9 | 0.00881 | 295.6145 | 0 | 295.6145 | 0 | 296.094 | -0.00050767 | 569.8733 | 0.00026087 | 295.6145 | 0 | 573.0165 | 0.0003192 | 570.9 | 0.032462 | 295.6145 | 0 | 830.7317 | 0.0017265 | 911.3754 | 0.019104 | 1089.8745 | 0.00032266 | 1005.4744 | 0.014594 | 1023.6542 | 0 | 1023.0376 | 0 | 1023.0312 | 0.0056319 | 295.614 | 4.8286e-05 | 296.094 | 0 | 295.6145 | 0 | 295.6145 | 0 | 296.094 | #REF! | 295.6145 | 0 | 293.3344 | 0
| 213.904 | 0 | 213.904 | 0.029906 | 213.904 | 0.034613 | 213.904 | 0 | 213.904 | 0 | 213.904 | 0 | 372.0186 | 5.7148 | 295.8242 | 0.057283 | 213.904 | 0 | 372.0186 | 0.085114 | 295.8242 | 0 | 295.8243 | 0 | 289.8556 | 0 | 295.8242 | 0 | 295.8243 | 0 | 296.3043 | 0 | 294.1235 | 0 | 295.8243 | 0 | 296.3043 | 0 | 296.3043 | 0 | 296.3043 | 0 | 372.0186 | 0.0043505 | 296.3043 | 0 | 296.3043 | 0.00011524 |  |  | 295.8242 | 0 | 290.21 | -0.010027 | 296.3043 | 0 | 295.8243 | 0 | 371.4463 | 0.00025001 | 296.3043 | 0 | 296.3043 | 0.0088135 | 295.8243 | 0 | 296.3043 | 0 | 296.3043 | 0 | 296.3043 | 0 | 571.0575 | 0.019809 | 295.8242 | 0 | 295.8242 | 0 | 296.3043 | 0.0087834 | 570.0315 | 0 | 295.8242 | 0 | 573.1732 | 0.00017331 | 571.0575 | 0.030823 | 295.8243 | 0 | 830.8004 | 0.0016927 | 911.6167 | 0.018716 | 1089.9326 | 0.00033803 | 1005.4868 | 0.014573 | 1023.7055 | 0 | 1023.0889 | 0 | 1023.0825 | 0.0056615 | 295.824 | 5.8894e-05 | 296.3043 | 0 | 295.8243 | 0 | 295.8243 | 0 | 296.3043 | #REF! | 295.8243 | 0 | 293.5447 | 0
| 213.9755 | 0 | 213.9755 | -0.062215 | 213.9755 | 0.034613 | 213.9755 | 0 | 213.9755 | 0 | 213.9755 | 0 | 372.1317 | 5.5987 | 296.034 | 0.0057402 | 213.9755 | 0 | 372.1317 | 0.092422 | 296.034 | 0 | 296.034 | 0 | 290.0667 | 0 | 296.034 | 0 | 296.034 | 0 | 296.5147 | 0 | 294.3363 | 0 | 296.034 | 0 | 296.5147 | 0 | 296.5147 | 0 | 296.5147 | 0 | 372.1317 | 0.023927 | 296.5147 | 0 | 296.5147 | 0 |  |  | 296.034 | 0 | 290.43 | -0.008278 | 296.5147 | 0 | 296.034 | 0 | 371.5577 | 0.00027059 | 296.5147 | 0 | 296.5147 | 0 | 296.034 | 0 | 296.5147 | 0 | 296.5147 | 0 | 296.5147 | 0 | 571.2151 | 0.021518 | 296.034 | 0 | 296.034 | 0 | 296.5146 | -0.0057993 | 570.1898 | 0 | 296.034 | 0 | 573.33 | 0.000283 | 571.2151 | 0.032899 | 296.034 | 0 | 830.8691 | 0.0010931 | 911.858 | 0.019457 | 1089.9908 | 0.00035339 | 1005.4992 | 0.014552 | 1023.7568 | 0 | 1023.1401 | 0 | 1023.1338 | 0.0056671 | 296.034 | 2.1419e-05 | 296.5147 | 0 | 296.034 | 0 | 296.034 | 0 | 296.5146 | #REF! | 296.034 | 0 | 293.7551 | 0
| 214.0471 | 0 | 214.0471 | -0.026262 | 214.0471 | 0.034613 | 214.0471 | 0 | 214.0471 | 0 | 214.0471 | 0 | 372.2448 | 5.4304 | 296.2438 | -0.005032 | 214.0471 | 0 | 372.2448 | 0.11327 | 296.2438 | 0 | 296.2438 | 0 | 290.2779 | 0 | 296.2438 | 0 | 296.2438 | 0 | 296.725 | 0 | 294.5493 | 0 | 296.2438 | 0 | 296.725 | 0 | 296.725 | 0 | 296.725 | 0 | 372.2448 | 0.013792 | 296.725 | 0 | 296.725 | 4.4011e-05 |  |  | 296.2438 | 0 | 290.64 | 0.007112 | 296.725 | 0 | 296.2438 | 0 | 371.6691 | 0.00029117 | 296.725 | 0 | 296.725 | 0.0093945 | 296.2438 | 0 | 296.725 | 0 | 296.725 | 0 | 296.725 | 0 | 571.3726 | 0.022425 | 296.2438 | 0 | 296.2438 | 0 | 296.725 | 0.0078546 | 570.348 | 0.00069566 | 296.2438 | 0 | 573.4868 | 0.00027203 | 571.3726 | 0.031041 | 296.2438 | 0 | 830.9377 | 0.0017544 | 912.0993 | 0.019139 | 1090.0491 | 0.00036876 | 1005.5116 | 0.014531 | 1023.8082 | 0 | 1023.1915 | 0 | 1023.1851 | 0.0056535 | 296.244 | 5.8819e-05 | 296.725 | 0 | 296.2438 | 0 | 296.2438 | 0 | 296.725 | #REF! | 296.2438 | 0 | 293.9655 | 0
| 214.1187 | 0 | 214.1187 | 0.012552 | 214.1187 | 0.034613 | 214.1187 | 0 | 214.1187 | 0 | 214.1187 | 0 | 372.3579 | 5.3226 | 296.4537 | -0.063572 | 214.1187 | 0 | 372.3579 | 0.12703 | 296.4537 | 0 | 296.4537 | 0 | 290.4891 | 0 | 296.4537 | 0 | 296.4537 | 0 | 296.9354 | 0 | 294.7622 | 0 | 296.4537 | 0 | 296.9354 | 0 | 296.9354 | 0 | 296.9354 | 0 | 372.3579 | 0.0029162 | 296.9354 | 0 | 296.9354 | 0 |  |  | 296.4537 | 0 | 290.85 | -0.010726 | 296.9354 | 0 | 296.4537 | 0 | 371.7806 | 0.00032928 | 296.9354 | 0 | 296.9354 | 0 | 296.4537 | 0 | 296.9354 | 0 | 296.9354 | 0 | 296.9354 | 0 | 571.5302 | 0.015858 | 296.4537 | 0 | 296.4537 | 0 | 296.9354 | 0.0015302 | 570.5063 | 0.00026087 | 296.4537 | 0 | 573.6436 | 0.00022267 | 571.5302 | 0.031478 | 296.4537 | 0 | 831.0065 | 0.0020121 | 912.3407 | 0.020126 | 1090.1072 | 0.00038412 | 1005.524 | 0.014509 | 1023.8596 | 0 | 1023.2427 | 0 | 1023.2364 | 0.0056274 | 296.454 | 5.8894e-05 | 296.9354 | 0 | 296.4537 | 0 | 296.4537 | 0 | 296.9354 | #REF! | 296.4537 | 0 | 294.1759 | 0
| 214.1903 | 0 | 214.1903 | 0.031657 | 214.1903 | 0.034613 | 214.1903 | 0 | 214.1903 | 0 | 214.1903 | 0 | 372.471 | 5.1948 | 296.6635 | 0.00077459 | 214.1903 | 0 | 372.471 | 0.14078 | 296.6635 | 0 | 296.6635 | 0 | 290.7003 | 0 | 296.6635 | 0 | 296.6635 | 0 | 297.1458 | 0 | 294.9751 | 0 | 296.6635 | 0 | 297.1458 | 0 | 297.1458 | 0 | 297.1458 | 0 | 372.471 | 0.0088 | 297.1458 | 0 | 297.1458 | 7.2669e-05 |  |  | 296.6635 | 0 | 291.06 | -0.014924 | 297.1458 | 0 | 296.6635 | 0 | 371.892 | 0.00036739 | 297.1458 | 0 | 297.1458 | 0.0084313 | 296.6635 | 0 | 297.1458 | 0 | 297.1458 | 0 | 297.1458 | 0 | 571.6877 | 0.020824 | 296.6635 | 0 | 296.6635 | 0 | 297.1458 | 0.0026263 | 570.6646 | 0.00017392 | 296.6635 | 0 | 573.8004 | 0.00028629 | 571.6877 | 0.029839 | 296.6635 | 0 | 831.0752 | 0.0017146 | 912.582 | 0.019492 | 1090.1654 | 0.00040461 | 1005.5364 | 0.014486 | 1023.9109 | 0 | 1023.294 | 0 | 1023.2877 | 0.0055967 | 296.663 | 6.4255e-05 | 297.1458 | 0 | 296.6635 | 0 | 296.6635 | 0 | 297.1458 | #REF! | 296.6635 | 0 | 294.3863 | 0
| 214.2619 | 0 | 214.2619 | -0.060016 | 214.2619 | 0.034613 | 214.2619 | 0 | 214.2619 | 0 | 214.2619 | 0 | 372.584 | 5.1158 | 296.8733 | -0.02515 | 214.2619 | 0 | 372.584 | 0.15282 | 296.8733 | 0 | 296.8733 | 0 | 290.9115 | 0 | 296.8733 | 0 | 296.8733 | 0 | 297.3562 | 0 | 295.188 | 0 | 296.8733 | 0 | 297.3562 | 0 | 297.3562 | 0 | 297.3562 | 0 | 372.584 | 0.011807 | 297.3562 | 0 | 297.3562 | 0 |  |  | 296.8733 | 0 | 291.27 | -0.0047802 | 297.3562 | 0 | 296.8733 | 0 | 372.0035 | 0.00037463 | 297.3562 | 0 | 297.3562 | 0 | 296.8733 | 0 | 297.3562 | 0 | 297.3562 | 0 | 297.3562 | 0 | 571.8453 | 0.01148 | 296.8733 | 0 | 296.8733 | 0 | 297.3562 | -0.0020005 | 570.8229 | 0.00026087 | 296.8733 | 0 | 573.9572 | 0.00017331 | 571.8453 | 0.032462 | 296.8733 | 0 | 831.1439 | 0.0014565 | 912.8233 | 0.02062 | 1090.2236 | 0.00041997 | 1005.5487 | 0.014464 | 1023.9623 | 0 | 1023.3453 | 0 | 1023.339 | 0.0055694 | 296.873 | 2.6817e-05 | 297.3562 | 0 | 296.8733 | 0 | 296.8733 | 0 | 297.3562 | #REF! | 296.8733 | 0 | 294.5967 | 0
| 214.3335 | 0 | 214.3335 | -0.037951 | 214.3335 | 0.034613 | 214.3335 | 0 | 214.3335 | 0 | 214.3335 | 0 | 372.6971 | 4.9528 | 297.0832 | -0.00059835 | 214.3335 | 0 | 372.6971 | 0.16915 | 297.0832 | 0 | 297.0832 | 0 | 291.1227 | 0 | 297.0832 | 0 | 297.0832 | 0 | 297.5667 | 0 | 295.401 | 0 | 297.0832 | 0 | 297.5667 | 0 | 297.5667 | 0 | 297.5667 | 0 | 372.6971 | 0.021837 | 297.5667 | 0 | 297.5666 | 5.0568e-05 |  |  | 297.0832 | 0 | 291.48 | -0.00058295 | 297.5667 | 0 | 297.0832 | 0 | 372.1149 | 0.0003914 | 297.5667 | 0 | 297.5666 | 0.0070695 | 297.0832 | 0 | 297.5667 | 0 | 297.5667 | 0 | 297.5667 | 0 | 572.0029 | 0.021571 | 297.0832 | 0 | 297.0832 | 0 | 297.5667 | 0.0085789 | 570.9811 | 0 | 297.0832 | 0 | 574.1141 | 0.00031043 | 572.0029 | 0.031041 | 297.0832 | 0 | 831.2127 | 0.0010697 | 913.0647 | 0.020338 | 1090.2819 | 0.00043534 | 1005.5611 | 0.014441 | 1024.0137 | 0 | 1023.3966 | 0 | 1023.3903 | 0.0055512 | 297.083 | 7.4937e-05 | 297.5667 | 0 | 297.0832 | 0 | 297.0832 | 0 | 297.5667 | #REF! | 297.0832 | 0 | 294.8071 | 0
| 214.405 | 0 | 214.4051 | 0.024891 | 214.405 | 0.034613 | 214.405 | 0 | 214.405 | 0 | 214.4051 | 0 | 372.8102 | 4.8787 | 297.2931 | -0.012263 | 214.405 | 0 | 372.8102 | 0.2001 | 297.2931 | 0 | 297.2931 | 0 | 291.3339 | 0 | 297.2931 | 0 | 297.2931 | 0 | 297.7771 | 0 | 295.6139 | 0 | 297.2931 | 0 | 297.7771 | 0 | 297.7771 | 0 | 297.7771 | 0 | 372.8102 | 0.0064748 | 297.7771 | 0 | 297.7771 | 0 |  |  | 297.2931 | 0 | 291.69 | -0.016322 | 297.7771 | 0 | 297.2931 | 0 | 372.2264 | 0.00035748 | 297.7771 | 0 | 297.7771 | 0 | 297.2931 | 0 | 297.7771 | 0 | 297.7771 | 0 | 297.7771 | 0 | 572.1604 | 0.016232 | 297.2931 | 0 | 297.2931 | 0 | 297.7771 | -0.0010901 | 571.1394 | 0.00026087 | 297.2931 | 0 | 574.2709 | 0.0001766 | 572.1604 | 0.032243 | 297.2931 | 0 | 831.2814 | 0.0014931 | 913.3061 | 0.021184 | 1090.3401 | 0.0004507 | 1005.5735 | 0.014417 | 1024.0649 | 0 | 1023.4479 | 0 | 1023.4416 | 0.0055467 | 297.293 | 5.8917e-05 | 297.7771 | 0 | 297.2931 | 0 | 297.2931 | 0 | 297.7771 | #REF! | 297.2931 | 0 | 295.0176 | 0
| 214.4767 | 0 | 214.4767 | 0.016743 | 214.4767 | 0.034613 | 214.4767 | 0 | 214.4767 | 0 | 214.4767 | 0 | 372.9233 | 4.831 | 297.503 | 0.088766 | 214.4767 | 0 | 372.9233 | 0.18269 | 297.503 | 0 | 297.503 | 0 | 291.5452 | 0 | 297.503 | 0 | 297.503 | 0 | 297.9876 | 0 | 295.8269 | 0 | 297.503 | 0 | 297.9876 | 0 | 297.9876 | 0 | 297.9876 | 0 | 372.9233 | 0.0037574 | 297.9876 | 0 | 297.9876 | 0.00012896 |  |  | 297.503 | 0 | 291.9 | 0.0022152 | 297.9876 | 0 | 297.503 | 0 | 372.3378 | 0.00035824 | 297.9876 | 0 | 297.9876 | 0.0087031 | 297.503 | 0 | 297.9876 | 0 | 297.9876 | 0 | 297.9876 | 0 | 572.318 | 0.024134 | 297.503 | 0 | 297.503 | 0 | 297.9876 | 0.0030264 | 571.2977 | 0 | 297.503 | 0 | 574.4277 | 0.00031152 | 572.318 | 0.02973 | 297.503 | 0 | 831.3502 | 0.0010535 | 913.5474 | 0.020584 | 1090.3983 | 0.00047119 | 1005.5859 | 0.014394 | 1024.1163 | 0 | 1023.4993 | 0 | 1023.4929 | 0.0055535 | 297.503 | 9.6358e-05 | 297.9876 | 0 | 297.503 | 0 | 297.503 | 0 | 297.9876 | #REF! | 297.503 | 0 | 295.228 | 0
| 214.5483 | 0 | 214.5483 | -0.0061109 | 214.5483 | 0.034613 | 214.5483 | 0 | 214.5483 | 0 | 214.5483 | 0 | 373.0364 | 4.6552 | 297.7129 | -0.025408 | 214.5483 | 0 | 373.0364 | 0.2504 | 297.7129 | 0 | 297.7129 | 0 | 291.7564 | 0 | 297.7129 | 0 | 297.7129 | 0 | 298.1981 | 0 | 296.0399 | 0 | 297.7129 | 0 | 298.1981 | 0 | 298.1981 | 0 | 298.1981 | 0 | 373.0364 | 0.017449 | 298.1981 | 0 | 298.1981 | 0 |  |  | 297.7129 | 0 | 292.11 | -0.015623 | 298.1981 | 0 | 297.7129 | 0 | 372.4493 | 0.00030794 | 298.1981 | 0 | 298.1981 | 0 | 297.7129 | 0 | 298.1981 | 0 | 298.1981 | 0 | 298.1981 | 0 | 572.4756 | 0.0092906 | 297.7129 | 0 | 297.7129 | 0 | 298.1981 | -0.00244 | 571.4561 | 0.00026087 | 297.7129 | 0 | 574.5846 | 0.00018099 | 572.4756 | 0.032353 | 297.7129 | 0 | 831.419 | 0.001821 | 913.7888 | 0.021571 | 1090.4565 | 0.00048655 | 1005.5983 | 0.01437 | 1024.1677 | 0 | 1023.5506 | 0 | 1023.5443 | 0.0055728 | 297.713 | 0 | 298.1981 | 0 | 297.7129 | 0 | 297.7129 | 0 | 298.1981 | #REF! | 297.7129 | 0 | 295.4385 | 0
| 214.6199 | 0 | 214.6199 | -0.038564 | 214.6199 | 0.034613 | 214.6199 | 0 | 214.6199 | 0 | 214.6199 | 0 | 373.1494 | 4.5706 | 297.9229 | 0.015556 | 214.6199 | 0 | 373.1494 | 0.23901 | 297.9229 | 0 | 297.9229 | 0 | 291.9677 | 0 | 297.9229 | 0 | 297.9229 | 0 | 298.4085 | 0 | 296.2529 | 0 | 297.9229 | 0 | 298.4085 | 0 | 298.4085 | 0 | 298.4085 | 0 | 373.1494 | 0.018598 | 298.4085 | 0 | 298.4085 | 0.00013042 |  |  | 297.9229 | 0 | 292.32 | -0.0016322 | 298.4085 | 0 | 297.9229 | 0 | 372.5608 | 0.00029879 | 298.4085 | 0 | 298.4085 | 0.010446 | 297.9229 | 0 | 298.4085 | 0 | 298.4085 | 0 | 298.4085 | 0 | 572.6332 | 0.023547 | 297.9229 | 0 | 297.9229 | 0 | 298.4085 | 0.0076406 | 571.6144 | 0 | 297.9229 | 0 | 574.7414 | 0.00032578 | 572.6332 | 0.03115 | 297.9229 | 0 | 831.4878 | 0.0023427 | 914.0302 | 0.02136 | 1090.5148 | 0.00050192 | 1005.6107 | 0.014346 | 1024.2191 | 0 | 1023.6019 | 0 | 1023.5955 | 0.0056001 | 297.923 | 6.4232e-05 | 298.4085 | 0 | 297.9229 | 0 | 297.9229 | 0 | 298.4085 | #REF! | 297.9229 | 0 | 295.649 | 0
| 214.6915 | 0 | 214.6915 | 0.014582 | 214.6915 | 0.034613 | 214.6915 | 0 | 214.6915 | 0 | 214.6915 | 0 | 373.2625 | 4.4705 | 298.1328 | -0.018007 | 214.6915 | 0 | 373.2625 | 0.29446 | 298.1328 | 0 | 298.1328 | 0 | 292.179 | 0 | 298.1328 | 0 | 298.1328 | 0 | 298.6191 | 0 | 296.4659 | 0 | 298.1328 | 0 | 298.6191 | 0 | 298.6191 | 0 | 298.6191 | 0 | 373.2625 | 0 | 298.6191 | 0 | 298.6191 | 0 |  |  | 298.1328 | 0 | 292.53 | -0.0023318 | 298.6191 | 0 | 298.1328 | 0 | 372.6723 | 0.00026106 | 298.6191 | 0 | 298.6191 | 0 | 298.1328 | 0 | 298.6191 | 0 | 298.6191 | 0 | 298.6191 | 0 | 572.7909 | 0.016072 | 298.1328 | 0 | 298.1328 | 0 | 298.619 | -0.0055157 | 571.7727 | 0 | 298.1328 | 0 | 574.8983 | 0.00016125 | 572.7909 | 0.033336 | 298.1328 | 0 | 831.5566 | 0.002294 | 914.2716 | 0.022417 | 1090.573 | 0.00052241 | 1005.623 | 0.014321 | 1024.2705 | 0 | 1023.6533 | 0 | 1023.6468 | 0.0056308 | 298.133 | 4.8162e-05 | 298.6191 | 0 | 298.1328 | 0 | 298.1328 | 0 | 298.619 | #REF! | 298.1328 | 0 | 295.8595 | 0
| 214.7631 | 0 | 214.7631 | 0.032702 | 214.7631 | 0.034613 | 214.7631 | 0 | 214.7631 | 0 | 214.7631 | 0 | 373.3756 | 4.3835 | 298.3428 | 0.024158 | 214.7631 | 0 | 373.3756 | 0.30564 | 298.3428 | 0 | 298.3428 | 0 | 292.3903 | 0 | 298.3428 | 0 | 298.3428 | 0 | 298.8296 | 0 | 296.6789 | 0 | 298.3428 | 0 | 298.8296 | 0 | 298.8296 | 0 | 298.8296 | 0 | 373.3756 | 0.020061 | 298.8296 | 0 | 298.8296 | 8.0408e-05 |  |  | 298.3428 | 0 | 292.74 | 0.019353 | 298.8296 | 0 | 298.3428 | 0 | 372.7838 | 0.00028393 | 298.8296 | 0 | 298.8296 | 0.0061239 | 298.3428 | 0 | 298.8296 | 0 | 298.8296 | 0 | 298.8296 | 0 | 572.9485 | 0.019168 | 298.3428 | 0 | 298.3428 | 0 | 298.8296 | 0.00066408 | 571.931 | 0.00069566 | 298.3428 | 0 | 575.0552 | 0.00033456 | 572.9485 | 0.030495 | 298.3428 | 0 | 831.6254 | 0.0021364 | 914.5129 | 0.0221 | 1090.6314 | 0.00053777 | 1005.6354 | 0.014297 | 1024.3219 | 0 | 1023.7046 | 0 | 1023.6982 | 0.0056615 | 298.343 | 7.4952e-05 | 298.8296 | 0 | 298.3428 | 0 | 298.3428 | 0 | 298.8296 | #REF! | 298.3428 | 0 | 296.07 | 0
| 214.8347 | 0 | 214.8347 | -0.023572 | 214.8347 | 0.034613 | 214.8347 | 0 | 214.8347 | 0 | 214.8347 | 0 | 373.4886 | 4.3047 | 298.5528 | -0.035357 | 214.8347 | 0 | 373.4886 | 0.38172 | 298.5528 | 0 | 298.5528 | 0 | 292.6016 | 0 | 298.5528 | 0 | 298.5528 | 0 | 299.0401 | 0 | 296.8919 | 0 | 298.5528 | 0 | 299.0401 | 0 | 299.0401 | 0 | 299.0401 | 0 | 373.4886 | 0.024867 | 299.0401 | 0 | 299.0401 | 0 |  |  | 298.5528 | 0 | 292.95 | -0.0016322 | 299.0401 | 0 | 298.5528 | 0 | 372.8952 | 0.00031404 | 299.0401 | 0 | 299.0401 | 0 | 298.5528 | 0 | 299.0401 | 0 | 299.0401 | 0 | 299.0401 | 0 | 573.1061 | 0.013028 | 298.5528 | 0 | 298.5528 | 0 | 299.0401 | -0.0022942 | 572.0893 | 0.00026087 | 298.5528 | 0 | 575.2121 | 0.00016673 | 573.1061 | 0.032571 | 298.5528 | 0 | 831.6942 | 0.002392 | 914.7543 | 0.022735 | 1090.6896 | 0.00055826 | 1005.6478 | 0.014272 | 1024.3733 | 0 | 1023.7559 | 0 | 1023.7496 | 0.0056865 | 298.553 | 5.3614e-06 | 299.0401 | 0 | 298.5528 | 0 | 298.5528 | 0 | 299.0401 | #REF! | 298.5528 | 0 | 296.2806 | 0
| 214.9064 | 0 | 214.9064 | -0.027014 | 214.9064 | 0.034613 | 214.9064 | 0 | 214.9064 | 0 | 214.9064 | 0 | 373.6017 | 4.2054 | 298.7628 | 0.036203 | 214.9064 | 0 | 373.6017 | 0.42858 | 298.7628 | 0 | 298.7628 | 0 | 292.8129 | 0 | 298.7628 | 0 | 298.7628 | 0 | 299.2507 | 0 | 297.105 | 0 | 298.7628 | 0 | 299.2507 | 0 | 299.2507 | 0 | 299.2507 | 0 | 373.6017 | 0.0070202 | 299.2507 | 0 | 299.2507 | 8.5661e-05 |  |  | 298.7628 | 0 | 293.16 | -0.032062 | 299.2507 | 0 | 298.7628 | 0 | 373.0068 | 0.0002866 | 299.2507 | 0 | 299.2507 | 0.0081706 | 298.7628 | 0 | 299.2507 | 0 | 299.2507 | 0 | 299.2507 | 0 | 573.2638 | 0.018101 | 298.7628 | 0 | 298.7628 | 0 | 299.2507 | -0.00056883 | 572.2477 | 0.00017392 | 298.7628 | 0 | 575.369 | 0.00031372 | 573.2638 | 0.030604 | 298.7628 | 0 | 831.763 | 0.0017261 | 914.9958 | 0.022664 | 1090.7478 | 0.00057362 | 1005.6602 | 0.014247 | 1024.4248 | 0 | 1023.8072 | 0 | 1023.8009 | 0.0057001 | 298.763 | 4.8153e-05 | 299.2507 | 0 | 298.7628 | 0 | 298.7628 | 0 | 299.2507 | #REF! | 298.7628 | 0 | 296.4911 | 0
| 214.978 | 0 | 214.978 | -0.0034788 | 214.978 | 0.034613 | 214.978 | 0 | 214.978 | 0 | 214.978 | 0 | 373.7148 | 4.1346 | 298.9728 | 0.063014 | 214.978 | 0 | 373.7148 | 0.46103 | 298.9728 | 0 | 298.9728 | 0 | 293.0243 | 0 | 298.9728 | 0 | 298.9728 | 0 | 299.4613 | 0 | 297.318 | 0 | 298.9728 | 0 | 299.4613 | 0 | 299.4613 | 0 | 299.4613 | 0 | 373.7148 | 0.015359 | 299.4613 | 0 | 299.4612 | 0 |  |  | 298.9728 | 0 | 293.37 | -0.013525 | 299.4613 | 0 | 298.9728 | 0 | 373.1182 | 0.00032318 | 299.4613 | 0 | 299.4612 | 0 | 298.9728 | 0 | 299.4613 | 0 | 299.4613 | 0 | 299.4613 | 0 | 573.4214 | 0.010625 | 298.9728 | 0 | 298.9728 | 0 | 299.4612 | -0.0066213 | 572.406 | 0.00026087 | 298.9728 | 0 | 575.5259 | 0.00023035 | 573.4214 | 0.032353 | 298.9728 | 0 | 831.8318 | 0.0013374 | 915.2372 | 0.023545 | 1090.806 | 0.00059411 | 1005.6726 | 0.014222 | 1024.4762 | 0 | 1023.8586 | 0 | 1023.8522 | 0.0057001 | 298.973 | 4.8162e-05 | 299.4613 | 0 | 298.9728 | 0 | 298.9728 | 0 | 299.4612 | #REF! | 298.9728 | 0 | 296.7017 | 0
| 215.0496 | 0 | 215.0496 | 0.073135 | 215.0496 | 0.034613 | 215.0496 | 0 | 215.0496 | 0 | 215.0496 | 0 | 373.8278 | 4.1188 | 299.1828 | 0.0055735 | 215.0496 | 0 | 373.8278 | 0.52337 | 299.1828 | 0 | 299.1828 | 0 | 293.2356 | 0 | 299.1828 | 0 | 299.1828 | 0 | 299.6718 | 0 | 297.5311 | 0 | 299.1828 | 0 | 299.6718 | 0 | 299.6718 | 0 | 299.6718 | 0 | 373.8278 | 0.026643 | 299.6718 | 0 | 299.6718 | 7.342e-05 |  |  | 299.1828 | 0 | 293.58 | -0.026116 | 299.6718 | 0 | 299.1828 | 0 | 373.2298 | 0.00028545 | 299.6718 | 0 | 299.6718 | 0.0067323 | 299.1828 | 0 | 299.6718 | 0 | 299.6718 | 0 | 299.6718 | 0 | 573.5791 | 0.016712 | 299.1828 | 0 | 299.1828 | 0 | 299.6718 | 0.0093363 | 572.5644 | 0 | 299.1828 | 0 | 575.6828 | 0.00024022 | 573.5791 | 0.030057 | 299.1828 | 0 | 831.9008 | 0.0013903 | 915.4786 | 0.023052 | 1090.8644 | 0.00061218 | 1005.685 | 0.014197 | 1024.5276 | 0 | 1023.91 | 0 | 1023.9036 | 0.005683 | 299.183 | 2.6817e-05 | 299.6718 | 0 | 299.1828 | 0 | 299.1828 | 0 | 299.6718 | #REF! | 299.1828 | 0 | 296.9123 | 0
| 215.1213 | 0 | 215.1213 | -0.043009 | 215.1213 | 0.034613 | 215.1213 | 0 | 215.1213 | 0 | 215.1213 | 0 | 373.9409 | 3.9442 | 299.3929 | -0.062407 | 215.1213 | 0 | 373.9409 | 0.61901 | 299.3929 | 0 | 299.3929 | 0 | 293.447 | 0 | 299.3929 | 0 | 299.3929 | 0 | 299.8825 | 0 | 297.7441 | 0 | 299.3929 | 0 | 299.8824 | 0 | 299.8824 | 0 | 299.8824 | 0 | 373.9409 | 0.017449 | 299.8825 | 0 | 299.8825 | 0 |  |  | 299.3929 | 0 | 293.79 | 0.0018654 | 299.8824 | 0 | 299.3929 | 0 | 373.3413 | 0.00034071 | 299.8824 | 0 | 299.8825 | 0 | 299.3929 | 0 | 299.8824 | 0 | 299.8824 | 0 | 299.8824 | 0 | 573.7367 | 0.021197 | 299.3929 | 0 | 299.3929 | 0 | 299.8824 | -0.0025891 | 572.7228 | 0.00078262 | 299.3929 | 0 | 575.8397 | 0.00026106 | 573.7367 | 0.03115 | 299.3929 | 0 | 831.9696 | 0.0022189 | 915.72 | 0.023898 | 1090.9226 | 0.00063086 | 1005.6974 | 0.014172 | 1024.579 | 0 | 1023.9614 | 0 | 1023.955 | 0.0056512 | 299.393 | 4.2875e-05 | 299.8825 | 0 | 299.3929 | 0 | 299.3929 | 0 | 299.8824 | #REF! | 299.3929 | 0 | 297.1229 | 0
| 215.1929 | 0 | 215.1929 | -0.020962 | 215.1929 | 0.034613 | 215.1929 | 0 | 215.1929 | 0 | 215.1929 | 0 | 374.0539 | 3.9344 | 299.603 | 0.03661 | 215.1929 | 0 | 374.0539 | 0.6145 | 299.603 | 0 | 299.603 | 0 | 293.6584 | 0.00041584 | 299.603 | 0 | 299.603 | 0 | 300.0931 | 0 | 297.9572 | 0 | 299.603 | 0 | 300.0931 | 0 | 300.0931 | 0 | 300.0931 | 0 | 374.0539 | 0.010553 | 300.0931 | 0 | 300.0931 | 0.00012958 |  |  | 299.603 | 0 | 294 | 0.014107 | 300.0931 | 0 | 299.603 | 0 | 373.4528 | 0.00028812 | 300.0931 | 0 | 300.0931 | 0.0079572 | 299.603 | 0 | 300.0931 | 0 | 300.0931 | 0 | 300.0931 | 0 | 573.8944 | 0.018101 | 299.603 | 0 | 299.603 | 0 | 300.0931 | 0.0035426 | 572.8811 | 0.00017392 | 299.603 | 0 | 575.9967 | 0.00021719 | 573.8944 | 0.029402 | 299.603 | 0 | 832.0386 | 0.002442 | 915.9615 | 0.023545 | 1090.981 | 0.00064974 | 1005.7098 | 0.014146 | 1024.6305 | 0 | 1024.0127 | 0 | 1024.0064 | 0.0056058 | 299.603 | 6.9618e-05 | 300.0931 | 0 | 299.603 | 0 | 299.603 | 0 | 300.0931 | #REF! | 299.603 | 0 | 297.3335 | 0
| 215.2646 | 0 | 215.2646 | 0.024467 | 215.2646 | 0.034613 | 215.2646 | 0 | 215.2646 | 0 | 215.2646 | 0 | 374.167 | 3.8691 | 299.8131 | -0.11922 | 215.2646 | 0 | 374.167 | 0.78408 | 299.8131 | 0 | 299.8131 | 0 | 293.8698 | -0.0003348 | 299.8131 | 0 | 299.8131 | 0 | 300.3037 | 0 | 298.1703 | 0 | 299.8131 | 0 | 300.3037 | 0 | 300.3037 | 0 | 300.3037 | 0 | 374.167 | 0.019225 | 300.3037 | 0 | 300.3037 | 0 |  |  | 299.8131 | 0 | 294.21 | -0.033811 | 300.3037 | 0 | 299.8131 | 0 | 373.5643 | 0.0003167 | 300.3037 | 0 | 300.3037 | 0 | 299.8131 | 0 | 300.3037 | 0 | 300.3037 | 0 | 300.3037 | 0 | 574.0521 | 0.014737 | 299.8131 | 0 | 299.8131 | 0 | 300.3037 | -0.0044575 | 573.0395 | 0 | 299.8131 | 0 | 576.1536 | 0.00025887 | 574.0521 | 0.032025 | 299.8131 | 0 | 832.1074 | 0.0025391 | 916.2029 | 0.024391 | 1091.0392 | 0.00066872 | 1005.7221 | 0.014121 | 1024.6819 | 0 | 1024.0641 | 0 | 1024.0577 | 0.0055512 | 299.813 | 5.89e-05 | 300.3037 | 0 | 299.8131 | 0 | 299.8131 | 0 | 300.3037 | #REF! | 299.8131 | 0 | 297.5441 | 0
| 215.3362 | 0 | 215.3362 | 0.011981 | 215.3362 | 0.034613 | 215.3362 | 0 | 215.3362 | 0 | 215.3362 | 0 | 374.2801 | 3.7516 | 300.0232 | 0.11965 | 215.3362 | 0 | 374.2801 | 0.81245 | 300.0232 | 0 | 300.0232 | 0 | 294.0812 | 0.0003135 | 300.0232 | 0 | 300.0232 | 0 | 300.5143 | 0 | 298.3834 | 0 | 300.0232 | 0 | 300.5144 | 0 | 300.5144 | 0 | 300.5144 | 0 | 374.2801 | 0.012015 | 300.5143 | 0 | 300.5143 | 0.00014327 |  |  | 300.0232 | 0 | 294.42 | -0.0016322 | 300.5144 | 0 | 300.0232 | 0 | 373.6759 | 0.00028926 | 300.5144 | 0 | 300.5143 | 0.0091949 | 300.0232 | 0 | 300.5144 | 0 | 300.5144 | 0 | 300.5144 | 0 | 574.2098 | 0.018581 | 300.0232 | 0 | 300.0232 | 0 | 300.5143 | 0.0018195 | 573.1979 | 0.00069566 | 300.0232 | 0 | 576.3106 | 0.00026436 | 574.2098 | 0.030823 | 300.0232 | 0 | 832.1763 | 0.0022684 | 916.4443 | 0.024039 | 1091.0975 | 0.00068787 | 1005.7345 | 0.014096 | 1024.7333 | 0 | 1024.1155 | 0 | 1024.1091 | 0.0054899 | 300.023 | 3.744e-05 | 300.5143 | 0 | 300.0232 | 0 | 300.0232 | 0 | 300.5143 | #REF! | 300.0232 | 0 | 297.7548 | 0
| 215.4079 | 0 | 215.4079 | -0.045803 | 215.4079 | 0.034613 | 215.4079 | 0 | 215.4079 | 0 | 215.4079 | 0 | 374.3931 | 3.6681 | 300.2333 | 0.018588 | 215.4079 | 0 | 374.3931 | 0.8707 | 300.2333 | 0 | 300.2333 | 0 | 294.2926 | -0.00023119 | 300.2333 | 0 | 300.2333 | 0 | 300.725 | 0 | 298.5965 | 0 | 300.2333 | 0 | 300.725 | 0 | 300.725 | 0 | 300.725 | 0 | 374.3931 | 0.028419 | 300.725 | 0 | 300.725 | 0 |  |  | 300.2333 | 0 | 294.63 | 0.0064125 | 300.725 | 0 | 300.2333 | 0 | 373.7874 | 0.00031251 | 300.725 | 0 | 300.725 | 0 | 300.2333 | 0 | 300.725 | 0 | 300.725 | 0 | 300.725 | 0 | 574.3675 | 0.012281 | 300.2333 | 0 | 300.2333 | 0 | 300.725 | -0.0047835 | 573.3563 | 0.00026087 | 300.2333 | 0 | 576.4676 | 0.00019525 | 574.3675 | 0.032681 | 300.2333 | 0 | 832.2453 | 0.002468 | 916.6858 | 0.025061 | 1091.1559 | 0.00070714 | 1005.7469 | 0.01407 | 1024.7848 | 0 | 1024.1669 | 0 | 1024.1605 | 0.0054262 | 300.233 | 2.6751e-05 | 300.725 | 0 | 300.2333 | 0 | 300.2333 | 0 | 300.725 | #REF! | 300.2333 | 0 | 297.9654 | 0
| 215.4796 | 0 | 215.4796 | -0.015012 | 215.4796 | 0.034613 | 215.4796 | 0 | 215.4796 | 0 | 215.4796 | 0 | 374.5062 | 3.5587 | 300.4434 | 0.09541 | 215.4796 | 0 | 374.5062 | 0.91906 | 300.4434 | 0 | 300.4434 | 0 | 294.504 | 0.00060054 | 300.4434 | 0 | 300.4434 | 0 | 300.9357 | 0 | 298.8096 | 0 | 300.4434 | 0 | 300.9357 | 0 | 300.9357 | 0 | 300.9357 | 0 | 374.5062 | 0.027792 | 300.9357 | 0 | 300.9357 | 8.4718e-05 |  |  | 300.4434 | 0 | 294.84 | 0.017606 | 300.9357 | 0 | 300.4434 | 0 | 373.8989 | 0.00028469 | 300.9357 | 0 | 300.9357 | 0.010005 | 300.4434 | 0 | 300.9357 | 0 | 300.9357 | 0 | 300.9357 | 0 | 574.5252 | 0.022159 | 300.4434 | 0 | 300.4434 | 0 | 300.9357 | -0.001915 | 573.5147 | 0.00017392 | 300.4434 | 0 | 576.6245 | 0.00036637 | 574.5252 | 0.02962 | 300.4434 | 0 | 832.3141 | 0.0021737 | 916.9273 | 0.025026 | 1091.2141 | 0.00072649 | 1005.7593 | 0.014045 | 1024.8362 | 0 | 1024.2183 | 0 | 1024.2119 | 0.0053614 | 300.443 | 6.424e-05 | 300.9357 | 0 | 300.4434 | 0 | 300.4434 | 0 | 300.9357 | #REF! | 300.4434 | 0 | 298.1761 | 0
| 215.5512 | 0 | 215.5512 | 0.026308 | 215.5512 | 0.034613 | 215.5512 | 0 | 215.5512 | 0 | 215.5512 | 0 | 374.6192 | 3.4476 | 300.6536 | 0.0021461 | 215.5512 | 0 | 374.6192 | 1.0749 | 300.6536 | 0 | 300.6536 | 0 | 294.7155 | -0.00038163 | 300.6536 | 0 | 300.6536 | 0 | 301.1464 | 0 | 299.0228 | 0 | 300.6536 | 0 | 301.1464 | 0 | 301.1464 | 0 | 301.1464 | 0 | 374.6192 | 0 | 301.1464 | 0 | 301.1464 | 0 |  |  | 300.6536 | 0 | 295.06 | -0.023668 | 301.1464 | 0 | 300.6536 | 0 | 374.0105 | 0.00029193 | 301.1464 | 0 | 301.1464 | 0 | 300.6536 | 0 | 301.1464 | 0 | 301.1464 | 0 | 301.1464 | 0 | 574.6829 | 0.023387 | 300.6536 | 0 | 300.6536 | 0 | 301.1464 | -0.00029181 | 573.6731 | 0 | 300.6536 | 0 | 576.7815 | 6.4718e-05 | 574.6829 | 0.030604 | 300.6536 | 0 | 832.3831 | 0.0020836 | 917.1687 | 0.025695 | 1091.2725 | 0.00074597 | 1005.7717 | 0.01402 | 1024.8877 | 0 | 1024.2696 | 0 | 1024.2633 | 0.0052978 | 300.654 | 9.1072e-05 | 301.1464 | 0 | 300.6536 | 0 | 300.6536 | 0 | 301.1464 | #REF! | 300.6536 | 0 | 298.3868 | 0
| 215.6229 | 0 | 215.6229 | 0.046721 | 215.6229 | 0.034613 | 215.6229 | 0 | 215.6229 | 0 | 215.6229 | 0 | 374.7323 | 3.3765 | 300.8638 | 0.049311 | 215.6229 | 0 | 374.7323 | 1.1372 | 300.8638 | 0 | 300.8638 | 0 | 294.9269 | 0.00044661 | 300.8638 | 0 | 300.8638 | 0 | 301.3571 | 0 | 299.2359 | 0 | 300.8638 | 0 | 301.3571 | 0 | 301.3571 | 0 | 301.3571 | 0 | 374.7323 | 0.0067236 | 301.3571 | 0 | 301.3571 | 7.3096e-05 |  |  | 300.8638 | 0 | 295.27 | -0.0040807 | 301.3571 | 0 | 300.8638 | 0 | 374.122 | 0.00025839 | 301.3571 | 0 | 301.3571 | 0.0044244 | 300.8638 | 0 | 301.3571 | 0 | 301.3571 | 0 | 301.3571 | 0 | 574.8406 | 0.023013 | 300.8638 | 0 | 300.8638 | 0 | 301.3571 | -0.00029493 | 573.8315 | 0 | 300.8638 | 0 | 576.9385 | 0.00038282 | 574.8406 | 0.028199 | 300.8638 | 0 | 832.452 | 0.0022471 | 917.4102 | 0.025378 | 1091.3308 | 0.00076555 | 1005.7841 | 0.013995 | 1024.9391 | 0 | 1024.321 | 0 | 1024.3147 | 0.0052342 | 300.864 | 8.0406e-05 | 301.3571 | 0 | 300.8638 | 0 | 300.8638 | 0 | 301.3571 | #REF! | 300.8638 | 0 | 298.5975 | 0
| 215.6946 | 0 | 215.6946 | -0.022673 | 215.6946 | 0.034613 | 215.6946 | 0 | 215.6946 | 0 | 215.6946 | 0 | 374.8453 | 3.3745 | 301.0739 | 0.067743 | 215.6946 | 0 | 374.8453 | 1.2045 | 301.0739 | 0 | 301.074 | 0 | 295.1384 | -0.00026709 | 301.0739 | 0 | 301.074 | 0 | 301.5678 | 0 | 299.4491 | 0 | 301.074 | 0 | 301.5678 | 0 | 301.5678 | 0 | 301.5678 | 0 | 374.8453 | 0.0046954 | 301.5678 | 0 | 301.5678 | 2.1172e-05 |  |  | 301.0739 | 0 | 295.48 | -0.0058295 | 301.5678 | 0 | 301.074 | 0 | 374.2336 | 0.00025801 | 301.5678 | 0 | 301.5678 | 0 | 301.074 | 0 | 301.5678 | 0 | 301.5678 | 0 | 301.5678 | 0 | 574.9983 | 0.014256 | 301.0739 | 0 | 301.0739 | 0 | 301.5678 | -0.0033547 | 573.9899 | 0.00078262 | 301.0739 | 0 | 577.0955 | 0.00012724 | 574.9983 | 0.030495 | 301.074 | 0 | 832.521 | 0.0019074 | 917.6517 | 0.026118 | 1091.3892 | 0.0007852 | 1005.7964 | 0.01397 | 1024.9906 | 0 | 1024.3724 | 0 | 1024.3661 | 0.0051739 | 301.074 | 6.9618e-05 | 301.5678 | 0 | 301.074 | 0 | 301.074 | 0 | 301.5678 | #REF! | 301.074 | 0 | 298.8082 | 0
| 215.7663 | 0 | 215.7663 | -0.002482 | 215.7663 | 0.034613 | 215.7663 | 0 | 215.7663 | 0 | 215.7663 | 0 | 374.9584 | 3.2302 | 301.2842 | 0.039562 | 215.7663 | 0 | 374.9584 | 1.3302 | 301.2842 | 0 | 301.2842 | 0 | 295.3499 | 0.00035473 | 301.2842 | 0 | 301.2842 | 0 | 301.7786 | 0 | 299.6622 | 0 | 301.2842 | 0 | 301.7786 | 0 | 301.7786 | 0 | 301.7786 | 0 | 374.9584 | 0.022777 | 301.7786 | 0 | 301.7786 | 8.6312e-05 |  |  | 301.2842 | 0 | 295.69 | 0.01096 | 301.7786 | 0 | 301.2842 | 0 | 374.3452 | 0.0002664 | 301.7786 | 0 | 301.7786 | 0.0043934 | 301.2842 | 0 | 301.7786 | 0 | 301.7786 | 0 | 301.7786 | 0 | 575.1561 | 0.018207 | 301.2842 | 0 | 301.2842 | 0 | 301.7786 | 0.0060428 | 574.1483 | 0.00017392 | 301.2842 | 0 | 577.2525 | 0.00037843 | 575.1561 | 0.029402 | 301.2842 | 0 | 832.59 | 0.0021949 | 917.8932 | 0.026013 | 1091.4475 | 0.00080492 | 1005.8088 | 0.013945 | 1025.0421 | 0 | 1024.4238 | 0 | 1024.4175 | 0.0051217 | 301.284 | 8.0298e-05 | 301.7786 | 0 | 301.2842 | 0 | 301.2842 | 0 | 301.7786 | #REF! | 301.2842 | 0 | 299.019 | 0
| 215.838 | 0 | 215.838 | 0.02712 | 215.838 | 0.034613 | 215.838 | 0 | 215.838 | 0 | 215.838 | 0 | 375.0714 | 3.151 | 301.4944 | -0.018258 | 215.838 | 0 | 375.0714 | 1.3984 | 301.4944 | 0 | 301.4944 | 0 | 295.5614 | -0.0001324 | 301.4944 | 0 | 301.4944 | 0 | 301.9893 | 0 | 299.8754 | 0 | 301.4944 | 0 | 301.9893 | 0 | 301.9893 | 0 | 301.9893 | 0 | 375.0714 | 0.013269 | 301.9893 | 0 | 301.9894 | 0 |  |  | 301.4944 | 0 | 295.9 | 0.021802 | 301.9893 | 0 | 301.4944 | 0 | 374.4567 | 0.00029994 | 301.9893 | 0 | 301.9894 | 0 | 301.4944 | 0 | 301.9893 | 0 | 301.9893 | 0 | 301.9893 | 0 | 575.3138 | 0.012494 | 301.4944 | 0 | 301.4944 | 0 | 301.9893 | -0.0099733 | 574.3067 | 0.00026087 | 301.4944 | 0 | 577.4095 | 0.00016563 | 575.3138 | 0.031588 | 301.4944 | 0 | 832.6591 | 0.0018261 | 918.1347 | 0.026894 | 1091.5059 | 0.00082469 | 1005.8212 | 0.01392 | 1025.0935 | 0 | 1024.4752 | 0 | 1024.4689 | 0.005083 | 301.494 | 7.4971e-05 | 301.9893 | 0 | 301.4944 | 0 | 301.4944 | 0 | 301.9893 | #REF! | 301.4944 | 0 | 299.2297 | 0
| 215.9097 | 0 | 215.9097 | 0.024162 | 215.9097 | 0.034613 | 215.9097 | 0 | 215.9097 | 0 | 215.9097 | 0 | 375.1845 | 3.1366 | 301.7046 | 0.043754 | 215.9097 | 0 | 375.1845 | 1.5858 | 301.7046 | 0 | 301.7046 | 0 | 295.7729 | 0.00063786 | 301.7046 | 0 | 301.7046 | 0 | 302.2001 | 0 | 300.0886 | 0 | 301.7046 | 0 | 302.2001 | 0 | 302.2001 | 0 | 302.2001 | 0 | 375.1845 | 0.015881 | 302.2001 | 0 | 302.2001 | 4.7072e-05 |  |  | 301.7046 | 0 | 296.11 | -0.017373 | 302.2001 | 0 | 301.7046 | 0 | 374.5683 | 0.00030794 | 302.2001 | 0 | 302.2001 | 0.0037709 | 301.7046 | 0 | 302.2001 | 0 | 302.2001 | 0 | 302.2001 | 0 | 575.4715 | 0.013348 | 301.7046 | 0 | 301.7046 | 0 | 302.2001 | 0.0056877 | 574.4652 | 0 | 301.7046 | 0 | 577.5666 | 0.0002139 | 575.4715 | 0.02962 | 301.7046 | 0 | 832.728 | 0.0017188 | 918.3762 | 0.026859 | 1091.5642 | 0.00084451 | 1005.8336 | 0.013896 | 1025.145 | 0 | 1024.5266 | 0 | 1024.5203 | 0.0050626 | 301.705 | 5.8869e-05 | 302.2001 | 0 | 301.7046 | 0 | 301.7046 | 0 | 302.2001 | #REF! | 301.7046 | 0 | 299.4405 | 0
| 215.9814 | 0 | 215.9814 | -0.048631 | 215.9814 | 0.034613 | 215.9814 | 0 | 215.9814 | 0 | 215.9814 | 0 | 375.2975 | 3.0711 | 301.9149 | 0.019945 | 215.9814 | 0 | 375.2975 | 1.6827 | 301.9149 | 0 | 301.9149 | 0 | 295.9844 | -0.00014317 | 301.9149 | 0 | 301.9149 | 0 | 302.4109 | 0 | 300.3018 | 0 | 301.9149 | 0 | 302.4109 | 0 | 302.4109 | 0 | 302.4109 | 0 | 375.2975 | 0.0043989 | 302.4109 | 0 | 302.4109 | 0 |  |  | 301.9149 | 0 | 296.32 | 0.021452 | 302.4109 | 0 | 301.9149 | 0 | 374.6799 | 0.00031327 | 302.4109 | 0 | 302.4109 | 0 | 301.9149 | 0 | 302.4109 | 0 | 302.4109 | 0 | 302.4109 | 0 | 575.6293 | 0.021785 | 301.9149 | 0 | 301.9149 | 0 | 302.4109 | -0.0061185 | 574.6236 | 0.00078262 | 301.9149 | 0 | 577.7236 | 0.00025997 | 575.6293 | 0.032243 | 301.9149 | 0 | 832.797 | 0.0022037 | 918.6177 | 0.027599 | 1091.6226 | 0.00086435 | 1005.846 | 0.013872 | 1025.1965 | 0 | 1024.5781 | 0 | 1024.5718 | 0.0050683 | 301.915 | 4.8139e-05 | 302.4109 | 0 | 301.9149 | 0 | 301.9149 | 0 | 302.4109 | #REF! | 301.9149 | 0 | 299.6512 | 0
| 216.0531 | 0 | 216.0531 | -0.019115 | 216.0531 | 0.034613 | 216.0531 | 0 | 216.0531 | 0 | 216.0531 | 0 | 375.4106 | 2.9409 | 302.1252 | 0.041807 | 216.0531 | 0 | 375.4106 | 1.805 | 302.1252 | 0 | 302.1252 | 0 | 296.1959 | 0.00056463 | 302.1252 | 0 | 302.1252 | 0 | 302.6217 | 0 | 300.515 | 0 | 302.1252 | 0 | 302.6217 | 0 | 302.6217 | 0 | 302.6217 | 0 | 375.4106 | 0.023613 | 302.6217 | 0 | 302.6217 | 6.8512e-05 |  |  | 302.1252 | 0 | 296.53 | 0.020404 | 302.6217 | 0 | 302.1252 | 0 | 374.7915 | 0.00031137 | 302.6217 | 0 | 302.6217 | 0.0081198 | 302.1252 | 0 | 302.6217 | 0 | 302.6217 | 0 | 302.6217 | 0 | 575.7871 | 0.019168 | 302.1252 | 0 | 302.1252 | 0 | 302.6217 | 0.0076031 | 574.7821 | 0.00017392 | 302.1252 | 0 | 577.8807 | 0.00023035 | 575.7871 | 0.030276 | 302.1252 | 0 | 832.8661 | 0.0020986 | 918.8592 | 0.027211 | 1091.6809 | 0.00088421 | 1005.8584 | 0.013848 | 1025.248 | 0 | 1024.6295 | 0 | 1024.6232 | 0.0051024 | 302.125 | 5.3516e-05 | 302.6217 | 0 | 302.1252 | 0 | 302.1252 | 0 | 302.6217 | #REF! | 302.1252 | 0 | 299.862 | 0
| 216.1248 | 0 | 216.1248 | 0.039519 | 216.1248 | 0.034613 | 216.1248 | 0 | 216.1248 | 0 | 216.1248 | 0 | 375.5236 | 2.8484 | 302.3354 | -0.01233 | 216.1248 | 0 | 375.5236 | 1.998 | 302.3354 | 0 | 302.3354 | 0 | 296.4075 | -0.00057344 | 302.3354 | 0 | 302.3354 | 0 | 302.8325 | 0 | 300.7282 | 0 | 302.3354 | 0 | 302.8325 | 0 | 302.8325 | 0 | 302.8325 | 0 | 375.5236 | 0.015045 | 302.8325 | 0 | 302.8326 | 0 |  |  | 302.3354 | 0 | 296.74 | -0.0061794 | 302.8325 | 0 | 302.3354 | 0 | 374.9031 | 0.00033347 | 302.8325 | 0 | 302.8326 | 0 | 302.3354 | 0 | 302.8325 | 0 | 302.8325 | 0 | 302.8325 | 0 | 575.9448 | 0.016339 | 302.3354 | 0 | 302.3354 | 0 | 302.8326 | 0.0021497 | 574.9405 | 0.00078262 | 302.3354 | 0 | 578.0377 | 0.00029726 | 575.9448 | 0.031697 | 302.3354 | 0 | 832.9351 | 0.0020367 | 919.1008 | 0.028339 | 1091.7393 | 0.00090406 | 1005.8708 | 0.013825 | 1025.2994 | 0 | 1024.6809 | 0 | 1024.6746 | 0.0051649 | 302.335 | 4.2851e-05 | 302.8325 | 0 | 302.3354 | 0 | 302.3354 | 0 | 302.8326 | #REF! | 302.3354 | 0 | 300.0728 | 0
| 216.1965 | 0 | 216.1965 | 0.064095 | 216.1965 | 0.034613 | 216.1965 | 0 | 216.1965 | 0 | 216.1965 | 0 | 375.6366 | 2.7784 | 302.5458 | 0.10697 | 216.1965 | 0 | 375.6366 | 2.0124 | 302.5458 | 0 | 302.5457 | 0 | 296.619 | 0.00030746 | 302.5458 | 0 | 302.5457 | 0 | 303.0434 | 0 | 300.9414 | 0 | 302.5457 | 0 | 303.0434 | 0 | 303.0434 | 0 | 303.0434 | 0 | 375.6366 | 0.018598 | 303.0434 | 0 | 303.0434 | 9.767e-05 |  |  | 302.5458 | 0 | 296.95 | 0.014107 | 303.0434 | 0 | 302.5457 | 0 | 375.0147 | 0.00029193 | 303.0434 | 0 | 303.0434 | 0.0086006 | 302.5457 | 0 | 303.0434 | 0 | 303.0434 | 0 | 303.0434 | 0 | 576.1026 | 0.010786 | 302.5458 | 0 | 302.5458 | 0 | 303.0434 | 0.0029893 | 575.099 | 0.00017392 | 302.5458 | 0 | 578.1948 | 0.00018209 | 576.1026 | 0.029511 | 302.5457 | 0 | 833.0041 | 0.0014127 | 919.3423 | 0.027775 | 1091.7977 | 0.00092394 | 1005.8832 | 0.013801 | 1025.351 | 0 | 1024.7324 | 0 | 1024.7261 | 0.0052558 | 302.546 | 5.8908e-05 | 303.0434 | 0 | 302.5457 | 0 | 302.5457 | 0 | 303.0434 | #REF! | 302.5457 | 0 | 300.2837 | 0
| 216.2682 | 0 | 216.2682 | -0.00025948 | 216.2682 | 0.034613 | 216.2682 | 0 | 216.2682 | 0 | 216.2682 | 0 | 375.7497 | 2.7176 | 302.7561 | -0.025891 | 216.2682 | 0 | 375.7497 | 2.122 | 302.7561 | 0 | 302.7561 | 0 | 296.8306 | -0.00025525 | 302.7561 | 0 | 302.7561 | 0 | 303.2542 | 0 | 301.1547 | 0 | 302.7561 | 0 | 303.2542 | 0 | 303.2542 | 0 | 303.2542 | 0 | 375.7497 | 0.025494 | 303.2542 | 0 | 303.2542 | 0 |  |  | 302.7561 | 0 | 297.16 | -0.019821 | 303.2542 | 0 | 302.7561 | 0 | 375.1263 | 0.00031518 | 303.2542 | 0 | 303.2542 | 0 | 302.7561 | 0 | 303.2542 | 0 | 303.2542 | 0 | 303.2542 | 0 | 576.2604 | 0.015484 | 302.7561 | 0 | 302.7561 | 0 | 303.2542 | -2.2677e-05 | 575.2574 | 0.00078262 | 302.7561 | 0 | 578.3519 | 0.000249 | 576.2604 | 0.031916 | 302.7561 | 0 | 833.0731 | 0.0013342 | 919.5838 | 0.028656 | 1091.8561 | 0.00094375 | 1005.8956 | 0.013779 | 1025.4025 | 0 | 1024.7838 | 0 | 1024.7775 | 0.0053683 | 302.756 | 9.1012e-05 | 303.2542 | 0 | 302.7561 | 0 | 302.7561 | 0 | 303.2542 | #REF! | 302.7561 | 0 | 300.4945 | 0
| 216.3399 | 0 | 216.3399 | -0.05151 | 216.3399 | 0.034613 | 216.3399 | 0 | 216.3399 | 0 | 216.3399 | 0 | 375.8627 | 2.5751 | 302.9664 | -0.01663 | 216.3399 | 0 | 375.8627 | 2.1769 | 302.9664 | 0 | 302.9664 | 0 | 297.0422 | 0.00032568 | 302.9664 | 0 | 302.9664 | 0 | 303.4651 | 0 | 301.3679 | 0 | 302.9664 | 0 | 303.4651 | 0 | 303.4651 | 0 | 303.4651 | 0 | 375.8627 | 0.017658 | 303.4651 | 0 | 303.4651 | 1.7298e-05 |  |  | 302.9664 | 0 | 297.37 | 0.0053631 | 303.4651 | 0 | 302.9664 | 0 | 375.2379 | 0.00028583 | 303.4651 | 0 | 303.4651 | 0.0079124 | 302.9664 | 0 | 303.4651 | 0 | 303.4651 | 0 | 303.4651 | 0 | 576.4182 | 0.019222 | 302.9664 | 0 | 302.9664 | 0 | 303.4651 | 0.0022018 | 575.4159 | 0 | 302.9664 | 0 | 578.509 | 0.00023474 | 576.4182 | 0.030495 | 302.9664 | 0 | 833.1422 | 0.00099058 | 919.8254 | 0.02855 | 1091.9144 | 0.00096352 | 1005.908 | 0.013757 | 1025.454 | 0 | 1024.8353 | 0 | 1024.829 | 0.0054955 | 302.966 | 6.9616e-05 | 303.4651 | 0 | 302.9664 | 0 | 302.9664 | 0 | 303.4651 | #REF! | 302.9664 | 0 | 300.7054 | 0
| 216.4117 | 0 | 216.4117 | 0.038918 | 216.4117 | 0.034613 | 216.4117 | 0 | 216.4117 | 0 | 216.4117 | 0 | 375.9757 | 2.5184 | 303.1768 | -0.048813 | 216.4117 | 0 | 375.9757 | 2.4066 | 303.1768 | 0 | 303.1768 | 0 | 297.2538 | -0.00035569 | 303.1768 | 0 | 303.1768 | 0 | 303.676 | 0 | 301.5812 | 0 | 303.1768 | 0 | 303.676 | 0 | 303.676 | 0 | 303.676 | 0 | 375.9757 | 0.0038058 | 303.676 | 0 | 303.676 | 0 |  |  | 303.1768 | 0 | 297.58 | 0.0067623 | 303.676 | 0 | 303.1768 | 0 | 375.3495 | 0.00035291 | 303.676 | 0 | 303.676 | 0 | 303.1768 | 0 | 303.676 | 0 | 303.676 | 0 | 303.676 | 0 | 576.576 | 0.012654 | 303.1768 | 0 | 303.1768 | 0 | 303.676 | 0.0016635 | 575.5744 | 0.00078262 | 303.1768 | 0 | 578.6661 | 0.0002501 | 576.576 | 0.030932 | 303.1768 | 0 | 833.2113 | 0.0013449 | 920.067 | 0.029678 | 1091.9729 | 0.00098326 | 1005.9204 | 0.013735 | 1025.5055 | 0 | 1024.8867 | 0 | 1024.8804 | 0.0056274 | 303.177 | 5.8908e-05 | 303.676 | 0 | 303.1768 | 0 | 303.1768 | 0 | 303.676 | #REF! | 303.1768 | 0 | 300.9162 | 0
| 216.4834 | 0 | 216.4834 | 0.019549 | 216.4834 | 0.034613 | 216.4834 | 0 | 216.4834 | 0 | 216.4834 | 0 | 376.0888 | 2.4793 | 303.3872 | 0.074341 | 216.4834 | 0 | 376.0888 | 2.5175 | 303.3872 | 0 | 303.3872 | 0 | 297.4654 | 0.00013536 | 303.3872 | 0 | 303.3872 | 0 | 303.8869 | 0 | 301.7945 | 0 | 303.3872 | 0 | 303.8869 | 0 | 303.8869 | 0 | 303.8869 | 0 | 376.0888 | 0 | 303.8869 | 0 | 303.8869 | 8.2029e-05 |  |  | 303.3872 | 0 | 297.79 | -0.010027 | 303.8869 | 0 | 303.3872 | 0 | 375.4611 | 0.00034071 | 303.8869 | 0 | 303.8869 | 0.011656 | 303.3872 | 0 | 303.8869 | 0 | 303.8869 | 0 | 303.8869 | 0 | 576.7338 | 0.0093973 | 303.3872 | 0 | 303.3872 | 0 | 303.8869 | 0.0042696 | 575.7329 | 0 | 303.3872 | 0 | 578.8232 | 0.00025887 | 576.7338 | 0.027871 | 303.3872 | 0 | 833.2804 | 0.001598 | 920.3085 | 0.028938 | 1092.0312 | 0.0010029 | 1005.9328 | 0.013714 | 1025.557 | 0 | 1024.9382 | 0 | 1024.9319 | 0.005758 | 303.387 | 4.822e-05 | 303.8869 | 0 | 303.3872 | 0 | 303.3872 | 0 | 303.8869 | #REF! | 303.3872 | 0 | 301.1271 | 0
| 216.5551 | 0 | 216.5551 | -0.058626 | 216.5551 | 0.034613 | 216.5551 | 0 | 216.5551 | 0 | 216.5551 | 0 | 376.2018 | 2.378 | 303.5975 | -0.058927 | 216.5551 | 0 | 376.2018 | 2.6433 | 303.5975 | 0 | 303.5976 | 0 | 297.6771 | 1.4346e-05 | 303.5975 | 0 | 303.5976 | 0 | 304.0978 | 0 | 302.0077 | 0 | 303.5976 | 0 | 304.0978 | 0 | 304.0978 | 0 | 304.0978 | 0 | 376.2018 | 0.026016 | 304.0978 | 0 | 304.0978 | 0 |  |  | 303.5975 | 0 | 298.01 | -0.016672 | 304.0978 | 0 | 303.5976 | 0 | 375.5727 | 0.00039636 | 304.0978 | 0 | 304.0978 | 0 | 303.5976 | 0 | 304.0978 | 0 | 304.0978 | 0 | 304.0978 | 0 | 576.8916 | 0.016819 | 303.5975 | 0 | 303.5975 | 0 | 304.0978 | -0.004005 | 575.8914 | 0.00078262 | 303.5975 | 0 | 578.9803 | 0.0002479 | 576.8916 | 0.029511 | 303.5976 | 0 | 833.3495 | 0.0011112 | 920.5501 | 0.029996 | 1092.0897 | 0.0010225 | 1005.9452 | 0.013693 | 1025.6086 | 0 | 1024.9896 | 0 | 1024.9833 | 0.0058796 | 303.598 | 5.3589e-05 | 304.0978 | 0 | 303.5976 | 0 | 303.5976 | 0 | 304.0978 | #REF! | 303.5976 | 0 | 301.338 | 0
| 216.6269 | 0 | 216.6269 | -0.022672 | 216.6269 | 0.034613 | 216.6269 | 0 | 216.6269 | 0 | 216.6269 | 0 | 376.3148 | 2.2817 | 303.808 | -0.046357 | 216.6269 | 0 | 376.3148 | 2.723 | 303.808 | 0 | 303.808 | 0 | 297.8887 | 0.00033902 | 303.808 | 0 | 303.808 | 0 | 304.3087 | 0 | 302.221 | 0 | 303.808 | 0 | 304.3087 | 0 | 304.3087 | 0 | 304.3087 | 0 | 376.3148 | 0.024867 | 304.3087 | 0 | 304.3087 | 0.00010207 |  |  | 303.808 | 0 | 298.22 | -0.030314 | 304.3087 | 0 | 303.808 | 0 | 375.6844 | 0.00037997 | 304.3087 | 0 | 304.3087 | 0.0069931 | 303.808 | 0 | 304.3087 | 0 | 304.3087 | 0 | 304.3087 | 0 | 577.0495 | 0.019809 | 303.808 | 0 | 303.808 | 0 | 304.3087 | 0.0065556 | 576.0499 | 0 | 303.808 | 0 | 579.1374 | 0.00029397 | 577.0495 | 0.028527 | 303.808 | 0 | 833.4186 | 0.0016222 | 920.7917 | 0.029996 | 1092.1481 | 0.0010419 | 1005.9576 | 0.013673 | 1025.6602 | 0 | 1025.0411 | 0 | 1025.0348 | 0.0059865 | 303.808 | 6.9632e-05 | 304.3087 | 0 | 303.808 | 0 | 303.808 | 0 | 304.3087 | #REF! | 303.808 | 0 | 301.5489 | 0
| 216.6986 | 0 | 216.6986 | 0.004886 | 216.6986 | 0.034613 | 216.6986 | 0 | 216.6986 | 0 | 216.6986 | 0 | 376.4279 | 2.2093 | 304.0184 | 0.012678 | 216.6986 | 0 | 376.4279 | 2.89 | 304.0184 | 0 | 304.0184 | 0 | 298.1003 | -0.00018015 | 304.0184 | 0 | 304.0184 | 0 | 304.5197 | 0 | 302.4343 | 0 | 304.0184 | 0 | 304.5197 | 0 | 304.5197 | 0 | 304.5197 | 0 | 376.4279 | 0.0038058 | 304.5197 | 0 | 304.5197 | 0 |  |  | 304.0184 | 0 | 298.43 | 0.011659 | 304.5197 | 0 | 304.0184 | 0 | 375.796 | 0.00036739 | 304.5197 | 0 | 304.5197 | 0 | 304.0184 | 0 | 304.5197 | 0 | 304.5197 | 0 | 304.5197 | 0 | 577.2073 | 0.02029 | 304.0184 | 0 | 304.0184 | 0 | 304.5197 | 0.0014251 | 576.2084 | 0 | 304.0184 | 0 | 579.2945 | 0.00016673 | 577.2073 | 0.030604 | 304.0184 | 0 | 833.4877 | 0.0021411 | 921.0333 | 0.031264 | 1092.2065 | 0.0010612 | 1005.97 | 0.013653 | 1025.7117 | 0 | 1025.0927 | 0 | 1025.0863 | 0.0060751 | 304.018 | 5.8943e-05 | 304.5197 | 0 | 304.0184 | 0 | 304.0184 | 0 | 304.5197 | #REF! | 304.0184 | 0 | 301.7598 | 0
| 216.7704 | 0 | 216.7704 | 0.16139 | 216.7704 | 0.034613 | 216.7704 | 0 | 216.7704 | 0 | 216.7704 | 0 | 376.5409 | 2.1079 | 304.2288 | 0.19137 | 216.7704 | 0 | 376.5409 | 3.0046 | 304.2288 | 0 | 304.2288 | 0 | 298.312 | 0.00028573 | 304.2288 | 0 | 304.2288 | 0 | 304.7306 | 0 | 302.6476 | 0 | 304.2288 | 0 | 304.7306 | 0 | 304.7306 | 0 | 304.7306 | 0 | 376.5409 | 0.0076135 | 304.7306 | 0 | 304.7307 | 0.00021958 |  |  | 304.2288 | 0 | 298.64 | 0.01026 | 304.7306 | 0 | 304.2288 | 0 | 375.9076 | 0.00034414 | 304.7306 | 0 | 304.7307 | 0.011566 | 304.2288 | 0 | 304.7306 | 0 | 304.7306 | 0 | 304.7306 | 0 | 577.3651 | 0.019222 | 304.2288 | 0 | 304.2288 | 0 | 304.7307 | -0.00016396 | 576.3669 | 0 | 304.2288 | 0 | 579.4517 | 0.00030494 | 577.3651 | 0.028418 | 304.2288 | 0 | 833.5568 | 0.0023415 | 921.2749 | 0.030489 | 1092.2649 | 0.0010804 | 1005.9824 | 0.013634 | 1025.7632 | 0 | 1025.144 | 0 | 1025.1377 | 0.0061433 | 304.229 | 3.2143e-05 | 304.7306 | 0 | 304.2288 | 0 | 304.2288 | 0 | 304.7307 | #REF! | 304.2288 | 0 | 301.9708 | 0
| 216.8421 | 0 | 216.8421 | -0.018477 | 216.8421 | 0.034613 | 216.8421 | 0 | 216.8421 | 0 | 216.8421 | 0 | 376.6539 | 2.0025 | 304.4393 | -0.06751 | 216.8421 | 0 | 376.6539 | 3.0845 | 304.4393 | 0 | 304.4393 | 0 | 298.5237 | -0.00025685 | 304.4393 | 0 | 304.4393 | 0 | 304.9416 | 0 | 302.861 | 0 | 304.4393 | 0 | 304.9416 | 0 | 304.9416 | 0 | 304.9416 | 0 | 376.6539 | 0.015672 | 304.9416 | 0 | 304.9416 | 0 |  |  | 304.4393 | 0 | 298.85 | 0.014458 | 304.9416 | 0 | 304.4393 | 0 | 376.0193 | 0.00035481 | 304.9416 | 0 | 304.9416 | 0 | 304.4393 | 0 | 304.9416 | 0 | 304.9416 | 0 | 304.9416 | 0 | 577.523 | 0.016926 | 304.4393 | 0 | 304.4393 | 0 | 304.9416 | -0.0015122 | 576.5254 | 0.00078262 | 304.4393 | 0 | 579.6088 | 0.00022048 | 577.523 | 0.029839 | 304.4393 | 0 | 833.626 | 0.0021179 | 921.5164 | 0.0313 | 1092.3234 | 0.0010994 | 1005.9948 | 0.013616 | 1025.8147 | 0 | 1025.1956 | 0 | 1025.1892 | 0.0061876 | 304.439 | 4.8162e-05 | 304.9416 | 0 | 304.4393 | 0 | 304.4393 | 0 | 304.9416 | #REF! | 304.4393 | 0 | 302.1817 | 0
| 216.9139 | 0 | 216.9139 | -0.035513 | 216.9139 | 0.034613 | 216.9139 | 0 | 216.9139 | 0 | 216.9139 | 0 | 376.7669 | 1.9544 | 304.6498 | 0.01465 | 216.9139 | 0 | 376.7669 | 3.2141 | 304.6498 | 0 | 304.6498 | 0 | 298.7354 | 0.00016031 | 304.6498 | 0 | 304.6498 | 0 | 305.1526 | 0 | 303.0743 | 0 | 304.6498 | 0 | 305.1526 | 0 | 305.1526 | 0 | 305.1526 | 0 | 376.7669 | 0.025389 | 305.1526 | 0 | 305.1526 | 7.999e-05 |  |  | 304.6498 | 0 | 299.06 | -0.0061794 | 305.1526 | 0 | 304.6498 | 0 | 376.1309 | 0.00031594 | 305.1526 | 0 | 305.1526 | 0.013442 | 304.6498 | 0 | 305.1526 | 0 | 305.1526 | 0 | 305.1526 | 0 | 577.6809 | 0.024241 | 304.6498 | 0 | 304.6498 | 0 | 305.1526 | 0.00079709 | 576.684 | 0.00017392 | 304.6498 | 0 | 579.766 | 0.0003192 | 577.6809 | 0.028418 | 304.6498 | 0 | 833.6951 | 0.0022675 | 921.7581 | 0.031229 | 1092.3818 | 0.0011183 | 1006.0071 | 0.013599 | 1025.8663 | 0 | 1025.2471 | 0 | 1025.2407 | 0.006208 | 304.65 | 4.8205e-05 | 305.1526 | 0 | 304.6498 | 0 | 304.6498 | 0 | 305.1526 | #REF! | 304.6498 | 0 | 302.3927 | 0
| 216.9856 | 0 | 216.9857 | 0.024985 | 216.9856 | 0.034613 | 216.9856 | 0 | 216.9856 | 0 | 216.9857 | 0 | 376.88 | 1.8549 | 304.8603 | -0.035071 | 216.9856 | 0 | 376.88 | 3.3792 | 304.8603 | 0 | 304.8603 | 0 | 298.9471 | -0.00022328 | 304.8603 | 0 | 304.8603 | 0 | 305.3636 | 0 | 303.2877 | 0 | 304.8603 | 0 | 305.3636 | 0 | 305.3636 | 0 | 305.3636 | 0 | 376.88 | 0.02727 | 305.3636 | 0 | 305.3636 | 0 |  |  | 304.8603 | 0 | 299.27 | 0.0078116 | 305.3636 | 0 | 304.8603 | 0 | 376.2426 | 0.00028545 | 305.3636 | 0 | 305.3636 | 0 | 304.8603 | 0 | 305.3636 | 0 | 305.3636 | 0 | 305.3636 | 0 | 577.8387 | 0.015751 | 304.8603 | 0 | 304.8603 | 0 | 305.3636 | -4.9153e-05 | 576.8425 | 0.00026087 | 304.8603 | 0 | 579.9231 | 0.00025558 | 577.8387 | 0.030167 | 304.8603 | 0 | 833.7643 | 0.0015845 | 921.9997 | 0.032392 | 1092.4403 | 0.0011369 | 1006.0195 | 0.013582 | 1025.9179 | 0 | 1025.2986 | 0 | 1025.2922 | 0.0062024 | 304.86 | 3.212e-05 | 305.3636 | 0 | 304.8603 | 0 | 304.8603 | 0 | 305.3636 | #REF! | 304.8603 | 0 | 302.6037 | 0
| 217.0574 | 0 | 217.0574 | 0.02121 | 217.0574 | 0.034613 | 217.0574 | 0 | 217.0574 | 0 | 217.0574 | 0 | 376.993 | 1.6954 | 305.0708 | 0.073861 | 217.0574 | 0 | 376.993 | 3.5503 | 305.0708 | 0 | 305.0708 | 0 | 299.1588 | 0.00053227 | 305.0708 | 0 | 305.0708 | 0 | 305.5746 | 0 | 303.501 | 0 | 305.0708 | 0 | 305.5746 | 0 | 305.5746 | 0 | 305.5746 | 0 | 376.993 | 0.001681 | 305.5746 | 0 | 305.5747 | 0.00011594 |  |  | 305.0708 | 0 | 299.48 | 0.034394 | 305.5746 | 0 | 305.0708 | 0 | 376.3543 | 0.00024582 | 305.5746 | 0 | 305.5747 | 0.0070076 | 305.0708 | 0 | 305.5746 | 0 | 305.5746 | 0 | 305.5746 | 0 | 577.9966 | 0.019809 | 305.0708 | 0 | 305.0708 | 0 | 305.5746 | 0.005955 | 577.001 | 0 | 305.0708 | 0 | 580.0803 | 0.00021499 | 577.9966 | 0.028746 | 305.0708 | 0 | 833.8334 | 0.0014701 | 922.2413 | 0.03204 | 1092.4987 | 0.0011553 | 1006.0319 | 0.013566 | 1025.9695 | 0 | 1025.3501 | 0 | 1025.3438 | 0.0061717 | 305.071 | 2.6766e-05 | 305.5746 | 0 | 305.0708 | 0 | 305.0708 | 0 | 305.5746 | #REF! | 305.0708 | 0 | 302.8147 | 0
| 217.1292 | 0 | 217.1292 | -0.053687 | 217.1292 | 0.034613 | 217.1292 | 0 | 217.1292 | 0 | 217.1292 | 0 | 377.106 | 1.6909 | 305.2813 | -0.080079 | 217.1292 | 0 | 377.106 | 3.6354 | 305.2813 | 0 | 305.2813 | 0 | 299.3705 | -0.00021403 | 305.2813 | 0 | 305.2813 | 0 | 305.7857 | 0 | 303.7144 | 0 | 305.2813 | 0 | 305.7857 | 0 | 305.7857 | 0 | 305.7857 | 0 | 377.106 | 0.0035093 | 305.7857 | 0 | 305.7857 | 0 |  |  | 305.2813 | 0 | 299.69 | -0.0079281 | 305.7857 | 0 | 305.2813 | 0 | 376.4659 | 0.00027402 | 305.7857 | 0 | 305.7857 | 0 | 305.2813 | 0 | 305.7857 | 0 | 305.7857 | 0 | 305.7857 | 0 | 578.1545 | 0.016979 | 305.2813 | 0 | 305.2813 | 0 | 305.7857 | -0.0020113 | 577.1596 | 0.00078262 | 305.2813 | 0 | 580.2375 | 0.00021938 | 578.1545 | 0.029948 | 305.2813 | 0 | 833.9026 | 0.0023028 | 922.4829 | 0.033168 | 1092.5571 | 0.0011736 | 1006.0443 | 0.013551 | 1026.021 | 0 | 1025.4016 | 0 | 1025.3953 | 0.0061183 | 305.281 | 4.8228e-05 | 305.7857 | 0 | 305.2813 | 0 | 305.2813 | 0 | 305.7857 | #REF! | 305.2813 | 0 | 303.0257 | 0
| 217.201 | 0 | 217.201 | -0.0058102 | 217.201 | 0.034613 | 217.201 | 0 | 217.201 | 0 | 217.201 | 0 | 377.219 | 1.6406 | 305.4918 | 0.047272 | 217.201 | 0 | 377.219 | 3.8164 | 305.4918 | 0 | 305.4918 | 0 | 299.5823 | 0.00044676 | 305.4918 | 0 | 305.4918 | 0 | 305.9967 | 0 | 303.9278 | 0 | 305.4918 | 0 | 305.9967 | 0 | 305.9967 | 0 | 305.9967 | 0 | 377.219 | 0.016822 | 305.9967 | 0 | 305.9967 | 8.6965e-05 |  |  | 305.4918 | 0 | 299.9 | -0.00513 | 305.9967 | 0 | 305.4918 | 0 | 376.5776 | 0.00032318 | 305.9967 | 0 | 305.9967 | 0.0083184 | 305.4918 | 0 | 305.9967 | 0 | 305.9967 | 0 | 305.9967 | 0 | 578.3124 | 0.016979 | 305.4918 | 0 | 305.4918 | 0 | 305.9967 | 0.0072504 | 577.3182 | 0 | 305.4918 | 0 | 580.3947 | 0.00024242 | 578.3124 | 0.028746 | 305.4918 | 0 | 833.9719 | 0.0020669 | 922.7246 | 0.03271 | 1092.6156 | 0.0011915 | 1006.0567 | 0.013537 | 1026.0725 | 0 | 1025.4531 | 0 | 1025.4468 | 0.006049 | 305.492 | 3.7498e-05 | 305.9967 | 0 | 305.4918 | 0 | 305.4918 | 0 | 305.9967 | #REF! | 305.4918 | 0 | 303.2367 | 0
| 217.2728 | 0 | 217.2728 | 0.04733 | 217.2728 | 0.034613 | 217.2728 | 0 | 217.2728 | 0 | 217.2728 | 0 | 377.332 | 1.5828 | 305.7024 | -0.012562 | 217.2728 | 0 | 377.332 | 3.9301 | 305.7024 | 0 | 305.7024 | 0 | 299.794 | -0.00024555 | 305.7024 | 0 | 305.7024 | 0 | 306.2078 | 0 | 304.1411 | 0 | 305.7024 | 0 | 306.2078 | 0 | 306.2078 | 0 | 306.2078 | 0 | 377.332 | 0.024867 | 306.2078 | 0 | 306.2078 | 0 |  |  | 305.7024 | 0 | 300.12 | -0.025068 | 306.2078 | 0 | 305.7024 | 0 | 376.6893 | 0.00036282 | 306.2078 | 0 | 306.2078 | 0 | 305.7024 | 0 | 306.2078 | 0 | 306.2078 | 0 | 306.2078 | 0 | 578.4703 | 0.013028 | 305.7024 | 0 | 305.7024 | 0 | 306.2078 | -0.0033808 | 577.4767 | 0 | 305.7024 | 0 | 580.5519 | 0.00026326 | 578.4703 | 0.030932 | 305.7024 | 0 | 834.0411 | 0.0018979 | 922.9662 | 0.034014 | 1092.6741 | 0.0012092 | 1006.0691 | 0.013524 | 1026.1242 | 0 | 1025.5046 | 0 | 1025.4983 | 0.0059683 | 305.702 | 2.6809e-05 | 306.2078 | 0 | 305.7024 | 0 | 305.7024 | 0 | 306.2078 | #REF! | 305.7024 | 0 | 303.4478 | 0
| 217.3445 | 0 | 217.3445 | 0.02418 | 217.3445 | 0.034613 | 217.3445 | 0 | 217.3445 | 0 | 217.3445 | 0 | 377.445 | 1.5214 | 305.913 | -0.024913 | 217.3445 | 0 | 377.445 | 4.1059 | 305.913 | 0 | 305.913 | 0 | 300.0058 | 0.00030267 | 305.913 | 0 | 305.913 | 0 | 306.4189 | 0 | 304.3545 | 0 | 305.913 | 0 | 306.4189 | 0 | 306.4189 | 0 | 306.4189 | 0 | 377.445 | 0.0049438 | 306.4189 | 0 | 306.4189 | 7.2587e-05 |  |  | 305.913 | 0 | 300.33 | 0.007112 | 306.4189 | 0 | 305.913 | 0 | 376.801 | 0.00034757 | 306.4189 | 0 | 306.4189 | 0.0075729 | 305.913 | 0 | 306.4189 | 0 | 306.4189 | 0 | 306.4189 | 0 | 578.6282 | 0.02045 | 305.913 | 0 | 305.913 | 0 | 306.4189 | 0.0063281 | 577.6353 | 0 | 305.913 | 0 | 580.7091 | 0.00020512 | 578.6282 | 0.02973 | 305.913 | 0 | 834.1103 | 0.0019818 | 923.2079 | 0.033873 | 1092.7325 | 0.0012267 | 1006.0815 | 0.013511 | 1026.1758 | 0 | 1025.5561 | 0 | 1025.5498 | 0.0058842 | 305.913 | 5.8894e-05 | 306.4189 | 0 | 305.913 | 0 | 305.913 | 0 | 306.4189 | #REF! | 305.913 | 0 | 303.6588 | 0
| 217.4163 | 0 | 217.4163 | -0.030559 | 217.4163 | 0.034613 | 217.4163 | 0 | 217.4163 | 0 | 217.4163 | 0 | 377.5581 | 1.459 | 306.1236 | -0.0069059 | 217.4163 | 0 | 377.5581 | 4.2559 | 306.1236 | 0 | 306.1236 | 0 | 300.2176 | -0.00032865 | 306.1236 | 0 | 306.1236 | 0 | 306.63 | 0 | 304.568 | 0 | 306.1236 | 0 | 306.63 | 0 | 306.63 | 0 | 306.63 | 0 | 377.5581 | 0.010971 | 306.63 | 0 | 306.63 | 0 |  |  | 306.1236 | 0 | 300.54 | -0.021918 | 306.63 | 0 | 306.1236 | 0 | 376.9126 | 0.00031518 | 306.63 | 0 | 306.63 | 0 | 306.1236 | 0 | 306.63 | 0 | 306.63 | 0 | 306.63 | 0 | 578.7861 | 0.018047 | 306.1236 | 0 | 306.1236 | 0 | 306.63 | -0.0016396 | 577.7939 | 0.00026087 | 306.1236 | 0 | 580.8664 | 0.00026874 | 578.7861 | 0.032025 | 306.1236 | 0 | 834.1795 | 0.0019437 | 923.4495 | 0.034719 | 1092.791 | 0.0012438 | 1006.0939 | 0.0135 | 1026.2273 | 0 | 1025.6077 | 0 | 1025.6013 | 0.0058046 | 306.124 | 8.035e-05 | 306.63 | 0 | 306.1236 | 0 | 306.1236 | 0 | 306.63 | #REF! | 306.1236 | 0 | 303.8699 | 0
| 217.4881 | 0 | 217.4881 | -0.049661 | 217.4881 | 0.034613 | 217.4881 | 0 | 217.4881 | 0 | 217.4881 | 0 | 377.6711 | 1.4238 | 306.3342 | 0.056868 | 217.4881 | 0 | 377.6711 | 4.5242 | 306.3342 | 0 | 306.3342 | 0 | 300.4294 | 0.00064187 | 306.3342 | 0 | 306.3342 | 0 | 306.8411 | 0 | 304.7814 | 0 | 306.3342 | 0 | 306.8411 | 0 | 306.8411 | 0 | 306.8411 | 0 | 377.6711 | 0.016508 | 306.8411 | 0 | 306.8411 | 7.7293e-05 |  |  | 306.3342 | 0 | 300.75 | 0.0078116 | 306.8411 | 0 | 306.3342 | 0 | 377.0244 | 0.00025992 | 306.8411 | 0 | 306.8411 | 0.013658 | 306.3342 | 0 | 306.8411 | 0 | 306.8411 | 0 | 306.8411 | 0 | 578.944 | 0.022319 | 306.3342 | 0 | 306.3342 | 0 | 306.8411 | 0.0062153 | 577.9524 | 0 | 306.3342 | 0 | 581.0236 | 0.00018647 | 578.944 | 0.02973 | 306.3342 | 0 | 834.2488 | 0.0020606 | 923.6912 | 0.034507 | 1092.8496 | 0.0012607 | 1006.1063 | 0.01349 | 1026.2789 | 0 | 1025.6592 | 0 | 1025.6528 | 0.005733 | 306.334 | 9.1014e-05 | 306.8411 | 0 | 306.3342 | 0 | 306.3342 | 0 | 306.8411 | #REF! | 306.3342 | 0 | 304.081 | 0
| 217.5599 | 0 | 217.5599 | 0.026505 | 217.5599 | 0.034613 | 217.5599 | 0 | 217.5599 | 0 | 217.5599 | 0 | 377.7841 | 1.3642 | 306.5448 | -0.019435 | 217.5599 | 0 | 377.7841 | 4.5734 | 306.5448 | 0 | 306.5448 | 0 | 300.6412 | -0.00026175 | 306.5448 | 0 | 306.5448 | 0 | 307.0523 | 0 | 304.9948 | 0 | 306.5448 | 0 | 307.0522 | 0 | 307.0522 | 0 | 307.0522 | 0 | 377.7841 | 0.013583 | 307.0523 | 0 | 307.0523 | 0 |  |  | 306.5448 | 0 | 300.96 | 0.0053631 | 307.0522 | 0 | 306.5448 | 0 | 377.1361 | 0.0003026 | 307.0522 | 0 | 307.0523 | 0 | 306.5448 | 0 | 307.0522 | 0 | 307.0522 | 0 | 307.0522 | 0 | 579.1019 | 0.018047 | 306.5448 | 0 | 306.5448 | 0 | 307.0522 | -0.0010156 | 578.111 | 0.00078262 | 306.5448 | 0 | 581.1808 | 0.00022267 | 579.1019 | 0.030932 | 306.5448 | 0 | 834.3181 | 0.0025952 | 923.9328 | 0.035741 | 1092.9081 | 0.0012772 | 1006.1187 | 0.01348 | 1026.3306 | 0 | 1025.7107 | 0 | 1025.7043 | 0.005674 | 306.545 | 6.964e-05 | 307.0523 | 0 | 306.5448 | 0 | 306.5448 | 0 | 307.0522 | #REF! | 306.5448 | 0 | 304.2921 | 0
| 217.6317 | 0 | 217.6317 | 0.042061 | 217.6317 | 0.034613 | 217.6317 | 0 | 217.6317 | 0 | 217.6317 | 0 | 377.8971 | 1.331 | 306.7554 | 0.086572 | 217.6317 | 0 | 377.8971 | 4.7995 | 306.7554 | 0 | 306.7554 | 0 | 300.853 | 0.0003856 | 306.7554 | 0 | 306.7554 | 0 | 307.2634 | 0 | 305.2083 | 0 | 306.7554 | 0 | 307.2634 | 0 | 307.2634 | 0 | 307.2634 | 0 | 377.8971 | 0.0028674 | 307.2634 | 0 | 307.2634 | 9.7666e-05 |  |  | 306.7554 | 0 | 301.17 | 0.012359 | 307.2634 | 0 | 306.7554 | 0 | 377.2478 | 0.00031937 | 307.2634 | 0 | 307.2634 | 0.013117 | 306.7554 | 0 | 307.2634 | 0 | 307.2634 | 0 | 307.2634 | 0 | 579.2599 | 0.019809 | 306.7554 | 0 | 306.7554 | 0 | 307.2634 | 0.0032388 | 578.2696 | 0 | 306.7554 | 0 | 581.3381 | 0.00024022 | 579.2599 | 0.028637 | 306.7554 | 0 | 834.3873 | 0.0014958 | 924.1745 | 0.035247 | 1092.9666 | 0.0012933 | 1006.1311 | 0.013472 | 1026.3821 | 0 | 1025.7623 | 0 | 1025.7559 | 0.0056262 | 306.755 | 8.0363e-05 | 307.2634 | 0 | 306.7554 | 0 | 306.7554 | 0 | 307.2634 | #REF! | 306.7554 | 0 | 304.5032 | 0
| 217.7036 | 0 | 217.7036 | -0.029656 | 217.7036 | 0.034613 | 217.7036 | 0 | 217.7036 | 0 | 217.7036 | 0 | 378.0101 | 1.2655 | 306.9661 | 0.016634 | 217.7036 | 0 | 378.0101 | 4.9345 | 306.9661 | 0 | 306.9661 | 0 | 301.0649 | 5.4486e-05 | 306.9661 | 0 | 306.9661 | 0 | 307.4746 | 0 | 305.4217 | 0 | 306.9661 | 0 | 307.4746 | 0 | 307.4746 | 0 | 307.4746 | 0 | 378.0101 | 0.018075 | 307.4746 | 0 | 307.4746 | 0 |  |  | 306.9661 | 0 | 301.38 | -0.0030314 | 307.4746 | 0 | 306.9661 | 0 | 377.3595 | 0.00033271 | 307.4746 | 0 | 307.4746 | 0 | 306.9661 | 0 | 307.4746 | 0 | 307.4746 | 0 | 307.4746 | 0 | 579.4178 | 0.015324 | 306.9661 | 0 | 306.9661 | 0 | 307.4745 | -0.0082281 | 578.4282 | 0.00026087 | 306.9661 | 0 | 581.4954 | 0.00019415 | 579.4178 | 0.029511 | 306.9661 | 0 | 834.4566 | 0.0020336 | 924.4162 | 0.03634 | 1093.025 | 0.0013092 | 1006.1435 | 0.013464 | 1026.4337 | 0 | 1025.8138 | 0 | 1025.8075 | 0.0055887 | 306.966 | 8.0259e-05 | 307.4746 | 0 | 306.9661 | 0 | 306.9661 | 0 | 307.4745 | #REF! | 306.9661 | 0 | 304.7144 | 0
| 217.7754 | 0 | 217.7754 | -0.0015806 | 217.7754 | 0.034613 | 217.7754 | 0 | 217.7754 | 0 | 217.7754 | 0 | 378.1231 | 1.2138 | 307.1768 | 0.015616 | 217.7754 | 0 | 378.1231 | 5.2195 | 307.1768 | 0 | 307.1768 | 0 | 301.2767 | 0.0003562 | 307.1768 | 0 | 307.1768 | 0 | 307.6857 | 0 | 305.6352 | 0 | 307.1768 | 0 | 307.6857 | 0 | 307.6857 | 0 | 307.6857 | 0 | 378.1231 | 0.030195 | 307.6857 | 0 | 307.6857 | 4.6341e-05 |  |  | 307.1768 | 0 | 301.59 | 0.00046636 | 307.6857 | 0 | 307.1768 | 0 | 377.4712 | 0.00031327 | 307.6857 | 0 | 307.6857 | 0.010027 | 307.1768 | 0 | 307.6857 | 0 | 307.6857 | 0 | 307.6857 | 0 | 579.5758 | 0.024134 | 307.1768 | 0 | 307.1768 | 0 | 307.6857 | -0.0018519 | 578.5869 | 0.00069566 | 307.1768 | 0 | 581.6526 | 0.00027423 | 579.5758 | 0.028199 | 307.1768 | 0 | 834.5259 | 0.0023504 | 924.6579 | 0.036516 | 1093.0836 | 0.0013246 | 1006.1559 | 0.013458 | 1026.4853 | 0 | 1025.8654 | 0 | 1025.859 | 0.0055592 | 307.177 | 5.3531e-05 | 307.6857 | 0 | 307.1768 | 0 | 307.1768 | 0 | 307.6857 | #REF! | 307.1768 | 0 | 304.9255 | 0
| 217.8472 | 0 | 217.8472 | 0.0071412 | 217.8472 | 0.034613 | 217.8472 | 0 | 217.8472 | 0 | 217.8472 | 0 | 378.2361 | 1.1679 | 307.3875 | 0.0039926 | 217.8472 | 0 | 378.2361 | 5.4961 | 307.3875 | 0 | 307.3875 | 0 | 301.4886 | -0.00011043 | 307.3875 | 0 | 307.3875 | 0 | 307.8969 | 0 | 305.8487 | 0 | 307.3875 | 0 | 307.8969 | 0 | 307.8969 | 0 | 307.8969 | 0 | 378.2361 | 0.014732 | 307.8969 | 0 | 307.8969 | 0 |  |  | 307.3875 | 0 | 301.8 | -0.009677 | 307.8969 | 0 | 307.3875 | 0 | 377.5829 | 0.00031518 | 307.8969 | 0 | 307.8969 | 0 | 307.3875 | 0 | 307.8969 | 0 | 307.8969 | 0 | 307.8969 | 0 | 579.7337 | 0.019809 | 307.3875 | 0 | 307.3875 | 0 | 307.8969 | -0.0043151 | 578.7455 | 0.00026087 | 307.3875 | 0 | 581.8099 | 0.00019964 | 579.7337 | 0.029292 | 307.3875 | 0 | 834.5952 | 0.0022419 | 924.8996 | 0.037362 | 1093.1421 | 0.0013397 | 1006.1683 | 0.013453 | 1026.537 | 0 | 1025.917 | 0 | 1025.9105 | 0.0055342 | 307.387 | 6.4153e-05 | 307.8969 | 0 | 307.3875 | 0 | 307.3875 | 0 | 307.8969 | #REF! | 307.3875 | 0 | 305.1367 | 0
| 217.919 | 0 | 217.919 | 0.036243 | 217.919 | 0.034613 | 217.919 | 0 | 217.919 | 0 | 217.919 | 0 | 378.3491 | 1.1423 | 307.5982 | 0.023689 | 217.919 | 0 | 378.3491 | 5.6244 | 307.5982 | 0 | 307.5982 | 0 | 301.7005 | 4.2731e-05 | 307.5982 | 0 | 307.5982 | 0 | 308.1082 | 0 | 306.0621 | 0 | 307.5982 | 0 | 308.1081 | 0 | 308.1081 | 0 | 308.1081 | 0 | 378.3491 | 0.0079102 | 308.1082 | 0 | 308.1082 | 6.9815e-05 |  |  | 307.5982 | 0 | 302.02 | 0.0022152 | 308.1081 | 0 | 307.5982 | 0 | 377.6946 | 0.00036015 | 308.1081 | 0 | 308.1082 | 0.0088368 | 307.5982 | 0 | 308.1081 | 0 | 308.1081 | 0 | 308.1081 | 0 | 579.8917 | 0.027765 | 307.5982 | 0 | 307.5982 | 0 | 308.1082 | -0.0005404 | 578.9041 | 0.00017392 | 307.5982 | 0 | 581.9672 | 0.00029288 | 579.8917 | 0.028637 | 307.5982 | 0 | 834.6646 | 0.0021491 | 925.1413 | 0.036904 | 1093.2007 | 0.0013544 | 1006.1807 | 0.013448 | 1026.5886 | 0 | 1025.9685 | 0 | 1025.9622 | 0.0055137 | 307.598 | 5.8886e-05 | 308.1082 | 0 | 307.5982 | 0 | 307.5982 | 0 | 308.1082 | #REF! | 307.5982 | 0 | 305.3479 | 0
| 217.9908 | 0 | 217.9908 | -0.038959 | 217.9908 | 0.034613 | 217.9908 | 0 | 217.9908 | 0 | 217.9908 | 0 | 378.4621 | 1.1012 | 307.8089 | 0.021825 | 217.9908 | 0 | 378.4621 | 5.8961 | 307.8089 | 0 | 307.8089 | 0 | 301.9124 | -3.0643e-05 | 307.8089 | 0 | 307.8089 | 0 | 308.3194 | 0 | 306.2756 | 0 | 307.8089 | 0 | 308.3194 | 0 | 308.3194 | 0 | 308.3194 | 0 | 378.4621 | 0 | 308.3194 | 0 | 308.3194 | 0 |  |  | 307.8089 | 0 | 302.23 | -0.0040807 | 308.3194 | 0 | 307.8089 | 0 | 377.8064 | 0.00038531 | 308.3194 | 0 | 308.3194 | 0 | 307.8089 | 0 | 308.3194 | 0 | 308.3194 | 0 | 308.3194 | 0 | 580.0497 | 0.018688 | 307.8089 | 0 | 307.8089 | 0 | 308.3194 | -0.0034664 | 579.0627 | 0.00026087 | 307.8089 | 0 | 582.1245 | 0.00016563 | 580.0497 | 0.030604 | 307.8089 | 0 | 834.7339 | 0.0018926 | 925.383 | 0.037997 | 1093.2592 | 0.0013686 | 1006.1931 | 0.013445 | 1026.6403 | 0 | 1026.02 | 0 | 1026.0137 | 0.0054944 | 307.809 | 5.8929e-05 | 308.3194 | 0 | 307.8089 | 0 | 307.8089 | 0 | 308.3194 | #REF! | 307.8089 | 0 | 305.5591 | 0
| 218.0627 | 0 | 218.0627 | -0.0017847 | 218.0627 | 0.034613 | 218.0627 | 0 | 218.0627 | 0 | 218.0627 | 0 | 378.5751 | 1.0291 | 308.0197 | 0.017165 | 218.0627 | 0 | 378.5751 | 5.9887 | 308.0197 | 0 | 308.0197 | 0 | 302.1242 | 0.00030073 | 308.0197 | 0 | 308.0197 | 0 | 308.5306 | 0 | 306.4891 | 0 | 308.0197 | 0 | 308.5306 | 0 | 308.5306 | 0 | 308.5306 | 0 | 378.5751 | 0.013792 | 308.5306 | 0 | 308.5306 | 7.3018e-05 |  |  | 308.0197 | 0 | 302.44 | -0.014574 | 308.5306 | 0 | 308.0197 | 0 | 377.9181 | 0.00035329 | 308.5306 | 0 | 308.5306 | 0.0058223 | 308.0197 | 0 | 308.5306 | 0 | 308.5306 | 0 | 308.5306 | 0 | 580.2077 | 0.028139 | 308.0197 | 0 | 308.0197 | 0 | 308.5306 | 0.00039452 | 579.2214 | 0.00017392 | 308.0197 | 0 | 582.2818 | 0.00029946 | 580.2077 | 0.029183 | 308.0197 | 0 | 834.8032 | 0.0013594 | 925.6247 | 0.037997 | 1093.3177 | 0.0013825 | 1006.2055 | 0.013444 | 1026.6919 | 0 | 1026.0717 | 0 | 1026.0653 | 0.0054762 | 308.02 | 9.0939e-05 | 308.5306 | 0 | 308.0197 | 0 | 308.0197 | 0 | 308.5306 | #REF! | 308.0197 | 0 | 305.7703 | 0
| 218.1345 | 0 | 218.1345 | 0.061513 | 218.1345 | 0.034613 | 218.1345 | 0 | 218.1345 | 0 | 218.1345 | 0 | 378.6881 | 1.0148 | 308.2304 | -0.023691 | 218.1345 | 0 | 378.6881 | 6.2469 | 308.2304 | 0 | 308.2304 | 0 | 302.3362 | 8.1807e-05 | 308.2304 | 0 | 308.2304 | 0 | 308.7419 | 0 | 306.7027 | 0 | 308.2304 | 0 | 308.7419 | 0 | 308.7419 | 0 | 308.7419 | 0 | 378.6881 | 0.020165 | 308.7419 | 0 | 308.7419 | 0 |  |  | 308.2304 | 0 | 302.65 | -0.0068788 | 308.7419 | 0 | 308.2304 | 0 | 378.0299 | 0.0003167 | 308.7419 | 0 | 308.7419 | 0 | 308.2304 | 0 | 308.7419 | 0 | 308.7419 | 0 | 308.7419 | 0 | 580.3657 | 0.014363 | 308.2304 | 0 | 308.2304 | 0 | 308.7419 | -0.0097544 | 579.38 | 0.00026087 | 308.2304 | 0 | 582.4391 | 0.00017331 | 580.3657 | 0.030385 | 308.2304 | 0 | 834.8726 | 0.0024338 | 925.8665 | 0.03923 | 1093.3762 | 0.0013959 | 1006.2179 | 0.013443 | 1026.7435 | 0 | 1026.1232 | 0 | 1026.1168 | 0.005458 | 308.23 | 3.754e-05 | 308.7419 | 0 | 308.2304 | 0 | 308.2304 | 0 | 308.7419 | #REF! | 308.2304 | 0 | 305.9815 | 0
| 218.2064 | 0 | 218.2064 | 0.042785 | 218.2064 | 0.034613 | 218.2064 | 0 | 218.2064 | 0 | 218.2064 | 0 | 378.8011 | 0.9947 | 308.4412 | -0.010189 | 218.2064 | 0 | 378.8011 | 6.4425 | 308.4412 | 0 | 308.4412 | 0 | 302.5481 | 0.00045436 | 308.4412 | 0 | 308.4412 | 0 | 308.9531 | 0 | 306.9162 | 0 | 308.4412 | 0 | 308.9531 | 0 | 308.9531 | 0 | 308.9531 | 0 | 378.8011 | 0.0099864 | 308.9531 | 0 | 308.9532 | 5.741e-05 |  |  | 308.4412 | 0 | 302.86 | -0.0037309 | 308.9531 | 0 | 308.4412 | 0 | 378.1416 | 0.00027974 | 308.9531 | 0 | 308.9532 | 0.0078623 | 308.4412 | 0 | 308.9531 | 0 | 308.9531 | 0 | 308.9531 | 0 | 580.5237 | 0.025255 | 308.4412 | 0 | 308.4412 | 0 | 308.9532 | 0.0058737 | 579.5386 | 0.00017392 | 308.4412 | 0 | 582.5965 | 0.0002501 | 580.5237 | 0.028309 | 308.4412 | 0 | 834.942 | 0.0018707 | 926.1082 | 0.03842 | 1093.4348 | 0.0014089 | 1006.2303 | 0.013443 | 1026.7952 | 0 | 1026.1748 | 0 | 1026.1685 | 0.0054364 | 308.441 | 3.7556e-05 | 308.9531 | 0 | 308.4412 | 0 | 308.4412 | 0 | 308.9532 | #REF! | 308.4412 | 0 | 306.1927 | 0
| 218.2782 | 0 | 218.2782 | 0.0019551 | 218.2782 | 0.034613 | 218.2782 | 0 | 218.2782 | 0 | 218.2782 | 0 | 378.9141 | 0.89988 | 308.652 | -0.0020617 | 218.2782 | 0 | 378.9141 | 6.7921 | 308.652 | 0 | 308.652 | 0 | 302.76 | -0.00032846 | 308.652 | 0 | 308.652 | 0 | 309.1644 | 0 | 307.1297 | 0 | 308.652 | 0 | 309.1644 | 0 | 309.1644 | 0 | 309.1644 | 0 | 378.9141 | 0.0076611 | 309.1644 | 0 | 309.1644 | 0 |  |  | 308.652 | 0 | 303.07 | -0.015274 | 309.1644 | 0 | 308.652 | 0 | 378.2534 | 0.00028583 | 309.1644 | 0 | 309.1644 | 0 | 308.652 | 0 | 309.1644 | 0 | 309.1644 | 0 | 309.1644 | 0 | 580.6817 | 0.01794 | 308.652 | 0 | 308.652 | 0 | 309.1644 | 0.00072872 | 579.6973 | 0 | 308.652 | 0 | 582.7538 | 0.00026106 | 580.6817 | 0.030276 | 308.652 | 0 | 835.0113 | 0.0016789 | 926.35 | 0.039759 | 1093.4934 | 0.0014215 | 1006.2427 | 0.013445 | 1026.8468 | 0 | 1026.2264 | 0 | 1026.22 | 0.0054092 | 308.652 | 5.3508e-05 | 309.1644 | 0 | 308.652 | 0 | 308.652 | 0 | 309.1644 | #REF! | 308.652 | 0 | 306.404 | 0
| 218.3501 | 0 | 218.3501 | -0.024913 | 218.3501 | 0.034613 | 218.3501 | 0 | 218.3501 | 0 | 218.3501 | 0 | 379.0271 | 0.87016 | 308.8628 | 0.018277 | 218.3501 | 0 | 379.0271 | 7.0746 | 308.8628 | 0 | 308.8628 | 0 | 302.972 | 0.00036879 | 308.8628 | 0 | 308.8628 | 0 | 309.3757 | 0 | 307.3433 | 0 | 308.8628 | 0 | 309.3757 | 0 | 309.3757 | 0 | 309.3757 | 0 | 379.0271 | 0 | 309.3757 | 0 | 309.3757 | 8.1778e-05 |  |  | 308.8628 | 0 | 303.28 | 0.00011659 | 309.3757 | 0 | 308.8628 | 0 | 378.3651 | 0.0002885 | 309.3757 | 0 | 309.3757 | 0.0067755 | 308.8628 | 0 | 309.3757 | 0 | 309.3757 | 0 | 309.3757 | 0 | 580.8397 | 0.021571 | 308.8628 | 0 | 308.8628 | 0 | 309.3757 | -0.0022112 | 579.856 | 0.00017392 | 308.8628 | 0 | 582.9111 | 0.00022596 | 580.8397 | 0.028527 | 308.8628 | 0 | 835.0807 | 0.0017198 | 926.5917 | 0.039759 | 1093.552 | 0.0014335 | 1006.2551 | 0.013447 | 1026.8984 | 0 | 1026.2779 | 0 | 1026.2716 | 0.0053762 | 308.863 | 3.743e-05 | 309.3757 | 0 | 308.8628 | 0 | 308.8628 | 0 | 309.3757 | #REF! | 308.8628 | 0 | 306.6153 | 0
| 218.4219 | 0 | 218.4219 | 0.15046 | 218.4219 | 0.034613 | 218.4219 | 0 | 218.4219 | 0 | 218.4219 | 0 | 379.1401 | 0.86997 | 309.0736 | 0.052099 | 218.4219 | 0 | 379.1401 | 7.3564 | 309.0736 | 0 | 309.0736 | 0 | 303.184 | -0.00027534 | 309.0736 | 0 | 309.0736 | 0 | 309.587 | 0 | 307.5568 | 0 | 309.0736 | 0 | 309.5871 | 0 | 309.5871 | 0 | 309.5871 | 0 | 379.1401 | 0.019852 | 309.587 | 0 | 309.5871 | 0 |  |  | 309.0736 | 0 | 303.49 | 0.0088609 | 309.5871 | 0 | 309.0736 | 0 | 378.4769 | 0.00026868 | 309.5871 | 0 | 309.5871 | 0 | 309.0736 | 0 | 309.5871 | 0 | 309.5871 | 0 | 309.5871 | 0 | 580.9977 | 0.019435 | 309.0736 | 0 | 309.0736 | 0 | 309.5871 | -0.0057329 | 580.0146 | 0.00026087 | 309.0736 | 0 | 583.0685 | 0.00020841 | 580.9977 | 0.02973 | 309.0736 | 0 | 835.1501 | 0.002031 | 926.8334 | 0.040817 | 1093.6105 | 0.0014414 | 1006.2675 | 0.013451 | 1026.9501 | 0 | 1026.3296 | 0 | 1026.3232 | 0.0053376 | 309.074 | 7.4904e-05 | 309.587 | 0 | 309.0736 | 0 | 309.0736 | 0 | 309.5871 | #REF! | 309.0736 | 0 | 306.8265 | 0
| 218.4938 | 0 | 218.4938 | 0.023892 | 218.4938 | 0.034613 | 218.4938 | 0 | 218.4938 | 0 | 218.4938 | 0 | 379.2531 | 0.81933 | 309.2845 | 0.016284 | 218.4938 | 0 | 379.2531 | 7.6444 | 309.2845 | 0 | 309.2845 | 0 | 303.3959 | 0.0003315 | 309.2845 | 0 | 309.2845 | 0 | 309.7984 | 0 | 307.7704 | 0 | 309.2845 | 0 | 309.7984 | 0 | 309.7984 | 0 | 309.7984 | 0 | 379.2531 | 0.0031641 | 309.7984 | 0 | 309.7984 | 2.3845e-05 |  |  | 309.2845 | 0 | 303.71 | 0.028798 | 309.7984 | 0 | 309.2845 | 0 | 378.5887 | 0.00029994 | 309.7984 | 0 | 309.7984 | 0.0032984 | 309.2845 | 0 | 309.7984 | 0 | 309.7984 | 0 | 309.7984 | 0 | 581.1558 | 0.023547 | 309.2845 | 0 | 309.2845 | 0 | 309.7984 | 0.0084462 | 580.1733 | 0 | 309.2845 | 0 | 583.2259 | 0.00025668 | 581.1558 | 0.027216 | 309.2845 | 0 | 835.2195 | 0.0016281 | 927.0752 | 0.04064 | 1093.6691 | 0.0014465 | 1006.2799 | 0.013456 | 1027.0018 | 0 | 1026.3812 | 0 | 1026.3749 | 0.0052967 | 309.284 | 3.2128e-05 | 309.7984 | 0 | 309.2845 | 0 | 309.2845 | 0 | 309.7984 | #REF! | 309.2845 | 0 | 307.0378 | 0
| 218.5656 | 0 | 218.5656 | -0.051439 | 218.5656 | 0.034613 | 218.5656 | 0 | 218.5656 | 0 | 218.5656 | 0 | 379.3661 | 0.81699 | 309.4953 | -0.040341 | 218.5656 | 0 | 379.3661 | 7.8625 | 309.4953 | 0 | 309.4953 | 0 | 303.6079 | -2.8421e-05 | 309.4953 | 0 | 309.4953 | 0 | 310.0097 | 0 | 307.984 | 0 | 309.4953 | 0 | 310.0097 | 0 | 310.0097 | 0 | 310.0097 | 0 | 379.3661 | 0.017762 | 310.0097 | 0 | 310.0097 | 0 |  |  | 309.4953 | 0 | 303.92 | -0.01947 | 310.0097 | 0 | 309.4953 | 0 | 378.7004 | 0.00032204 | 310.0097 | 0 | 310.0097 | 0 | 309.4953 | 0 | 310.0097 | 0 | 310.0097 | 0 | 310.0097 | 0 | 581.3138 | 0.016445 | 309.4953 | 0 | 309.4953 | 0 | 310.0097 | -0.004888 | 580.332 | 0.00026087 | 309.4953 | 0 | 583.3832 | 0.0001788 | 581.3138 | 0.028964 | 309.4953 | 0 | 835.2889 | 0.0020805 | 927.317 | 0.041627 | 1093.7277 | 0.0014511 | 1006.2923 | 0.013462 | 1027.0535 | 0 | 1026.4329 | 0 | 1026.4264 | 0.0052569 | 309.495 | 6.4219e-05 | 310.0097 | 0 | 309.4953 | 0 | 309.4953 | 0 | 310.0097 | #REF! | 309.4953 | 0 | 307.2491 | 0
| 218.6375 | 0 | 218.6375 | -0.044015 | 218.6375 | 0.034613 | 218.6375 | 0 | 218.6375 | 0 | 218.6375 | 0 | 379.4791 | 0.7687 | 309.7062 | 0.013403 | 218.6375 | 0 | 379.4791 | 8.2939 | 309.7062 | 0 | 309.7062 | 0 | 303.8199 | 0.00021663 | 309.7062 | 0 | 309.7062 | 0 | 310.2211 | 0 | 308.1976 | 0 | 309.7062 | 0 | 310.2211 | 0 | 310.2211 | 0 | 310.2211 | 0 | 379.4791 | 0.00049437 | 310.2211 | 0 | 310.2211 | 5.4457e-05 |  |  | 309.7062 | 0 | 304.13 | 0.018305 | 310.2211 | 0 | 309.7062 | 0 | 378.8122 | 0.00031594 | 310.2211 | 0 | 310.2211 | 0.011851 | 309.7062 | 0 | 310.2211 | 0 | 310.2211 | 0 | 310.2211 | 0 | 581.4718 | 0.027978 | 309.7062 | 0 | 309.7062 | 0 | 310.2211 | 0.0038231 | 580.4907 | 0.00017392 | 309.7062 | 0 | 583.5406 | 0.00027423 | 581.4718 | 0.027653 | 309.7062 | 0 | 835.3585 | 0.0021395 | 927.5588 | 0.041698 | 1093.7863 | 0.0014553 | 1006.3047 | 0.01347 | 1027.1051 | 0 | 1026.4844 | 0 | 1026.478 | 0.0052251 | 309.706 | 6.9574e-05 | 310.2211 | 0 | 309.7062 | 0 | 309.7062 | 0 | 310.2211 | #REF! | 309.7062 | 0 | 307.4605 | 0
| 218.7094 | 0 | 218.7094 | 0.023058 | 218.7094 | 0.034613 | 218.7094 | 0 | 218.7094 | 0 | 218.7094 | 0 | 379.592 | 0.71513 | 309.9171 | 0.038343 | 218.7094 | 0 | 379.592 | 8.572 | 309.9171 | 0 | 309.9171 | 0 | 304.032 | -6.0446e-05 | 309.9171 | 0 | 309.9171 | 0 | 310.4325 | 0 | 308.4112 | 0 | 309.9171 | 0 | 310.4325 | 0 | 310.4325 | 0 | 310.4325 | 0 | 379.592 | 0.013269 | 310.4325 | 0 | 310.4325 | 0 |  |  | 309.9171 | 0 | 304.34 | 0.0099102 | 310.4325 | 0 | 309.9171 | 0 | 378.924 | 0.00032318 | 310.4325 | 0 | 310.4325 | 0 | 309.9171 | 0 | 310.4325 | 0 | 310.4325 | 0 | 310.4325 | 0 | 581.6299 | 0.018421 | 309.9171 | 0 | 309.9171 | 0 | 310.4325 | -0.0025516 | 580.6494 | 0.00026087 | 309.9171 | 0 | 583.698 | 0.00024022 | 581.6299 | 0.029292 | 309.9171 | 0 | 835.4278 | 0.0013283 | 927.8006 | 0.042861 | 1093.8448 | 0.001459 | 1006.3171 | 0.013478 | 1027.1569 | 0 | 1026.536 | 0 | 1026.5297 | 0.0052024 | 309.917 | 2.6736e-05 | 310.4325 | 0 | 309.9171 | 0 | 309.9171 | 0 | 310.4325 | #REF! | 309.9171 | 0 | 307.6718 | 0
| 218.7813 | 0 | 218.7813 | 0.007345 | 218.7813 | 0.034613 | 218.7813 | 0 | 218.7813 | 0 | 218.7813 | 0 | 379.705 | 0.69382 | 310.128 | 0.081502 | 218.7813 | 0 | 379.705 | 9.0414 | 310.128 | 0 | 310.128 | 0 | 304.244 | 0.00013078 | 310.128 | 0 | 310.128 | 0 | 310.6439 | 0 | 308.6248 | 0 | 310.128 | 0 | 310.6439 | 0 | 310.6439 | 0 | 310.6439 | 0 | 379.705 | 0.0233 | 310.6439 | 0 | 310.6439 | 9.7749e-05 |  |  | 310.128 | 0 | 304.55 | -0.014924 | 310.6439 | 0 | 310.128 | 0 | 379.0358 | 0.0003148 | 310.6439 | 0 | 310.6439 | 0.0093483 | 310.128 | 0 | 310.6439 | 0 | 310.6439 | 0 | 310.6439 | 0 | 581.788 | 0.021678 | 310.128 | 0 | 310.128 | 0 | 310.6439 | 0.0047547 | 580.8081 | 0 | 310.128 | 0 | 583.8554 | 0.0002128 | 581.788 | 0.027762 | 310.128 | 0 | 835.4973 | 0.0022401 | 928.0423 | 0.042332 | 1093.9034 | 0.0014621 | 1006.3295 | 0.013488 | 1027.2085 | 0 | 1026.5876 | 0 | 1026.5813 | 0.0051933 | 310.128 | 5.3574e-05 | 310.6439 | 0 | 310.128 | 0 | 310.128 | 0 | 310.6439 | #REF! | 310.128 | 0 | 307.8832 | 0
| 218.8532 | 0 | 218.8531 | -0.055285 | 218.8532 | 0.034613 | 218.8532 | 0 | 218.8532 | 0 | 218.8532 | 0 | 379.818 | 0.63987 | 310.3389 | -0.059795 | 218.8532 | 0 | 379.818 | 9.2355 | 310.3389 | 0 | 310.339 | 0 | 304.456 | -0.00026333 | 310.3389 | 0 | 310.339 | 0 | 310.8553 | 0 | 308.8384 | 0 | 310.339 | 0 | 310.8553 | 0 | 310.8553 | 0 | 310.8553 | 0 | 379.818 | 0.031345 | 310.8553 | 0 | 310.8553 | 0 |  |  | 310.3389 | 0 | 304.76 | -0.023318 | 310.8553 | 0 | 310.339 | 0 | 379.1476 | 0.0003773 | 310.8553 | 0 | 310.8553 | 0 | 310.339 | 0 | 310.8553 | 0 | 310.8553 | 0 | 310.8553 | 0 | 581.946 | 0.019062 | 310.3389 | 0 | 310.3389 | 0 | 310.8553 | 0.001179 | 580.9668 | 0 | 310.3389 | 0 | 584.0128 | 0.00024242 | 581.946 | 0.02973 | 310.339 | 0 | 835.5668 | 0.0024446 | 928.2841 | 0.043848 | 1093.962 | 0.0014649 | 1006.3419 | 0.013498 | 1027.2603 | 0 | 1026.6393 | 0 | 1026.6329 | 0.0051967 | 310.339 | 3.2135e-05 | 310.8553 | 0 | 310.339 | 0 | 310.339 | 0 | 310.8553 | #REF! | 310.339 | 0 | 308.0945 | 0
| 218.925 | 0 | 218.925 | -0.042277 | 218.925 | 0.034613 | 218.925 | 0 | 218.925 | 0 | 218.925 | 0 | 379.931 | 0.65257 | 310.5499 | 0.0012083 | 218.925 | 0 | 379.931 | 9.5693 | 310.5499 | 0 | 310.5499 | 0 | 304.6681 | 0.00036707 | 310.5499 | 0 | 310.5499 | 0 | 311.0667 | 0 | 309.0521 | 0 | 310.5499 | 0 | 311.0667 | 0 | 311.0667 | 0 | 311.0667 | 0 | 379.931 | 0.027479 | 311.0667 | 0 | 311.0667 | 1.0127e-05 |  |  | 310.5499 | 0 | 304.97 | 0.012359 | 311.0667 | 0 | 310.5499 | 0 | 379.2594 | 0.00033538 | 311.0667 | 0 | 311.0667 | 0.0023624 | 310.5499 | 0 | 311.0667 | 0 | 311.0667 | 0 | 311.0667 | 0 | 582.1041 | 0.026483 | 310.5499 | 0 | 310.5499 | 0 | 311.0667 | 0.0038374 | 581.1255 | 0 | 310.5499 | 0 | 584.1702 | 0.00022377 | 582.1041 | 0.028418 | 310.5499 | 0 | 835.6362 | 0.002095 | 928.5259 | 0.043742 | 1094.0207 | 0.0014671 | 1006.3543 | 0.01351 | 1027.3119 | 0 | 1026.6909 | 0 | 1026.6846 | 0.0052092 | 310.55 | 3.2143e-05 | 311.0667 | 0 | 310.5499 | 0 | 310.5499 | 0 | 311.0667 | #REF! | 310.5499 | 0 | 308.3059 | 0
| 218.9969 | 0 | 218.9969 | 0.021888 | 218.9969 | 0.034613 | 218.9969 | 0 | 218.9969 | 0 | 218.9969 | 0 | 380.044 | 0.63752 | 310.7609 | -0.065122 | 218.9969 | 0 | 380.044 | 9.9242 | 310.7609 | 0 | 310.7609 | 0 | 304.8802 | -8.1441e-05 | 310.7609 | 0 | 310.7609 | 0 | 311.2782 | 0 | 309.2657 | 0 | 310.7609 | 0 | 311.2782 | 0 | 311.2782 | 0 | 311.2782 | 0 | 380.044 | 0.020165 | 311.2782 | 0 | 311.2782 | 0 |  |  | 310.7609 | 0 | 305.18 | -0.010726 | 311.2782 | 0 | 310.7609 | 0 | 379.3712 | 0.00035672 | 311.2782 | 0 | 311.2782 | 0 | 310.7609 | 0 | 311.2782 | 0 | 311.2782 | 0 | 311.2782 | 0 | 582.2622 | 0.022265 | 310.7609 | 0 | 310.7609 | 0 | 311.2782 | -0.003698 | 581.2842 | 0 | 310.7609 | 0 | 584.3276 | 0.00021499 | 582.2622 | 0.029948 | 310.7609 | 0 | 835.7058 | 0.0022267 | 928.7678 | 0.044835 | 1094.0793 | 0.0014689 | 1006.3667 | 0.013523 | 1027.3637 | 0 | 1026.7425 | 0 | 1026.7362 | 0.0052285 | 310.761 | 3.7488e-05 | 311.2782 | 0 | 310.7609 | 0 | 310.7609 | 0 | 311.2782 | #REF! | 310.7609 | 0 | 308.5173 | 0
| 219.0688 | 0 | 219.0688 | 0.0069253 | 219.0688 | 0.034613 | 219.0688 | 0 | 219.0688 | 0 | 219.0688 | 0 | 380.157 | 0.61289 | 310.9718 | -0.011433 | 219.0688 | 0 | 380.157 | 10.3328 | 310.9718 | 0 | 310.9718 | 0 | 305.0923 | 0.00017647 | 310.9718 | 0 | 310.9718 | 0 | 311.4896 | 0 | 309.4794 | 0 | 310.9718 | 0 | 311.4896 | 0 | 311.4896 | 0 | 311.4896 | 0 | 380.157 | 0.01118 | 311.4896 | 0 | 311.4896 | 4.7875e-05 |  |  | 310.9718 | 0 | 305.4 | 0.0088609 | 311.4896 | 0 | 310.9718 | 0 | 379.483 | 0.00032013 | 311.4896 | 0 | 311.4896 | 0.000282 | 310.9718 | 0 | 311.4896 | 0 | 311.4896 | 0 | 311.4896 | 0 | 582.4203 | 0.022319 | 310.9718 | 0 | 310.9718 | 0 | 311.4896 | 0.0015792 | 581.443 | 0 | 310.9718 | 0 | 584.4851 | 0.00024132 | 582.4203 | 0.027981 | 310.9718 | 0 | 835.7752 | 0.001805 | 929.0096 | 0.04494 | 1094.1379 | 0.0014702 | 1006.3792 | 0.013537 | 1027.4153 | 0 | 1026.7942 | 0 | 1026.7878 | 0.0052512 | 310.972 | 3.2201e-05 | 311.4896 | 0 | 310.9718 | 0 | 310.9718 | 0 | 311.4896 | #REF! | 310.9718 | 0 | 308.7287 | 0
| 219.1407 | 0 | 219.1407 | -0.050275 | 219.1407 | 0.034613 | 219.1407 | 0 | 219.1407 | 0 | 219.1407 | 0 | 380.2699 | 0.58122 | 311.1828 | -0.061986 | 219.1407 | 0 | 380.2699 | 10.6831 | 311.1828 | 0 | 311.1828 | 0 | 305.3044 | -0.00039766 | 311.1828 | 0 | 311.1828 | 0 | 311.7011 | 0 | 309.693 | 0 | 311.1828 | 0 | 311.7011 | 0 | 311.7011 | 0 | 311.7011 | 0 | 380.2699 | 0.02518 | 311.7011 | 0 | 311.7011 | 0 |  |  | 311.1828 | 0 | 305.61 | -0.03486 | 311.7011 | 0 | 311.1828 | 0 | 379.5949 | 0.00029879 | 311.7011 | 0 | 311.7011 | 0 | 311.1828 | 0 | 311.7011 | 0 | 311.7011 | 0 | 311.7011 | 0 | 582.5784 | 0.023547 | 311.1828 | 0 | 311.1828 | 0 | 311.7011 | 0.00093686 | 581.6017 | 0.00078262 | 311.1828 | 0 | 584.6425 | 0.00021609 | 582.5784 | 0.029511 | 311.1828 | 0 | 835.8447 | 0.0013515 | 929.2514 | 0.045892 | 1094.1965 | 0.001471 | 1006.3915 | 0.013552 | 1027.467 | 0 | 1026.8458 | 0 | 1026.8395 | 0.0052751 | 311.183 | 5.3612e-05 | 311.7011 | 0 | 311.1828 | 0 | 311.1828 | 0 | 311.7011 | #REF! | 311.1828 | 0 | 308.9402 | 0
| 219.2126 | 0 | 219.2126 | -0.037695 | 219.2126 | 0.034613 | 219.2126 | 0 | 219.2126 | 0 | 219.2127 | 0 | 380.3829 | 0.56108 | 311.3938 | 0.081146 | 219.2126 | 0 | 380.3829 | 11.0556 | 311.3938 | 0 | 311.3938 | 0 | 305.5164 | 0.00047439 | 311.3938 | 0 | 311.3938 | 0 | 311.9126 | 0 | 309.9067 | 0 | 311.3938 | 0 | 311.9126 | 0 | 311.9126 | 0 | 311.9126 | 0 | 380.3829 | 0.0073169 | 311.9126 | 0 | 311.9126 | 9.8513e-05 |  |  | 311.3938 | 0 | 305.82 | 0.002565 | 311.9126 | 0 | 311.3938 | 0 | 379.7067 | 0.00026792 | 311.9126 | 0 | 311.9126 | 0.010442 | 311.3938 | 0 | 311.9126 | 0 | 311.9126 | 0 | 311.9126 | 0 | 582.7365 | 0.015591 | 311.3938 | 0 | 311.3938 | 0 | 311.9126 | 0.0099899 | 581.7604 | 0.00017392 | 311.3938 | 0 | 584.8 | 0.00024132 | 582.7365 | 0.027762 | 311.3938 | 0 | 835.9142 | 0.0017783 | 929.4932 | 0.045963 | 1094.2552 | 0.0014714 | 1006.4039 | 0.013567 | 1027.5188 | 0 | 1026.8976 | 0 | 1026.8911 | 0.0052967 | 311.394 | 6.4231e-05 | 311.9126 | 0 | 311.3938 | 0 | 311.3938 | 0 | 311.9126 | #REF! | 311.3938 | 0 | 309.1516 | 0
| 219.2846 | 0 | 219.2846 | 0.01439 | 219.2846 | 0.034613 | 219.2846 | 0 | 219.2846 | 0 | 219.2846 | 0 | 380.4959 | 0.51279 | 311.6049 | -0.0043089 | 219.2846 | 0 | 380.4959 | 11.4977 | 311.6049 | 0 | 311.6049 | 0 | 305.7286 | -0.00014711 | 311.6049 | 0 | 311.6049 | 0 | 312.1241 | 0 | 310.1204 | 0 | 311.6049 | 0 | 312.1241 | 0 | 312.1241 | 0 | 312.1241 | 0 | 380.4959 | 0.0076611 | 312.1241 | 0 | 312.1241 | 0 |  |  | 311.6049 | 0 | 306.03 | -0.011426 | 312.1241 | 0 | 311.6049 | 0 | 379.8185 | 0.00027173 | 312.1241 | 0 | 312.1241 | 0 | 311.6049 | 0 | 312.1241 | 0 | 312.1241 | 0 | 312.1241 | 0 | 582.8946 | 0.014844 | 311.6049 | 0 | 311.6049 | 0 | 312.1241 | -0.0035225 | 581.9192 | 0.00078262 | 311.6049 | 0 | 584.9574 | 0.00021609 | 582.8946 | 0.029511 | 311.6049 | 0 | 835.9838 | 0.0015901 | 929.7351 | 0.047126 | 1094.3138 | 0.0014713 | 1006.4163 | 0.013584 | 1027.5704 | 0 | 1026.9492 | 0 | 1026.9429 | 0.0053171 | 311.605 | 5.3531e-05 | 312.1241 | 0 | 311.6049 | 0 | 311.6049 | 0 | 312.1241 | #REF! | 311.6049 | 0 | 309.3631 | 0
| 219.3565 | 0 | 219.3565 | 0.029119 | 219.3565 | 0.034613 | 219.3565 | 0 | 219.3565 | 0 | 219.3565 | 0 | 380.6089 | 0.56636 | 311.8159 | 0.062003 | 219.3565 | 0 | 380.6089 | 11.968 | 311.8159 | 0 | 311.8159 | 0 | 305.9407 | 0.00045339 | 311.8159 | 0 | 311.8159 | 0 | 312.3356 | 0 | 310.3341 | 0 | 311.8159 | 0 | 312.3356 | 0 | 312.3356 | 0 | 312.3356 | 0 | 380.6089 | 0.02424 | 312.3356 | 0 | 312.3356 | 8.3415e-05 |  |  | 311.8159 | 0 | 306.24 | -0.0075784 | 312.3356 | 0 | 311.8159 | 0 | 379.9303 | 0.00027593 | 312.3356 | 0 | 312.3356 | 0.0077462 | 311.8159 | 0 | 312.3356 | 0 | 312.3356 | 0 | 312.3356 | 0 | 583.0527 | 0.028726 | 311.8159 | 0 | 311.8159 | 0 | 312.3356 | 0.0028389 | 582.0779 | 0 | 311.8159 | 0 | 585.1149 | 0.00015028 | 583.0527 | 0.027762 | 311.8159 | 0 | 836.0533 | 0.0014495 | 929.9769 | 0.046914 | 1094.3726 | 0.0014707 | 1006.4288 | 0.013602 | 1027.6222 | 0 | 1027.0008 | 0 | 1026.9945 | 0.0053364 | 311.816 | 9.634e-05 | 312.3356 | 0 | 311.8159 | 0 | 311.8159 | 0 | 312.3356 | #REF! | 311.8159 | 0 | 309.5746 | 0
| 219.4284 | 0 | 219.4284 | -0.066037 | 219.4284 | 0.034613 | 219.4284 | 0 | 219.4284 | 0 | 219.4284 | 0 | 380.7218 | 0.51533 | 312.027 | 0.02182 | 219.4284 | 0 | 380.7218 | 12.4237 | 312.027 | 0 | 312.027 | 0 | 306.1529 | -0.00026654 | 312.027 | 0 | 312.027 | 0 | 312.5471 | 0 | 310.5478 | 0 | 312.027 | 0 | 312.5471 | 0 | 312.5471 | 0 | 312.5471 | 0 | 380.7218 | 0.0041023 | 312.5471 | 0 | 312.5471 | 0 |  |  | 312.027 | 0 | 306.45 | -0.0030314 | 312.5471 | 0 | 312.027 | 0 | 380.0422 | 0.00028202 | 312.5471 | 0 | 312.5471 | 0 | 312.027 | 0 | 312.5471 | 0 | 312.5471 | 0 | 312.5471 | 0 | 583.2109 | 0.01495 | 312.027 | 0 | 312.027 | 0 | 312.5471 | -0.0014452 | 582.2367 | 0.0018258 | 312.027 | 0 | 585.2724 | 0.00022925 | 583.2109 | 0.029292 | 312.027 | 0 | 836.1229 | 0.0020219 | 930.2188 | 0.048042 | 1094.4311 | 0.0014697 | 1006.4412 | 0.01362 | 1027.674 | 0 | 1027.0525 | 0 | 1027.0461 | 0.0053592 | 312.027 | 8.034e-05 | 312.5471 | 0 | 312.027 | 0 | 312.027 | 0 | 312.5471 | #REF! | 312.027 | 0 | 309.786 | 0
| 219.5003 | 0 | 219.5003 | 0.0048554 | 219.5003 | 0.034613 | 219.5003 | 0 | 219.5003 | 0 | 219.5003 | 0 | 380.8348 | 0.5038 | 312.238 | 0.01007 | 219.5003 | 0 | 380.8348 | 12.7248 | 312.238 | 0 | 312.238 | 0 | 306.365 | 0.00026479 | 312.238 | 0 | 312.238 | 0 | 312.7587 | 0 | 310.7615 | 0 | 312.238 | 0 | 312.7587 | 0 | 312.7587 | 0 | 312.7587 | 0 | 380.8348 | 0.001681 | 312.7587 | 0 | 312.7587 | 9.403e-05 |  |  | 312.238 | 0 | 306.67 | 0.0074619 | 312.7587 | 0 | 312.238 | 0 | 380.154 | 0.00031404 | 312.7587 | 0 | 312.7587 | 0.0097879 | 312.238 | 0 | 312.7587 | 0 | 312.7587 | 0 | 312.7587 | 0 | 583.369 | 0.021304 | 312.238 | 0 | 312.238 | 0 | 312.7587 | 0.0059913 | 582.3955 | 0 | 312.238 | 0 | 585.4299 | 0.00021829 | 583.369 | 0.026997 | 312.238 | 0 | 836.1924 | 0.0018871 | 930.4606 | 0.048218 | 1094.4899 | 0.0014684 | 1006.4536 | 0.01364 | 1027.7257 | 0 | 1027.1043 | 0 | 1027.0979 | 0.0053853 | 312.238 | 5.3506e-05 | 312.7587 | 0 | 312.238 | 0 | 312.238 | 0 | 312.7587 | #REF! | 312.238 | 0 | 309.9976 | 0
| 219.5723 | 0 | 219.5723 | 0.0048843 | 219.5723 | 0.034613 | 219.5723 | 0 | 219.5723 | 0 | 219.5723 | 0 | 380.9478 | 0.52081 | 312.4491 | -0.020224 | 219.5723 | 0 | 380.9478 | 13.1875 | 312.4491 | 0 | 312.4491 | 0 | 306.5772 | -0.00021944 | 312.4491 | 0 | 312.4491 | 0 | 312.9703 | 0 | 310.9753 | 0 | 312.4491 | 0 | 312.9703 | 0 | 312.9703 | 0 | 312.9703 | 0 | 380.9478 | 0.017449 | 312.9703 | 0 | 312.9703 | 0 |  |  | 312.4491 | 0 | 306.88 | -0.012825 | 312.9703 | 0 | 312.4491 | 0 | 380.2659 | 0.00035138 | 312.9703 | 0 | 312.9703 | 0 | 312.4491 | 0 | 312.9703 | 0 | 312.9703 | 0 | 312.9703 | 0 | 583.5272 | 0.022265 | 312.4491 | 0 | 312.4491 | 0 | 312.9703 | -0.0019544 | 582.5543 | 0.00026087 | 312.4491 | 0 | 585.5874 | 0.000249 | 583.5272 | 0.028199 | 312.4491 | 0 | 836.262 | 0.0012437 | 930.7025 | 0.049241 | 1094.5486 | 0.0014666 | 1006.4659 | 0.01366 | 1027.7775 | 0 | 1027.1559 | 0 | 1027.1495 | 0.005416 | 312.449 | 9.1086e-05 | 312.9703 | 0 | 312.4491 | 0 | 312.4491 | 0 | 312.9703 | #REF! | 312.4491 | 0 | 310.2091 | 0
| 219.6442 | 0 | 219.6442 | 0.045191 | 219.6442 | 0.034613 | 219.6442 | 0 | 219.6442 | 0 | 219.6442 | 0 | 381.0607 | 0.46822 | 312.6603 | 0.038488 | 219.6442 | 0 | 381.0607 | 13.5753 | 312.6603 | 0 | 312.6603 | 0 | 306.7894 | 0.00028789 | 312.6603 | 0 | 312.6603 | 0 | 313.1818 | 0 | 311.189 | 0 | 312.6603 | 0 | 313.1818 | 0 | 313.1818 | 0 | 313.1818 | 0 | 381.0607 | 0.021523 | 313.1818 | 0 | 313.1818 | 8.285e-05 |  |  | 312.6603 | 0 | 307.09 | 0.018305 | 313.1818 | 0 | 312.6603 | 0 | 380.3777 | 0.00034948 | 313.1818 | 0 | 313.1818 | 0.0076687 | 312.6603 | 0 | 313.1818 | 0 | 313.1818 | 0 | 313.1818 | 0 | 583.6853 | 0.017834 | 312.6603 | 0 | 312.6603 | 0 | 313.1819 | 0.0018771 | 582.713 | 0 | 312.6603 | 0 | 585.7449 | 0.00018428 | 583.6853 | 0.026888 | 312.6603 | 0 | 836.3316 | 0.0013557 | 930.9444 | 0.048994 | 1094.6072 | 0.0014643 | 1006.4784 | 0.013681 | 1027.8292 | 0 | 1027.2076 | 0 | 1027.2012 | 0.0054512 | 312.66 | 5.3531e-05 | 313.1818 | 0 | 312.6603 | 0 | 312.6603 | 0 | 313.1819 | #REF! | 312.6603 | 0 | 310.4206 | 0
| 219.7161 | 0 | 219.7161 | -0.047834 | 219.7161 | 0.034613 | 219.7161 | 0 | 219.7161 | 0 | 219.7161 | 0 | 381.1737 | 0.43577 | 312.8714 | -0.09616 | 219.7161 | 0 | 381.1737 | 14.0739 | 312.8714 | 0 | 312.8714 | 0 | 307.0016 | -6.4568e-05 | 312.8714 | 0 | 312.8714 | 0 | 313.3934 | 0 | 311.4028 | 0 | 312.8714 | 0 | 313.3934 | 0 | 313.3934 | 0 | 313.3934 | 0 | 381.1737 | 0.031136 | 313.3934 | 0 | 313.3934 | 0 |  |  | 312.8714 | 0 | 307.3 | -0.036959 | 313.3934 | 0 | 312.8714 | 0 | 380.4896 | 0.00032013 | 313.3934 | 0 | 313.3934 | 0 | 312.8714 | 0 | 313.3934 | 0 | 313.3934 | 0 | 313.3934 | 0 | 583.8435 | 0.020183 | 312.8714 | 0 | 312.8714 | 0 | 313.3934 | 0.00042097 | 582.8718 | 0 | 312.8714 | 0 | 585.9024 | 0.00013711 | 583.8435 | 0.029074 | 312.8714 | 0 | 836.4012 | 0.0017418 | 931.1863 | 0.050474 | 1094.6659 | 0.0014618 | 1006.4908 | 0.013702 | 1027.881 | 0 | 1027.2593 | 0 | 1027.2529 | 0.0054842 | 312.871 | 8.5636e-05 | 313.3934 | 0 | 312.8714 | 0 | 312.8714 | 0 | 313.3934 | #REF! | 312.8714 | 0 | 310.6322 | 0
| 219.7881 | 0 | 219.7881 | -0.045261 | 219.7881 | 0.034613 | 219.7881 | 0 | 219.7881 | 0 | 219.7881 | 0 | 381.2867 | 0.45414 | 313.0825 | 0.017933 | 219.7881 | 0 | 381.2867 | 14.3557 | 313.0825 | 0 | 313.0825 | 0 | 307.2138 | 0.00021529 | 313.0825 | 0 | 313.0825 | 0 | 313.6051 | 0 | 311.6165 | 0 | 313.0825 | 0 | 313.6051 | 0 | 313.6051 | 0 | 313.6051 | 0 | 381.2867 | 0.020688 | 313.6051 | 0 | 313.605 | 8.6738e-05 |  |  | 313.0825 | 0 | 307.51 | -0.0054798 | 313.6051 | 0 | 313.0825 | 0 | 380.6015 | 0.0003007 | 313.6051 | 0 | 313.605 | 0.012182 | 313.0825 | 0 | 313.6051 | 0 | 313.6051 | 0 | 313.6051 | 0 | 584.0016 | 0.016979 | 313.0825 | 0 | 313.0825 | 0 | 313.605 | 0.0058914 | 583.0306 | 0 | 313.0825 | 0 | 586.06 | 0.00022925 | 584.0016 | 0.027544 | 313.0825 | 0 | 836.4708 | 0.0017828 | 931.4282 | 0.050439 | 1094.7246 | 0.0014588 | 1006.5032 | 0.013724 | 1027.9327 | 0 | 1027.311 | 0 | 1027.3046 | 0.0055103 | 313.083 | 4.8205e-05 | 313.6051 | 0 | 313.0825 | 0 | 313.0825 | 0 | 313.605 | #REF! | 313.0825 | 0 | 310.8437 | 0
| 219.86 | 0 | 219.86 | 0.0122 | 219.86 | 0.034613 | 219.86 | 0 | 219.86 | 0 | 219.86 | 0 | 381.3997 | 0.38318 | 313.2937 | 0.00078966 | 219.86 | 0 | 381.3997 | 14.7737 | 313.2937 | 0 | 313.2937 | 0 | 307.426 | -0.00014881 | 313.2937 | 0 | 313.2937 | 0 | 313.8167 | 0 | 311.8303 | 0 | 313.2937 | 0 | 313.8167 | 0 | 313.8167 | 0 | 313.8167 | 0 | 381.3997 | 0.012747 | 313.8167 | 0 | 313.8167 | 0 |  |  | 313.2937 | 0 | 307.72 | 0.0032645 | 313.8167 | 0 | 313.2937 | 0 | 380.7133 | 0.00032128 | 313.8167 | 0 | 313.8167 | 0 | 313.2937 | 0 | 313.8167 | 0 | 313.8167 | 0 | 313.8167 | 0 | 584.1598 | 0.012387 | 313.2937 | 0 | 313.2937 | 0 | 313.8167 | -0.0020051 | 583.1894 | 0.0013044 | 313.2937 | 0 | 586.2175 | 0.00020951 | 584.1598 | 0.028637 | 313.2937 | 0 | 836.5405 | 0.0018924 | 931.6701 | 0.051708 | 1094.7833 | 0.0014555 | 1006.5156 | 0.013747 | 1027.9845 | 0 | 1027.3627 | 0 | 1027.3563 | 0.0055205 | 313.294 | 6.424e-05 | 313.8167 | 0 | 313.2937 | 0 | 313.2937 | 0 | 313.8167 | #REF! | 313.2937 | 0 | 311.0553 | 0
| 219.932 | 0 | 219.932 | 0.070239 | 219.932 | 0.034613 | 219.932 | 0 | 219.932 | 0 | 219.932 | 0 | 381.5126 | 0.42677 | 313.5049 | 0.076942 | 219.932 | 0 | 381.5126 | 14.9261 | 313.5049 | 0 | 313.5049 | 0 | 307.6383 | 0.00035676 | 313.5049 | 0 | 313.5049 | 0 | 314.0283 | 0 | 312.0441 | 0 | 313.5049 | 0 | 314.0283 | 0 | 314.0283 | 0 | 314.0283 | 0 | 381.5126 | 0 | 314.0283 | 0 | 314.0283 | 7.9044e-05 |  |  | 313.5049 | 0 | 307.93 | 0.00011659 | 314.0283 | 0 | 313.5049 | 0 | 380.8252 | 0.00030794 | 314.0283 | 0 | 314.0283 | 0.012498 | 313.5049 | 0 | 314.0283 | 0 | 314.0283 | 0 | 314.0283 | 0 | 584.318 | 0.023066 | 313.5049 | 0 | 313.5049 | 0 | 314.0283 | 0.00026592 | 583.3482 | 0 | 313.5049 | 0 | 586.375 | 0.00025887 | 584.318 | 0.026888 | 313.5049 | 0 | 836.6101 | 0.0022424 | 931.912 | 0.051285 | 1094.842 | 0.0014519 | 1006.528 | 0.01377 | 1028.0363 | 0 | 1027.4144 | 0 | 1027.4081 | 0.0055092 | 313.505 | 3.212e-05 | 314.0283 | 0 | 313.5049 | 0 | 313.5049 | 0 | 314.0283 | #REF! | 313.5049 | 0 | 311.2669 | 0
| 220.0039 | 0 | 220.0039 | -0.041495 | 220.0039 | 0.034613 | 220.0039 | 0 | 220.0039 | 0 | 220.0039 | 0 | 381.6256 | 0.37399 | 313.7161 | -0.040066 | 220.0039 | 0 | 381.6256 | 15.4536 | 313.7161 | 0 | 313.7161 | 0 | 307.8505 | -0.00045797 | 313.7161 | 0 | 313.7161 | 0 | 314.24 | 0 | 312.2579 | 0 | 313.7161 | 0 | 314.24 | 0 | 314.24 | 0 | 314.24 | 0 | 381.6256 | 0.011807 | 314.24 | 0 | 314.24 | 0 |  |  | 313.7161 | 0 | 308.15 | -0.00513 | 314.24 | 0 | 313.7161 | 0 | 380.9371 | 0.00030527 | 314.24 | 0 | 314.24 | 0 | 313.7161 | 0 | 314.24 | 0 | 314.24 | 0 | 314.24 | 0 | 584.4762 | 0.012868 | 313.7161 | 0 | 313.7161 | 0 | 314.24 | -0.0017556 | 583.5071 | 0.00026087 | 313.7161 | 0 | 586.5326 | 0.00014589 | 584.4762 | 0.028746 | 313.7161 | 0 | 836.6799 | 0.0019834 | 932.1539 | 0.052836 | 1094.9008 | 0.001448 | 1006.5404 | 0.013794 | 1028.088 | 0 | 1027.4661 | 0 | 1027.4597 | 0.0054751 | 313.716 | 7.4943e-05 | 314.24 | 0 | 313.7161 | 0 | 313.7161 | 0 | 314.24 | #REF! | 313.7161 | 0 | 311.4785 | 0
| 220.0759 | 0 | 220.0759 | -0.015609 | 220.0759 | 0.034613 | 220.0759 | 0 | 220.0759 | 0 | 220.0759 | 0 | 381.7385 | 0.3691 | 313.9273 | 0.054964 | 220.0759 | 0 | 381.7385 | 15.7556 | 313.9273 | 0 | 313.9273 | 0 | 308.0628 | 0.00032263 | 313.9273 | 0 | 313.9273 | 0 | 314.4517 | 0 | 312.4717 | 0 | 313.9273 | 0 | 314.4517 | 0 | 314.4517 | 0 | 314.4517 | 0 | 381.7385 | 0.0082067 | 314.4517 | 0 | 314.4517 | 5.4682e-05 |  |  | 313.9273 | 0 | 308.36 | -0.017373 | 314.4517 | 0 | 313.9273 | 0 | 381.049 | 0.00026259 | 314.4517 | 0 | 314.4517 | 0.0096409 | 313.9273 | 0 | 314.4517 | 0 | 314.4517 | 0 | 314.4517 | 0 | 584.6344 | 0.016712 | 313.9273 | 0 | 313.9273 | 0 | 314.4517 | 0.0019007 | 583.6659 | 0.00017392 | 313.9273 | 0 | 586.6902 | 0.00025997 | 584.6344 | 0.027653 | 313.9273 | 0 | 836.7495 | 0.0015492 | 932.3958 | 0.052765 | 1094.9595 | 0.0014437 | 1006.5528 | 0.013818 | 1028.1398 | 0 | 1027.5178 | 0 | 1027.5115 | 0.0054171 | 313.927 | 5.8886e-05 | 314.4517 | 0 | 313.9273 | 0 | 313.9273 | 0 | 314.4517 | #REF! | 313.9273 | 0 | 311.6901 | 0
| 220.1479 | 0 | 220.1479 | 0.039954 | 220.1479 | 0.034613 | 220.1479 | 0 | 220.1479 | 0 | 220.1479 | 0 | 381.8515 | 0.36773 | 314.1385 | 0.037801 | 220.1479 | 0 | 381.8515 | 16.1313 | 314.1385 | 0 | 314.1385 | 0 | 308.2751 | -3.7434e-05 | 314.1385 | 0 | 314.1385 | 0 | 314.6633 | 0 | 312.6855 | 0 | 314.1385 | 0 | 314.6633 | 0 | 314.6633 | 0 | 314.6633 | 0 | 381.8515 | 0.034897 | 314.6633 | 0 | 314.6634 | 0 |  |  | 314.1385 | 0 | 308.57 | 0.0011659 | 314.6633 | 0 | 314.1385 | 0 | 381.1609 | 0.00029612 | 314.6633 | 0 | 314.6634 | 0 | 314.1385 | 0 | 314.6633 | 0 | 314.6633 | 0 | 314.6633 | 0 | 584.7926 | 0.018207 | 314.1385 | 0 | 314.1385 | 0 | 314.6634 | -0.0022752 | 583.8247 | 0.00078262 | 314.1385 | 0 | 586.8477 | 0.00015247 | 584.7926 | 0.030057 | 314.1385 | 0 | 836.8192 | 0.0015716 | 932.6377 | 0.054493 | 1095.0182 | 0.0014392 | 1006.5652 | 0.013843 | 1028.1916 | 0 | 1027.5696 | 0 | 1027.5632 | 0.005341 | 314.139 | 9.0962e-05 | 314.6633 | 0 | 314.1385 | 0 | 314.1385 | 0 | 314.6634 | #REF! | 314.1385 | 0 | 311.9018 | 0
| 220.2199 | 0 | 220.2198 | 0.045345 | 220.2199 | 0.034613 | 220.2199 | 0 | 220.2199 | 0 | 220.2198 | 0 | 381.9645 | 0.33078 | 314.3497 | -0.0084192 | 220.2199 | 0 | 381.9645 | 16.2994 | 314.3497 | 0 | 314.3497 | 0 | 308.4874 | 0.00074138 | 314.3497 | 0 | 314.3497 | 0 | 314.875 | 0 | 312.8993 | 0 | 314.3497 | 0 | 314.8751 | 0 | 314.8751 | 0 | 314.8751 | 0 | 381.9645 | 0.0034607 | 314.875 | 0 | 314.8751 | 0 |  |  | 314.3497 | 0 | 308.78 | -0.00058295 | 314.8751 | 0 | 314.3497 | 0 | 381.2728 | 0.00033538 | 314.8751 | 0 | 314.8751 | 0.004785 | 314.3497 | 0 | 314.8751 | 0 | 314.8751 | 0 | 314.8751 | 0 | 584.9508 | 0.022265 | 314.3497 | 0 | 314.3497 | 0 | 314.8751 | 0.0010347 | 583.9836 | 0 | 314.3497 | 0 | 587.0053 | 0.00027532 | 584.9508 | 0.02809 | 314.3497 | 0 | 836.8888 | 0.0017805 | 932.8796 | 0.05407 | 1095.0769 | 0.0014345 | 1006.5776 | 0.013867 | 1028.2434 | 0 | 1027.6213 | 0 | 1027.6149 | 0.0052512 | 314.35 | 5.3531e-05 | 314.875 | 0 | 314.3497 | 0 | 314.3497 | 0 | 314.8751 | #REF! | 314.3497 | 0 | 312.1134 | 0
| 220.2918 | 0 | 220.2918 | -0.040646 | 220.2918 | 0.034613 | 220.2918 | 0 | 220.2918 | 0 | 220.2918 | 0 | 382.0774 | 0.32355 | 314.561 | -0.04802 | 220.2918 | 0 | 382.0774 | 16.7447 | 314.561 | 0 | 314.561 | 0 | 308.6997 | -0.00026948 | 314.561 | 0 | 314.561 | 0 | 315.0868 | 0 | 313.1132 | 0 | 314.561 | 0 | 315.0868 | 0 | 315.0868 | 0 | 315.0868 | 0 | 382.0774 | 0 | 315.0868 | 0 | 315.0868 | 0 |  |  | 314.561 | 0 | 308.99 | -0.0079281 | 315.0868 | 0 | 314.561 | 0 | 381.3847 | 0.00033271 | 315.0868 | 0 | 315.0868 | 0 | 314.561 | 0 | 315.0868 | 0 | 315.0868 | 0 | 315.0868 | 0 | 585.109 | 0.01511 | 314.561 | 0 | 314.561 | 0 | 315.0868 | 0.000665 | 584.1424 | 0.00078262 | 314.561 | 0 | 587.1629 | 0.00017331 | 585.109 | 0.029402 | 314.561 | 0 | 836.9585 | 0.0023147 | 933.1216 | 0.055409 | 1095.1356 | 0.0014295 | 1006.59 | 0.013892 | 1028.2952 | 0 | 1027.673 | 0 | 1027.6666 | 0.0051546 | 314.561 | 8.5674e-05 | 315.0868 | 0 | 314.561 | 0 | 314.561 | 0 | 315.0868 | #REF! | 314.561 | 0 | 312.3251 | 0
| 220.3638 | 0 | 220.3638 | -0.042422 | 220.3638 | 0.034613 | 220.3638 | 0 | 220.3638 | 0 | 220.3638 | 0 | 382.1904 | 0.31768 | 314.7723 | 0.05918 | 220.3638 | 0 | 382.1904 | 17.0407 | 314.7723 | 0 | 314.7723 | 0 | 308.912 | 0.00031888 | 314.7723 | 0 | 314.7723 | 0 | 315.2985 | 0 | 313.327 | 0 | 314.7723 | 0 | 315.2985 | 0 | 315.2985 | 0 | 315.2985 | 0 | 382.1904 | 0.015359 | 315.2985 | 0 | 315.2985 | 9.7677e-05 |  |  | 314.7723 | 0 | 309.21 | -0.00023318 | 315.2985 | 0 | 314.7723 | 0 | 381.4966 | 0.00033004 | 315.2985 | 0 | 315.2985 | 0.01151 | 314.7723 | 0 | 315.2985 | 0 | 315.2985 | 0 | 315.2985 | 0 | 585.2673 | 0.023066 | 314.7723 | 0 | 314.7723 | 0 | 315.2985 | -0.0015605 | 584.3012 | 0.00017392 | 314.7723 | 0 | 587.3205 | 0.00022816 | 585.2673 | 0.026341 | 314.7723 | 0 | 837.0283 | 0.0026436 | 933.3635 | 0.055303 | 1095.1943 | 0.0014244 | 1006.6024 | 0.013918 | 1028.3471 | 0 | 1027.7247 | 0 | 1027.7184 | 0.0050523 | 314.772 | 5.3531e-05 | 315.2985 | 0 | 314.7723 | 0 | 314.7723 | 0 | 315.2985 | #REF! | 314.7723 | 0 | 312.5368 | 0
| 220.4358 | 0 | 220.4358 | -0.0040324 | 220.4358 | 0.034613 | 220.4358 | 0 | 220.4358 | 0 | 220.4358 | 0 | 382.3033 | 0.27565 | 314.9836 | 0.037483 | 220.4358 | 0 | 382.3033 | 17.4364 | 314.9836 | 0 | 314.9836 | 0 | 309.1243 | -0.00014849 | 314.9836 | 0 | 314.9836 | 0 | 315.5103 | 0 | 313.5409 | 0 | 314.9836 | 0 | 315.5103 | 0 | 315.5103 | 0 | 315.5103 | 0 | 382.3033 | 0.0052886 | 315.5103 | 0 | 315.5102 | 0 |  |  | 314.9836 | 0 | 309.42 | 0.00011659 | 315.5103 | 0 | 314.9836 | 0 | 381.6085 | 0.00028736 | 315.5103 | 0 | 315.5102 | 0 | 314.9836 | 0 | 315.5103 | 0 | 315.5103 | 0 | 315.5103 | 0 | 585.4255 | 0.012761 | 314.9836 | 0 | 314.9836 | 0 | 315.5103 | -0.0060687 | 584.4601 | 0.00026087 | 314.9836 | 0 | 587.4781 | 0.00019744 | 585.4255 | 0.027762 | 314.9836 | 0 | 837.098 | 0.0022546 | 933.6055 | 0.056537 | 1095.2531 | 0.001419 | 1006.6149 | 0.013943 | 1028.3988 | 0 | 1027.7765 | 0 | 1027.7701 | 0.0049478 | 314.984 | 4.8205e-05 | 315.5103 | 0 | 314.9836 | 0 | 314.9836 | 0 | 315.5103 | #REF! | 314.9836 | 0 | 312.7485 | 0
| 220.5078 | 0 | 220.5078 | 0.020141 | 220.5078 | 0.034613 | 220.5078 | 0 | 220.5078 | 0 | 220.5078 | 0 | 382.4163 | 0.21466 | 315.1949 | 0.017405 | 220.5078 | 0 | 382.4163 | 17.5423 | 315.1949 | 0 | 315.1949 | 0 | 309.3367 | 0.00043028 | 315.1949 | 0 | 315.1949 | 0 | 315.722 | 0 | 313.7548 | 0 | 315.1949 | 0 | 315.722 | 0 | 315.722 | 0 | 315.722 | 0 | 382.4163 | 0.018598 | 315.722 | 0 | 315.722 | 4.9598e-05 |  |  | 315.1949 | 0 | 309.63 | -0.00023318 | 315.722 | 0 | 315.1949 | 0 | 381.7205 | 0.00032204 | 315.722 | 0 | 315.722 | 0.0067445 | 315.1949 | 0 | 315.722 | 0 | 315.722 | 0 | 315.722 | 0 | 585.5838 | 0.015217 | 315.1949 | 0 | 315.1949 | 0 | 315.722 | -0.00075768 | 584.619 | 0 | 315.1949 | 0 | 587.6358 | 0.00023145 | 585.5838 | 0.026013 | 315.1949 | 0 | 837.1678 | 0.0017062 | 933.8474 | 0.05622 | 1095.3119 | 0.0014136 | 1006.6273 | 0.013968 | 1028.4506 | 0 | 1027.8283 | 0 | 1027.8219 | 0.0048433 | 315.195 | 5.3583e-05 | 315.722 | 0 | 315.1949 | 0 | 315.1949 | 0 | 315.722 | #REF! | 315.1949 | 0 | 312.9602 | 0
| 220.5798 | 0 | 220.5798 | -0.031912 | 220.5798 | 0.034613 | 220.5798 | 0 | 220.5798 | 0 | 220.5798 | 0 | 382.5292 | 0.26021 | 315.4062 | -0.064707 | 220.5798 | 0 | 382.5292 | 17.8858 | 315.4062 | 0 | 315.4062 | 0 | 309.549 | -3.0093e-05 | 315.4062 | 0 | 315.4062 | 0 | 315.9338 | 0 | 313.9687 | 0 | 315.4062 | 0 | 315.9338 | 0 | 315.9338 | 0 | 315.9338 | 0 | 382.5292 | 0 | 315.9338 | 0 | 315.9338 | 0 |  |  | 315.4062 | 0 | 309.84 | -0.027866 | 315.9338 | 0 | 315.4062 | 0 | 381.8324 | 0.00029917 | 315.9338 | 0 | 315.9338 | 0 | 315.4062 | 0 | 315.9338 | 0 | 315.9338 | 0 | 315.9338 | 0 | 585.742 | 0.01746 | 315.4062 | 0 | 315.4062 | 0 | 315.9338 | 0.0037477 | 584.7778 | 0.00026087 | 315.4062 | 0 | 587.7934 | 0.00019635 | 585.742 | 0.028199 | 315.4062 | 0 | 837.2374 | 0.0016189 | 934.0894 | 0.057735 | 1095.3706 | 0.001408 | 1006.6396 | 0.013994 | 1028.5024 | 0 | 1027.88 | 0 | 1027.8737 | 0.0047387 | 315.406 | 6.4263e-05 | 315.9338 | 0 | 315.4062 | 0 | 315.4062 | 0 | 315.9338 | #REF! | 315.4062 | 0 | 313.1719 | 0
| 220.6518 | 0 | 220.6518 | -0.043139 | 220.6518 | 0.034613 | 220.6518 | 0 | 220.6518 | 0 | 220.6518 | 0 | 382.6422 | 0.22834 | 315.6176 | 0.074125 | 220.6518 | 0 | 382.6422 | 18.0567 | 315.6176 | 0 | 315.6175 | 0 | 309.7614 | 0.00016285 | 315.6176 | 0 | 315.6175 | 0 | 316.1456 | 0 | 314.1825 | 0 | 315.6175 | 0 | 316.1456 | 0 | 316.1456 | 0 | 316.1456 | 0 | 382.6422 | 0.011807 | 316.1456 | 0 | 316.1456 | 9.8269e-05 |  |  | 315.6176 | 0 | 310.05 | -0.008278 | 316.1456 | 0 | 315.6175 | 0 | 381.9443 | 0.00029117 | 316.1456 | 0 | 316.1456 | 0.0086129 | 315.6175 | 0 | 316.1456 | 0 | 316.1456 | 0 | 316.1456 | 0 | 585.9003 | 0.027338 | 315.6176 | 0 | 315.6176 | 0 | 316.1456 | 0.0059712 | 584.9367 | 0.00017392 | 315.6176 | 0 | 587.951 | 0.00019854 | 585.9003 | 0.027653 | 315.6175 | 0 | 837.3072 | 0.0015073 | 934.3314 | 0.058017 | 1095.4294 | 0.0014023 | 1006.6521 | 0.014019 | 1028.5542 | 0 | 1027.9318 | 0 | 1027.9254 | 0.0046398 | 315.618 | 5.8908e-05 | 316.1456 | 0 | 315.6175 | 0 | 315.6175 | 0 | 316.1456 | #REF! | 315.6175 | 0 | 313.3836 | 0
| 220.7238 | 0 | 220.7238 | 0.0068723 | 220.7238 | 0.034613 | 220.7238 | 0 | 220.7238 | 0 | 220.7238 | 0 | 382.7551 | 0.21876 | 315.8289 | 0.03624 | 220.7238 | 0 | 382.7551 | 18.304 | 315.8289 | 0 | 315.8289 | 0 | 309.9738 | -0.00031598 | 315.8289 | 0 | 315.8289 | 0 | 316.3574 | 0 | 314.3964 | 0 | 315.8289 | 0 | 316.3574 | 0 | 316.3574 | 0 | 316.3574 | 0 | 382.7551 | 0.016822 | 316.3574 | 0 | 316.3574 | 0 |  |  | 315.8289 | 0 | 310.26 | 0.007112 | 316.3574 | 0 | 315.8289 | 0 | 382.0563 | 0.00025268 | 316.3574 | 0 | 316.3574 | 0 | 315.8289 | 0 | 316.3574 | 0 | 316.3574 | 0 | 316.3574 | 0 | 586.0585 | 0.016712 | 315.8289 | 0 | 315.8289 | 0 | 316.3574 | -0.00094325 | 585.0956 | 0.00026087 | 315.8289 | 0 | 588.1087 | 0.0001766 | 586.0585 | 0.029074 | 315.8289 | 0 | 837.377 | 0.0023459 | 934.5734 | 0.059392 | 1095.4882 | 0.0013965 | 1006.6645 | 0.014044 | 1028.6061 | 0 | 1027.9835 | 0 | 1027.9772 | 0.0045546 | 315.829 | 3.7496e-05 | 316.3574 | 0 | 315.8289 | 0 | 315.8289 | 0 | 316.3574 | #REF! | 315.8289 | 0 | 313.5954 | 0
| 220.7958 | 0 | 220.7958 | 0.020956 | 220.7958 | 0.034613 | 220.7958 | 0 | 220.7958 | 0 | 220.7958 | 0 | 382.8681 | 0.191 | 316.0403 | -0.068628 | 220.7958 | 0 | 382.8681 | 18.6954 | 316.0403 | 0 | 316.0403 | 0 | 310.1862 | 0.00055615 | 316.0403 | 0 | 316.0403 | 0 | 316.5693 | 0 | 314.6104 | 0 | 316.0403 | 0 | 316.5692 | 0 | 316.5692 | 0 | 316.5692 | 0 | 382.8681 | 0.017449 | 316.5693 | 0 | 316.5692 | 9.8487e-05 |  |  | 316.0403 | 0 | 310.48 | 0.0064125 | 316.5692 | 0 | 316.0403 | 0 | 382.1682 | 0.00026335 | 316.5692 | 0 | 316.5692 | 0.0086768 | 316.0403 | 0 | 316.5692 | 0 | 316.5692 | 0 | 316.5692 | 0 | 586.2168 | 0.016445 | 316.0403 | 0 | 316.0403 | 0 | 316.5692 | 0.0036374 | 585.2545 | 0.00017392 | 316.0403 | 0 | 588.2663 | 0.00019086 | 586.2168 | 0.027653 | 316.0403 | 0 | 837.4468 | 0.0018396 | 934.8153 | 0.059498 | 1095.547 | 0.0013907 | 1006.6769 | 0.014069 | 1028.658 | 0 | 1028.0353 | 0 | 1028.0289 | 0.004491 | 316.04 | 4.2865e-05 | 316.5693 | 0 | 316.0403 | 0 | 316.0403 | 0 | 316.5692 | #REF! | 316.0403 | 0 | 313.8072 | 0
| 220.8678 | 0 | 220.8678 | -0.040828 | 220.8678 | 0.034613 | 220.8678 | 0 | 220.8678 | 0 | 220.8678 | 0 | 382.981 | 0.1693 | 316.2517 | -0.10603 | 220.8678 | 0 | 382.981 | 18.8885 | 316.2517 | 0 | 316.2517 | 0 | 310.3986 | -0.00016105 | 316.2517 | 0 | 316.2517 | 0 | 316.7811 | 0 | 314.8243 | 0 | 316.2517 | 0 | 316.7811 | 0 | 316.7811 | 0 | 316.7811 | 0 | 382.981 | 0.0088474 | 316.7811 | 0 | 316.7811 | 0 |  |  | 316.2517 | 0 | 310.69 | -0.018421 | 316.7811 | 0 | 316.2517 | 0 | 382.2802 | 0.00034795 | 316.7811 | 0 | 316.7811 | 0 | 316.2517 | 0 | 316.7811 | 0 | 316.7811 | 0 | 316.7811 | 0 | 586.3751 | 0.019702 | 316.2517 | 0 | 316.2517 | 0 | 316.7811 | -0.00051161 | 585.4134 | 0 | 316.2517 | 0 | 588.424 | 0.00021829 | 586.3751 | 0.027653 | 316.2517 | 0 | 837.5165 | 0.0020422 | 935.0573 | 0.060238 | 1095.6057 | 0.0013849 | 1006.6893 | 0.014094 | 1028.7097 | 0 | 1028.087 | 0 | 1028.0807 | 0.004458 | 316.252 | 4.8263e-05 | 316.7811 | 0 | 316.2517 | 0 | 316.2517 | 0 | 316.7811 | #REF! | 316.2517 | 0 | 314.0189 | 0
| 220.9398 | 0 | 220.9398 | 0.0017883 | 220.9398 | 0.034613 | 220.9398 | 0 | 220.9398 | 0 | 220.9398 | 0 | 383.094 | 0.15308 | 316.4631 | 0.015854 | 220.9398 | 0 | 383.094 | 19.0862 | 316.4631 | 0 | 316.4631 | 0 | 310.611 | 0.00029699 | 316.4631 | 0 | 316.4631 | 0 | 316.993 | 0 | 315.0382 | 0 | 316.4631 | 0 | 316.9929 | 0 | 316.9929 | 0 | 316.9929 | 0 | 383.094 | 0.022464 | 316.993 | 0 | 316.993 | 4.1741e-05 |  |  | 316.4631 | 0 | 310.9 | 0.0064125 | 316.9929 | 0 | 316.4631 | 0 | 382.3921 | 0.00035291 | 316.9929 | 0 | 316.993 | 0.0091975 | 316.4631 | 0 | 316.9929 | 0 | 316.9929 | 0 | 316.9929 | 0 | 586.5334 | 0.02376 | 316.4631 | 0 | 316.4631 | 0 | 316.993 | 0.0095703 | 585.5723 | 0 | 316.4631 | 0 | 588.5817 | 0.00019086 | 586.5334 | 0.026232 | 316.4631 | 0 | 837.5864 | 0.0020193 | 935.2993 | 0.061049 | 1095.6645 | 0.0013791 | 1006.7017 | 0.014118 | 1028.7616 | 0 | 1028.1389 | 0 | 1028.1325 | 0.0044614 | 316.463 | 6.4263e-05 | 316.993 | 0 | 316.4631 | 0 | 316.4631 | 0 | 316.993 | #REF! | 316.4631 | 0 | 314.2307 | 0
| 221.0118 | 0 | 221.0118 | 0.028265 | 221.0118 | 0.034613 | 221.0118 | 0 | 221.0118 | 0 | 221.0118 | 0 | 383.2069 | 0.17243 | 316.6745 | -0.019688 | 221.0118 | 0 | 383.2069 | 19.34 | 316.6745 | 0 | 316.6745 | 0 | 310.8234 | -0.0001717 | 316.6745 | 0 | 316.6745 | 0 | 317.2048 | 0 | 315.2522 | 0 | 316.6745 | 0 | 317.2048 | 0 | 317.2048 | 0 | 317.2048 | 0 | 383.2069 | 0.0073644 | 317.2048 | 0 | 317.2048 | 0 |  |  | 316.6745 | 0 | 311.11 | 0.014107 | 317.2048 | 0 | 316.6745 | 0 | 382.5041 | 0.00035405 | 317.2048 | 0 | 317.2048 | 0 | 316.6745 | 0 | 317.2048 | 0 | 317.2048 | 0 | 317.2048 | 0 | 586.6917 | 0.022906 | 316.6745 | 0 | 316.6745 | 0 | 317.2048 | -0.0065783 | 585.7312 | 0.00078262 | 316.6745 | 0 | 588.7393 | 0.00016783 | 586.6917 | 0.02809 | 316.6745 | 0 | 837.6562 | 0.0017587 | 935.5413 | 0.062529 | 1095.7233 | 0.0013734 | 1006.7142 | 0.014142 | 1028.8135 | 0 | 1028.1907 | 0 | 1028.1843 | 0.0045046 | 316.675 | 5.3531e-05 | 317.2048 | 0 | 316.6745 | 0 | 316.6745 | 0 | 317.2048 | #REF! | 316.6745 | 0 | 314.4425 | 0
| 221.0839 | 0 | 221.0839 | 0.013168 | 221.0839 | 0.034613 | 221.0839 | 0 | 221.0839 | 0 | 221.0839 | 0 | 383.3199 | 0.13255 | 316.886 | 0.0411 | 221.0839 | 0 | 383.3199 | 19.4892 | 316.886 | 0 | 316.886 | 0 | 311.0359 | 0.00046719 | 316.886 | 0 | 316.886 | 0 | 317.4167 | 0 | 315.4661 | 0 | 316.886 | 0 | 317.4167 | 0 | 317.4167 | 0 | 317.4167 | 0 | 383.3199 | 0.0037574 | 317.4167 | 0 | 317.4167 | 7.8716e-05 |  |  | 316.886 | 0 | 311.32 | 0.022503 | 317.4167 | 0 | 316.886 | 0 | 382.616 | 0.00026792 | 317.4167 | 0 | 317.4167 | 0.010091 | 316.886 | 0 | 317.4167 | 0 | 317.4167 | 0 | 317.4167 | 0 | 586.85 | 0.021144 | 316.886 | 0 | 316.886 | 0 | 317.4167 | 0.0078563 | 585.8901 | 0.00069566 | 316.886 | 0 | 588.897 | 0.00019854 | 586.85 | 0.026997 | 316.886 | 0 | 837.726 | 0.0022507 | 935.7834 | 0.062212 | 1095.7821 | 0.0013678 | 1006.7266 | 0.014166 | 1028.8654 | 0 | 1028.2424 | 0 | 1028.2361 | 0.0045842 | 316.886 | 2.6832e-05 | 317.4167 | 0 | 316.886 | 0 | 316.886 | 0 | 317.4167 | #REF! | 316.886 | 0 | 314.6544 | 0
| 221.1559 | 0 | 221.1559 | -0.03406 | 221.1559 | 0.034613 | 221.1559 | 0 | 221.1559 | 0 | 221.1559 | 0 | 383.4328 | 0.13157 | 317.0974 | -0.069774 | 221.1559 | 0 | 383.4328 | 19.5227 | 317.0974 | 0 | 317.0974 | 0 | 311.2484 | -7.8707e-05 | 317.0974 | 0 | 317.0974 | 0 | 317.6286 | 0 | 315.6801 | 0 | 317.0974 | 0 | 317.6286 | 0 | 317.6286 | 0 | 317.6286 | 0 | 383.4328 | 0.0035093 | 317.6286 | 0 | 317.6286 | 0 |  |  | 317.0974 | 0 | 311.54 | -0.026116 | 317.6286 | 0 | 317.0974 | 0 | 382.728 | 0.00029079 | 317.6286 | 0 | 317.6286 | 0 | 317.0974 | 0 | 317.6286 | 0 | 317.6286 | 0 | 317.6286 | 0 | 587.0083 | 0.01511 | 317.0974 | 0 | 317.0974 | 0 | 317.6286 | -0.0005459 | 586.049 | 0 | 317.0974 | 0 | 589.0547 | 0.00017221 | 587.0083 | 0.028199 | 317.0974 | 0 | 837.7958 | 0.0017402 | 936.0254 | 0.063692 | 1095.8409 | 0.0013622 | 1006.739 | 0.014189 | 1028.9171 | 0 | 1028.2943 | 0 | 1028.2878 | 0.0046933 | 317.097 | 3.2187e-05 | 317.6286 | 0 | 317.0974 | 0 | 317.0974 | 0 | 317.6286 | #REF! | 317.0974 | 0 | 314.8662 | 0
| 221.2279 | 0 | 221.2279 | -0.020077 | 221.2279 | 0.034613 | 221.2279 | 0 | 221.2279 | 0 | 221.2279 | 0 | 383.5457 | 0.14467 | 317.3089 | 0.040155 | 221.2279 | 0 | 383.5457 | 19.7594 | 317.3089 | 0 | 317.3089 | 0 | 311.4608 | 0.00013218 | 317.3089 | 0 | 317.3089 | 0 | 317.8405 | 0 | 315.8941 | 0 | 317.3089 | 0 | 317.8405 | 0 | 317.8405 | 0 | 317.8405 | 0 | 383.5457 | 0.0052405 | 317.8405 | 0 | 317.8406 | 4.9507e-05 |  |  | 317.3089 | 0 | 311.75 | 0.0085112 | 317.8405 | 0 | 317.3089 | 0 | 382.84 | 0.00026182 | 317.8405 | 0 | 317.8406 | 0.014218 | 317.3089 | 0 | 317.8405 | 0 | 317.8405 | 0 | 317.8405 | 0 | 587.1667 | 0.027017 | 317.3089 | 0 | 317.3089 | 0 | 317.8405 | 0.0050746 | 586.2079 | 0.00069566 | 317.3089 | 0 | 589.2124 | 0.00023803 | 587.1667 | 0.026123 | 317.3089 | 0 | 837.8657 | 0.0014059 | 936.2674 | 0.063692 | 1095.8998 | 0.0013568 | 1006.7514 | 0.014212 | 1028.969 | 0 | 1028.3461 | 0 | 1028.3397 | 0.0048205 | 317.309 | 4.8139e-05 | 317.8405 | 0 | 317.3089 | 0 | 317.3089 | 0 | 317.8405 | #REF! | 317.3089 | 0 | 315.0781 | 0
| 221.3 | 0 | 221.3 | 0.028235 | 221.3 | 0.034613 | 221.3 | 0 | 221.3 | 0 | 221.3 | 0 | 383.6587 | 0.12082 | 317.5204 | -0.13941 | 221.3 | 0 | 383.6587 | 19.6562 | 317.5204 | 0 | 317.5204 | 0 | 311.6733 | 7.467e-05 | 317.5204 | 0 | 317.5204 | 0 | 318.0525 | 0 | 316.1081 | 0 | 317.5204 | 0 | 318.0525 | 0 | 318.0525 | 0 | 318.0525 | 0 | 383.6587 | 0.014732 | 318.0525 | 0 | 318.0525 | 0 |  |  | 317.5204 | 0 | 311.96 | 0.019004 | 318.0525 | 0 | 317.5204 | 0 | 382.952 | 0.00028469 | 318.0525 | 0 | 318.0525 | 0 | 317.5204 | 0 | 318.0525 | 0 | 318.0525 | 0 | 318.0525 | 0 | 587.325 | 0.026857 | 317.5204 | 0 | 317.5204 | 0 | 318.0525 | -0.0011168 | 586.3669 | 0.00026087 | 317.5204 | 0 | 589.3702 | 0.00017112 | 587.325 | 0.027981 | 317.5204 | 0 | 837.9355 | 0.0014525 | 936.5095 | 0.065243 | 1095.9586 | 0.0013516 | 1006.7638 | 0.014234 | 1029.0209 | 0 | 1028.3978 | 0 | 1028.3915 | 0.0049558 | 317.52 | 5.3473e-05 | 318.0525 | 0 | 317.5204 | 0 | 317.5204 | 0 | 318.0525 | #REF! | 317.5204 | 0 | 315.29 | 0
| 221.372 | 0 | 221.372 | 0.062014 | 221.372 | 0.034613 | 221.372 | 0 | 221.372 | 0 | 221.372 | 0 | 383.7716 | 0.1214 | 317.7319 | 0.058179 | 221.372 | 0 | 383.7716 | 20.0018 | 317.7319 | 0 | 317.7319 | 0 | 311.8858 | 0.00051666 | 317.7319 | 0 | 317.7319 | 0 | 318.2644 | 0 | 316.3221 | 0 | 317.7319 | 0 | 318.2644 | 0 | 318.2644 | 0 | 318.2644 | 0 | 383.7716 | 0.0233 | 318.2644 | 0 | 318.2644 | 5.5797e-05 |  |  | 317.7319 | 0 | 312.17 | -0.0058295 | 318.2644 | 0 | 317.7319 | 0 | 383.064 | 0.00027593 | 318.2644 | 0 | 318.2644 | 0.015727 | 317.7319 | 0 | 318.2644 | 0 | 318.2644 | 0 | 318.2644 | 0 | 587.4833 | 0.023654 | 317.7319 | 0 | 317.7319 | 0 | 318.2644 | 0.0095346 | 586.5258 | 0.00017392 | 317.7319 | 0 | 589.5279 | 0.00023254 | 587.4833 | 0.026888 | 317.7319 | 0 | 838.0054 | 0.0018321 | 936.7515 | 0.065031 | 1096.0175 | 0.0013466 | 1006.7762 | 0.014255 | 1029.0728 | 0 | 1028.4497 | 0 | 1028.4434 | 0.0050864 | 317.732 | 5.3539e-05 | 318.2644 | 0 | 317.7319 | 0 | 317.7319 | 0 | 318.2644 | #REF! | 317.7319 | 0 | 315.5018 | 0
| 221.4441 | 0 | 221.4441 | -0.0037401 | 221.4441 | 0.034613 | 221.4441 | 0 | 221.4441 | 0 | 221.4441 | 0 | 383.8846 | 0.081523 | 317.9434 | 0.0552 | 221.4441 | 0 | 383.8846 | 19.9431 | 317.9434 | 0 | 317.9434 | 0 | 312.0983 | -0.00037643 | 317.9434 | 0 | 317.9434 | 0 | 318.4764 | 0 | 316.5361 | 0 | 317.9434 | 0 | 318.4764 | 0 | 318.4764 | 0 | 318.4764 | 0 | 383.8846 | 0.036151 | 318.4764 | 0 | 318.4764 | 0 |  |  | 317.9434 | 0 | 312.38 | -0.0075784 | 318.4764 | 0 | 317.9434 | 0 | 383.176 | 0.00027974 | 318.4764 | 0 | 318.4764 | 0 | 317.9434 | 0 | 318.4764 | 0 | 318.4764 | 0 | 318.4764 | 0 | 587.6417 | 0.024401 | 317.9434 | 0 | 317.9434 | 0 | 318.4764 | -0.0025843 | 586.6848 | 0 | 317.9434 | 0 | 589.6856 | 0.00015466 | 587.6417 | 0.028527 | 317.9434 | 0 | 838.0753 | 0.0020264 | 936.9936 | 0.066195 | 1096.0763 | 0.0013417 | 1006.7886 | 0.014276 | 1029.1246 | 0 | 1028.5015 | 0 | 1028.4951 | 0.0052012 | 317.943 | 5.3583e-05 | 318.4764 | 0 | 317.9434 | 0 | 317.9434 | 0 | 318.4764 | #REF! | 317.9434 | 0 | 315.7137 | 0
| 221.5161 | 0 | 221.5161 | -0.048792 | 221.5161 | 0.034613 | 221.5161 | 0 | 221.5161 | 0 | 221.5161 | 0 | 383.9975 | 0.11534 | 318.155 | -0.0087209 | 221.5161 | 0 | 383.9975 | 20.1338 | 318.155 | 0 | 318.155 | 0 | 312.3109 | 0.0002375 | 318.155 | 0 | 318.155 | 0 | 318.6884 | 0 | 316.7501 | 0 | 318.155 | 0 | 318.6884 | 0 | 318.6884 | 0 | 318.6884 | 0 | 383.9975 | 0.026643 | 318.6884 | 0 | 318.6884 | 3.7561e-05 |  |  | 318.155 | 0 | 312.6 | 0.0018654 | 318.6884 | 0 | 318.155 | 0 | 383.288 | 0.0002946 | 318.6884 | 0 | 318.6884 | 0.0053386 | 318.155 | 0 | 318.6884 | 0 | 318.6884 | 0 | 318.6884 | 0 | 587.8 | 0.02958 | 318.155 | 0 | 318.155 | 0 | 318.6884 | 0.0039389 | 586.8437 | 0.00069566 | 318.155 | 0 | 589.8434 | 0.00024351 | 587.8 | 0.027106 | 318.155 | 0 | 838.1451 | 0.0025164 | 937.2356 | 0.066512 | 1096.1351 | 0.0013372 | 1006.801 | 0.014296 | 1029.1765 | 0 | 1028.5533 | 0 | 1028.547 | 0.0052944 | 318.155 | 4.8162e-05 | 318.6884 | 0 | 318.155 | 0 | 318.155 | 0 | 318.6884 | #REF! | 318.155 | 0 | 315.9257 | 0
| 221.5882 | 0 | 221.5882 | 0.0079936 | 221.5882 | 0.034613 | 221.5882 | 0 | 221.5882 | 0 | 221.5882 | 0 | 384.1104 | 0.096185 | 318.3665 | 0.0085635 | 221.5882 | 0 | 384.1104 | 20.1675 | 318.3665 | 0 | 318.3665 | 0 | 312.5234 | -0.0001956 | 318.3665 | 0 | 318.3665 | 0 | 318.9004 | 0 | 316.9641 | 0 | 318.3665 | 0 | 318.9004 | 0 | 318.9004 | 0 | 318.9004 | 0 | 384.1104 | 0.012747 | 318.9004 | 0 | 318.9004 | 0 |  |  | 318.3665 | 0 | 312.81 | -0.0044305 | 318.9004 | 0 | 318.3665 | 0 | 383.3999 | 0.00033538 | 318.9004 | 0 | 318.9004 | 0 | 318.3665 | 0 | 318.9004 | 0 | 318.9004 | 0 | 318.9004 | 0 | 587.9584 | 0.015858 | 318.3665 | 0 | 318.3665 | 0 | 318.9004 | 0.0074125 | 587.0027 | 0.00026087 | 318.3665 | 0 | 590.0012 | 0.00019415 | 587.9584 | 0.027762 | 318.3665 | 0 | 838.2151 | 0.0024058 | 937.4777 | 0.068028 | 1096.194 | 0.0013329 | 1006.8135 | 0.014315 | 1029.2284 | 0 | 1028.6051 | 0 | 1028.5988 | 0.0053592 | 318.367 | 3.7496e-05 | 318.9004 | 0 | 318.3665 | 0 | 318.3665 | 0 | 318.9004 | #REF! | 318.3665 | 0 | 316.1376 | 0
| 221.6602 | 0 | 221.6602 | 0.019335 | 221.6602 | 0.034613 | 221.6602 | 0 | 221.6602 | 0 | 221.6603 | 0 | 384.2234 | 0.081327 | 318.5781 | -0.0042313 | 221.6602 | 0 | 384.2234 | 20.2174 | 318.5781 | 0 | 318.5781 | 0 | 312.7359 | 0.00047326 | 318.5781 | 0 | 318.5781 | 0 | 319.1124 | 0 | 317.1782 | 0 | 318.5781 | 0 | 319.1124 | 0 | 319.1124 | 0 | 319.1124 | 0 | 384.2234 | 0.016508 | 319.1124 | 0 | 319.1124 | 8.4283e-05 |  |  | 318.5781 | 0 | 313.02 | 0.011659 | 319.1124 | 0 | 318.5781 | 0 | 383.512 | 0.00036815 | 319.1124 | 0 | 319.1124 | 0.0043495 | 318.5781 | 0 | 319.1124 | 0 | 319.1124 | 0 | 319.1124 | 0 | 588.1168 | 0.019435 | 318.5781 | 0 | 318.5781 | 0 | 319.1124 | 0.0059714 | 587.1617 | 0.00069566 | 318.5781 | 0 | 590.1589 | 0.00017221 | 588.1168 | 0.026232 | 318.5781 | 0 | 838.285 | 0.0018042 | 937.7197 | 0.067605 | 1096.2528 | 0.0013289 | 1006.8259 | 0.014334 | 1029.2804 | 0 | 1028.657 | 0 | 1028.6506 | 0.0053944 | 318.578 | 4.2851e-05 | 319.1124 | 0 | 318.5781 | 0 | 318.5781 | 0 | 319.1124 | #REF! | 318.5781 | 0 | 316.3495 | 0
| 221.7323 | 0 | 221.7323 | -0.057852 | 221.7323 | 0.034613 | 221.7323 | 0 | 221.7323 | 0 | 221.7323 | 0 | 384.3363 | 0.065883 | 318.7897 | -0.00038866 | 221.7323 | 0 | 384.3363 | 20.4747 | 318.7897 | 0 | 318.7897 | 0 | 312.9485 | -0.0004953 | 318.7897 | 0 | 318.7897 | 0 | 319.3244 | 0 | 317.3922 | 0 | 318.7897 | 0 | 319.3244 | 0 | 319.3244 | 0 | 319.3244 | 0 | 384.3363 | 0.017135 | 319.3244 | 0 | 319.3244 | 0 |  |  | 318.7897 | 0 | 313.23 | -0.013874 | 319.3244 | 0 | 318.7897 | 0 | 383.624 | 0.00033195 | 319.3244 | 0 | 319.3244 | 0 | 318.7897 | 0 | 319.3244 | 0 | 319.3244 | 0 | 319.3244 | 0 | 588.2751 | 0.02029 | 318.7897 | 0 | 318.7897 | 0 | 319.3244 | -0.0057428 | 587.3206 | 0.00026087 | 318.7897 | 0 | 590.3167 | 0.0002128 | 588.2751 | 0.027216 | 318.7897 | 0 | 838.3549 | 0.0017736 | 937.9618 | 0.069543 | 1096.3117 | 0.0013253 | 1006.8383 | 0.014352 | 1029.3323 | 0 | 1028.7089 | 0 | 1028.7024 | 0.0054035 | 318.79 | 4.2794e-05 | 319.3244 | 0 | 318.7897 | 0 | 318.7897 | 0 | 319.3244 | #REF! | 318.7897 | 0 | 316.5615 | 0
| 221.8044 | 0 | 221.8044 | -0.040257 | 221.8044 | 0.034613 | 221.8044 | 0 | 221.8044 | 0 | 221.8044 | 0 | 384.4492 | 0.078786 | 319.0013 | 0.019198 | 221.8044 | 0 | 384.4492 | 20.523 | 319.0013 | 0 | 319.0013 | 0 | 313.1611 | 0.0001596 | 319.0013 | 0 | 319.0013 | 0 | 319.5365 | 0 | 317.6063 | 0 | 319.0013 | 0 | 319.5365 | 0 | 319.5365 | 0 | 319.5365 | 0 | 384.4492 | 0.0034607 | 319.5365 | 0 | 319.5364 | 4.0145e-05 |  |  | 319.0013 | 0 | 313.44 | 0.027049 | 319.5365 | 0 | 319.0013 | 0 | 383.736 | 0.00028393 | 319.5365 | 0 | 319.5364 | 0.010841 | 319.0013 | 0 | 319.5365 | 0 | 319.5365 | 0 | 319.5365 | 0 | 588.4335 | 0.024668 | 319.0013 | 0 | 319.0013 | 0 | 319.5364 | -7.9065e-05 | 587.4796 | 0 | 319.0013 | 0 | 590.4745 | 0.00018757 | 588.4335 | 0.026232 | 319.0013 | 0 | 838.4249 | 0.0021046 | 938.2039 | 0.06979 | 1096.3705 | 0.001322 | 1006.8507 | 0.014368 | 1029.3842 | 0 | 1028.7606 | 0 | 1028.7543 | 0.0053876 | 319.001 | 4.2794e-05 | 319.5365 | 0 | 319.0013 | 0 | 319.0013 | 0 | 319.5364 | #REF! | 319.0013 | 0 | 316.7735 | 0
| 221.8765 | 0 | 221.8765 | 0.032746 | 221.8765 | 0.034613 | 221.8765 | 0 | 221.8765 | 0 | 221.8765 | 0 | 384.5622 | 0.08817 | 319.2129 | -0.034252 | 221.8765 | 0 | 384.5622 | 20.6206 | 319.2129 | 0 | 319.2129 | 0 | 313.3737 | -0.00010872 | 319.2129 | 0 | 319.2129 | 0 | 319.7485 | 0 | 317.8204 | 0 | 319.2129 | 0 | 319.7485 | 0 | 319.7485 | 0 | 319.7485 | 0 | 384.5622 | 0.011493 | 319.7485 | 0 | 319.7485 | 0 |  |  | 319.2129 | 0 | 313.66 | -0.00513 | 319.7485 | 0 | 319.2129 | 0 | 383.848 | 0.00028583 | 319.7485 | 0 | 319.7485 | 0 | 319.2129 | 0 | 319.7485 | 0 | 319.7485 | 0 | 319.7485 | 0 | 588.5919 | 0.017086 | 319.2129 | 0 | 319.2129 | 0 | 319.7485 | -0.00077282 | 587.6386 | 0 | 319.2129 | 0 | 590.6323 | 0.00022158 | 588.5919 | 0.027981 | 319.2129 | 0 | 838.4948 | 0.0018206 | 938.446 | 0.071447 | 1096.4294 | 0.0013192 | 1006.8631 | 0.014384 | 1029.436 | 0 | 1028.8125 | 0 | 1028.8061 | 0.0053546 | 319.213 | 5.8871e-05 | 319.7485 | 0 | 319.2129 | 0 | 319.2129 | 0 | 319.7485 | #REF! | 319.2129 | 0 | 316.9855 | 0
| 221.9486 | 0 | 221.9486 | 0.038979 | 221.9486 | 0.034613 | 221.9486 | 0 | 221.9486 | 0 | 221.9486 | 0 | 384.6751 | 0.064319 | 319.4246 | 0.058647 | 221.9486 | 0 | 384.6751 | 20.3861 | 319.4246 | 0 | 319.4246 | 0 | 313.5863 | 0.00036014 | 319.4246 | 0 | 319.4246 | 0 | 319.9606 | 0 | 318.0344 | 0 | 319.4246 | 0 | 319.9606 | 0 | 319.9606 | 0 | 319.9606 | 0 | 384.6751 | 0.0046472 | 319.9606 | 0 | 319.9606 | 0.00011374 |  |  | 319.4246 | 0 | 313.87 | 0.024951 | 319.9606 | 0 | 319.4246 | 0 | 383.9601 | 0.00031747 | 319.9606 | 0 | 319.9606 | 0.01227 | 319.4246 | 0 | 319.9606 | 0 | 319.9606 | 0 | 319.9606 | 0 | 588.7503 | 0.018795 | 319.4246 | 0 | 319.4246 | 0 | 319.9606 | 0.0068604 | 587.7976 | 0.00017392 | 319.4246 | 0 | 590.7901 | 0.00022706 | 588.7503 | 0.027106 | 319.4246 | 0 | 838.5648 | 0.0013011 | 938.6881 | 0.070953 | 1096.4883 | 0.0013167 | 1006.8755 | 0.014399 | 1029.488 | 0 | 1028.8644 | 0 | 1028.858 | 0.0053114 | 319.425 | 5.3516e-05 | 319.9606 | 0 | 319.4246 | 0 | 319.4246 | 0 | 319.9606 | #REF! | 319.4246 | 0 | 317.1975 | 0
| 222.0206 | 0 | 222.0206 | -0.012019 | 222.0206 | 0.034613 | 222.0206 | 0 | 222.0206 | 0 | 222.0206 | 0 | 384.788 | 0.071161 | 319.6362 | -0.042832 | 222.0206 | 0 | 384.788 | 20.6118 | 319.6362 | 0 | 319.6362 | 0 | 313.7989 | -0.0002094 | 319.6362 | 0 | 319.6362 | 0 | 320.1727 | 0 | 318.2485 | 0 | 319.6362 | 0 | 320.1727 | 0 | 320.1727 | 0 | 320.1727 | 0 | 384.788 | 0.0082542 | 320.1727 | 0 | 320.1727 | 0 |  |  | 319.6362 | 0 | 314.08 | -0.010726 | 320.1727 | 0 | 319.6362 | 0 | 384.0721 | 0.00035062 | 320.1727 | 0 | 320.1727 | 0 | 319.6362 | 0 | 320.1727 | 0 | 320.1727 | 0 | 320.1727 | 0 | 588.9087 | 0.019062 | 319.6362 | 0 | 319.6362 | 0 | 320.1727 | -0.004535 | 587.9566 | 0 | 319.6362 | 0 | 590.9479 | 9.1044e-05 | 588.9087 | 0.027981 | 319.6362 | 0 | 838.6348 | 0.0013804 | 938.9302 | 0.072927 | 1096.5471 | 0.0013146 | 1006.8879 | 0.014414 | 1029.5399 | 0 | 1028.9163 | 0 | 1028.9099 | 0.0052671 | 319.636 | 5.8908e-05 | 320.1727 | 0 | 319.6362 | 0 | 319.6362 | 0 | 320.1727 | #REF! | 319.6362 | 0 | 317.4095 | 0
| 222.0927 | 0 | 222.0927 | -0.049197 | 222.0927 | 0.034613 | 222.0927 | 0 | 222.0927 | 0 | 222.0927 | 0 | 384.901 | 0.058845 | 319.8479 | -0.000811 | 222.0927 | 0 | 384.901 | 20.5845 | 319.8479 | 0 | 319.8479 | 0 | 314.0115 | 0.00040905 | 319.8479 | 0 | 319.8479 | 0 | 320.3848 | 0 | 318.4626 | 0 | 319.8479 | 0 | 320.3848 | 0 | 320.3848 | 0 | 320.3848 | 0 | 384.901 | 0.012015 | 320.3848 | 0 | 320.3848 | 7.7501e-05 |  |  | 319.8479 | 0 | 314.29 | -0.0065291 | 320.3848 | 0 | 319.8479 | 0 | 384.1841 | 0.00032547 | 320.3848 | 0 | 320.3848 | 0.0075947 | 319.8479 | 0 | 320.3848 | 0 | 320.3848 | 0 | 320.3848 | 0 | 589.0671 | 0.013989 | 319.8479 | 0 | 319.8479 | 0 | 320.3848 | 0.0010702 | 588.1156 | 0.00017392 | 319.8479 | 0 | 591.1057 | 0.00030713 | 589.0671 | 0.02656 | 319.8479 | 0 | 838.7048 | 0.0013093 | 939.1723 | 0.072786 | 1096.6061 | 0.0013131 | 1006.9004 | 0.014427 | 1029.5918 | 0 | 1028.9681 | 0 | 1028.9617 | 0.0052296 | 319.848 | 6.9616e-05 | 320.3848 | 0 | 319.8479 | 0 | 319.8479 | 0 | 320.3848 | #REF! | 319.8479 | 0 | 317.6215 | 0
| 222.1648 | 0 | 222.1648 | 0.0053314 | 222.1648 | 0.034613 | 222.1648 | 0 | 222.1648 | 0 | 222.1648 | 0 | 385.0139 | 0.056499 | 320.0596 | -0.022155 | 222.1648 | 0 | 385.0139 | 20.6625 | 320.0596 | 0 | 320.0596 | 0 | 314.2242 | -0.00031974 | 320.0596 | 0 | 320.0596 | 0 | 320.5969 | 0 | 318.6768 | 0 | 320.0596 | 0 | 320.5969 | 0 | 320.5969 | 0 | 320.5969 | 0 | 385.0139 | 0.0064748 | 320.5969 | 0 | 320.5969 | 0 |  |  | 320.0596 | 0 | 314.5 | -0.022969 | 320.5969 | 0 | 320.0596 | 0 | 384.2962 | 0.00034757 | 320.5969 | 0 | 320.5969 | 0 | 320.0596 | 0 | 320.5969 | 0 | 320.5969 | 0 | 320.5969 | 0 | 589.2256 | 0.022265 | 320.0596 | 0 | 320.0596 | 0 | 320.5969 | -0.00022762 | 588.2746 | 0.00078262 | 320.0596 | 0 | 591.2635 | 9.5431e-05 | 589.2256 | 0.027871 | 320.0596 | 0 | 838.7748 | 0.0012446 | 939.4144 | 0.074372 | 1096.6649 | 0.001312 | 1006.9128 | 0.014439 | 1029.6438 | 0 | 1029.02 | 0 | 1029.0135 | 0.0052069 | 320.06 | 5.8908e-05 | 320.5969 | 0 | 320.0596 | 0 | 320.0596 | 0 | 320.5969 | #REF! | 320.0596 | 0 | 317.8336 | 0
| 222.2369 | 0 | 222.2369 | 0.039193 | 222.2369 | 0.034613 | 222.2369 | 0 | 222.2369 | 0 | 222.2369 | 0 | 385.1268 | 0.062559 | 320.2713 | 0.025376 | 222.2369 | 0 | 385.1268 | 20.7195 | 320.2713 | 0 | 320.2713 | 0 | 314.4368 | 0.00046432 | 320.2713 | 0 | 320.2713 | 0 | 320.809 | 0 | 318.8909 | 0 | 320.2713 | 0 | 320.809 | 0 | 320.809 | 0 | 320.809 | 0 | 385.1268 | 0.022986 | 320.809 | 0 | 320.809 | 3.5126e-05 |  |  | 320.2713 | 0 | 314.72 | -0.00058295 | 320.809 | 0 | 320.2713 | 0 | 384.4082 | 0.00032052 | 320.809 | 0 | 320.809 | 0.0081753 | 320.2713 | 0 | 320.809 | 0 | 320.809 | 0 | 320.809 | 0 | 589.384 | 0.025522 | 320.2713 | 0 | 320.2713 | 0 | 320.809 | 0.011134 | 588.4336 | 0.00017392 | 320.2713 | 0 | 591.4214 | 0.00030055 | 589.384 | 0.027544 | 320.2713 | 0 | 838.8448 | 0.0015624 | 939.6566 | 0.074196 | 1096.7239 | 0.0013114 | 1006.9252 | 0.01445 | 1029.6957 | 0 | 1029.0719 | 0 | 1029.0654 | 0.0052058 | 320.271 | 9.6406e-05 | 320.809 | 0 | 320.2713 | 0 | 320.2713 | 0 | 320.809 | #REF! | 320.2713 | 0 | 318.0456 | 0
| 222.309 | 0 | 222.309 | -0.0495 | 222.309 | 0.034613 | 222.309 | 0 | 222.309 | 0 | 222.309 | 0 | 385.2397 | 0.049852 | 320.483 | -0.068098 | 222.309 | 0 | 385.2397 | 20.7997 | 320.483 | 0 | 320.483 | 0 | 314.6495 | -0.00034261 | 320.483 | 0 | 320.483 | 0 | 321.0212 | 0 | 319.105 | 0 | 320.483 | 0 | 321.0212 | 0 | 321.0212 | 0 | 321.0212 | 0 | 385.2397 | 0.015045 | 321.0212 | 0 | 321.0212 | 0 |  |  | 320.483 | 0 | 314.93 | -0.0068788 | 321.0212 | 0 | 320.483 | 0 | 384.5203 | 0.00035138 | 321.0212 | 0 | 321.0212 | 0 | 320.483 | 0 | 321.0212 | 0 | 321.0212 | 0 | 321.0212 | 0 | 589.5424 | 0.016606 | 320.483 | 0 | 320.483 | 0 | 321.0212 | -0.0035518 | 588.5927 | 0.00078262 | 320.483 | 0 | 591.5792 | 0.00011079 | 589.5424 | 0.028309 | 320.483 | 0 | 838.9149 | 0.0022531 | 939.8987 | 0.075888 | 1096.7828 | 0.0013114 | 1006.9376 | 0.01446 | 1029.7477 | 0 | 1029.1238 | 0 | 1029.1173 | 0.0052296 | 320.483 | 0.00010707 | 321.0212 | 0 | 320.483 | 0 | 320.483 | 0 | 321.0212 | #REF! | 320.483 | 0 | 318.2577 | 0
| 222.3811 | 0 | 222.3811 | -0.039301 | 222.3811 | 0.034613 | 222.3811 | 0 | 222.3811 | 0 | 222.3811 | 0 | 385.3526 | 0.046529 | 320.6948 | 0.068075 | 222.3811 | 0 | 385.3526 | 20.8502 | 320.6948 | 0 | 320.6948 | 0 | 314.8622 | 0.00030736 | 320.6948 | 0 | 320.6948 | 0 | 321.2333 | 0 | 319.3192 | 0 | 320.6948 | 0 | 321.2333 | 0 | 321.2333 | 0 | 321.2333 | 0 | 385.3526 | 0.010553 | 321.2333 | 0 | 321.2333 | 7.2193e-05 |  |  | 320.6948 | 0 | 315.14 | 0.0043138 | 321.2333 | 0 | 320.6948 | 0 | 384.6323 | 0.00032128 | 321.2333 | 0 | 321.2333 | 0.009055 | 320.6948 | 0 | 321.2333 | 0 | 321.2333 | 0 | 321.2333 | 0 | 589.7009 | 0.019542 | 320.6948 | 0 | 320.6948 | 0 | 321.2333 | 0.0039792 | 588.7517 | 0 | 320.6948 | 0 | 591.7371 | 0.00021829 | 589.7009 | 0.027106 | 320.6948 | 0 | 838.9849 | 0.003101 | 940.1408 | 0.076275 | 1096.8417 | 0.0013118 | 1006.95 | 0.01447 | 1029.7996 | 0 | 1029.1757 | 0 | 1029.1692 | 0.0052751 | 320.695 | 6.9639e-05 | 321.2333 | 0 | 320.6948 | 0 | 320.6948 | 0 | 321.2333 | #REF! | 320.6948 | 0 | 318.4698 | 0
| 222.4533 | 0 | 222.4533 | 0.019769 | 222.4533 | 0.034613 | 222.4533 | 0 | 222.4533 | 0 | 222.4533 | 0 | 385.4656 | 0.036167 | 320.9065 | 0.048101 | 222.4533 | 0 | 385.4656 | 20.8712 | 320.9065 | 0 | 320.9065 | 0 | 315.0749 | -0.00030334 | 320.9065 | 0 | 320.9065 | 0 | 321.4455 | 0 | 319.5333 | 0 | 320.9065 | 0 | 321.4455 | 0 | 321.4455 | 0 | 321.4455 | 0 | 385.4656 | 0.028419 | 321.4455 | 0 | 321.4455 | 0 |  |  | 320.9065 | 0 | 315.35 | -0.00023318 | 321.4455 | 0 | 320.9065 | 0 | 384.7444 | 0.00035558 | 321.4455 | 0 | 321.4455 | 0 | 320.9065 | 0 | 321.4455 | 0 | 321.4455 | 0 | 321.4455 | 0 | 589.8593 | 0.018101 | 320.9065 | 0 | 320.9065 | 0 | 321.4455 | -0.00217 | 588.9107 | 0.00078262 | 320.9065 | 0 | 591.8949 | 0.00022267 | 589.8593 | 0.027762 | 320.9065 | 0 | 839.0549 | 0.0027431 | 940.383 | 0.077826 | 1096.9006 | 0.0013129 | 1006.9625 | 0.014478 | 1029.8516 | 0 | 1029.2275 | 0 | 1029.2212 | 0.0053376 | 320.907 | 4.2851e-05 | 321.4455 | 0 | 320.9065 | 0 | 320.9065 | 0 | 321.4455 | #REF! | 320.9065 | 0 | 318.6819 | 0
| 222.5254 | 0 | 222.5254 | 0.023545 | 222.5254 | 0.034613 | 222.5254 | 0 | 222.5254 | 0 | 222.5254 | 0 | 385.5785 | 0.03128 | 321.1183 | 0.049641 | 222.5254 | 0 | 385.5785 | 20.7373 | 321.1183 | 0 | 321.1183 | 0 | 315.2876 | 0.00027531 | 321.1183 | 0 | 321.1183 | 0 | 321.6577 | 0 | 319.7475 | 0 | 321.1183 | 0 | 321.6577 | 0 | 321.6577 | 0 | 321.6577 | 0 | 385.5785 | 0.001681 | 321.6577 | 0 | 321.6577 | 8.8716e-05 |  |  | 321.1183 | 0 | 315.56 | 0.00046636 | 321.6577 | 0 | 321.1183 | 0 | 384.8565 | 0.00032471 | 321.6577 | 0 | 321.6577 | 0.0086661 | 321.1183 | 0 | 321.6577 | 0 | 321.6577 | 0 | 321.6577 | 0 | 590.0178 | 0.017086 | 321.1183 | 0 | 321.1183 | 0 | 321.6577 | -0.00077803 | 589.0698 | 0 | 321.1183 | 0 | 592.0528 | 0.00013053 | 590.0178 | 0.026123 | 321.1183 | 0 | 839.125 | 0.0017412 | 940.6251 | 0.07758 | 1096.9596 | 0.0013145 | 1006.9749 | 0.014485 | 1029.9036 | 0 | 1029.2794 | 0 | 1029.2731 | 0.005408 | 321.118 | 2.1396e-05 | 321.6577 | 0 | 321.1183 | 0 | 321.1183 | 0 | 321.6577 | #REF! | 321.1183 | 0 | 318.894 | 0
| 222.5975 | 0 | 222.5975 | -0.038394 | 222.5975 | 0.034613 | 222.5975 | 0 | 222.5975 | 0 | 222.5975 | 0 | 385.6914 | 0.026197 | 321.3301 | -0.031717 | 222.5975 | 0 | 385.6914 | 20.9546 | 321.3301 | 0 | 321.3301 | 0 | 315.5003 | -0.00028576 | 321.3301 | 0 | 321.3301 | 0 | 321.8699 | 0 | 319.9617 | 0 | 321.3301 | 0 | 321.8699 | 0 | 321.8699 | 0 | 321.8699 | 0 | 385.6914 | 0.013269 | 321.8699 | 0 | 321.8699 | 0 |  |  | 321.3301 | 0 | 315.78 | -0.023318 | 321.8699 | 0 | 321.3301 | 0 | 384.9686 | 0.00037463 | 321.8699 | 0 | 321.8699 | 0 | 321.3301 | 0 | 321.8699 | 0 | 321.8699 | 0 | 321.8699 | 0 | 590.1763 | 0.014256 | 321.3301 | 0 | 321.3301 | 0 | 321.8699 | -0.0044319 | 589.2288 | 0.00078262 | 321.3301 | 0 | 592.2107 | 0.00022596 | 590.1763 | 0.027106 | 321.3301 | 0 | 839.1951 | 0.0017836 | 940.8673 | 0.07973 | 1097.0186 | 0.0013167 | 1006.9873 | 0.014492 | 1029.9554 | 0 | 1029.3313 | 0 | 1029.3249 | 0.0054728 | 321.33 | 5.8886e-05 | 321.8699 | 0 | 321.3301 | 0 | 321.3301 | 0 | 321.8699 | #REF! | 321.3301 | 0 | 319.1062 | 0
| 222.6696 | 0 | 222.6696 | -0.019838 | 222.6696 | 0.034613 | 222.6696 | 0 | 222.6696 | 0 | 222.6696 | 0 | 385.8043 | 0.034212 | 321.5419 | 0.022756 | 222.6696 | 0 | 385.8043 | 20.9675 | 321.5419 | 0 | 321.5419 | 0 | 315.713 | 0.00040107 | 321.5419 | 0 | 321.5419 | 0 | 322.0822 | 0 | 320.1759 | 0 | 321.5419 | 0 | 322.0822 | 0 | 322.0822 | 0 | 322.0822 | 0 | 385.8043 | 0.017658 | 322.0822 | 0 | 322.0822 | 8.6698e-05 |  |  | 321.5419 | 0 | 315.99 | -0.017722 | 322.0822 | 0 | 321.5419 | 0 | 385.0806 | 0.00037082 | 322.0822 | 0 | 322.0822 | 0.0075419 | 321.5419 | 0 | 322.0822 | 0 | 322.0822 | 0 | 322.0822 | 0 | 590.3347 | 0.029367 | 321.5419 | 0 | 321.5419 | 0 | 322.0822 | 0.00034862 | 589.3879 | 0 | 321.5419 | 0 | 592.3686 | 0.00015028 | 590.3347 | 0.025576 | 321.5419 | 0 | 839.2651 | 0.0025741 | 941.1095 | 0.080223 | 1097.0774 | 0.0013195 | 1006.9997 | 0.014497 | 1030.0075 | 0 | 1029.3832 | 0 | 1029.3768 | 0.0055205 | 321.542 | 9.6375e-05 | 322.0822 | 0 | 321.5419 | 0 | 321.5419 | 0 | 322.0822 | #REF! | 321.5419 | 0 | 319.3183 | 0
| 222.7418 | 0 | 222.7418 | -0.0012886 | 222.7418 | 0.034613 | 222.7418 | 0 | 222.7418 | 0 | 222.7418 | 0 | 385.9172 | 0.019941 | 321.7537 | 0.015746 | 222.7418 | 0 | 385.9172 | 21.0099 | 321.7537 | 0 | 321.7537 | 0 | 315.9258 | -0.00022467 | 321.7537 | 0 | 321.7537 | 0 | 322.2944 | 0 | 320.3901 | 0 | 321.7537 | 0 | 322.2944 | 0 | 322.2944 | 0 | 322.2944 | 0 | 385.9172 | 0.023927 | 322.2944 | 0 | 322.2944 | 0 |  |  | 321.7537 | 0 | 316.2 | -0.0037309 | 322.2944 | 0 | 321.7537 | 0 | 385.1927 | 0.00036739 | 322.2944 | 0 | 322.2944 | 0 | 321.7537 | 0 | 322.2944 | 0 | 322.2944 | 0 | 322.2944 | 0 | 590.4932 | 0.012761 | 321.7537 | 0 | 321.7537 | 0 | 322.2944 | 0.0034771 | 589.547 | 0.00026087 | 321.7537 | 0 | 592.5265 | 0.00022377 | 590.4932 | 0.027325 | 321.7537 | 0 | 839.3353 | 0.0024831 | 941.3516 | 0.082267 | 1097.1363 | 0.0013229 | 1007.0121 | 0.014502 | 1030.0594 | 0 | 1029.4352 | 0 | 1029.4287 | 0.0055387 | 321.754 | 8.5651e-05 | 322.2944 | 0 | 321.7537 | 0 | 321.7537 | 0 | 322.2944 | #REF! | 321.7537 | 0 | 319.5305 | 0
| 222.8139 | 0 | 222.8139 | 0.03688 | 222.8139 | 0.034613 | 222.8139 | 0 | 222.8139 | 0 | 222.8139 | 0 | 386.0301 | 0.052003 | 321.9655 | 0.00091251 | 222.8139 | 0 | 386.0301 | 21.1206 | 321.9655 | 0 | 321.9655 | 0 | 316.1385 | 0.00049404 | 321.9655 | 0 | 321.9655 | 0 | 322.5067 | 0 | 320.6043 | 0 | 321.9655 | 0 | 322.5067 | 0 | 322.5067 | 0 | 322.5067 | 0 | 386.0301 | 0.010283 | 322.5067 | 0 | 322.5066 | 3.6722e-05 |  |  | 321.9655 | 0 | 316.41 | 0.0085112 | 322.5067 | 0 | 321.9655 | 0 | 385.3048 | 0.00032013 | 322.5067 | 0 | 322.5066 | 0.0066567 | 321.9655 | 0 | 322.5067 | 0 | 322.5067 | 0 | 322.5067 | 0 | 590.6517 | 0.016872 | 321.9655 | 0 | 321.9655 | 0 | 322.5067 | 0.0018706 | 589.706 | 0 | 321.9655 | 0 | 592.6844 | 0.00018318 | 590.6517 | 0.025795 | 321.9655 | 0 | 839.4053 | 0.0018176 | 941.5938 | 0.081704 | 1097.1953 | 0.0013269 | 1007.0245 | 0.014505 | 1030.1115 | 0 | 1029.4871 | 0 | 1029.4807 | 0.0055239 | 321.966 | 7.4971e-05 | 322.5067 | 0 | 321.9655 | 0 | 321.9655 | 0 | 322.5067 | #REF! | 321.9655 | 0 | 319.7427 | 0
| 222.886 | 0 | 222.886 | -0.018587 | 222.886 | 0.034613 | 222.886 | 0 | 222.886 | 0 | 222.886 | 0 | 386.1431 | 0.032648 | 322.1774 | -0.070383 | 222.886 | 0 | 386.1431 | 21.2551 | 322.1774 | 0 | 322.1774 | 0 | 316.3513 | -0.00018878 | 322.1774 | 0 | 322.1774 | 0 | 322.7189 | 0 | 320.8185 | 0 | 322.1774 | 0 | 322.7189 | 0 | 322.7189 | 0 | 322.7189 | 0 | 386.1431 | 0.031972 | 322.7189 | 0 | 322.7189 | 0 |  |  | 322.1774 | 0 | 316.63 | -0.010377 | 322.7189 | 0 | 322.1774 | 0 | 385.4169 | 0.00031937 | 322.7189 | 0 | 322.7189 | 0 | 322.1774 | 0 | 322.7189 | 0 | 322.7189 | 0 | 322.7189 | 0 | 590.8102 | 0.017673 | 322.1774 | 0 | 322.1774 | 0 | 322.7189 | 0.0038198 | 589.8651 | 0 | 322.1774 | 0 | 592.8423 | 0.00015796 | 590.8102 | 0.026888 | 322.1774 | 0 | 839.4755 | 0.0019371 | 941.836 | 0.083854 | 1097.2543 | 0.0013316 | 1007.037 | 0.014508 | 1030.1635 | 0 | 1029.5389 | 0 | 1029.5326 | 0.0054705 | 322.177 | 8.5642e-05 | 322.7189 | 0 | 322.1774 | 0 | 322.1774 | 0 | 322.7189 | #REF! | 322.1774 | 0 | 319.9549 | 0
| 222.9582 | 0 | 222.9582 | -0.002077 | 222.9582 | 0.034613 | 222.9582 | 0 | 222.9582 | 0 | 222.9582 | 0 | 386.256 | 0.038318 | 322.3893 | 0.062348 | 222.9582 | 0 | 386.256 | 21.2289 | 322.3893 | 0 | 322.3893 | 0 | 316.5641 | 0.000184 | 322.3893 | 0 | 322.3893 | 0 | 322.9312 | 0 | 321.0328 | 0 | 322.3893 | 0 | 322.9312 | 0 | 322.9312 | 0 | 322.9312 | 0 | 386.256 | 0.0093933 | 322.9312 | 0 | 322.9312 | 6.8292e-05 |  |  | 322.3893 | 0 | 316.84 | -0.0089774 | 322.9312 | 0 | 322.3893 | 0 | 385.529 | 0.00033995 | 322.9312 | 0 | 322.9312 | 0.0062644 | 322.3893 | 0 | 322.9312 | 0 | 322.9312 | 0 | 322.9312 | 0 | 590.9687 | 0.022532 | 322.3893 | 0 | 322.3893 | 0 | 322.9312 | -0.0020059 | 590.0242 | 0.00017392 | 322.3893 | 0 | 593.0002 | 0.00018209 | 590.9687 | 0.025576 | 322.3893 | 0 | 839.5456 | 0.002363 | 942.0782 | 0.083677 | 1097.3132 | 0.0013369 | 1007.0494 | 0.01451 | 1030.2153 | 0 | 1029.5909 | 0 | 1029.5845 | 0.0053853 | 322.389 | 7.4985e-05 | 322.9312 | 0 | 322.3893 | 0 | 322.3893 | 0 | 322.9312 | #REF! | 322.3893 | 0 | 320.1671 | 0
| 223.0303 | 0 | 223.0303 | 0.053584 | 223.0303 | 0.034613 | 223.0303 | 0 | 223.0303 | 0 | 223.0303 | 0 | 386.3689 | 0.038904 | 322.6012 | -0.072951 | 223.0303 | 0 | 386.3689 | 21.378 | 322.6012 | 0 | 322.6012 | 0 | 316.7769 | -0.00023948 | 322.6012 | 0 | 322.6012 | 0 | 323.1435 | 0 | 321.247 | 0 | 322.6012 | 0 | 323.1435 | 0 | 323.1435 | 0 | 323.1435 | 0 | 386.3689 | 0.031658 | 323.1435 | 0 | 323.1435 | 0 |  |  | 322.6012 | 0 | 317.05 | 0.0022152 | 323.1435 | 0 | 322.6012 | 0 | 385.6411 | 0.00034872 | 323.1435 | 0 | 323.1435 | 0 | 322.6012 | 0 | 323.1435 | 0 | 323.1435 | 0 | 323.1435 | 0 | 591.1272 | 0.016232 | 322.6012 | 0 | 322.6012 | 0 | 323.1435 | 0.0027098 | 590.1833 | 0.00026087 | 322.6012 | 0 | 593.1582 | 0.0002117 | 591.1272 | 0.026669 | 322.6012 | 0 | 839.6158 | 0.0025408 | 942.3204 | 0.086004 | 1097.3723 | 0.0013428 | 1007.0618 | 0.014511 | 1030.2673 | 0 | 1029.6428 | 0 | 1029.6365 | 0.0052762 | 322.601 | 5.8952e-05 | 323.1435 | 0 | 322.6012 | 0 | 322.6012 | 0 | 323.1435 | #REF! | 322.6012 | 0 | 320.3793 | 0
| 223.1025 | 0 | 223.1025 | 0.03952 | 223.1025 | 0.034613 | 223.1025 | 0 | 223.1025 | 0 | 223.1025 | 0 | 386.4818 | 0.016536 | 322.8131 | 0.050071 | 223.1025 | 0 | 386.4818 | 21.332 | 322.8131 | 0 | 322.8131 | 0 | 316.9897 | 0.00034899 | 322.8131 | 0 | 322.8131 | 0 | 323.3558 | 0 | 321.4613 | 0 | 322.8131 | 0 | 323.3558 | 0 | 323.3558 | 0 | 323.3558 | 0 | 386.4818 | 0.017658 | 323.3558 | 0 | 323.3558 | 5.6515e-05 |  |  | 322.8131 | 0 | 317.26 | -0.0040807 | 323.3558 | 0 | 322.8131 | 0 | 385.7533 | 0.00030718 | 323.3558 | 0 | 323.3558 | 0.0070884 | 322.8131 | 0 | 323.3558 | 0 | 323.3558 | 0 | 323.3558 | 0 | 591.2858 | 0.025362 | 322.8131 | 0 | 322.8131 | 0 | 323.3558 | 0.0059839 | 590.3424 | 0 | 322.8131 | 0 | 593.3161 | 0.00018647 | 591.2858 | 0.026123 | 322.8131 | 0 | 839.6859 | 0.0024918 | 942.5626 | 0.087096 | 1097.4313 | 0.0013494 | 1007.0742 | 0.014511 | 1030.3193 | 0 | 1029.6948 | 0 | 1029.6883 | 0.0051558 | 322.813 | 2.6766e-05 | 323.3558 | 0 | 322.8131 | 0 | 322.8131 | 0 | 323.3558 | #REF! | 322.8131 | 0 | 320.5915 | 0
| 223.1747 | 0 | 223.1747 | -0.03174 | 223.1747 | 0.034613 | 223.1747 | 0 | 223.1747 | 0 | 223.1747 | 0 | 386.5947 | 0.029129 | 323.025 | -0.021878 | 223.1747 | 0 | 386.5947 | 21.4518 | 323.025 | 0 | 323.025 | 0 | 317.2025 | 0.00012965 | 323.025 | 0 | 323.025 | 0 | 323.5682 | 0 | 321.6755 | 0 | 323.025 | 0 | 323.5682 | 0 | 323.5682 | 0 | 323.5682 | 0 | 386.5947 | 0.019852 | 323.5682 | 0 | 323.5682 | 0 |  |  | 323.025 | 0 | 317.48 | 0.012708 | 323.5682 | 0 | 323.025 | 0 | 385.8654 | 0.00030603 | 323.5682 | 0 | 323.5682 | 0 | 323.025 | 0 | 323.5682 | 0 | 323.5682 | 0 | 323.5682 | 0 | 591.4443 | 0.017086 | 323.025 | 0 | 323.025 | 0 | 323.5682 | -0.0016462 | 590.5015 | 0.00026087 | 323.025 | 0 | 593.4741 | 0.0002117 | 591.4443 | 0.027216 | 323.025 | 0 | 839.7561 | 0.0021685 | 942.8048 | 0.08833 | 1097.4902 | 0.0013566 | 1007.0867 | 0.014511 | 1030.3713 | 0 | 1029.7467 | 0 | 1029.7404 | 0.0050398 | 323.025 | 1.6108e-05 | 323.5682 | 0 | 323.025 | 0 | 323.025 | 0 | 323.5682 | #REF! | 323.025 | 0 | 320.8038 | 0
| 223.2468 | 0 | 223.2468 | -0.026147 | 223.2468 | 0.034613 | 223.2468 | 0 | 223.2468 | 0 | 223.2468 | 0 | 386.7076 | 0.016888 | 323.2369 | 0.064236 | 223.2468 | 0 | 386.7076 | 21.4935 | 323.2369 | 0 | 323.2369 | 0 | 317.4153 | 0.00044918 | 323.2369 | 0 | 323.2369 | 0 | 323.7805 | 0 | 321.8898 | 0 | 323.2369 | 0 | 323.7805 | 0 | 323.7805 | 0 | 323.7805 | 0 | 386.7076 | 0.016195 | 323.7805 | 0 | 323.7805 | 7.7821e-05 |  |  | 323.2369 | 0 | 317.69 | -0.00513 | 323.7805 | 0 | 323.2369 | 0 | 385.9775 | 0.00029346 | 323.7805 | 0 | 323.7805 | 0.0056218 | 323.2369 | 0 | 323.7805 | 0 | 323.7805 | 0 | 323.7805 | 0 | 591.6028 | 0.011053 | 323.2369 | 0 | 323.2369 | 0 | 323.7805 | 0.00074041 | 590.6606 | 0.00017392 | 323.2369 | 0 | 593.632 | 0.00014699 | 591.6028 | 0.025904 | 323.2369 | 0 | 839.8264 | 0.0020643 | 943.047 | 0.089423 | 1097.5492 | 0.0013645 | 1007.0991 | 0.014509 | 1030.4235 | 0 | 1029.7987 | 0 | 1029.7922 | 0.0049444 | 323.237 | 4.8185e-05 | 323.7805 | 0 | 323.2369 | 0 | 323.2369 | 0 | 323.7805 | #REF! | 323.2369 | 0 | 321.016 | 0
| 223.319 | 0 | 223.319 | 0.053794 | 223.319 | 0.034613 | 223.319 | 0 | 223.319 | 0 | 223.319 | 0 | 386.8205 | 0.026588 | 323.4489 | 0.04911 | 223.319 | 0 | 386.8205 | 21.2343 | 323.4489 | 0 | 323.4489 | 0 | 317.6282 | -2.4389e-05 | 323.4489 | 0 | 323.4489 | 0 | 323.9929 | 0 | 322.1041 | 0 | 323.4489 | 0 | 323.9929 | 0 | 323.9929 | 0 | 323.9929 | 0 | 386.8205 | 0.013269 | 323.9929 | 0 | 323.9929 | 0 |  |  | 323.4489 | 0 | 317.9 | -0.0037309 | 323.9929 | 0 | 323.4489 | 0 | 386.0896 | 0.00031251 | 323.9929 | 0 | 323.9929 | 0 | 323.4489 | 0 | 323.9929 | 0 | 323.9929 | 0 | 323.9929 | 0 | 591.7614 | 0.019542 | 323.4489 | 0 | 323.4489 | 0 | 323.9929 | 0.001755 | 590.8197 | 0.00078262 | 323.4489 | 0 | 593.79 | 0.0002479 | 591.7614 | 0.026013 | 323.4489 | 0 | 839.8964 | 0.0016921 | 943.2893 | 0.089176 | 1097.6083 | 0.001373 | 1007.1115 | 0.014507 | 1030.4755 | 0 | 1029.8506 | 0 | 1029.8442 | 0.0048819 | 323.449 | 2.6766e-05 | 323.9929 | 0 | 323.4489 | 0 | 323.4489 | 0 | 323.9929 | #REF! | 323.4489 | 0 | 321.2283 | 0
| 223.3912 | 0 | 223.3912 | 0.022974 | 223.3912 | 0.034613 | 223.3912 | 0 | 223.3912 | 0 | 223.3912 | 0 | 386.9334 | 0.016184 | 323.6608 | 0.00014976 | 223.3912 | 0 | 386.9334 | 21.1917 | 323.6608 | 0 | 323.6608 | 0 | 317.8411 | 0.00032259 | 323.6608 | 0 | 323.6608 | 0 | 324.2053 | 0 | 322.3184 | 0 | 323.6608 | 0 | 324.2053 | 0 | 324.2053 | 0 | 324.2053 | 0 | 386.9334 | 0.015359 | 324.2053 | 0 | 324.2053 | 4.7991e-05 |  |  | 323.6608 | 0 | 318.11 | -0.020171 | 324.2053 | 0 | 323.6608 | 0 | 386.2018 | 0.00031137 | 324.2053 | 0 | 324.2053 | 0.012039 | 323.6608 | 0 | 324.2053 | 0 | 324.2053 | 0 | 324.2053 | 0 | 591.9199 | 0.028833 | 323.6608 | 0 | 323.6608 | 0 | 324.2053 | 0.0015984 | 590.9789 | 0.00069566 | 323.6608 | 0 | 593.948 | 0.0001075 | 591.9199 | 0.024046 | 323.6608 | 0 | 839.9666 | 0.0021348 | 943.5315 | 0.091009 | 1097.6672 | 0.0013821 | 1007.1239 | 0.014504 | 1030.5275 | 0 | 1029.9026 | 0 | 1029.8962 | 0.0048626 | 323.661 | 4.2784e-05 | 324.2053 | 0 | 323.6608 | 0 | 323.6608 | 0 | 324.2053 | #REF! | 323.6608 | 0 | 321.4406 | 0
| 223.4633 | 0 | 223.4633 | -0.037524 | 223.4633 | 0.034613 | 223.4633 | 0 | 223.4633 | 0 | 223.4633 | 0 | 387.0463 | 0.013289 | 323.8728 | -0.061277 | 223.4633 | 0 | 387.0463 | 21.1805 | 323.8728 | 0 | 323.8728 | 0 | 318.0539 | -0.00048168 | 323.8728 | 0 | 323.8728 | 0 | 324.4177 | 0 | 322.5327 | 0 | 323.8728 | 0 | 324.4177 | 0 | 324.4177 | 0 | 324.4177 | 0 | 387.0463 | 0.013269 | 324.4177 | 0 | 324.4177 | 0 |  |  | 323.8728 | 0 | 318.33 | -0.037658 | 324.4177 | 0 | 323.8728 | 0 | 386.3139 | 0.00034071 | 324.4177 | 0 | 324.4177 | 0 | 323.8728 | 0 | 324.4177 | 0 | 324.4177 | 0 | 324.4177 | 0 | 592.0785 | 0.019222 | 323.8728 | 0 | 323.8728 | 0 | 324.4177 | -0.00015823 | 591.138 | 0.00026087 | 323.8728 | 0 | 594.106 | 0.00027971 | 592.0785 | 0.025467 | 323.8728 | 0 | 840.0368 | 0.0018896 | 943.7737 | 0.091855 | 1097.7262 | 0.0013919 | 1007.1364 | 0.014501 | 1030.5795 | 0 | 1029.9546 | 0 | 1029.9481 | 0.0048887 | 323.873 | 2.6735e-05 | 324.4177 | 0 | 323.8728 | 0 | 323.8728 | 0 | 324.4177 | #REF! | 323.8728 | 0 | 321.6529 | 0
| 223.5355 | 0 | 223.5355 | -0.026467 | 223.5355 | 0.034613 | 223.5355 | 0 | 223.5355 | 0 | 223.5355 | 0 | 387.1592 | 0 | 324.0848 | 0.0051185 | 223.5355 | 0 | 387.1592 | 21.012 | 324.0848 | 0 | 324.0848 | 0 | 318.2668 | 0.00049299 | 324.0848 | 0 | 324.0848 | 0 | 324.6301 | 0 | 322.747 | 0 | 324.0848 | 0 | 324.6301 | 0 | 324.6301 | 0 | 324.6301 | 0 | 387.1592 | 0.0088 | 324.6301 | 0 | 324.6301 | 1.9954e-05 |  |  | 324.0848 | 0 | 318.54 | -0.00513 | 324.6301 | 0 | 324.0848 | 0 | 386.4261 | 0.00033652 | 324.6301 | 0 | 324.6301 | 0.0039771 | 324.0848 | 0 | 324.6301 | 0 | 324.6301 | 0 | 324.6301 | 0 | 592.2371 | 0.024988 | 324.0848 | 0 | 324.0848 | 0 | 324.6301 | 0.0056902 | 591.2971 | 0.00017392 | 324.0848 | 0 | 594.264 | 0.00010092 | 592.2371 | 0.024483 | 324.0848 | 0 | 840.1071 | 0.002584 | 944.016 | 0.093688 | 1097.7853 | 0.0014023 | 1007.1487 | 0.014497 | 1030.6315 | 0 | 1030.0065 | 0 | 1030.0001 | 0.0049569 | 324.085 | 4.2851e-05 | 324.6301 | 0 | 324.0848 | 0 | 324.0848 | 0 | 324.6301 | #REF! | 324.0848 | 0 | 321.8653 | 0
| 223.6077 | 0 | 223.6077 | 0.017783 | 223.6077 | 0.034613 | 223.6077 | 0 | 223.6077 | 0 | 223.6077 | 0 | 387.2721 | 0.020332 | 324.2969 | -0.0082094 | 223.6077 | 0 | 387.2721 | 20.877 | 324.2969 | 0 | 324.2969 | 0 | 318.4797 | -0.00035933 | 324.2969 | 0 | 324.2969 | 0 | 324.8425 | 0 | 322.9614 | 0 | 324.2969 | 0 | 324.8425 | 0 | 324.8425 | 0 | 324.8425 | 0 | 387.2721 | 0.019538 | 324.8425 | 0 | 324.8425 | 0 |  |  | 324.2969 | 0 | 318.75 | -0.017373 | 324.8425 | 0 | 324.2969 | 0 | 386.5382 | 0.00037006 | 324.8425 | 0 | 324.8425 | 0 | 324.2969 | 0 | 324.8425 | 0 | 324.8425 | 0 | 324.8425 | 0 | 592.3956 | 0.011853 | 324.2969 | 0 | 324.2969 | 0 | 324.8425 | -0.0062326 | 591.4563 | 0.00078262 | 324.2969 | 0 | 594.422 | 0.00020512 | 592.3956 | 0.025467 | 324.2969 | 0 | 840.1774 | 0.00246 | 944.2582 | 0.093229 | 1097.8444 | 0.0014134 | 1007.1612 | 0.014493 | 1030.6836 | 0 | 1030.0585 | 0 | 1030.0521 | 0.0050603 | 324.297 | 3.2143e-05 | 324.8425 | 0 | 324.2969 | 0 | 324.2969 | 0 | 324.8425 | #REF! | 324.2969 | 0 | 322.0776 | 0
| 223.6799 | 0 | 223.6799 | 0.020522 | 223.6799 | 0.034613 | 223.6799 | 0 | 223.6799 | 0 | 223.6799 | 0 | 387.385 | 0.034212 | 324.5089 | 0.035166 | 223.6799 | 0 | 387.385 | 20.7524 | 324.5089 | 0 | 324.5089 | 0 | 318.6926 | 0.00071563 | 324.5089 | 0 | 324.5089 | 0 | 325.0549 | 0 | 323.1757 | 0 | 324.5089 | 0 | 325.0549 | 0 | 325.0549 | 0 | 325.0549 | 0 | 387.385 | 0.014732 | 325.0549 | 0 | 325.0549 | 7.1363e-05 |  |  | 324.5089 | 0 | 318.96 | -0.00023318 | 325.0549 | 0 | 324.5089 | 0 | 386.6504 | 0.00033271 | 325.0549 | 0 | 325.0549 | 0.0015156 | 324.5089 | 0 | 325.0549 | 0 | 325.0549 | 0 | 325.0549 | 0 | 592.5542 | 0.023387 | 324.5089 | 0 | 324.5089 | 0 | 325.0549 | 0.0018561 | 591.6154 | 0.00017392 | 324.5089 | 0 | 594.58 | 0.00020073 | 592.5542 | 0.023827 | 324.5089 | 0 | 840.2476 | 0.0013962 | 944.5005 | 0.095168 | 1097.9033 | 0.001425 | 1007.1736 | 0.014488 | 1030.7356 | 0 | 1030.1105 | 0 | 1030.1041 | 0.0051864 | 324.509 | 6.4203e-05 | 325.0549 | 0 | 324.5089 | 0 | 324.5089 | 0 | 325.0549 | #REF! | 324.5089 | 0 | 322.29 | 0
| 223.7521 | 0 | 223.7521 | -0.011419 | 223.7521 | 0.034613 | 223.7521 | 0 | 223.7521 | 0 | 223.7521 | 0 | 387.498 | 0.012938 | 324.7209 | 0.011655 | 223.7521 | 0 | 387.498 | 20.2941 | 324.7209 | 0.006053 | 324.7209 | 0 | 318.9055 | -0.0001375 | 324.7209 | 0 | 324.7209 | 0 | 325.2674 | 0 | 323.39 | 0 | 324.7209 | 0 | 325.2674 | 0 | 325.2674 | 0 | 325.2674 | 0 | 387.498 | 0.0017299 | 325.2674 | 0 | 325.2674 | 0 |  |  | 324.7209 | 0 | 319.17 | 0.011309 | 325.2674 | 0 | 324.7209 | 0 | 386.7625 | 0.00035939 | 325.2674 | 0 | 325.2674 | 0 | 324.7209 | 0 | 325.2674 | 0 | 325.2674 | 0 | 325.2674 | 0 | 592.7128 | 0.017193 | 324.7209 | 0 | 324.7209 | 0 | 325.2674 | -0.0034076 | 591.7746 | 0 | 324.7209 | 0 | 594.7381 | 0.00015137 | 592.7128 | 0.02492 | 324.7209 | 0 | 840.3178 | 0.0021098 | 944.7428 | 0.095767 | 1097.9624 | 0.0014372 | 1007.186 | 0.014482 | 1030.7876 | 0 | 1030.1625 | 0 | 1030.1561 | 0.0053194 | 324.721 | 4.822e-05 | 325.2674 | 0 | 324.7209 | 0 | 324.7209 | 0 | 325.2674 | #REF! | 324.7209 | 0 | 322.5023 | 0
| 223.8243 | 0 | 223.8243 | -0.01635 | 223.8243 | 0.034613 | 223.8243 | 0 | 223.8243 | 0 | 223.8243 | 0 | 387.6109 | 0.014073 | 324.933 | 0.032656 | 223.8243 | 0 | 387.6109 | 20.2114 | 324.933 | 0.09876 | 324.933 | 0 | 319.1185 | 0.00038879 | 324.933 | 0 | 324.933 | 0 | 325.4799 | 0 | 323.6044 | 0 | 324.933 | 0 | 325.4799 | 0 | 325.4799 | 0 | 325.4799 | 0 | 387.6109 | 0.01118 | 325.4799 | 0 | 325.4799 | 5.0534e-05 |  |  | 324.933 | 0 | 319.39 | 0.020054 | 325.4799 | 0 | 324.933 | 0 | 386.8747 | 0.00031061 | 325.4799 | 0 | 325.4799 | 0.0091826 | 324.933 | 0 | 325.4799 | 0 | 325.4799 | 0 | 325.4799 | 0 | 592.8714 | 0.016445 | 324.933 | 0 | 324.933 | 0 | 325.4799 | 0.0099778 | 591.9338 | 0 | 324.933 | 0 | 594.8961 | 0.0002117 | 592.8714 | 0.024265 | 324.933 | 0 | 840.3881 | 0.0016897 | 944.9851 | 0.098058 | 1098.0215 | 0.0014501 | 1007.1985 | 0.014476 | 1030.8397 | 0 | 1030.2145 | 0 | 1030.2081 | 0.0054489 | 324.933 | 6.9632e-05 | 325.4799 | 0 | 324.933 | 0 | 324.933 | 0 | 325.4799 | #REF! | 324.933 | 0 | 322.7147 | 0
| 223.8965 | 0 | 223.8965 | 0.0039367 | 223.8965 | 0.034613 | 223.8965 | 0 | 223.8965 | 0 | 223.8965 | 0 | 387.7237 | 0.020332 | 325.1451 | 0.010411 | 223.8965 | 0 | 387.7237 | 19.9543 | 325.1451 | -0.028368 | 325.1451 | 0 | 319.3315 | -0.00031276 | 325.1451 | 0 | 325.1451 | 0 | 325.6923 | 0 | 323.8188 | 0 | 325.1451 | 0 | 325.6924 | 0 | 325.6924 | 0 | 325.6924 | 0 | 387.7237 | 0.010657 | 325.6923 | 0 | 325.6923 | 0 |  |  | 325.1451 | 0 | 319.6 | -0.018771 | 325.6924 | 0 | 325.1451 | 0 | 386.9869 | 0.00033081 | 325.6924 | 0 | 325.6923 | 0 | 325.1451 | 0 | 325.6924 | 0 | 325.6924 | 0 | 325.6924 | 0 | 593.03 | 0.028566 | 325.1451 | 0 | 325.1451 | 0 | 325.6924 | 0.0012822 | 592.0929 | 0 | 325.1451 | 0 | 595.0541 | 0.00019744 | 593.03 | 0.025576 | 325.1451 | 0 | 840.4584 | 0.0016658 | 945.2273 | 0.098094 | 1098.0804 | 0.0014634 | 1007.2109 | 0.01447 | 1030.8917 | 0 | 1030.2665 | 0 | 1030.2601 | 0.0055637 | 325.145 | 5.8886e-05 | 325.6923 | 0 | 325.1451 | 0 | 325.1451 | 0 | 325.6924 | #REF! | 325.1451 | 0 | 322.9271 | 0
| 223.9687 | 0 | 223.9687 | 0.030247 | 223.9687 | 0.034613 | 223.9687 | 0 | 223.9687 | 0 | 223.9687 | 0 | 387.8366 | 0 | 325.3572 | 0.11206 | 223.9687 | 0 | 387.8366 | 19.5361 | 325.3572 | 0.12074 | 325.3572 | 0 | 319.5444 | 0.00054753 | 325.3572 | 0 | 325.3572 | 0 | 325.9049 | 0 | 324.0332 | 0 | 325.3572 | 0 | 325.9049 | 0 | 325.9049 | 0 | 325.9049 | 0 | 387.8366 | 0.0088 | 325.9049 | 0 | 325.9049 | 0.00015336 |  |  | 325.3572 | 0 | 319.81 | 0.0067623 | 325.9049 | 0 | 325.3572 | 0 | 387.0991 | 0.00030718 | 325.9049 | 0 | 325.9049 | 0.0099437 | 325.3572 | 0 | 325.9049 | 0 | 325.9049 | 0 | 325.9049 | 0 | 593.1886 | 0.021678 | 325.3572 | 0 | 325.3572 | 0 | 325.9048 | 0.0029955 | 592.2521 | 0 | 325.3572 | 0 | 595.2122 | 0.00011518 | 593.1886 | 0.024483 | 325.3572 | 0 | 840.5286 | 0.0014264 | 945.4696 | 0.099715 | 1098.1395 | 0.0014774 | 1007.2233 | 0.014464 | 1030.9439 | 0 | 1030.3185 | 0 | 1030.3121 | 0.005658 | 325.357 | 8.0248e-05 | 325.9049 | 0 | 325.3572 | 0 | 325.3572 | 0 | 325.9048 | #REF! | 325.3572 | 0 | 323.1395 | 0
| 224.0409 | 0 | 224.0409 | -0.053218 | 224.0409 | 0.034613 | 224.0409 | 0 | 224.0409 | 0 | 224.0409 | 0 | 387.9495 | 0.0087231 | 325.5693 | -0.072879 | 224.0409 | 0 | 387.9495 | 19.2104 | 325.5693 | -0.059785 | 325.5693 | 0 | 319.7574 | -0.00027878 | 325.5693 | 0 | 325.5693 | 0 | 326.1174 | 0 | 324.2476 | 0 | 325.5693 | 0 | 326.1174 | 0 | 326.1174 | 0 | 326.1174 | 0 | 387.9495 | 0.010971 | 326.1174 | 0 | 326.1174 | 0 |  |  | 325.5693 | 0 | 320.03 | 0.020404 | 326.1174 | 0 | 325.5693 | 0 | 387.2113 | 0.00031594 | 326.1174 | 0 | 326.1174 | 0 | 325.5693 | 0 | 326.1174 | 0 | 326.1174 | 0 | 326.1174 | 0 | 593.3472 | 0.022052 | 325.5693 | 0 | 325.5693 | 0 | 326.1174 | 0.0019286 | 592.4113 | 0.00026087 | 325.5693 | 0 | 595.3703 | 0.00023145 | 593.3472 | 0.025795 | 325.5693 | 0 | 840.5989 | 0.0016749 | 945.7119 | 0.10046 | 1098.1986 | 0.0014919 | 1007.2357 | 0.014457 | 1030.9959 | 0 | 1030.3705 | 0 | 1030.3641 | 0.0057274 | 325.569 | 7.4952e-05 | 326.1174 | 0 | 325.5693 | 0 | 325.5693 | 0 | 326.1174 | #REF! | 325.5693 | 0 | 323.352 | 0
| 224.1131 | 0 | 224.1131 | -0.054551 | 224.1131 | 0.034613 | 224.1131 | 0 | 224.1131 | 0 | 224.1131 | 0 | 388.0624 | 0.01161 | 325.7814 | 0.059107 | 224.1131 | 0 | 388.0624 | 18.7679 | 325.7814 | 0.11128 | 325.7815 | 0 | 319.9704 | 0.00014543 | 325.7814 | 0 | 325.7815 | 0 | 326.3299 | 0 | 324.462 | 0 | 325.7815 | 0 | 326.3299 | 0 | 326.3299 | 0 | 326.3299 | 0 | 388.0624 | 0.021001 | 326.3299 | 0 | 326.3299 | 5.9032e-05 |  |  | 325.7814 | 0 | 320.24 | 0.01096 | 326.3299 | 0 | 325.7815 | 0 | 387.3234 | 0.00028545 | 326.3299 | 0 | 326.3299 | 0.0082642 | 325.7815 | 0 | 326.3299 | 0 | 326.3299 | 0 | 326.3299 | 0 | 593.5059 | 0.022159 | 325.7814 | 0 | 325.7814 | 0 | 326.3299 | -0.00024109 | 592.5705 | 0 | 325.7814 | 0 | 595.5283 | 0.00016892 | 593.5059 | 0.02503 | 325.7815 | 0 | 840.6694 | 0.0014872 | 945.9542 | 0.10225 | 1098.2577 | 0.0015069 | 1007.2482 | 0.01445 | 1031.048 | 0 | 1030.4225 | 0 | 1030.4161 | 0.0057751 | 325.781 | 6.4181e-05 | 326.3299 | 0 | 325.7815 | 0 | 325.7815 | 0 | 326.3299 | #REF! | 325.7815 | 0 | 323.5644 | 0
| 224.1854 | 0 | 224.1854 | 0.017303 | 224.1854 | 0.034613 | 224.1854 | 0 | 224.1854 | 0 | 224.1854 | 0 | 388.1753 | 0.0027516 | 325.9936 | -0.018958 | 224.1854 | 0 | 388.1753 | 18.5768 | 325.9936 | -0.021198 | 325.9936 | 0 | 320.1834 | -0.00029135 | 325.9936 | 0 | 325.9936 | 0 | 326.5424 | 0 | 324.6764 | 0 | 325.9936 | 0 | 326.5425 | 0 | 326.5425 | 0 | 326.5425 | 0 | 388.1753 | 0.027479 | 326.5424 | 0 | 326.5424 | 0 |  |  | 325.9936 | 0 | 320.45 | -0.0016322 | 326.5425 | 0 | 325.9936 | 0 | 387.4356 | 0.00026449 | 326.5425 | 0 | 326.5424 | 0 | 325.9936 | 0 | 326.5425 | 0 | 326.5425 | 0 | 326.5425 | 0 | 593.6645 | 0.017834 | 325.9936 | 0 | 325.9936 | 0 | 326.5424 | -0.0076724 | 592.7297 | 0.00026087 | 325.9936 | 0 | 595.6864 | 0.00022048 | 593.6645 | 0.026123 | 325.9936 | 0 | 840.7396 | 0.0013494 | 946.1965 | 0.10218 | 1098.3168 | 0.0015224 | 1007.2606 | 0.014444 | 1031.1001 | 0 | 1030.4745 | 0 | 1030.4681 | 0.0058035 | 325.994 | 3.2119e-05 | 326.5424 | 0 | 325.9936 | 0 | 325.9936 | 0 | 326.5424 | #REF! | 325.9936 | 0 | 323.7769 | 0
| 224.2576 | 0 | 224.2576 | 0.025518 | 224.2576 | 0.034613 | 224.2576 | 0 | 224.2576 | 0 | 224.2576 | 0 | 388.2882 | 0.004222 | 326.2058 | 0.0093005 | 224.2576 | 0 | 388.2882 | 18.001 | 326.2058 | 0.055446 | 326.2058 | 0 | 320.3964 | 0.00060063 | 326.2058 | 0 | 326.2058 | 0 | 326.755 | 0 | 324.8908 | 0 | 326.2058 | 0 | 326.755 | 0 | 326.755 | 0 | 326.755 | 0 | 388.2882 | 0.013583 | 326.755 | 0 | 326.755 | 6.3894e-05 |  |  | 326.2058 | 0 | 320.66 | -0.0030314 | 326.755 | 0 | 326.2058 | 0 | 387.5478 | 0.00026449 | 326.755 | 0 | 326.755 | 0.0051687 | 326.2058 | 0 | 326.755 | 0 | 326.755 | 0 | 326.755 | 0 | 593.8232 | 0.024615 | 326.2058 | 0 | 326.2058 | 0 | 326.755 | 0.0011084 | 592.8889 | 0 | 326.2058 | 0 | 595.8445 | 0.00023803 | 593.8232 | 0.024592 | 326.2058 | 0 | 840.8099 | 0.0019152 | 946.4389 | 0.10416 | 1098.3758 | 0.0015384 | 1007.273 | 0.014437 | 1031.1521 | 0 | 1030.5265 | 0 | 1030.5201 | 0.0058137 | 326.206 | 3.2162e-05 | 326.755 | 0 | 326.2058 | 0 | 326.2058 | 0 | 326.755 | #REF! | 326.2058 | 0 | 323.9893 | 0
| 224.3298 | 0 | 224.3298 | -0.033556 | 224.3298 | 0.034613 | 224.3298 | 0 | 224.3298 | 0 | 224.3298 | 0 | 388.4011 | 0.024242 | 326.4179 | 0.018061 | 224.3298 | 0 | 388.4011 | 17.6444 | 326.4179 | -0.052442 | 326.418 | 0 | 320.6094 | -0.00035972 | 326.4179 | 0 | 326.418 | 0 | 326.9676 | 0 | 325.1052 | 0 | 326.418 | 0 | 326.9676 | 0 | 326.9676 | 0 | 326.9676 | 0 | 388.4011 | 0.031972 | 326.9676 | 0 | 326.9676 | 0 |  |  | 326.4179 | 0 | 320.88 | 0.0074619 | 326.9676 | 0 | 326.418 | 0 | 387.66 | 0.00028545 | 326.9676 | 0 | 326.9676 | 0 | 326.418 | 0 | 326.9676 | 0 | 326.9676 | 0 | 326.9676 | 0 | 593.9818 | 0.013989 | 326.4179 | 0 | 326.4179 | 0 | 326.9676 | -0.0027639 | 593.0481 | 0 | 326.4179 | 0 | 596.0026 | 0.00013602 | 593.9818 | 0.025248 | 326.418 | 0 | 840.8803 | 0.001554 | 946.6812 | 0.10465 | 1098.4349 | 0.0015549 | 1007.2855 | 0.01443 | 1031.2042 | 0 | 1030.5785 | 0 | 1030.5721 | 0.0058092 | 326.418 | 4.8234e-05 | 326.9676 | 0 | 326.418 | 0 | 326.418 | 0 | 326.9676 | #REF! | 326.418 | 0 | 324.2018 | 0
| 224.4021 | 0 | 224.4021 | -0.015961 | 224.4021 | 0.034613 | 224.4021 | 0 | 224.4021 | 0 | 224.4021 | 0 | 388.514 | 0.012314 | 326.6301 | 0.050138 | 224.4021 | 0 | 388.514 | 17.3095 | 326.6301 | 0.11711 | 326.6302 | 0 | 320.8224 | 0.00040774 | 326.6301 | 0 | 326.6302 | 0 | 327.1802 | 0 | 325.3197 | 0 | 326.6302 | 0 | 327.1802 | 0 | 327.1802 | 0 | 327.1802 | 0 | 388.514 | 0.014732 | 327.1802 | 0 | 327.1802 | 0.00012912 |  |  | 326.6301 | 0 | 321.09 | -0.0016322 | 327.1802 | 0 | 326.6302 | 0 | 387.7722 | 0.00032052 | 327.1802 | 0 | 327.1802 | 0.0066141 | 326.6302 | 0 | 327.1802 | 0 | 327.1802 | 0 | 327.1802 | 0 | 594.1405 | 0.020663 | 326.6301 | 0 | 326.6301 | 0 | 327.1802 | 0.005083 | 593.2073 | 0 | 326.6301 | 0 | 596.1607 | 0.0001777 | 594.1405 | 0.024374 | 326.6302 | 0 | 840.9507 | 0.0015567 | 946.9235 | 0.10719 | 1098.494 | 0.0015717 | 1007.2979 | 0.014423 | 1031.2564 | 0 | 1030.6306 | 0 | 1030.6242 | 0.0057876 | 326.63 | 7.4927e-05 | 327.1802 | 0 | 326.6302 | 0 | 326.6302 | 0 | 327.1802 | #REF! | 326.6302 | 0 | 324.4143 | 0
| 224.4743 | 0 | 224.4743 | 0.018017 | 224.4743 | 0.034613 | 224.4743 | 0 | 224.4743 | 0 | 224.4743 | 0 | 388.6269 | 0.0024003 | 326.8424 | -0.036779 | 224.4743 | 0 | 388.6269 | 16.8474 | 326.8424 | -0.072337 | 326.8424 | 0 | 321.0355 | -0.00032618 | 326.8424 | 0 | 326.8424 | 0 | 327.3928 | 0 | 325.5341 | 0 | 326.8424 | 0 | 327.3928 | 0 | 327.3928 | 0 | 327.3928 | 0 | 388.6269 | 0.026016 | 327.3928 | 0 | 327.3928 | 0 |  |  | 326.8424 | 0 | 321.3 | -0.033112 | 327.3928 | 0 | 326.8424 | 0 | 387.8845 | 0.00037959 | 327.3928 | 0 | 327.3928 | 0 | 326.8424 | 0 | 327.3928 | 0 | 327.3928 | 0 | 327.3928 | 0 | 594.2991 | 0.02093 | 326.8424 | 0 | 326.8424 | 0 | 327.3928 | -0.0022462 | 593.3665 | 0.00026087 | 326.8424 | 0 | 596.3188 | 0.00018209 | 594.2991 | 0.025467 | 326.8424 | 0 | 841.0211 | 0.0016993 | 947.1658 | 0.10691 | 1098.5531 | 0.001589 | 1007.3103 | 0.014416 | 1031.3085 | 0 | 1030.6826 | 0 | 1030.6763 | 0.005749 | 326.842 | 5.3384e-06 | 327.3928 | 0 | 326.8424 | 0 | 326.8424 | 0 | 327.3928 | #REF! | 326.8424 | 0 | 324.6268 | 0
| 224.5465 | 0 | 224.5465 | 0.0082127 | 224.5465 | 0.034613 | 224.5465 | 0 | 224.5465 | 0 | 224.5465 | 0 | 388.7398 | 0.014073 | 327.0546 | 0.025582 | 224.5465 | 0 | 388.7398 | 16.3793 | 327.0546 | 0.050088 | 327.0546 | 0 | 321.2486 | 0.00041339 | 327.0546 | 0 | 327.0546 | 0 | 327.6054 | 0 | 325.7486 | 0 | 327.0546 | 0 | 327.6054 | 0 | 327.6054 | 0 | 327.6054 | 0 | 388.7398 | 0.0040539 | 327.6054 | 0 | 327.6054 | 5.9412e-05 |  |  | 327.0546 | 0 | 321.51 | -0.0023318 | 327.6054 | 0 | 327.0546 | 0 | 387.9967 | 0.00037692 | 327.6054 | 0 | 327.6054 | 0.0052974 | 327.0546 | 0 | 327.6054 | 0 | 327.6054 | 0 | 327.6054 | 0 | 594.4578 | 0.027605 | 327.0546 | 0 | 327.0546 | 0 | 327.6054 | 0.010719 | 593.5258 | 0.00017392 | 327.0546 | 0 | 596.4769 | 0.00018209 | 594.4578 | 0.024483 | 327.0546 | 0 | 841.0914 | 0.0017176 | 947.4082 | 0.10891 | 1098.6122 | 0.0016067 | 1007.3227 | 0.014409 | 1031.3605 | 0 | 1030.7346 | 0 | 1030.7283 | 0.0056933 | 327.055 | 5.3583e-05 | 327.6054 | 0 | 327.0546 | 0 | 327.0546 | 0 | 327.6054 | #REF! | 327.0546 | 0 | 324.8394 | 0
| 224.6188 | 0 | 224.6188 | -0.038095 | 224.6188 | 0.034613 | 224.6188 | 0 | 224.6188 | 0 | 224.6188 | 0 | 388.8527 | 0.007318 | 327.2668 | 0.030276 | 224.6188 | 0 | 388.8527 | 16.0081 | 327.2668 | 0.0040806 | 327.2668 | 0 | 321.4617 | -6.1257e-05 | 327.2668 | 0 | 327.2668 | 0 | 327.8181 | 0 | 325.9631 | 0 | 327.2668 | 0 | 327.8181 | 0 | 327.8181 | 0 | 327.8181 | 0 | 388.8527 | 0.021628 | 327.8181 | 0 | 327.8181 | 0 |  |  | 327.2668 | 0 | 321.73 | -0.048852 | 327.8181 | 0 | 327.2668 | 0 | 388.1089 | 0.00039674 | 327.8181 | 0 | 327.8181 | 0 | 327.2668 | 0 | 327.8181 | 0 | 327.8181 | 0 | 327.8181 | 0 | 594.6165 | 0.019435 | 327.2668 | 0 | 327.2668 | 0 | 327.8181 | 0.00020293 | 593.685 | 0 | 327.2668 | 0 | 596.6351 | 0.00025448 | 594.6165 | 0.025467 | 327.2668 | 0 | 841.1619 | 0.0021945 | 947.6505 | 0.11015 | 1098.6714 | 0.0016247 | 1007.3351 | 0.014402 | 1031.4126 | 0 | 1030.7867 | 0 | 1030.7803 | 0.0056183 | 327.267 | 5.3583e-05 | 327.8181 | 0 | 327.2668 | 0 | 327.2668 | 0 | 327.8181 | #REF! | 327.2668 | 0 | 325.0519 | 0
| 224.691 | 0 | 224.6911 | -0.053581 | 224.691 | 0.034613 | 224.691 | 0 | 224.691 | 0 | 224.691 | 0 | 388.9656 | 0.0028146 | 327.4791 | -0.012272 | 224.691 | 0 | 388.9656 | 15.6696 | 327.4791 | 0.15242 | 327.4791 | 0 | 321.6747 | 0.00031111 | 327.4791 | 0 | 327.4791 | 0 | 328.0307 | 0 | 326.1776 | 0 | 327.4791 | 0 | 328.0307 | 0 | 328.0307 | 0 | 328.0307 | 0 | 388.9656 | 0.012329 | 328.0307 | 0 | 328.0307 | 5.9947e-05 |  |  | 327.4791 | 0 | 321.94 | -0.0047802 | 328.0307 | 0 | 327.4791 | 0 | 388.2212 | 0.00031404 | 328.0307 | 0 | 328.0307 | 0.0071006 | 327.4791 | 0 | 328.0307 | 0 | 328.0307 | 0 | 328.0307 | 0 | 594.7752 | 0.021678 | 327.4791 | 0 | 327.4791 | 0 | 328.0307 | 0.0051084 | 593.8442 | 0 | 327.4791 | 0 | 596.7932 | 0.00010859 | 594.7752 | 0.023827 | 327.4791 | 0 | 841.2323 | 0.0022845 | 947.8929 | 0.11209 | 1098.7305 | 0.001644 | 1007.3476 | 0.014396 | 1031.4647 | 0 | 1030.8387 | 0 | 1030.8324 | 0.0055274 | 327.479 | 5.8908e-05 | 328.0307 | 0 | 327.4791 | 0 | 327.4791 | 0 | 328.0307 | #REF! | 327.4791 | 0 | 325.2645 | 0
| 224.7633 | 0 | 224.7633 | 0.047122 | 224.7633 | 0.034613 | 224.7633 | 0 | 224.7633 | 0 | 224.7633 | 0 | 389.0784 | 0 | 327.6914 | -0.05211 | 224.7633 | 0 | 389.0784 | 15.1793 | 327.6914 | -0.14308 | 327.6914 | 0 | 321.8879 | -0.00021035 | 327.6914 | 0 | 327.6914 | 0 | 328.2434 | 0 | 326.3921 | 0 | 327.6914 | 0 | 328.2434 | 0 | 328.2434 | 0 | 328.2434 | 0 | 389.0784 | 0.030822 | 328.2434 | 0 | 328.2434 | 0 |  |  | 327.6914 | 0 | 322.15 | -0.009677 | 328.2434 | 0 | 327.6914 | 0 | 388.3334 | 0.00034071 | 328.2434 | 0 | 328.2434 | 0 | 327.6914 | 0 | 328.2434 | 0 | 328.2434 | 0 | 328.2434 | 0 | 594.9339 | 0.019168 | 327.6914 | 0 | 327.6914 | 0 | 328.2434 | -0.0004451 | 594.0035 | 0.00026087 | 327.6914 | 0 | 596.9514 | 0.00021061 | 594.9339 | 0.025576 | 327.6914 | 0 | 841.3028 | 0.0018851 | 948.1353 | 0.11219 | 1098.7895 | 0.0016594 | 1007.36 | 0.01439 | 1031.5168 | 0 | 1030.8909 | 0 | 1030.8844 | 0.0054251 | 327.691 | 1.61e-05 | 328.2434 | 0 | 327.6914 | 0 | 327.6914 | 0 | 328.2434 | #REF! | 327.6914 | 0 | 325.477 | 0
| 224.8356 | 0 | 224.8356 | 0.058291 | 224.8356 | 0.034613 | 224.8356 | 0 | 224.8356 | 0 | 224.8356 | 0 | 389.1913 | 0 | 327.9037 | 0.027847 | 224.8356 | 0 | 389.1913 | 14.8825 | 327.9037 | 0.12444 | 327.9037 | 0 | 322.101 | 0.00012639 | 327.9037 | 0 | 327.9037 | 0 | 328.4561 | 0 | 326.6066 | 0 | 327.9037 | 0 | 328.4561 | 0 | 328.4561 | 0 | 328.4561 | 0 | 389.1913 | 0.022986 | 328.4561 | 0 | 328.4561 | 5.706e-05 |  |  | 327.9037 | 0 | 322.36 | 0.0043138 | 328.4561 | 0 | 327.9037 | 0 | 388.4456 | 0.00029917 | 328.4561 | 0 | 328.4561 | 0.0061021 | 327.9037 | 0 | 328.4561 | 0 | 328.4561 | 0 | 328.4561 | 0 | 595.0926 | 0.024401 | 327.9037 | 0 | 327.9037 | 0 | 328.4561 | -0.00052976 | 594.1627 | 0.00017392 | 327.9037 | 0 | 597.1095 | 0.00015137 | 595.0926 | 0.024374 | 327.9037 | 0 | 841.3732 | 0.0018511 | 948.3776 | 0.1147 | 1098.8488 | 0.0016799 | 1007.3724 | 0.014384 | 1031.569 | 0 | 1030.9429 | 0 | 1030.9365 | 0.0053137 | 327.904 | 8.0272e-05 | 328.4561 | 0 | 327.9037 | 0 | 327.9037 | 0 | 328.4561 | #REF! | 327.9037 | 0 | 325.6896 | 0
| 224.9078 | 0 | 224.9078 | -0.054602 | 224.9078 | 0.034613 | 224.9078 | 0 | 224.9078 | 0 | 224.9078 | 0 | 389.3042 | 0 | 328.116 | -0.038826 | 224.9078 | 0 | 389.3042 | 14.3086 | 328.116 | -0.022396 | 328.116 | 0 | 322.3141 | -0.00060612 | 328.116 | 0 | 328.116 | 0 | 328.6688 | 0 | 326.8211 | 0 | 328.116 | 0 | 328.6688 | 0 | 328.6688 | 0 | 328.6688 | 0 | 389.3042 | 0.022464 | 328.6688 | 0 | 328.6688 | 0 |  |  | 328.116 | 0 | 322.58 | -0.027866 | 328.6688 | 0 | 328.116 | 0 | 388.5579 | 0.00035024 | 328.6688 | 0 | 328.6688 | 0 | 328.116 | 0 | 328.6688 | 0 | 328.6688 | 0 | 328.6688 | 0 | 595.2513 | 0.018581 | 328.116 | 0 | 328.116 | 0 | 328.6688 | -0.0070205 | 594.322 | 0 | 328.116 | 0 | 597.2677 | 0.00021938 | 595.2513 | 0.026451 | 328.116 | 0 | 841.4436 | 0.0021182 | 948.62 | 0.11607 | 1098.9078 | 0.0017004 | 1007.3849 | 0.014379 | 1031.6211 | 0 | 1030.995 | 0 | 1030.9885 | 0.0051989 | 328.116 | 8.034e-05 | 328.6688 | 0 | 328.116 | 0 | 328.116 | 0 | 328.6688 | #REF! | 328.116 | 0 | 325.9022 | 0
| 224.9801 | 0 | 224.9801 | -0.029419 | 224.9801 | 0.034613 | 224.9801 | 0 | 224.9801 | 0 | 224.9801 | 0 | 389.4171 | 0.012314 | 328.3283 | -0.011037 | 224.9801 | 0 | 389.4171 | 13.937 | 328.3283 | 0.033123 | 328.3283 | 0 | 322.5273 | 0.00033952 | 328.3283 | 0 | 328.3283 | 0 | 328.8815 | 0 | 327.0357 | 0 | 328.3283 | 0 | 328.8815 | 0 | 328.8815 | 0 | 328.8815 | 0 | 389.4171 | 0.0061303 | 328.8815 | 0 | 328.8815 | 0.00010786 |  |  | 328.3283 | 0 | 322.79 | -0.0040807 | 328.8815 | 0 | 328.3283 | 0 | 388.6701 | 0.0003148 | 328.8815 | 0 | 328.8815 | 0.0099541 | 328.3283 | 0 | 328.8815 | 0 | 328.8815 | 0 | 328.8815 | 0 | 595.41 | 0.024508 | 328.3283 | 0 | 328.3283 | 0 | 328.8815 | 0.0044499 | 594.4813 | 0.00069566 | 328.3283 | 0 | 597.4259 | 0.00017441 | 595.41 | 0.024046 | 328.3283 | 0 | 841.514 | 0.0015871 | 948.8624 | 0.11857 | 1098.967 | 0.0017209 | 1007.3973 | 0.014374 | 1031.6733 | 0 | 1031.047 | 0 | 1031.0406 | 0.0050853 | 328.328 | 7.4962e-05 | 328.8815 | 0 | 328.3283 | 0 | 328.3283 | 0 | 328.8815 | #REF! | 328.3283 | 0 | 326.1148 | 0
| 225.0524 | 0 | 225.0524 | 0.035059 | 225.0524 | 0.034613 | 225.0524 | 0 | 225.0524 | 0 | 225.0524 | 0 | 389.53 | 0 | 328.5407 | -0.035848 | 225.0524 | 0 | 389.53 | 13.4899 | 328.5407 | -0.064419 | 328.5407 | 0 | 322.7404 | -0.00012864 | 328.5407 | 0 | 328.5407 | 0 | 329.0942 | 0 | 327.2502 | 0 | 328.5407 | 0 | 329.0942 | 0 | 329.0942 | 0 | 329.0942 | 0 | 389.53 | 0 | 329.0942 | 0 | 329.0942 | 0 |  |  | 328.5407 | 0 | 323 | -0.008278 | 329.0942 | 0 | 328.5407 | 0 | 388.7824 | 0.00032852 | 329.0942 | 0 | 329.0942 | 0 | 328.5407 | 0 | 329.0942 | 0 | 329.0942 | 0 | 329.0942 | 0 | 595.5687 | 0.01447 | 328.5407 | 0 | 328.5407 | 0 | 329.0942 | -0.0027798 | 594.6405 | 0.0013044 | 328.5407 | 0 | 597.5841 | 0.00018209 | 595.5687 | 0.02503 | 328.5407 | 0 | 841.5845 | 0.0016835 | 949.1048 | 0.11907 | 1099.0261 | 0.0017414 | 1007.4097 | 0.01437 | 1031.7255 | 0 | 1031.0991 | 0 | 1031.0928 | 0.0049751 | 328.541 | 5.89e-05 | 329.0942 | 0 | 328.5407 | 0 | 328.5407 | 0 | 329.0942 | #REF! | 328.5407 | 0 | 326.3275 | 0
| 225.1247 | 0 | 225.1247 | 0.011783 | 225.1247 | 0.034613 | 225.1247 | 0 | 225.1247 | 0 | 225.1247 | 0 | 389.6429 | 0.021505 | 328.753 | 0.022071 | 225.1247 | 0 | 389.6429 | 13.0983 | 328.753 | 0.12231 | 328.753 | 0 | 322.9536 | 0.00047218 | 328.753 | 0 | 328.753 | 0 | 329.3069 | 0 | 327.4648 | 0 | 328.753 | 0 | 329.307 | 0 | 329.307 | 0 | 329.307 | 0 | 389.6429 | 0.010553 | 329.3069 | 0 | 329.3069 | 5.4406e-05 |  |  | 328.753 | 0 | 323.22 | 0.015157 | 329.307 | 0 | 328.753 | 0 | 388.8947 | 0.00032204 | 329.307 | 0 | 329.3069 | 0.0070359 | 328.753 | 0 | 329.307 | 0 | 329.307 | 0 | 329.307 | 0 | 595.7275 | 0.018688 | 328.753 | 0 | 328.753 | 0 | 329.3069 | 0.010239 | 594.7998 | 0 | 328.753 | 0 | 597.7423 | 0.00016892 | 595.7275 | 0.02339 | 328.753 | 0 | 841.655 | 0.0019544 | 949.3472 | 0.12055 | 1099.0853 | 0.0017567 | 1007.4221 | 0.014366 | 1031.7776 | 0 | 1031.1512 | 0 | 1031.1448 | 0.0048717 | 328.753 | 4.8147e-05 | 329.3069 | 0 | 328.753 | 0 | 328.753 | 0 | 329.3069 | #REF! | 328.753 | 0 | 326.5401 | 0
| 225.197 | 0 | 225.197 | -0.013224 | 225.197 | 0.034613 | 225.197 | 0 | 225.197 | 0 | 225.197 | 0 | 389.7557 | 0.00064407 | 328.9654 | -0.062256 | 225.197 | 0 | 389.7557 | 12.8574 | 328.9654 | -0.034487 | 328.9654 | 0 | 323.1668 | -0.00017223 | 328.9654 | 0 | 328.9654 | 0 | 329.5197 | 0 | 327.6793 | 0 | 328.9654 | 0 | 329.5197 | 0 | 329.5197 | 0 | 329.5197 | 0 | 389.7557 | 0.02727 | 329.5197 | 0 | 329.5197 | 0 |  |  | 328.9654 | 0 | 323.43 | -0.013525 | 329.5197 | 0 | 328.9654 | 0 | 389.0069 | 0.00032318 | 329.5197 | 0 | 329.5197 | 0 | 328.9654 | 0 | 329.5197 | 0 | 329.5197 | 0 | 329.5197 | 0 | 595.8862 | 0.019542 | 328.9654 | 0 | 328.9654 | 0 | 329.5197 | -0.001479 | 594.9591 | 0.00078262 | 328.9654 | 0 | 597.9005 | 0.00017989 | 595.8862 | 0.02492 | 328.9654 | 0 | 841.7255 | 0.0022148 | 949.5896 | 0.12171 | 1099.1445 | 0.0017772 | 1007.4346 | 0.014363 | 1031.8297 | 0 | 1031.2033 | 0 | 1031.1969 | 0.0047773 | 328.965 | 5.3508e-05 | 329.5197 | 0 | 328.9654 | 0 | 328.9654 | 0 | 329.5197 | #REF! | 328.9654 | 0 | 326.7528 | 0
| 225.2692 | 0 | 225.2693 | -0.027267 | 225.2692 | 0.034613 | 225.2692 | 0 | 225.2692 | 0 | 225.2692 | 0 | 389.8686 | 0 | 329.1778 | 0.030299 | 225.2692 | 0 | 389.8686 | 12.2601 | 329.1778 | 0.073695 | 329.1778 | 0 | 323.38 | 0.00033815 | 329.1778 | 0 | 329.1778 | 0 | 329.7325 | 0 | 327.8939 | 0 | 329.1778 | 0 | 329.7325 | 0 | 329.7325 | 0 | 329.7325 | 0 | 389.8686 | 0.013583 | 329.7325 | 0 | 329.7325 | 9.933e-05 |  |  | 329.1778 | 0 | 323.64 | -0.0058295 | 329.7325 | 0 | 329.1778 | 0 | 389.1192 | 0.00030984 | 329.7325 | 0 | 329.7325 | 0.0048107 | 329.1778 | 0 | 329.7325 | 0 | 329.7325 | 0 | 329.7325 | 0 | 596.0449 | 0.027231 | 329.1778 | 0 | 329.1778 | 0 | 329.7325 | 0.010489 | 595.1184 | 0 | 329.1778 | 0 | 598.0587 | 0.00020403 | 596.0449 | 0.024265 | 329.1778 | 0 | 841.796 | 0.0020593 | 949.832 | 0.12354 | 1099.2037 | 0.0017977 | 1007.447 | 0.01436 | 1031.8818 | 0 | 1031.2554 | 0 | 1031.249 | 0.0046978 | 329.178 | 0.00010174 | 329.7325 | 0 | 329.1778 | 0 | 329.1778 | 0 | 329.7325 | #REF! | 329.1778 | 0 | 326.9655 | 0
| 225.3416 | 0 | 225.3416 | -0.0011027 | 225.3416 | 0.034613 | 225.3416 | 0 | 225.3416 | 0 | 225.3415 | 0 | 389.9815 | 0.022678 | 329.3902 | 0.025585 | 225.3416 | 0 | 389.9815 | 11.9547 | 329.3902 | -0.049676 | 329.3902 | 0 | 323.5932 | 5.4783e-05 | 329.3902 | 0 | 329.3902 | 0 | 329.9453 | 0 | 328.1085 | 0 | 329.3902 | 0 | 329.9453 | 0 | 329.9453 | 0 | 329.9453 | 0 | 389.9815 | 0.0094403 | 329.9453 | 0 | 329.9453 | 0 |  |  | 329.3902 | 0 | 323.85 | -0.011426 | 329.9453 | 0 | 329.3902 | 0 | 389.2315 | 0.00028317 | 329.9453 | 0 | 329.9453 | 0 | 329.3902 | 0 | 329.9453 | 0 | 329.9453 | 0 | 329.9453 | 0 | 596.2037 | 0.021197 | 329.3902 | 0 | 329.3902 | 0 | 329.9453 | 0.0009699 | 595.2777 | 0 | 329.3902 | 0 | 598.2169 | 0.00016344 | 596.2037 | 0.025358 | 329.3902 | 0 | 841.8666 | 0.0012953 | 950.0744 | 0.12322 | 1099.2628 | 0.0018182 | 1007.4594 | 0.014358 | 1031.9341 | 0 | 1031.3075 | 0 | 1031.3012 | 0.0046353 | 329.39 | 1.6085e-05 | 329.9453 | 0 | 329.3902 | 0 | 329.3902 | 0 | 329.9453 | #REF! | 329.3902 | 0 | 327.1782 | 0
| 225.4138 | 0 | 225.4138 | 0.007741 | 225.4138 | 0.034613 | 225.4138 | 0 | 225.4138 | 0 | 225.4138 | 0 | 390.0944 | 0.015129 | 329.6027 | 0.027998 | 225.4138 | 0 | 390.0944 | 11.4281 | 329.6027 | 0.03548 | 329.6027 | 0 | 323.8064 | 0.00036116 | 329.6027 | 0 | 329.6027 | 0 | 330.1581 | 0 | 328.3231 | 0 | 329.6027 | 0 | 330.1581 | 0 | 330.1581 | 0 | 330.1581 | 0 | 390.0944 | 0.027479 | 330.1581 | 0 | 330.1581 | 5.5544e-05 |  |  | 329.6027 | 0 | 324.07 | 0.018654 | 330.1581 | 0 | 329.6027 | 0 | 389.3438 | 0.00029994 | 330.1581 | 0 | 330.1581 | 0.0082829 | 329.6027 | 0 | 330.1581 | 0 | 330.1581 | 0 | 330.1581 | 0 | 596.3625 | 0.027391 | 329.6027 | 0 | 329.6027 | 0 | 330.1581 | 0.0048704 | 595.437 | 0 | 329.6027 | 0 | 598.3751 | 0.00021719 | 596.3625 | 0.024374 | 329.6027 | 0 | 841.937 | 0.0015195 | 950.3169 | 0.12552 | 1099.322 | 0.0018387 | 1007.4719 | 0.014357 | 1031.9862 | 0 | 1031.3596 | 0 | 1031.3533 | 0.0045967 | 329.603 | 6.4313e-05 | 330.1581 | 0 | 329.6027 | 0 | 329.6027 | 0 | 330.1581 | #REF! | 329.6027 | 0 | 327.3909 | 0
| 225.4862 | 0 | 225.4861 | -0.056351 | 225.4862 | 0.034613 | 225.4862 | 0 | 225.4862 | 0 | 225.4861 | 0 | 390.2072 | 0.0038054 | 329.8151 | -0.052891 | 225.4862 | 0 | 390.2072 | 11.3412 | 329.8151 | -0.0972 | 329.8151 | 0 | 324.0196 | 9.1977e-05 | 329.8151 | 0 | 329.8151 | 0 | 330.3709 | 0 | 328.5377 | 0 | 329.8151 | 0 | 330.3709 | 0 | 330.3709 | 0 | 330.3709 | 0 | 390.2072 | 0.029569 | 330.3709 | 0 | 330.3709 | 0 |  |  | 329.8151 | 0 | 324.28 | -0.022269 | 330.3709 | 0 | 329.8151 | 0 | 389.4561 | 0.00031404 | 330.3709 | 0 | 330.3709 | 0 | 329.8151 | 0 | 330.3709 | 0 | 330.3709 | 0 | 330.3709 | 0 | 596.5212 | 0.021785 | 329.8151 | 0 | 329.8151 | 0 | 330.3709 | -0.0027505 | 595.5963 | 0 | 329.8151 | 0 | 598.5334 | 0.00015247 | 596.5212 | 0.025139 | 329.8151 | 0 | 842.0076 | 0.0010412 | 950.5593 | 0.12682 | 1099.3812 | 0.0018592 | 1007.4843 | 0.014356 | 1032.0385 | 0 | 1031.4117 | 0 | 1031.4053 | 0.0045853 | 329.815 | 6.4211e-05 | 330.3709 | 0 | 329.8151 | 0 | 329.8151 | 0 | 330.3709 | #REF! | 329.8151 | 0 | 327.6036 | 0
| 225.5585 | 0 | 225.5585 | -0.052215 | 225.5585 | 0.034613 | 225.5585 | 0 | 225.5585 | 0 | 225.5585 | 0 | 390.3201 | 0.0045738 | 330.0276 | -0.028683 | 225.5585 | 0 | 390.3201 | 10.8469 | 330.0276 | 0.092344 | 330.0276 | 0 | 324.2329 | 0.00040855 | 330.0276 | 0 | 330.0276 | 0 | 330.5837 | 0 | 328.7523 | 0 | 330.0276 | 0 | 330.5837 | 0 | 330.5837 | 0 | 330.5837 | 0 | 390.3201 | 0.039599 | 330.5837 | 0 | 330.5837 | 8.0481e-05 |  |  | 330.0276 | 0 | 324.49 | -0.00093273 | 330.5837 | 0 | 330.0276 | 0 | 389.5684 | 0.00033614 | 330.5837 | 0 | 330.5837 | 0.0042826 | 330.0276 | 0 | 330.5837 | 0 | 330.5837 | 0 | 330.5837 | 0 | 596.68 | 0.025629 | 330.0276 | 0 | 330.0276 | 0 | 330.5837 | 0.0041911 | 595.7557 | 0.00017392 | 330.0276 | 0 | 598.6916 | 0.00019086 | 596.68 | 0.024265 | 330.0276 | 0 | 842.0781 | 0.0017532 | 950.8017 | 0.12886 | 1099.4404 | 0.0018796 | 1007.4967 | 0.014356 | 1032.0906 | 0 | 1031.4639 | 0 | 1031.4574 | 0.0046001 | 330.028 | 5.8908e-05 | 330.5837 | 0 | 330.0276 | 0 | 330.0276 | 0 | 330.5837 | #REF! | 330.0276 | 0 | 327.8163 | 0
| 225.6308 | 0 | 225.6308 | 0.049186 | 225.6308 | 0.034613 | 225.6308 | 0 | 225.6308 | 0 | 225.6308 | 0 | 390.433 | 0 | 330.24 | -0.017524 | 225.6308 | 0 | 390.433 | 10.4907 | 330.24 | -0.094442 | 330.24 | 0 | 324.4461 | -0.00042178 | 330.24 | 0 | 330.24 | 0 | 330.7966 | 0 | 328.9669 | 0 | 330.24 | 0 | 330.7966 | 0 | 330.7966 | 0 | 330.7966 | 0 | 390.433 | 0.029046 | 330.7966 | 0 | 330.7966 | 0 |  |  | 330.24 | 0 | 324.71 | -0.026815 | 330.7966 | 0 | 330.24 | 0 | 389.6807 | 0.00033119 | 330.7966 | 0 | 330.7966 | 0 | 330.24 | 0 | 330.7966 | 0 | 330.7966 | 0 | 330.7966 | 0 | 596.8388 | 0.016232 | 330.24 | 0 | 330.24 | 0 | 330.7966 | -0.0033547 | 595.915 | 0 | 330.24 | 0 | 598.8499 | 0.00014479 | 596.8388 | 0.024592 | 330.24 | 0 | 842.1487 | 0.0014457 | 951.0442 | 0.12964 | 1099.4996 | 0.0019001 | 1007.5092 | 0.014357 | 1032.1428 | 0 | 1031.516 | 0 | 1031.5095 | 0.004641 | 330.24 | 5.8857e-05 | 330.7966 | 0 | 330.24 | 0 | 330.24 | 0 | 330.7966 | #REF! | 330.24 | 0 | 328.0291 | 0
| 225.7031 | 0 | 225.7031 | 0.038237 | 225.7031 | 0.034613 | 225.7031 | 0 | 225.7031 | 0 | 225.7031 | 0 | 390.5459 | 0.015129 | 330.4525 | 0.044785 | 225.7031 | 0 | 390.5459 | 10.267 | 330.4525 | 0.14088 | 330.4525 | 0 | 324.6594 | 0.00023734 | 330.4525 | 0 | 330.4525 | 0 | 331.0095 | 0 | 329.1816 | 0 | 330.4525 | 0 | 331.0095 | 0 | 331.0095 | 0 | 331.0095 | 0 | 390.5459 | 0.010553 | 331.0095 | 0 | 331.0095 | 5.5775e-05 |  |  | 330.4525 | 0 | 324.92 | -0.012475 | 331.0095 | 0 | 330.4525 | 0 | 389.793 | 0.00031861 | 331.0095 | 0 | 331.0095 | 0.0074975 | 330.4525 | 0 | 331.0095 | 0 | 331.0095 | 0 | 331.0095 | 0 | 596.9976 | 0.02328 | 330.4525 | 0 | 330.4525 | 0 | 331.0095 | -0.0002741 | 596.0743 | 0.00017392 | 330.4525 | 0 | 599.0082 | 0.00017551 | 596.9976 | 0.023609 | 330.4525 | 0 | 842.2192 | 0.0014781 | 951.2866 | 0.13154 | 1099.5588 | 0.0019206 | 1007.5216 | 0.014358 | 1032.195 | 0 | 1031.5681 | 0 | 1031.5617 | 0.0047023 | 330.453 | 5.3516e-05 | 331.0095 | 0 | 330.4525 | 0 | 330.4525 | 0 | 331.0095 | #REF! | 330.4525 | 0 | 328.2418 | 0
| 225.7754 | 0 | 225.7754 | -0.016515 | 225.7754 | 0.034613 | 225.7754 | 0 | 225.7754 | 0 | 225.7754 | 0 | 390.6587 | 0.0055617 | 330.665 | -0.035105 | 225.7754 | 0 | 390.6587 | 9.8803 | 330.665 | -0.088515 | 330.665 | 0 | 324.8727 | -0.00013366 | 330.665 | 0 | 330.665 | 0 | 331.2223 | 0 | 329.3962 | 0 | 330.665 | 0 | 331.2223 | 0 | 331.2223 | 0 | 331.2223 | 0 | 390.6587 | 0.01421 | 331.2223 | 0 | 331.2224 | 0 |  |  | 330.665 | 0 | 325.13 | -0.01947 | 331.2223 | 0 | 330.665 | 0 | 389.9053 | 0.00032128 | 331.2223 | 0 | 331.2224 | 0 | 330.665 | 0 | 331.2223 | 0 | 331.2223 | 0 | 331.2223 | 0 | 597.1564 | 0.019542 | 330.665 | 0 | 330.665 | 0 | 331.2224 | -0.0062497 | 596.2337 | 0.00026087 | 330.665 | 0 | 599.1665 | 0.00020732 | 597.1564 | 0.024811 | 330.665 | 0 | 842.2899 | 0.0019505 | 951.5291 | 0.13281 | 1099.618 | 0.0019411 | 1007.5341 | 0.01436 | 1032.2472 | 0 | 1031.6202 | 0 | 1031.6139 | 0.0047773 | 330.665 | 3.2166e-05 | 331.2223 | 0 | 330.665 | 0 | 330.665 | 0 | 331.2224 | #REF! | 330.665 | 0 | 328.4546 | 0
| 225.8477 | 0 | 225.8477 | -0.033175 | 225.8477 | 0.034613 | 225.8477 | 0 | 225.8477 | 0 | 225.8477 | 0 | 390.7716 | 0.0049256 | 330.8776 | -0.050807 | 225.8477 | 0 | 390.7716 | 9.7505 | 330.8776 | 0.079574 | 330.8776 | 0 | 325.086 | 2.9232e-05 | 330.8776 | 0 | 330.8776 | 0 | 331.4352 | 0 | 329.6109 | 0 | 330.8776 | 0 | 331.4352 | 0 | 331.4352 | 0 | 331.4352 | 0 | 390.7716 | 0.027165 | 331.4352 | 0 | 331.4352 | 5.8146e-05 |  |  | 330.8776 | 0 | 325.34 | 0.00081613 | 331.4352 | 0 | 330.8776 | 0 | 390.0176 | 0.00032204 | 331.4352 | 0 | 331.4352 | 0.010392 | 330.8776 | 0 | 331.4352 | 0 | 331.4352 | 0 | 331.4352 | 0 | 597.3152 | 0.015484 | 330.8776 | 0 | 330.8776 | 0 | 331.4352 | 0.0060836 | 596.393 | 0.00017392 | 330.8776 | 0 | 599.3247 | 0.00017551 | 597.3152 | 0.024265 | 330.8776 | 0 | 842.3605 | 0.002046 | 951.7715 | 0.135 | 1099.6772 | 0.0019565 | 1007.5464 | 0.014363 | 1032.2993 | 0 | 1031.6724 | 0 | 1031.666 | 0.0048569 | 330.878 | 6.9551e-05 | 331.4352 | 0 | 330.8776 | 0 | 330.8776 | 0 | 331.4352 | #REF! | 330.8776 | 0 | 328.6674 | 0
| 225.9201 | 0 | 225.9201 | 0.059982 | 225.9201 | 0.034613 | 225.9201 | 0 | 225.9201 | 0 | 225.9201 | 0 | 390.8845 | 0.010479 | 331.0901 | -0.021263 | 225.9201 | 0 | 390.8845 | 9.4769 | 331.0901 | -0.041112 | 331.0901 | 0 | 325.2993 | -0.00012086 | 331.0901 | 0 | 331.0901 | 0 | 331.6481 | 0 | 329.8256 | 0 | 331.0901 | 0 | 331.6481 | 0 | 331.6481 | 0 | 331.6481 | 0 | 390.8845 | 0.0094403 | 331.6481 | 0 | 331.6482 | 0 |  |  | 331.0901 | 0 | 325.56 | -0.0058295 | 331.6481 | 0 | 331.0901 | 0 | 390.1299 | 0.00031747 | 331.6481 | 0 | 331.6482 | 0 | 331.0901 | 0 | 331.6481 | 0 | 331.6481 | 0 | 331.6481 | 0 | 597.474 | 0.02312 | 331.0901 | 0 | 331.0901 | 0 | 331.6482 | -5.2759e-05 | 596.5524 | 0.00026087 | 331.0901 | 0 | 599.483 | 0.00018318 | 597.474 | 0.025139 | 331.0901 | 0 | 842.4311 | 0.0023854 | 952.014 | 0.13539 | 1099.7366 | 0.0019769 | 1007.5589 | 0.014367 | 1032.3516 | 0 | 1031.7245 | 0 | 1031.7181 | 0.004933 | 331.09 | 3.7481e-05 | 331.6481 | 0 | 331.0901 | 0 | 331.0901 | 0 | 331.6482 | #REF! | 331.0901 | 0 | 328.8802 | 0
| 225.9924 | 0 | 225.9924 | 0.020016 | 225.9924 | 0.034613 | 225.9924 | 0 | 225.9924 | 0 | 225.9924 | 0 | 390.9973 | 0.010555 | 331.3027 | 0.09801 | 225.9924 | 0 | 390.9973 | 9.2327 | 331.3027 | 0.11009 | 331.3027 | 0 | 325.5126 | 0.00042448 | 331.3027 | 0 | 331.3027 | 0 | 331.8611 | 0 | 330.0402 | 0 | 331.3027 | 0 | 331.8611 | 0 | 331.8611 | 0 | 331.8611 | 0 | 390.9973 | 0.045032 | 331.8611 | 0 | 331.8611 | 0.00011067 |  |  | 331.3027 | 0 | 325.77 | -0.0068788 | 331.8611 | 0 | 331.3027 | 0 | 390.2422 | 0.00026182 | 331.8611 | 0 | 331.8611 | 0.0058913 | 331.3027 | 0 | 331.8611 | 0 | 331.8611 | 0 | 331.8611 | 0 | 597.6328 | 0.025416 | 331.3027 | 0 | 331.3027 | 0 | 331.8611 | 0.0061823 | 596.7117 | 0.00017392 | 331.3027 | 0 | 599.6413 | 0.00017002 | 597.6328 | 0.023499 | 331.3027 | 0 | 842.5017 | 0.0020879 | 952.2565 | 0.13817 | 1099.7958 | 0.0019974 | 1007.5714 | 0.014372 | 1032.4038 | 0 | 1031.7766 | 0 | 1031.7703 | 0.0049989 | 331.303 | 6.9624e-05 | 331.8611 | 0 | 331.3027 | 0 | 331.3027 | 0 | 331.8611 | #REF! | 331.3027 | 0 | 329.093 | 0
| 226.0648 | 0 | 226.0647 | -0.068587 | 226.0648 | 0.034613 | 226.0648 | 0 | 226.0648 | 0 | 226.0647 | 0 | 391.1102 | 0 | 331.5152 | -0.036676 | 226.0648 | 0 | 391.1102 | 9.0492 | 331.5152 | -0.13103 | 331.5152 | 0 | 325.726 | -0.00052324 | 331.5152 | 0 | 331.5152 | 0 | 332.074 | 0 | 330.2549 | 0 | 331.5152 | 0 | 332.074 | 0 | 332.074 | 0 | 332.074 | 0 | 391.1102 | 0.010033 | 332.074 | 0 | 332.074 | 0 |  |  | 331.5152 | 0 | 325.98 | -0.032412 | 332.074 | 0 | 331.5152 | 0 | 390.3546 | 0.00024467 | 332.074 | 0 | 332.074 | 0 | 331.5152 | 0 | 332.074 | 0 | 332.074 | 0 | 332.074 | 0 | 597.7917 | 0.016926 | 331.5152 | 0 | 331.5152 | 0 | 332.074 | -0.0045441 | 596.8711 | 0.00078262 | 331.5152 | 0 | 599.7997 | 0.00018647 | 597.7917 | 0.02503 | 331.5152 | 0 | 842.5723 | 0.0015995 | 952.499 | 0.13845 | 1099.855 | 0.0020179 | 1007.5837 | 0.014378 | 1032.4561 | 0 | 1031.8289 | 0 | 1031.8224 | 0.0050489 | 331.515 | 4.8139e-05 | 332.074 | 0 | 331.5152 | 0 | 331.5152 | 0 | 332.074 | #REF! | 331.5152 | 0 | 329.3059 | 0
| 226.1371 | 0 | 226.1371 | -0.00014322 | 226.1371 | 0.034613 | 226.1371 | 0 | 226.1371 | 0 | 226.1371 | 0 | 391.2231 | 0.0080919 | 331.7278 | 0.058505 | 226.1371 | 0 | 391.2231 | 8.888 | 331.7278 | 0.11455 | 331.7278 | 0 | 325.9393 | 0.00047105 | 331.7278 | 0 | 331.7278 | 0 | 332.287 | 0 | 330.4696 | 0 | 331.7278 | 0 | 332.287 | 0 | 332.287 | 0 | 332.287 | 0 | 391.2231 | 0.018598 | 332.287 | 0 | 332.287 | 6.7339e-05 |  |  | 331.7278 | 0 | 326.2 | 0.0074619 | 332.287 | 0 | 331.7278 | 0 | 390.4669 | 0.00025649 | 332.287 | 0 | 332.287 | 0.0038231 | 331.7278 | 0 | 332.287 | 0 | 332.287 | 0 | 332.287 | 0 | 597.9505 | 0.026377 | 331.7278 | 0 | 331.7278 | 0 | 332.287 | 0.0054014 | 597.0305 | 0 | 331.7278 | 0 | 599.958 | 0.00016454 | 597.9505 | 0.023827 | 331.7278 | 0 | 842.643 | 0.0017585 | 952.7415 | 0.14043 | 1099.9143 | 0.0020384 | 1007.5962 | 0.014384 | 1032.5082 | 0 | 1031.881 | 0 | 1031.8746 | 0.0050819 | 331.728 | 6.9608e-05 | 332.287 | 0 | 331.7278 | 0 | 331.7278 | 0 | 332.287 | #REF! | 331.7278 | 0 | 329.5187 | 0
| 226.2094 | 0 | 226.2094 | 0.031054 | 226.2094 | 0.034613 | 226.2094 | 0 | 226.2094 | 0 | 226.2094 | 0 | 391.336 | 0.022678 | 331.9404 | 0.04562 | 226.2094 | 0 | 391.336 | 8.6049 | 331.9404 | 0.0016496 | 331.9404 | 0 | 326.1527 | -0.00018781 | 331.9404 | 0 | 331.9404 | 0 | 332.5 | 0 | 330.6843 | 0 | 331.9404 | 0 | 332.4999 | 0 | 332.4999 | 0 | 332.4999 | 0 | 391.336 | 0.027792 | 332.5 | 0 | 332.4999 | 0 |  |  | 331.9404 | 0 | 326.41 | -0.0026815 | 332.4999 | 0 | 331.9404 | 0 | 390.5793 | 0.00028317 | 332.4999 | 0 | 332.4999 | 0 | 331.9404 | 0 | 332.4999 | 0 | 332.4999 | 0 | 332.4999 | 0 | 598.1094 | 0.023387 | 331.9404 | 0 | 331.9404 | 0 | 332.4999 | -0.00055853 | 597.1898 | 0.00026087 | 331.9404 | 0 | 600.1163 | 0.00019415 | 598.1094 | 0.025358 | 331.9404 | 0 | 842.7137 | 0.0017637 | 952.984 | 0.1412 | 1099.9735 | 0.0020538 | 1007.6086 | 0.014392 | 1032.5604 | 0 | 1031.9331 | 0 | 1031.9268 | 0.0050978 | 331.94 | 2.1388e-05 | 332.5 | 0 | 331.9404 | 0 | 331.9404 | 0 | 332.4999 | #REF! | 331.9404 | 0 | 329.7316 | 0
| 226.2818 | 0 | 226.2818 | 0.012987 | 226.2818 | 0.034613 | 226.2818 | 0 | 226.2818 | 0 | 226.2818 | 0 | 391.4488 | 0 | 332.1531 | 0.076556 | 226.2818 | 0 | 391.4488 | 8.4291 | 332.1531 | 0.11524 | 332.1531 | 0 | 326.3661 | 0.00042481 | 332.1531 | 0 | 332.1531 | 0 | 332.7129 | 0 | 330.8991 | 0 | 332.1531 | 0 | 332.7129 | 0 | 332.7129 | 0 | 332.7129 | 0 | 391.4488 | 0.02633 | 332.7129 | 0 | 332.7129 | 5.567e-05 |  |  | 332.1531 | 0 | 326.62 | -0.0044305 | 332.7129 | 0 | 332.1531 | 0 | 390.6916 | 0.00034491 | 332.7129 | 0 | 332.7129 | 0.0092725 | 332.1531 | 0 | 332.7129 | 0 | 332.7129 | 0 | 332.7129 | 0 | 598.2682 | 0.028139 | 332.1531 | 0 | 332.1531 | 0 | 332.7129 | 0.0064848 | 597.3492 | 0.00017392 | 332.1531 | 0 | 600.2746 | 0.00016563 | 598.2682 | 0.023937 | 332.1531 | 0 | 842.7844 | 0.0017582 | 953.2265 | 0.14367 | 1100.0328 | 0.0020743 | 1007.6211 | 0.0144 | 1032.6127 | 0 | 1031.9853 | 0 | 1031.9789 | 0.0050978 | 332.153 | 2.6793e-05 | 332.7129 | 0 | 332.1531 | 0 | 332.1531 | 0 | 332.7129 | #REF! | 332.1531 | 0 | 329.9444 | 0
| 226.3542 | 0 | 226.3542 | -0.023199 | 226.3542 | 0.034613 | 226.3542 | 0 | 226.3542 | 0 | 226.3542 | 0 | 391.5617 | 0.007318 | 332.3657 | 0.013229 | 226.3542 | 0 | 391.5617 | 8.218 | 332.3657 | -0.076306 | 332.3657 | 0 | 326.5794 | -0.00042225 | 332.3657 | 0 | 332.3657 | 0 | 332.9259 | 0 | 331.1138 | 0 | 332.3657 | 0 | 332.9259 | 0 | 332.9259 | 0 | 332.9259 | 0 | 391.5617 | 0.018075 | 332.9259 | 0 | 332.9259 | 0 |  |  | 332.3657 | 0 | 326.84 | -0.042905 | 332.9259 | 0 | 332.3657 | 0 | 390.8039 | 0.00035596 | 332.9259 | 0 | 332.9259 | 0 | 332.3657 | 0 | 332.9259 | 0 | 332.9259 | 0 | 332.9259 | 0 | 598.4271 | 0.021411 | 332.3657 | 0 | 332.3657 | 0 | 332.9259 | 0.003014 | 597.5086 | 0.00078262 | 332.3657 | 0 | 600.433 | 0.00021719 | 598.4271 | 0.024483 | 332.3657 | 0 | 842.855 | 0.0017688 | 953.469 | 0.14363 | 1100.092 | 0.0020896 | 1007.6335 | 0.014409 | 1032.6649 | 0 | 1032.0375 | 0 | 1032.0311 | 0.0050876 | 332.366 | 5.885e-05 | 332.9259 | 0 | 332.3657 | 0 | 332.3657 | 0 | 332.9259 | #REF! | 332.3657 | 0 | 330.1573 | 0
| 226.4265 | 0 | 226.4265 | -0.019583 | 226.4265 | 0.034613 | 226.4265 | 0 | 226.4265 | 0 | 226.4265 | 0 | 391.6746 | 0 | 332.5784 | 0.077617 | 226.4265 | 0 | 391.6746 | 8.1578 | 332.5784 | 0.052325 | 332.5784 | 0 | 326.7928 | 0.00026748 | 332.5784 | 0 | 332.5784 | 0 | 333.139 | 0 | 331.3286 | 0 | 332.5784 | 0 | 333.139 | 0 | 333.139 | 0 | 333.139 | 0 | 391.6746 | 0.0099864 | 333.139 | 0 | 333.139 | 7.6373e-05 |  |  | 332.5784 | 0 | 327.05 | 0.007112 | 333.139 | 0 | 332.5784 | 0 | 390.9163 | 0.00035291 | 333.139 | 0 | 333.139 | 0.011813 | 332.5784 | 0 | 333.139 | 0 | 333.139 | 0 | 333.139 | 0 | 598.5859 | 0.01762 | 332.5784 | 0 | 332.5784 | 0 | 333.1389 | 0.0054767 | 597.668 | 0 | 332.5784 | 0 | 600.5914 | 0.00015905 | 598.5859 | 0.023172 | 332.5784 | 0 | 842.9257 | 0.001477 | 953.7115 | 0.14617 | 1100.1514 | 0.0021101 | 1007.6459 | 0.014419 | 1032.7172 | 0 | 1032.0896 | 0 | 1032.0832 | 0.0050683 | 332.578 | 5.3473e-05 | 333.139 | 0 | 332.5784 | 0 | 332.5784 | 0 | 333.1389 | #REF! | 332.5784 | 0 | 330.3702 | 0
| 226.4989 | 0 | 226.4989 | 0.0073169 | 226.4989 | 0.034613 | 226.4989 | 0 | 226.4989 | 0 | 226.4989 | 0 | 391.7874 | 0.0048591 | 332.791 | 0.032015 | 226.4989 | 0 | 391.7874 | 7.961 | 332.791 | -0.044464 | 332.791 | 0 | 327.0063 | -0.00026772 | 332.791 | 0 | 332.791 | 0 | 333.352 | 0 | 331.5433 | 0 | 332.791 | 0 | 333.352 | 0 | 333.352 | 0 | 333.352 | 0 | 391.7874 | 0 | 333.352 | 0 | 333.352 | 0 |  |  | 332.791 | 0 | 327.26 | -0.017023 | 333.352 | 0 | 332.791 | 0 | 391.0287 | 0.00033119 | 333.352 | 0 | 333.352 | 0 | 332.791 | 0 | 333.352 | 0 | 333.352 | 0 | 333.352 | 0 | 598.7448 | 0.021678 | 332.791 | 0 | 332.791 | 0 | 333.352 | 0.0062429 | 597.8274 | 0 | 332.791 | 0 | 600.7497 | 0.00019854 | 598.7448 | 0.023609 | 332.791 | 0 | 842.9965 | 0.0014416 | 953.954 | 0.14772 | 1100.2106 | 0.0021255 | 1007.6584 | 0.01443 | 1032.7694 | 0 | 1032.1418 | 0 | 1032.1355 | 0.0050467 | 332.791 | 3.2195e-05 | 333.352 | 0 | 332.791 | 0 | 332.791 | 0 | 333.352 | #REF! | 332.791 | 0 | 330.5832 | 0
| 226.5713 | 0 | 226.5713 | 0.062816 | 226.5713 | 0.034613 | 226.5713 | 0 | 226.5713 | 0 | 226.5713 | 0 | 391.9003 | 0.017591 | 333.0037 | 0.064166 | 226.5713 | 0 | 391.9003 | 7.7806 | 333.0037 | 0.077899 | 333.0037 | 0 | 327.2197 | 0.00057285 | 333.0037 | 0 | 333.0037 | 0 | 333.565 | 0 | 331.7581 | 0 | 333.0037 | 0 | 333.565 | 0 | 333.565 | 0 | 333.565 | 0 | 391.9003 | 0.0076135 | 333.565 | 0 | 333.565 | 8.1088e-05 |  |  | 333.0037 | 0 | 327.47 | 0.0053631 | 333.565 | 0 | 333.0037 | 0 | 391.141 | 0.00028393 | 333.565 | 0 | 333.565 | 0.0055809 | 333.0037 | 0 | 333.565 | 0 | 333.565 | 0 | 333.565 | 0 | 598.9037 | 0.02344 | 333.0037 | 0 | 333.0037 | 0 | 333.565 | 0.0072172 | 597.9868 | 0 | 333.0037 | 0 | 600.9081 | 0.00012505 | 598.9037 | 0.022953 | 333.0037 | 0 | 843.0671 | 0.0020315 | 954.1966 | 0.14945 | 1100.2699 | 0.002146 | 1007.6708 | 0.014442 | 1032.8217 | 0 | 1032.1941 | 0 | 1032.1876 | 0.0050262 | 333.004 | 4.2851e-05 | 333.565 | 0 | 333.0037 | 0 | 333.0037 | 0 | 333.565 | #REF! | 333.0037 | 0 | 330.7961 | 0
| 226.6436 | 0 | 226.6436 | 0.0031688 | 226.6436 | 0.034613 | 226.6436 | 0 | 226.6436 | 0 | 226.6436 | 0 | 392.0131 | 0 | 333.2164 | -0.022875 | 226.6436 | 0 | 392.0131 | 7.7239 | 333.2164 | -0.052966 | 333.2164 | 0 | 327.4331 | -0.00010399 | 333.2164 | 0 | 333.2164 | 0 | 333.7781 | 0 | 331.9729 | 0 | 333.2164 | 0 | 333.7781 | 0 | 333.7781 | 0 | 333.7781 | 0 | 392.0131 | 0.010657 | 333.7781 | 0 | 333.7781 | 0 |  |  | 333.2164 | 0 | 327.69 | -0.011076 | 333.7781 | 0 | 333.2164 | 0 | 391.2534 | 0.00032395 | 333.7781 | 0 | 333.7781 | 0 | 333.2164 | 0 | 333.7781 | 0 | 333.7781 | 0 | 333.7781 | 0 | 599.0626 | 0.018955 | 333.2164 | 0 | 333.2164 | 0 | 333.7781 | -0.0041859 | 598.1463 | 0.00026087 | 333.2164 | 0 | 601.0665 | 0.00026326 | 599.0626 | 0.024155 | 333.2164 | 0 | 843.1379 | 0.0024361 | 954.4391 | 0.15065 | 1100.3292 | 0.0021613 | 1007.6832 | 0.014455 | 1032.8739 | 0 | 1032.2462 | 0 | 1032.2399 | 0.0050092 | 333.216 | 5.3546e-06 | 333.7781 | 0 | 333.2164 | 0 | 333.2164 | 0 | 333.7781 | #REF! | 333.2164 | 0 | 331.0091 | 0
| 226.716 | 0 | 226.716 | -0.063056 | 226.716 | 0.034613 | 226.716 | 0 | 226.716 | 0 | 226.716 | 0 | 392.126 | 0.0038701 | 333.4292 | 0.022054 | 226.716 | 0 | 392.126 | 7.7316 | 333.4292 | 0.088488 | 333.4291 | 0 | 327.6466 | 0.00024583 | 333.4292 | 0 | 333.4291 | 0 | 333.9912 | 0 | 332.1876 | 0 | 333.4291 | 0 | 333.9912 | 0 | 333.9912 | 0 | 333.9912 | 0 | 392.126 | 0.012956 | 333.9912 | 0 | 333.9912 | 7.3368e-05 |  |  | 333.4292 | 0 | 327.9 | 0.011309 | 333.9912 | 0 | 333.4291 | 0 | 391.3658 | 0.0002725 | 333.9912 | 0 | 333.9912 | 0.0038025 | 333.4291 | 0 | 333.9912 | 0 | 333.9912 | 0 | 333.9912 | 0 | 599.2215 | 0.027711 | 333.4292 | 0 | 333.4292 | 0 | 333.9912 | 0.0066697 | 598.3057 | 0 | 333.4292 | 0 | 601.2249 | 0.0001053 | 599.2215 | 0.023937 | 333.4291 | 0 | 843.2086 | 0.0017718 | 954.6817 | 0.15223 | 1100.3884 | 0.0021767 | 1007.6957 | 0.014468 | 1032.9262 | 0 | 1032.2985 | 0 | 1032.292 | 0.0050001 | 333.429 | 5.8862e-05 | 333.9912 | 0 | 333.4291 | 0 | 333.4291 | 0 | 333.9912 | #REF! | 333.4291 | 0 | 331.222 | 0
| 226.7884 | 0 | 226.7884 | 0.026027 | 226.7884 | 0.034613 | 226.7884 | 0 | 226.7884 | 0 | 226.7884 | 0 | 392.2389 | 0.0094255 | 333.6419 | -0.017008 | 226.7884 | 0 | 392.2389 | 7.53 | 333.6419 | -0.04361 | 333.6419 | 0 | 327.86 | -0.0001035 | 333.6419 | 0 | 333.6419 | 0 | 334.2043 | 0 | 332.4024 | 0 | 333.6419 | 0 | 334.2043 | 0 | 334.2043 | 0 | 334.2043 | 0 | 392.2389 | 0.033121 | 334.2043 | 0 | 334.2043 | 0 |  |  | 333.6419 | 0 | 328.11 | -0.0047802 | 334.2043 | 0 | 333.6419 | 0 | 391.4782 | 0.0003228 | 334.2043 | 0 | 334.2043 | 0 | 333.6419 | 0 | 334.2043 | 0 | 334.2043 | 0 | 334.2043 | 0 | 599.3804 | 0.018795 | 333.6419 | 0 | 333.6419 | 0 | 334.2043 | -0.00044069 | 598.4651 | 0.00078262 | 333.6419 | 0 | 601.3833 | 0.00023145 | 599.3804 | 0.024374 | 333.6419 | 0 | 843.2794 | 0.0014556 | 954.9242 | 0.1529 | 1100.4478 | 0.0021972 | 1007.7081 | 0.014483 | 1032.9785 | 0 | 1032.3506 | 0 | 1032.3442 | 0.0050023 | 333.642 | 5.8894e-05 | 334.2043 | 0 | 333.6419 | 0 | 333.6419 | 0 | 334.2043 | #REF! | 333.6419 | 0 | 331.435 | 0
| 226.8608 | 0 | 226.8608 | 0.011417 | 226.8608 | 0.034613 | 226.8608 | 0 | 226.8608 | 0 | 226.8608 | 0 | 392.3517 | 0.015129 | 333.8546 | 0.06091 | 226.8608 | 0 | 392.3517 | 7.521 | 333.8546 | 0.086865 | 333.8546 | 0 | 328.0735 | 0.00042557 | 333.8546 | 0 | 333.8546 | 0 | 334.4174 | 0 | 332.6172 | 0 | 333.8546 | 0 | 334.4174 | 0 | 334.4174 | 0 | 334.4174 | 0 | 392.3517 | 0.014732 | 334.4174 | 0 | 334.4174 | 8.877e-05 |  |  | 333.8546 | 0 | 328.33 | -0.014223 | 334.4174 | 0 | 333.8546 | 0 | 391.5906 | 0.00031213 | 334.4174 | 0 | 334.4174 | 0.012997 | 333.8546 | 0 | 334.4174 | 0 | 334.4174 | 0 | 334.4174 | 0 | 599.5393 | 0.019596 | 333.8546 | 0 | 333.8546 | 0 | 334.4174 | 0.0063083 | 598.6245 | 0 | 333.8546 | 0 | 601.5417 | 0.00013163 | 599.5393 | 0.022734 | 333.8546 | 0 | 843.3502 | 0.0016428 | 955.1668 | 0.15523 | 1100.5071 | 0.0022125 | 1007.7206 | 0.014498 | 1033.0308 | 0 | 1032.4028 | 0 | 1032.3965 | 0.0050194 | 333.855 | 8.0282e-05 | 334.4174 | 0 | 333.8546 | 0 | 333.8546 | 0 | 334.4174 | #REF! | 333.8546 | 0 | 331.648 | 0
| 226.9332 | 0 | 226.9332 | -0.058926 | 226.9332 | 0.034613 | 226.9332 | 0 | 226.9332 | 0 | 226.9332 | 0 | 392.4646 | 0.0076692 | 334.0674 | -0.080044 | 226.9332 | 0 | 392.4646 | 7.4466 | 334.0674 | -0.059034 | 334.0674 | 0 | 328.287 | -0.00027332 | 334.0674 | 0 | 334.0674 | 0 | 334.6305 | 0 | 332.8321 | 0 | 334.0674 | 0 | 334.6305 | 0 | 334.6305 | 0 | 334.6305 | 0 | 392.4646 | 0.022464 | 334.6305 | 0 | 334.6305 | 0 |  |  | 334.0674 | 0 | 328.54 | -0.0075784 | 334.6305 | 0 | 334.0674 | 0 | 391.703 | 0.00040093 | 334.6305 | 0 | 334.6305 | 0 | 334.0674 | 0 | 334.6305 | 0 | 334.6305 | 0 | 334.6305 | 0 | 599.6982 | 0.014737 | 334.0674 | 0 | 334.0674 | 0 | 334.6305 | 0.0010891 | 598.784 | 0.00078262 | 334.0674 | 0 | 601.7001 | 0.00020841 | 599.6982 | 0.02339 | 334.0674 | 0 | 843.421 | 0.0020476 | 955.4093 | 0.15657 | 1100.5664 | 0.0022279 | 1007.733 | 0.014514 | 1033.083 | 0 | 1032.4551 | 0 | 1032.4487 | 0.0050523 | 334.067 | 5.3516e-05 | 334.6305 | 0 | 334.0674 | 0 | 334.0674 | 0 | 334.6305 | #REF! | 334.0674 | 0 | 331.861 | 0
| 227.0056 | 0 | 227.0056 | -0.03677 | 227.0056 | 0.034613 | 227.0056 | 0 | 227.0056 | 0 | 227.0056 | 0 | 392.5774 | 0.0080919 | 334.2802 | -0.069473 | 227.0056 | 0 | 392.5774 | 7.4021 | 334.2802 | 0.052866 | 334.2802 | 0 | 328.5005 | 0.00021048 | 334.2802 | 0 | 334.2802 | 0 | 334.8436 | 0 | 333.0469 | 0 | 334.2802 | 0 | 334.8436 | 0 | 334.8436 | 0 | 334.8436 | 0 | 392.5774 | 0.02215 | 334.8436 | 0 | 334.8436 | 1.9442e-05 |  |  | 334.2802 | 0 | 328.75 | 0.0074619 | 334.8436 | 0 | 334.2802 | 0 | 391.8154 | 0.00038416 | 334.8436 | 0 | 334.8436 | 0.0093528 | 334.2802 | 0 | 334.8436 | 0 | 334.8436 | 0 | 334.8436 | 0 | 599.8572 | 0.027124 | 334.2802 | 0 | 334.2802 | 0 | 334.8436 | -0.0030536 | 598.9434 | 0.00017392 | 334.2802 | 0 | 601.8585 | 0.0001777 | 599.8572 | 0.023281 | 334.2802 | 0 | 843.4918 | 0.0019742 | 955.6519 | 0.15932 | 1100.6257 | 0.0022433 | 1007.7454 | 0.014531 | 1033.1354 | 0 | 1032.5073 | 0 | 1032.5008 | 0.0051001 | 334.28 | 2.6751e-05 | 334.8436 | 0 | 334.2802 | 0 | 334.2802 | 0 | 334.8436 | #REF! | 334.2802 | 0 | 332.074 | 0
| 227.078 | 0 | 227.078 | -0.014893 | 227.078 | 0.034613 | 227.078 | 0 | 227.078 | 0 | 227.078 | 0 | 392.6903 | 0.0052105 | 334.493 | 0.04613 | 227.078 | 0 | 392.6903 | 7.2461 | 334.493 | 0.013015 | 334.493 | 0 | 328.714 | -0.00028896 | 334.493 | 0 | 334.493 | 0 | 335.0568 | 0 | 333.2617 | 0 | 334.493 | 0 | 335.0568 | 0 | 335.0568 | 0 | 335.0568 | 0 | 392.6903 | 0.023404 | 335.0568 | 0 | 335.0568 | 0 |  |  | 334.493 | 0 | 328.97 | -0.014924 | 335.0568 | 0 | 334.493 | 0 | 391.9278 | 0.0003773 | 335.0568 | 0 | 335.0568 | 0 | 334.493 | 0 | 335.0568 | 0 | 335.0568 | 0 | 335.0568 | 0 | 600.0161 | 0.013989 | 334.493 | 0 | 334.493 | 0 | 335.0568 | -0.0036183 | 599.1029 | 0.00026087 | 334.493 | 0 | 602.017 | 0.00017002 | 600.0161 | 0.02503 | 334.493 | 0 | 843.5626 | 0.0020025 | 955.8945 | 0.15995 | 1100.6851 | 0.0022535 | 1007.7579 | 0.014549 | 1033.1876 | 0 | 1032.5596 | 0 | 1032.5531 | 0.0051603 | 334.493 | 3.7431e-05 | 335.0568 | 0 | 334.493 | 0 | 334.493 | 0 | 335.0568 | #REF! | 334.493 | 0 | 332.2871 | 0
| 227.1504 | 0 | 227.1504 | 0.0041346 | 227.1504 | 0.034613 | 227.1504 | 0 | 227.1504 | 0 | 227.1504 | 0 | 392.8031 | 0.00035183 | 334.7058 | 0.063856 | 227.1504 | 0 | 392.8031 | 7.1423 | 334.7058 | 0.09837 | 334.7058 | 0 | 328.9276 | 0.00027618 | 334.7058 | 0 | 334.7058 | 0 | 335.27 | 0 | 333.4766 | 0 | 334.7058 | 0 | 335.27 | 0 | 335.27 | 0 | 335.27 | 0 | 392.8031 | 0.013583 | 335.27 | 0 | 335.27 | 0.00010144 |  |  | 334.7058 | 0 | 329.18 | -0.014924 | 335.27 | 0 | 334.7058 | 0 | 392.0402 | 0.0002946 | 335.27 | 0 | 335.27 | 0.0083403 | 334.7058 | 0 | 335.27 | 0 | 335.27 | 0 | 335.27 | 0 | 600.175 | 0.026857 | 334.7058 | 0 | 334.7058 | 0 | 335.27 | 0.0038494 | 599.2623 | 0.00017392 | 334.7058 | 0 | 602.1754 | 0.00015137 | 600.175 | 0.024265 | 334.7058 | 0 | 843.6334 | 0.0019096 | 956.1371 | 0.16207 | 1100.7444 | 0.0022689 | 1007.7703 | 0.014567 | 1033.2399 | 0 | 1032.6118 | 0 | 1032.6054 | 0.0052274 | 334.706 | 6.9632e-05 | 335.27 | 0 | 334.7058 | 0 | 334.7058 | 0 | 335.27 | #REF! | 334.7058 | 0 | 332.5001 | 0
| 227.2228 | 0 | 227.2228 | -0.044791 | 227.2228 | 0.034613 | 227.2228 | 0 | 227.2228 | 0 | 227.2228 | 0 | 392.916 | 0 | 334.9187 | 0.0028242 | 227.2228 | 0 | 392.916 | 7.2553 | 334.9187 | -0.056295 | 334.9187 | 0 | 329.1411 | -0.00018703 | 334.9187 | 0 | 334.9187 | 0 | 335.4832 | 0 | 333.6915 | 0 | 334.9187 | 0 | 335.4831 | 0 | 335.4831 | 0 | 335.4831 | 0 | 392.916 | 0.034375 | 335.4832 | 0 | 335.4832 | 0 |  |  | 334.9187 | 0 | 329.39 | -0.015274 | 335.4831 | 0 | 334.9187 | 0 | 392.1526 | 0.0003026 | 335.4831 | 0 | 335.4832 | 0 | 334.9187 | 0 | 335.4831 | 0 | 335.4831 | 0 | 335.4831 | 0 | 600.334 | 0.027605 | 334.9187 | 0 | 334.9187 | 0 | 335.4832 | -0.00035865 | 599.4218 | 0 | 334.9187 | 0 | 602.3339 | 0.00022706 | 600.334 | 0.025576 | 334.9187 | 0 | 843.7042 | 0.0018211 | 956.3797 | 0.16387 | 1100.8038 | 0.0022842 | 1007.7827 | 0.014587 | 1033.2922 | 0 | 1032.6639 | 0 | 1032.6576 | 0.0052955 | 334.919 | 4.8186e-05 | 335.4832 | 0 | 334.9187 | 0 | 334.9187 | 0 | 335.4832 | #REF! | 334.9187 | 0 | 332.7132 | 0
| 227.2952 | 0 | 227.2952 | -0.048513 | 227.2952 | 0.034613 | 227.2952 | 0 | 227.2952 | 0 | 227.2952 | 0 | 393.0288 | 0.017943 | 335.1315 | 0.21729 | 227.2952 | 0 | 393.0288 | 7.1004 | 335.1315 | 0.25121 | 335.1315 | 0 | 329.3546 | 0.00035033 | 335.1315 | 0 | 335.1315 | 0 | 335.6963 | 0 | 333.9063 | 0 | 335.1315 | 0 | 335.6963 | 0 | 335.6963 | 0 | 335.6963 | 0 | 393.0288 | 0.019747 | 335.6963 | 0 | 335.6963 | 0.00024185 |  |  | 335.1315 | 0 | 329.61 | 0.022503 | 335.6963 | 0 | 335.1315 | 0 | 392.265 | 0.00029536 | 335.6963 | 0 | 335.6963 | 0.015646 | 335.1315 | 0 | 335.6963 | 0 | 335.6963 | 0 | 335.6963 | 0 | 600.4929 | 0.025736 | 335.1315 | 0 | 335.1315 | 0 | 335.6964 | 0.0042826 | 599.5813 | 0.00017392 | 335.1315 | 0 | 602.4923 | 0.00013382 | 600.4929 | 0.024483 | 335.1315 | 0 | 843.775 | 0.001378 | 956.6223 | 0.16721 | 1100.8632 | 0.0022996 | 1007.7952 | 0.014607 | 1033.3445 | 0 | 1032.7162 | 0 | 1032.7098 | 0.0053603 | 335.132 | 4.8213e-05 | 335.6963 | 0 | 335.1315 | 0 | 335.1315 | 0 | 335.6964 | #REF! | 335.1315 | 0 | 332.9263 | 0
| 227.3676 | 0 | 227.3676 | 0.034834 | 227.3676 | 0.034613 | 227.3676 | 0 | 227.3676 | 0 | 227.3676 | 0 | 393.1417 | 0.0020491 | 335.3444 | 0.03123 | 227.3676 | 0 | 393.1417 | 6.9766 | 335.3444 | -0.0021094 | 335.3444 | 0 | 329.5682 | -0.000169 | 335.3444 | 0 | 335.3444 | 0 | 335.9096 | 0 | 334.1212 | 0 | 335.3444 | 0 | 335.9096 | 0 | 335.9096 | 0 | 335.9096 | 0 | 393.1417 | 0.01421 | 335.9096 | 0 | 335.9096 | 0 |  |  | 335.3444 | 0 | 329.82 | -0.0040807 | 335.9096 | 0 | 335.3444 | 0 | 392.3775 | 0.00033385 | 335.9096 | 0 | 335.9096 | 0 | 335.3444 | 0 | 335.9096 | 0 | 335.9096 | 0 | 335.9096 | 0 | 600.6519 | 0.018314 | 335.3444 | 0 | 335.3444 | 0 | 335.9096 | -0.0032379 | 599.7408 | 0.00078262 | 335.3444 | 0 | 602.6508 | 0.00023254 | 600.6519 | 0.025576 | 335.3444 | 0 | 843.8459 | 0.002215 | 956.8649 | 0.16778 | 1100.9225 | 0.0023099 | 1007.8076 | 0.014628 | 1033.3969 | 0 | 1032.7686 | 0 | 1032.7621 | 0.0054137 | 335.344 | 2.6774e-05 | 335.9096 | 0 | 335.3444 | 0 | 335.3444 | 0 | 335.9096 | #REF! | 335.3444 | 0 | 333.1394 | 0
| 227.4401 | 0 | 227.4401 | 0.022233 | 227.4401 | 0.034613 | 227.4401 | 0 | 227.4401 | 0 | 227.4401 | 0 | 393.2545 | 0.0080919 | 335.5573 | 0.028458 | 227.4401 | 0 | 393.2545 | 6.8687 | 335.5573 | 0.041174 | 335.5573 | 0 | 329.7818 | 0.0003005 | 335.5573 | 0 | 335.5573 | 0 | 336.1228 | 0 | 334.3361 | 0 | 335.5573 | 0 | 336.1228 | 0 | 336.1228 | 0 | 336.1228 | 0 | 393.2545 | 0.017658 | 336.1228 | 0 | 336.1228 | 6.2079e-05 |  |  | 335.5573 | 0 | 330.03 | -0.0061794 | 336.1228 | 0 | 335.5573 | 0 | 392.4899 | 0.00035672 | 336.1228 | 0 | 336.1228 | 0.0083021 | 335.5573 | 0 | 336.1228 | 0 | 336.1228 | 0 | 336.1228 | 0 | 600.8109 | 0.015484 | 335.5573 | 0 | 335.5573 | 0 | 336.1228 | 0.0052625 | 599.9003 | 0.00017392 | 335.5573 | 0 | 602.8093 | 0.00016234 | 600.8109 | 0.023718 | 335.5573 | 0 | 843.9167 | 0.0024064 | 957.1075 | 0.17035 | 1100.9818 | 0.0023252 | 1007.8201 | 0.014649 | 1033.4491 | 0 | 1032.8208 | 0 | 1032.8143 | 0.0054524 | 335.557 | 5.3516e-05 | 336.1228 | 0 | 335.5573 | 0 | 335.5573 | 0 | 336.1228 | #REF! | 335.5573 | 0 | 333.3525 | 0
| 227.5125 | 0 | 227.5125 | -0.0384 | 227.5125 | 0.034613 | 227.5125 | 0 | 227.5125 | 0 | 227.5125 | 0 | 393.3674 | 0.015046 | 335.7702 | -0.0025475 | 227.5125 | 0 | 393.3674 | 6.874 | 335.7702 | -0.067028 | 335.7702 | 0 | 329.9954 | -7.3857e-06 | 335.7702 | 0 | 335.7702 | 0 | 336.336 | 0 | 334.551 | 0 | 335.7702 | 0 | 336.336 | 0 | 336.336 | 0 | 336.336 | 0 | 393.3674 | 0 | 336.336 | 0 | 336.336 | 0 |  |  | 335.7702 | 0 | 330.25 | 0.018654 | 336.336 | 0 | 335.7702 | 0 | 392.6023 | 0.00034071 | 336.336 | 0 | 336.336 | 0 | 335.7702 | 0 | 336.336 | 0 | 336.336 | 0 | 336.336 | 0 | 600.9698 | 0.019702 | 335.7702 | 0 | 335.7702 | 0 | 336.336 | 0.0035905 | 600.0598 | 0.00026087 | 335.7702 | 0 | 602.9678 | 0.00018538 | 600.9698 | 0.024592 | 335.7702 | 0 | 843.9877 | 0.0017137 | 957.3501 | 0.17148 | 1101.0413 | 0.0023355 | 1007.8325 | 0.014671 | 1033.5015 | 0 | 1032.873 | 0 | 1032.8666 | 0.0054728 | 335.77 | 6.9616e-05 | 336.336 | 0 | 335.7702 | 0 | 335.7702 | 0 | 336.336 | #REF! | 335.7702 | 0 | 333.5656 | 0
| 227.5849 | 0 | 227.5849 | -0.055629 | 227.5849 | 0.034613 | 227.5849 | 0 | 227.5849 | 0 | 227.5849 | 0 | 393.4802 | 0 | 335.9831 | 0.069702 | 227.5849 | 0 | 393.4802 | 6.8347 | 335.9831 | 0.05428 | 335.9831 | 0 | 330.209 | 0.00041894 | 335.9831 | 0 | 335.9831 | 0 | 336.5493 | 0 | 334.7659 | 0 | 335.9831 | 0 | 336.5493 | 0 | 336.5493 | 0 | 336.5493 | 0 | 393.4802 | 0.012642 | 336.5493 | 0 | 336.5493 | 6.3497e-05 |  |  | 335.9831 | 0 | 330.46 | 0.0039641 | 336.5493 | 0 | 335.9831 | 0 | 392.7148 | 0.00033195 | 336.5493 | 0 | 336.5493 | 0.010167 | 335.9831 | 0 | 336.5493 | 0 | 336.5493 | 0 | 336.5493 | 0 | 601.1288 | 0.027872 | 335.9831 | 0 | 335.9831 | 0 | 336.5493 | 0.0073162 | 600.2193 | 0 | 335.9831 | 0 | 603.1263 | 0.000249 | 601.1288 | 0.023281 | 335.9831 | 0 | 844.0585 | 0.0016811 | 957.5927 | 0.17402 | 1101.1006 | 0.0023508 | 1007.8449 | 0.014694 | 1033.5538 | 0 | 1032.9253 | 0 | 1032.9188 | 0.0054717 | 335.983 | 5.8894e-05 | 336.5493 | 0 | 335.9831 | 0 | 335.9831 | 0 | 336.5493 | #REF! | 335.9831 | 0 | 333.7787 | 0
| 227.6574 | 0 | 227.6574 | 0.039216 | 227.6574 | 0.034613 | 227.6574 | 0 | 227.6574 | 0 | 227.6574 | 0 | 393.5931 | 0 | 336.196 | 0.027383 | 227.6574 | 0 | 393.5931 | 6.7376 | 336.196 | -0.054049 | 336.196 | 0 | 330.4226 | -0.00024398 | 336.196 | 0 | 336.196 | 0 | 336.7626 | 0 | 334.9809 | 0 | 336.196 | 0 | 336.7626 | 0 | 336.7626 | 0 | 336.7626 | 0 | 393.5931 | 0.032285 | 336.7626 | 0 | 336.7626 | 0 |  |  | 336.196 | 0 | 330.67 | -0.008278 | 336.7626 | 0 | 336.196 | 0 | 392.8272 | 0.00033538 | 336.7626 | 0 | 336.7626 | 0 | 336.196 | 0 | 336.7626 | 0 | 336.7626 | 0 | 336.7626 | 0 | 601.2878 | 0.019062 | 336.196 | 0 | 336.196 | 0 | 336.7626 | 0.0029006 | 600.3788 | 0 | 336.196 | 0 | 603.2848 | 0.00012724 | 601.2878 | 0.024046 | 336.196 | 0 | 844.1295 | 0.0025057 | 957.8354 | 0.17451 | 1101.16 | 0.0023611 | 1007.8574 | 0.014717 | 1033.6062 | 0 | 1032.9775 | 0 | 1032.9712 | 0.0054467 | 336.196 | 6.4248e-05 | 336.7626 | 0 | 336.196 | 0 | 336.196 | 0 | 336.7626 | #REF! | 336.196 | 0 | 333.9919 | 0
| 227.7298 | 0 | 227.7298 | 0.041668 | 227.7298 | 0.034613 | 227.7298 | 0 | 227.7298 | 0 | 227.7298 | 0 | 393.7059 | 0 | 336.409 | 0.078423 | 227.7298 | 0 | 393.7059 | 6.5912 | 336.409 | 0.16216 | 336.409 | 0 | 330.6363 | 0.0004396 | 336.409 | 0 | 336.409 | 0 | 336.9759 | 0 | 335.1958 | 0 | 336.409 | 0 | 336.9759 | 0 | 336.9759 | 0 | 336.9759 | 0 | 393.7059 | 0.0034607 | 336.9759 | 0 | 336.9759 | 8.4095e-05 |  |  | 336.409 | 0 | 330.89 | 0.0053631 | 336.9759 | 0 | 336.409 | 0 | 392.9397 | 0.00035405 | 336.9759 | 0 | 336.9759 | 0.010481 | 336.409 | 0 | 336.9759 | 0 | 336.9759 | 0 | 336.9759 | 0 | 601.4468 | 0.022052 | 336.409 | 0 | 336.409 | 0 | 336.9759 | 0.0085135 | 600.5383 | 0 | 336.409 | 0 | 603.4433 | 0.00024351 | 601.4468 | 0.022625 | 336.409 | 0 | 844.2003 | 0.0024129 | 958.078 | 0.17648 | 1101.2194 | 0.0023713 | 1007.8698 | 0.014742 | 1033.6584 | 0 | 1033.0298 | 0 | 1033.0234 | 0.0053978 | 336.409 | 5.3583e-05 | 336.9759 | 0 | 336.409 | 0 | 336.409 | 0 | 336.9759 | #REF! | 336.409 | 0 | 334.2051 | 0
| 227.8023 | 0 | 227.8023 | -0.030348 | 227.8023 | 0.034613 | 227.8023 | 0 | 227.8023 | 0 | 227.8023 | 0 | 393.8188 | 0 | 336.6219 | 0.016168 | 227.8023 | 0 | 393.8188 | 6.5516 | 336.6219 | 0.0020981 | 336.6219 | 0 | 330.8499 | -0.00010926 | 336.6219 | 0 | 336.6219 | 0 | 337.1892 | 0 | 335.4107 | 0 | 336.6219 | 0 | 337.1892 | 0 | 337.1892 | 0 | 337.1892 | 0 | 393.8188 | 0.013583 | 337.1892 | 0 | 337.1892 | 0 |  |  | 336.6219 | 0 | 331.1 | 0.011659 | 337.1892 | 0 | 336.6219 | 0 | 393.0521 | 0.00033805 | 337.1892 | 0 | 337.1892 | 0 | 336.6219 | 0 | 337.1892 | 0 | 337.1892 | 0 | 337.1892 | 0 | 601.6059 | 0.022159 | 336.6219 | 0 | 336.6219 | 0 | 337.1892 | 0.003051 | 600.6978 | 0.00026087 | 336.6219 | 0 | 603.6018 | 0.00014808 | 601.6059 | 0.023609 | 336.6219 | 0 | 844.2712 | 0.0018584 | 958.3207 | 0.1787 | 1101.2788 | 0.0023816 | 1007.8823 | 0.014766 | 1033.7108 | 0 | 1033.0821 | 0 | 1033.0757 | 0.0053296 | 336.622 | 3.212e-05 | 337.1892 | 0 | 336.6219 | 0 | 336.6219 | 0 | 337.1892 | #REF! | 336.6219 | 0 | 334.4182 | 0
| 227.8747 | 0 | 227.8747 | -0.034337 | 227.8747 | 0.034613 | 227.8747 | 0 | 227.8747 | 0 | 227.8747 | 0 | 393.9316 | 0 | 336.8349 | 0.039931 | 227.8747 | 0 | 393.9316 | 6.4145 | 336.8349 | 0.082011 | 336.8349 | 0 | 331.0635 | 0.00031484 | 336.8349 | 0 | 336.8349 | 0 | 337.4025 | 0 | 335.6257 | 0 | 336.8349 | 0 | 337.4025 | 0 | 337.4025 | 0 | 337.4025 | 0 | 393.9316 | 0.020688 | 337.4025 | 0 | 337.4025 | 7.8145e-05 |  |  | 336.8349 | 0 | 331.31 | -0.011076 | 337.4025 | 0 | 336.8349 | 0 | 393.1646 | 0.00029384 | 337.4025 | 0 | 337.4025 | 0.012866 | 336.8349 | 0 | 337.4025 | 0 | 337.4025 | 0 | 337.4025 | 0 | 601.7649 | 0.025042 | 336.8349 | 0 | 336.8349 | 0 | 337.4025 | 0.0061753 | 600.8573 | 0 | 336.8349 | 0 | 603.7604 | 0.00025339 | 601.7649 | 0.022844 | 336.8349 | 0 | 844.3422 | 0.0018765 | 958.5633 | 0.18057 | 1101.3381 | 0.0023918 | 1007.8947 | 0.014791 | 1033.7632 | 0 | 1033.1344 | 0 | 1033.1281 | 0.0052455 | 336.835 | 5.8886e-05 | 337.4025 | 0 | 336.8349 | 0 | 336.8349 | 0 | 337.4025 | #REF! | 336.8349 | 0 | 334.6314 | 0
| 227.9472 | 0 | 227.9472 | 0.027898 | 227.9472 | 0.034613 | 227.9472 | 0 | 227.9472 | 0 | 227.9472 | 0 | 394.0445 | 0.011884 | 337.0479 | 0.017198 | 227.9472 | 0 | 394.0445 | 6.2643 | 337.0479 | -0.037284 | 337.0479 | 0 | 331.2772 | -0.00024399 | 337.0479 | 0 | 337.0479 | 0 | 337.6158 | 0 | 335.8407 | 0 | 337.0479 | 0 | 337.6158 | 0 | 337.6158 | 0 | 337.6158 | 0 | 394.0445 | 0.01421 | 337.6158 | 0 | 337.6158 | 0 |  |  | 337.0479 | 0 | 331.53 | -0.0086277 | 337.6158 | 0 | 337.0479 | 0 | 393.2771 | 0.00028736 | 337.6158 | 0 | 337.6158 | 0 | 337.0479 | 0 | 337.6158 | 0 | 337.6158 | 0 | 337.6158 | 0 | 601.9239 | 0.014203 | 337.0479 | 0 | 337.0479 | 0 | 337.6158 | 0.0010629 | 601.0169 | 0.00026087 | 337.0479 | 0 | 603.9189 | 0.0001426 | 601.9239 | 0.023937 | 337.0479 | 0 | 844.4131 | 0.0015379 | 958.806 | 0.18167 | 1101.3976 | 0.002402 | 1007.9072 | 0.014817 | 1033.8156 | 0 | 1033.1867 | 0 | 1033.1803 | 0.0051546 | 337.048 | 3.2062e-05 | 337.6158 | 0 | 337.0479 | 0 | 337.0479 | 0 | 337.6158 | #REF! | 337.0479 | 0 | 334.8446 | 0
| 228.0196 | 0 | 228.0196 | 0.054015 | 228.0196 | 0.034613 | 228.0196 | 0 | 228.0196 | 0 | 228.0196 | 0 | 394.1573 | 0 | 337.2609 | 0.10684 | 228.0196 | 0 | 394.1573 | 6.1761 | 337.2609 | 0.081557 | 337.2609 | 0 | 331.4909 | 0.00040676 | 337.2609 | 0 | 337.2609 | 0 | 337.8292 | 0 | 336.0556 | 0 | 337.2609 | 0 | 337.8292 | 0 | 337.8292 | 0 | 337.8292 | 0 | 394.1573 | 0.021001 | 337.8292 | 0 | 337.8292 | 8.9825e-05 |  |  | 337.2609 | 0 | 331.74 | 0.016555 | 337.8292 | 0 | 337.2609 | 0 | 393.3895 | 0.00028545 | 337.8292 | 0 | 337.8292 | 0.013761 | 337.2609 | 0 | 337.8292 | 0 | 337.8292 | 0 | 337.8292 | 0 | 602.0829 | 0.022052 | 337.2609 | 0 | 337.2609 | 0 | 337.8292 | 0.0070831 | 601.1764 | 0.00017392 | 337.2609 | 0 | 604.0775 | 0.00021719 | 602.0829 | 0.022844 | 337.2609 | 0 | 844.4841 | 0.0010844 | 959.0486 | 0.18515 | 1101.457 | 0.0024123 | 1007.9196 | 0.014843 | 1033.8679 | 0 | 1033.239 | 0 | 1033.2325 | 0.0050649 | 337.261 | 4.8205e-05 | 337.8292 | 0 | 337.2609 | 0 | 337.2609 | 0 | 337.8292 | #REF! | 337.2609 | 0 | 335.0579 | 0
| 228.0921 | 0 | 228.0921 | -0.054625 | 228.0921 | 0.034613 | 228.0921 | 0 | 228.0921 | 0 | 228.0921 | 0 | 394.2702 | 0 | 337.4739 | 0.039737 | 228.0921 | 0 | 394.2702 | 6.0749 | 337.4739 | 0.035077 | 337.4739 | 0 | 331.7046 | -0.0001655 | 337.4739 | 0 | 337.4739 | 0 | 338.0425 | 0 | 336.2706 | 0 | 337.4739 | 0 | 338.0425 | 0 | 338.0425 | 0 | 338.0425 | 0 | 394.2702 | 0.020688 | 338.0425 | 0 | 338.0425 | 0 |  |  | 337.4739 | 0 | 331.95 | 0.017256 | 338.0425 | 0 | 337.4739 | 0 | 393.502 | 0.00033004 | 338.0425 | 0 | 338.0425 | 0 | 337.4739 | 0 | 338.0425 | 0 | 338.0425 | 0 | 338.0425 | 0 | 602.242 | 0.024241 | 337.4739 | 0 | 337.4739 | 0 | 338.0425 | -0.0028518 | 601.336 | 0.00026087 | 337.4739 | 0 | 604.236 | 0.00012614 | 602.242 | 0.023499 | 337.4739 | 0 | 844.5551 | 0.0022006 | 959.2913 | 0.18656 | 1101.5165 | 0.0024225 | 1007.932 | 0.01487 | 1033.9203 | 0 | 1033.2913 | 0 | 1033.2849 | 0.0049876 | 337.474 | 3.2147e-05 | 338.0425 | 0 | 337.4739 | 0 | 337.4739 | 0 | 338.0425 | #REF! | 337.4739 | 0 | 335.2711 | 0
| 228.1646 | 0 | 228.1646 | -0.020435 | 228.1646 | 0.034613 | 228.1646 | 0 | 228.1646 | 0 | 228.1646 | 0 | 394.383 | 0.006333 | 337.687 | 0.082366 | 228.1646 | 0 | 394.383 | 6.0005 | 337.687 | 0.12923 | 337.687 | 0 | 331.9183 | 0.00043004 | 337.687 | 0 | 337.687 | 0 | 338.2559 | 0 | 336.4856 | 0 | 337.687 | 0 | 338.2559 | 0 | 338.2559 | 0 | 338.2559 | 0 | 394.383 | 0.026016 | 338.2559 | 0 | 338.2559 | 9.2464e-05 |  |  | 337.687 | 0 | 332.17 | -0.0023318 | 338.2559 | 0 | 337.687 | 0 | 393.6145 | 0.0003228 | 338.2559 | 0 | 338.2559 | 0.012882 | 337.687 | 0 | 338.2559 | 0 | 338.2559 | 0 | 338.2559 | 0 | 602.401 | 0.0354 | 337.687 | 0 | 337.687 | 0 | 338.2559 | 0.007919 | 601.4955 | 0.0012174 | 337.687 | 0 | 604.3946 | 0.00025997 | 602.401 | 0.022297 | 337.687 | 0 | 844.626 | 0.0019137 | 959.534 | 0.18815 | 1101.5758 | 0.0024328 | 1007.9445 | 0.014897 | 1033.9727 | 0 | 1033.3436 | 0 | 1033.3372 | 0.0049296 | 337.687 | 3.7498e-05 | 338.2559 | 0 | 337.687 | 0 | 337.687 | 0 | 338.2559 | #REF! | 337.687 | 0 | 335.4844 | 0
| 228.2371 | 0 | 228.237 | -0.0028936 | 228.2371 | 0.034613 | 228.2371 | 0 | 228.2371 | 0 | 228.237 | 0 | 394.4959 | 0 | 337.9 | 0.011301 | 228.2371 | 0 | 394.4959 | 5.8804 | 337.9 | -0.078055 | 337.9 | 0 | 332.132 | -3.1539e-05 | 337.9 | 0 | 337.9 | 0 | 338.4693 | 0 | 336.7006 | 0 | 337.9 | 0 | 338.4693 | 0 | 338.4693 | 0 | 338.4693 | 0 | 394.4959 | 0.019538 | 338.4693 | 0 | 338.4693 | 0 |  |  | 337.9 | 0 | 332.38 | -0.011426 | 338.4693 | 0 | 337.9 | 0 | 393.727 | 0.00031518 | 338.4693 | 0 | 338.4693 | 0 | 337.9 | 0 | 338.4693 | 0 | 338.4693 | 0 | 338.4693 | 0 | 602.5601 | 0.01164 | 337.9 | 0 | 337.9 | 0 | 338.4693 | 0.0012063 | 601.6551 | 0 | 337.9 | 0 | 604.5532 | 0.0001075 | 602.5601 | 0.024046 | 337.9 | 0 | 844.697 | 0.0018391 | 959.7767 | 0.18882 | 1101.6353 | 0.002443 | 1007.9569 | 0.014924 | 1034.025 | 0 | 1033.3959 | 0 | 1033.3895 | 0.0048978 | 337.9 | 4.2865e-05 | 338.4693 | 0 | 337.9 | 0 | 337.9 | 0 | 338.4693 | #REF! | 337.9 | 0 | 335.6976 | 0
| 228.3095 | 0 | 228.3095 | 0.03176 | 228.3095 | 0.034613 | 228.3095 | 0 | 228.3095 | 0 | 228.3095 | 0 | 394.6087 | 0.0038701 | 338.1131 | 0.071261 | 228.3095 | 0 | 394.6087 | 5.6928 | 338.1131 | 0.057908 | 338.1131 | 0 | 332.3458 | 0.00042354 | 338.1131 | 0 | 338.1131 | 0 | 338.6827 | 0 | 336.9157 | 0 | 338.1131 | 0 | 338.6827 | 0 | 338.6827 | 0 | 338.6827 | 0 | 394.6087 | 0.018598 | 338.6827 | 0 | 338.6827 | 3.5088e-05 |  |  | 338.1131 | 0 | 332.59 | 0.018654 | 338.6827 | 0 | 338.1131 | 0 | 393.8395 | 0.00026106 | 338.6827 | 0 | 338.6827 | 0.0098801 | 338.1131 | 0 | 338.6827 | 0 | 338.6827 | 0 | 338.6827 | 0 | 602.7191 | 0.025789 | 338.1131 | 0 | 338.1131 | 0 | 338.6827 | 0.0046253 | 601.8146 | 0.00017392 | 338.1131 | 0 | 604.7118 | 0.00024242 | 602.7191 | 0.023281 | 338.1131 | 0 | 844.768 | 0.0021756 | 960.0194 | 0.19069 | 1101.6947 | 0.0024533 | 1007.9694 | 0.014952 | 1034.0774 | 0 | 1033.4482 | 0 | 1033.4418 | 0.0048944 | 338.113 | 5.3597e-05 | 338.6827 | 0 | 338.1131 | 0 | 338.1131 | 0 | 338.6827 | #REF! | 338.1131 | 0 | 335.9109 | 0
| 228.382 | 0 | 228.382 | -0.070649 | 228.382 | 0.034613 | 228.382 | 0 | 228.382 | 0 | 228.382 | 0 | 394.7215 | 0 | 338.3262 | 0.067577 | 228.382 | 0 | 394.7215 | 5.633 | 338.3262 | -0.038899 | 338.3262 | 0 | 332.5595 | -0.00012765 | 338.3262 | 0 | 338.3262 | 0 | 338.8961 | 0 | 337.1307 | 0 | 338.3262 | 0 | 338.8961 | 0 | 338.8961 | 0 | 338.8961 | 0 | 394.7215 | 0.030822 | 338.8961 | 0 | 338.8961 | 0 |  |  | 338.3262 | 0 | 332.81 | -0.025767 | 338.8961 | 0 | 338.3262 | 0 | 393.952 | 0.00026525 | 338.8961 | 0 | 338.8961 | 0 | 338.3262 | 0 | 338.8961 | 0 | 338.8961 | 0 | 338.8961 | 0 | 602.8782 | 0.025896 | 338.3262 | 0 | 338.3262 | 0 | 338.8961 | 0.0020157 | 601.9742 | 0 | 338.3262 | 0 | 604.8704 | 0.00012834 | 602.8782 | 0.024483 | 338.3262 | 0 | 844.8391 | 0.001689 | 960.2621 | 0.19252 | 1101.7541 | 0.0024584 | 1007.9818 | 0.01498 | 1034.1298 | 0 | 1033.5005 | 0 | 1033.4941 | 0.0049171 | 338.326 | 5.8894e-05 | 338.8961 | 0 | 338.3262 | 0 | 338.3262 | 0 | 338.8961 | #REF! | 338.3262 | 0 | 336.1242 | 0
| 228.4545 | 0 | 228.4545 | -0.042097 | 228.4545 | 0.034613 | 228.4545 | 0 | 228.4545 | 0 | 228.4545 | 0 | 394.8344 | 0 | 338.5393 | 0.11211 | 228.4545 | 0 | 394.8344 | 5.4914 | 338.5393 | 0.14538 | 338.5393 | 0 | 332.7733 | 0.00048067 | 338.5393 | 0 | 338.5393 | 0 | 339.1096 | 0 | 337.3457 | 0 | 338.5393 | 0 | 339.1096 | 0 | 339.1096 | 0 | 339.1096 | 0 | 394.8344 | 0.013269 | 339.1096 | 0 | 339.1096 | 0.00012492 |  |  | 338.5393 | 0 | 333.02 | 0.0022152 | 339.1096 | 0 | 338.5393 | 0 | 394.0645 | 0.0002824 | 339.1096 | 0 | 339.1096 | 0.011471 | 338.5393 | 0 | 339.1096 | 0 | 339.1096 | 0 | 339.1096 | 0 | 603.0373 | 0.035881 | 338.5393 | 0 | 338.5393 | 0 | 339.1096 | -0.00028859 | 602.1338 | 0.00017392 | 338.5393 | 0 | 605.029 | 0.00021829 | 603.0373 | 0.022406 | 338.5393 | 0 | 844.9101 | 0.0016774 | 960.5048 | 0.19488 | 1101.8136 | 0.0024686 | 1007.9943 | 0.015008 | 1034.1821 | 0 | 1033.5529 | 0 | 1033.5465 | 0.0049637 | 338.539 | 8.0296e-05 | 339.1096 | 0 | 338.5393 | 0 | 338.5393 | 0 | 339.1096 | #REF! | 338.5393 | 0 | 336.3375 | 0
| 228.527 | 0 | 228.527 | 0.027525 | 228.527 | 0.034613 | 228.527 | 0 | 228.527 | 0 | 228.527 | 0 | 394.9472 | 0.0013465 | 338.7524 | 0.078535 | 228.527 | 0 | 394.9472 | 5.405 | 338.7524 | -0.012867 | 338.7525 | 0 | 332.987 | -0.00029914 | 338.7524 | 0 | 338.7525 | 0 | 339.323 | 0 | 337.5608 | 0 | 338.7525 | 0 | 339.323 | 0 | 339.323 | 0 | 339.323 | 0 | 394.9472 | 0.018389 | 339.323 | 0 | 339.323 | 0 |  |  | 338.7524 | 0 | 333.24 | 0.0092106 | 339.323 | 0 | 338.7525 | 0 | 394.177 | 0.00030337 | 339.323 | 0 | 339.323 | 0 | 338.7525 | 0 | 339.323 | 0 | 339.323 | 0 | 339.323 | 0 | 603.1963 | 0.018581 | 338.7524 | 0 | 338.7524 | 0 | 339.323 | -0.0015567 | 602.2934 | 0 | 338.7524 | 0 | 605.1876 | 0.00017221 | 603.1963 | 0.023718 | 338.7525 | 0 | 844.9811 | 0.0016022 | 960.7475 | 0.19541 | 1101.873 | 0.0024789 | 1008.0067 | 0.015037 | 1034.2346 | 0 | 1033.6052 | 0 | 1033.5988 | 0.0050262 | 338.752 | 6.9608e-05 | 339.323 | 0 | 338.7525 | 0 | 338.7525 | 0 | 339.323 | #REF! | 338.7525 | 0 | 336.5509 | 0
| 228.5995 | 0 | 228.5995 | 0.042323 | 228.5995 | 0.034613 | 228.5995 | 0 | 228.5995 | 0 | 228.5995 | 0 | 395.06 | 0 | 338.9656 | 0.10466 | 228.5995 | 0 | 395.06 | 5.2657 | 338.9656 | 0.10934 | 338.9656 | 0 | 333.2008 | 0.00029685 | 338.9656 | 0 | 338.9656 | 0 | 339.5365 | 0 | 337.7759 | 0 | 338.9656 | 0 | 339.5365 | 0 | 339.5365 | 0 | 339.5365 | 0 | 395.06 | 0.018598 | 339.5365 | 0 | 339.5365 | 4.1596e-05 |  |  | 338.9656 | 0 | 333.45 | 0.0029147 | 339.5365 | 0 | 338.9656 | 0 | 394.2895 | 0.0003068 | 339.5365 | 0 | 339.5365 | 0.0091248 | 338.9656 | 0 | 339.5365 | 0 | 339.5365 | 0 | 339.5365 | 0 | 603.3554 | 0.028993 | 338.9656 | 0 | 338.9656 | 0 | 339.5365 | 0.003819 | 602.453 | 0 | 338.9656 | 0 | 605.3462 | 0.00019964 | 603.3554 | 0.022844 | 338.9656 | 0 | 845.0522 | 0.0021185 | 960.9902 | 0.19823 | 1101.9326 | 0.002484 | 1008.0191 | 0.015066 | 1034.287 | 0 | 1033.6576 | 0 | 1033.6511 | 0.0051012 | 338.966 | 6.9551e-05 | 339.5365 | 0 | 338.9656 | 0 | 338.9656 | 0 | 339.5365 | #REF! | 338.9656 | 0 | 336.7642 | 0
| 228.672 | 0 | 228.672 | -0.052875 | 228.672 | 0.034613 | 228.672 | 0 | 228.672 | 0 | 228.672 | 0 | 395.1729 | 0 | 339.1787 | -0.048264 | 228.672 | 0 | 395.1729 | 5.1038 | 339.1787 | -0.14185 | 339.1787 | 0 | 333.4146 | -0.00037091 | 339.1787 | 0 | 339.1787 | 0 | 339.75 | 0 | 337.9909 | 0 | 339.1787 | 0 | 339.75 | 0 | 339.75 | 0 | 339.75 | 0 | 395.1729 | 0.012433 | 339.75 | 0 | 339.75 | 0 |  |  | 339.1787 | 0 | 333.66 | -0.0023318 | 339.75 | 0 | 339.1787 | 0 | 394.402 | 0.00029612 | 339.75 | 0 | 339.75 | 0 | 339.1787 | 0 | 339.75 | 0 | 339.75 | 0 | 339.75 | 0 | 603.5145 | 0.015858 | 339.1787 | 0 | 339.1787 | 0 | 339.75 | -0.0034736 | 602.6126 | 0 | 339.1787 | 0 | 605.5048 | 0.00016454 | 603.5145 | 0.024702 | 339.1787 | 0 | 845.1232 | 0.0015207 | 961.2329 | 0.19936 | 1101.9921 | 0.0024942 | 1008.0316 | 0.015095 | 1034.3394 | 0 | 1033.7098 | 0 | 1033.7035 | 0.0051808 | 339.179 | 6.4197e-05 | 339.75 | 0 | 339.1787 | 0 | 339.1787 | 0 | 339.75 | #REF! | 339.1787 | 0 | 336.9775 | 0
| 228.7445 | 0 | 228.7445 | -0.018368 | 228.7445 | 0.034613 | 228.7445 | 0 | 228.7445 | 0 | 228.7445 | 0 | 395.2857 | 0 | 339.3919 | 0.015763 | 228.7445 | 0 | 395.2857 | 5.0686 | 339.3919 | 0.058363 | 339.3919 | 0 | 333.6284 | 0.00021257 | 339.3919 | 0 | 339.3919 | 0 | 339.9635 | 0 | 338.206 | 0 | 339.3919 | 0 | 339.9635 | 0 | 339.9635 | 0 | 339.9635 | 0 | 395.2857 | 0.021001 | 339.9635 | 0 | 339.9635 | 1.4776e-05 |  |  | 339.3919 | 0 | 333.88 | 0.012359 | 339.9635 | 0 | 339.3919 | 0 | 394.5146 | 0.00029612 | 339.9635 | 0 | 339.9635 | 0.0042127 | 339.3919 | 0 | 339.9635 | 0 | 339.9635 | 0 | 339.9635 | 0 | 603.6736 | 0.027711 | 339.3919 | 0 | 339.3919 | 0 | 339.9635 | -0.001604 | 602.7722 | 0.00017392 | 339.3919 | 0 | 605.6635 | 0.00022816 | 603.6736 | 0.023609 | 339.3919 | 0 | 845.1943 | 0.001703 | 961.4757 | 0.20154 | 1102.0515 | 0.0025045 | 1008.044 | 0.015124 | 1034.3918 | 0 | 1033.7622 | 0 | 1033.7559 | 0.0052592 | 339.392 | 5.8884e-05 | 339.9635 | 0 | 339.3919 | 0 | 339.3919 | 0 | 339.9635 | #REF! | 339.3919 | 0 | 337.1909 | 0
| 228.817 | 0 | 228.817 | 0.018367 | 228.817 | 0.034613 | 228.817 | 0 | 228.817 | 0 | 228.817 | 0 | 395.3986 | 0.0076692 | 339.6051 | 0.11933 | 228.817 | 0 | 395.3986 | 4.9506 | 339.6051 | -0.012666 | 339.6051 | 0 | 333.8423 | -0.00031039 | 339.6051 | 0 | 339.6051 | 0 | 340.177 | 0 | 338.4211 | 0 | 339.6051 | 0 | 340.177 | 0 | 340.177 | 0 | 340.177 | 0 | 395.3986 | 0.02518 | 340.177 | 0 | 340.177 | 0 |  |  | 339.6051 | 0 | 334.09 | -0.009677 | 340.177 | 0 | 339.6051 | 0 | 394.6271 | 0.00033081 | 340.177 | 0 | 340.177 | 0 | 339.6051 | 0 | 340.177 | 0 | 340.177 | 0 | 340.177 | 0 | 603.8328 | 0.018101 | 339.6051 | 0 | 339.6051 | 0 | 340.177 | -0.0064353 | 602.9318 | 0.00078262 | 339.6051 | 0 | 605.8221 | 0.00014479 | 603.8328 | 0.024702 | 339.6051 | 0 | 845.2655 | 0.0020213 | 961.7184 | 0.20313 | 1102.111 | 0.0025096 | 1008.0565 | 0.015153 | 1034.4442 | 0 | 1033.8146 | 0 | 1033.8082 | 0.0053342 | 339.605 | 4.2783e-05 | 340.177 | 0 | 339.6051 | 0 | 339.6051 | 0 | 340.177 | #REF! | 339.6051 | 0 | 337.4043 | 0
| 228.8895 | 0 | 228.8895 | 0.047968 | 228.8895 | 0.034613 | 228.8895 | 0 | 228.8895 | 0 | 228.8895 | 0 | 395.5114 | 0.0049256 | 339.8183 | 0.062351 | 228.8895 | 0 | 395.5114 | 4.7933 | 339.8183 | 0.057588 | 339.8183 | 0 | 334.0561 | 0.00062027 | 339.8183 | 0 | 339.8183 | 0 | 340.3905 | 0 | 338.6362 | 0 | 339.8183 | 0 | 340.3905 | 0 | 340.3905 | 0 | 340.3905 | 0 | 395.5114 | 0.02424 | 340.3905 | 0 | 340.3905 | 5.1865e-05 |  |  | 339.8183 | 0 | 334.3 | -0.0023318 | 340.3905 | 0 | 339.8183 | 0 | 394.7396 | 0.00032852 | 340.3905 | 0 | 340.3905 | 0.01063 | 339.8183 | 0 | 340.3905 | 0 | 340.3905 | 0 | 340.3905 | 0 | 603.9919 | 0.021411 | 339.8183 | 0 | 339.8183 | 0 | 340.3905 | 0.0028076 | 603.0914 | 0 | 339.8183 | 0 | 605.9808 | 0.00025558 | 603.9919 | 0.023062 | 339.8183 | 0 | 845.3366 | 0.0019019 | 961.9612 | 0.20553 | 1102.1705 | 0.0025198 | 1008.0689 | 0.015182 | 1034.4966 | 0 | 1033.8669 | 0 | 1033.8606 | 0.0054001 | 339.818 | 4.2807e-05 | 340.3905 | 0 | 339.8183 | 0 | 339.8183 | 0 | 340.3905 | #REF! | 339.8183 | 0 | 337.6177 | 0
| 228.962 | 0 | 228.962 | -0.058603 | 228.962 | 0.034613 | 228.962 | 0 | 228.962 | 0 | 228.962 | 0 | 395.6242 | 0 | 340.0315 | 0.070605 | 228.962 | 0 | 395.6242 | 4.6793 | 340.0315 | 0.014978 | 340.0315 | 0 | 334.2699 | -0.00017493 | 340.0315 | 0 | 340.0315 | 0 | 340.6041 | 0 | 338.8513 | 0 | 340.0315 | 0 | 340.6041 | 0 | 340.6041 | 0 | 340.6041 | 0 | 395.6242 | 0.018389 | 340.6041 | 0 | 340.6041 | 0 |  |  | 340.0315 | 0 | 334.52 | -0.027516 | 340.6041 | 0 | 340.0315 | 0 | 394.8522 | 0.00033119 | 340.6041 | 0 | 340.6041 | 0 | 340.0315 | 0 | 340.6041 | 0 | 340.6041 | 0 | 340.6041 | 0 | 604.151 | 0.017193 | 340.0315 | 0 | 340.0315 | 0 | 340.6041 | -0.0032598 | 603.251 | 0.00026087 | 340.0315 | 0 | 606.1395 | 0.00013821 | 604.151 | 0.024483 | 340.0315 | 0 | 845.4077 | 0.0016959 | 962.2039 | 0.2074 | 1102.23 | 0.002525 | 1008.0814 | 0.015212 | 1034.5491 | 0 | 1033.9193 | 0 | 1033.913 | 0.0054569 | 340.032 | 6.4286e-05 | 340.6041 | 0 | 340.0315 | 0 | 340.0315 | 0 | 340.6041 | #REF! | 340.0315 | 0 | 337.8311 | 0
| 229.0346 | 0 | 229.0346 | -0.019484 | 229.0346 | 0.034613 | 229.0346 | 0 | 229.0346 | 0 | 229.0346 | 0 | 395.7371 | 0 | 340.2448 | 0.061928 | 229.0346 | 0 | 395.7371 | 4.5469 | 340.2448 | 0.13325 | 340.2448 | 0 | 334.4838 | 0.00030098 | 340.2448 | 0 | 340.2448 | 0 | 340.8177 | 0 | 339.0665 | 0 | 340.2448 | 0 | 340.8176 | 0 | 340.8176 | 0 | 340.8176 | 0 | 395.7371 | 0.01118 | 340.8177 | 0 | 340.8177 | 5.632e-05 |  |  | 340.2448 | 0 | 334.73 | 0.013758 | 340.8176 | 0 | 340.2448 | 0 | 394.9647 | 0.00029994 | 340.8176 | 0 | 340.8177 | 0.010306 | 340.2448 | 0 | 340.8176 | 0 | 340.8176 | 0 | 340.8176 | 0 | 604.3101 | 0.025416 | 340.2448 | 0 | 340.2448 | 0 | 340.8177 | 0.0041184 | 603.4107 | 0 | 340.2448 | 0 | 606.2981 | 0.00023913 | 604.3101 | 0.023062 | 340.2448 | 0 | 845.4788 | 0.0019726 | 962.4467 | 0.20979 | 1102.2895 | 0.0025352 | 1008.0938 | 0.015241 | 1034.6016 | 0 | 1033.9717 | 0 | 1033.9653 | 0.0055012 | 340.245 | 6.9587e-05 | 340.8177 | 0 | 340.2448 | 0 | 340.2448 | 0 | 340.8177 | #REF! | 340.2448 | 0 | 338.0445 | 0
| 229.1071 | 0 | 229.1071 | 0.038055 | 229.1071 | 0.034613 | 229.1071 | 0 | 229.1071 | 0 | 229.1071 | 0 | 395.8499 | 0.018558 | 340.458 | 0.054462 | 229.1071 | 0 | 395.8499 | 4.5012 | 340.458 | -0.022756 | 340.458 | 0 | 334.6977 | -4.3765e-05 | 340.458 | 0 | 340.458 | 0 | 341.0312 | 0 | 339.2816 | 0 | 340.458 | 0 | 341.0312 | 0 | 341.0312 | 0 | 341.0312 | 0 | 395.8499 | 0.0058817 | 341.0312 | 0 | 341.0312 | 0 |  |  | 340.458 | 0 | 334.94 | -0.025767 | 341.0312 | 0 | 340.458 | 0 | 395.0773 | 0.00032052 | 341.0312 | 0 | 341.0312 | 0 | 340.458 | 0 | 341.0312 | 0 | 341.0312 | 0 | 341.0312 | 0 | 604.4693 | 0.021197 | 340.458 | 0 | 340.458 | 0 | 341.0312 | -0.0013077 | 603.5703 | 0.00026087 | 340.458 | 0 | 606.4568 | 0.00016783 | 604.4693 | 0.024702 | 340.458 | 0 | 845.5499 | 0.0022368 | 962.6894 | 0.21117 | 1102.349 | 0.0025454 | 1008.1063 | 0.01527 | 1034.6539 | 0 | 1034.024 | 0 | 1034.0177 | 0.0055308 | 340.458 | 3.743e-05 | 341.0312 | 0 | 340.458 | 0 | 340.458 | 0 | 341.0312 | #REF! | 340.458 | 0 | 338.258 | 0
| 229.1796 | 0 | 229.1796 | 0.026889 | 229.1796 | 0.034613 | 229.1796 | 0 | 229.1796 | 0 | 229.1796 | 0 | 395.9627 | 0.0073885 | 340.6713 | 0.11308 | 229.1796 | 0 | 395.9627 | 4.2619 | 340.6713 | 0.074459 | 340.6713 | 0 | 334.9116 | 0.00031184 | 340.6713 | 0 | 340.6713 | 0 | 341.2448 | 0 | 339.4968 | 0 | 340.6713 | 0 | 341.2448 | 0 | 341.2448 | 0 | 341.2448 | 0 | 395.9627 | 0.028419 | 341.2448 | 0 | 341.2448 | 8.041e-05 |  |  | 340.6713 | 0 | 335.16 | -0.0061794 | 341.2448 | 0 | 340.6713 | 0 | 395.1898 | 0.00032852 | 341.2448 | 0 | 341.2448 | 0.0050411 | 340.6713 | 0 | 341.2448 | 0 | 341.2448 | 0 | 341.2448 | 0 | 604.6284 | 0.029473 | 340.6713 | 0 | 340.6713 | 0 | 341.2448 | 0.0085685 | 603.7299 | 0 | 340.6713 | 0 | 606.6155 | 0.00018867 | 604.6284 | 0.022844 | 340.6713 | 0 | 845.621 | 0.0021997 | 962.9322 | 0.21385 | 1102.4086 | 0.0025506 | 1008.1187 | 0.015299 | 1034.7064 | 0 | 1034.0764 | 0 | 1034.0701 | 0.0055455 | 340.671 | 1.6062e-05 | 341.2448 | 0 | 340.6713 | 0 | 340.6713 | 0 | 341.2448 | #REF! | 340.6713 | 0 | 338.4714 | 0
| 229.2522 | 0 | 229.2522 | -0.037768 | 229.2522 | 0.034613 | 229.2522 | 0 | 229.2522 | 0 | 229.2522 | 0 | 396.0756 | 0 | 340.8846 | 0.0025743 | 229.2522 | 0 | 396.0756 | 4.2067 | 340.8846 | -0.054105 | 340.8846 | 0 | 335.1255 | -9.7465e-05 | 340.8846 | 0 | 340.8846 | 0 | 341.4584 | 0 | 339.7119 | 0 | 340.8846 | 0 | 341.4584 | 0 | 341.4584 | 0 | 341.4584 | 0 | 396.0756 | 0.030822 | 341.4584 | 0 | 341.4584 | 0 |  |  | 340.8846 | 0 | 335.37 | -0.024017 | 341.4584 | 0 | 340.8846 | 0 | 395.3024 | 0.00033728 | 341.4584 | 0 | 341.4584 | 0 | 340.8846 | 0 | 341.4584 | 0 | 341.4584 | 0 | 341.4584 | 0 | 604.7876 | 0.023921 | 340.8846 | 0 | 340.8846 | 0 | 341.4584 | -0.0024295 | 603.8896 | 0.00026087 | 340.8846 | 0 | 606.7742 | 0.00019964 | 604.7876 | 0.023172 | 340.8846 | 0 | 845.6922 | 0.001665 | 963.175 | 0.21508 | 1102.468 | 0.0025608 | 1008.1312 | 0.015328 | 1034.7588 | 0 | 1034.1289 | 0 | 1034.1224 | 0.0055455 | 340.885 | 3.7465e-05 | 341.4584 | 0 | 340.8846 | 0 | 340.8846 | 0 | 341.4584 | #REF! | 340.8846 | 0 | 338.6849 | 0
| 229.3247 | 0 | 229.3247 | -0.02298 | 229.3247 | 0.034613 | 229.3247 | 0 | 229.3247 | 0 | 229.3247 | 0 | 396.1884 | 0 | 341.0979 | 0.085133 | 229.3247 | 0 | 396.1884 | 4.0764 | 341.0979 | 0.063954 | 341.0979 | 0 | 335.3394 | 0.00063241 | 341.0979 | 0 | 341.0979 | 0 | 341.672 | 0 | 339.9271 | 0 | 341.0979 | 0 | 341.672 | 0 | 341.672 | 0 | 341.672 | 0 | 396.1884 | 0.02121 | 341.672 | 0 | 341.672 | 4.9745e-05 |  |  | 341.0979 | 0 | 335.59 | 0.00081613 | 341.672 | 0 | 341.0979 | 0 | 395.415 | 0.00032852 | 341.672 | 0 | 341.672 | 0.0083061 | 341.0979 | 0 | 341.672 | 0 | 341.672 | 0 | 341.672 | 0 | 604.9467 | 0.033798 | 341.0979 | 0 | 341.0979 | 0 | 341.672 | 0.0061317 | 604.0492 | 0 | 341.0979 | 0 | 606.9329 | 0.0001777 | 604.9467 | 0.02186 | 341.0979 | 0 | 845.7635 | 0.0019299 | 963.4178 | 0.21751 | 1102.5276 | 0.0025711 | 1008.1436 | 0.015357 | 1034.8113 | 0 | 1034.1813 | 0 | 1034.1748 | 0.005533 | 341.098 | 5.8886e-05 | 341.672 | 0 | 341.0979 | 0 | 341.0979 | 0 | 341.672 | #REF! | 341.0979 | 0 | 338.8984 | 0
| 229.3973 | 0 | 229.3972 | 0.044739 | 229.3973 | 0.034613 | 229.3973 | 0 | 229.3973 | 0 | 229.3972 | 0 | 396.3012 | 0 | 341.3112 | -0.017717 | 229.3973 | 0 | 396.3012 | 4.036 | 341.3112 | -0.046718 | 341.3112 | 0 | 335.5533 | -0.00032864 | 341.3112 | 0 | 341.3112 | 0 | 341.8857 | 0 | 340.1423 | 0 | 341.3112 | 0 | 341.8857 | 0 | 341.8857 | 0 | 341.8857 | 0 | 396.3012 | 0.0064748 | 341.8857 | 0 | 341.8857 | 0 |  |  | 341.3112 | 0 | 335.8 | -0.008278 | 341.8857 | 0 | 341.3112 | 0 | 395.5275 | 0.00033538 | 341.8857 | 0 | 341.8857 | 0 | 341.3112 | 0 | 341.8857 | 0 | 341.8857 | 0 | 341.8857 | 0 | 605.1059 | 0.016926 | 341.3112 | 0 | 341.3112 | 0 | 341.8857 | 0.0020261 | 604.2089 | 0.00078262 | 341.3112 | 0 | 607.0916 | 0.00021061 | 605.1059 | 0.023062 | 341.3112 | 0 | 845.8346 | 0.0018841 | 963.6606 | 0.21889 | 1102.5872 | 0.0025762 | 1008.1561 | 0.015386 | 1034.8638 | 0 | 1034.2336 | 0 | 1034.2273 | 0.0055103 | 341.311 | 6.4263e-05 | 341.8857 | 0 | 341.3112 | 0 | 341.3112 | 0 | 341.8857 | #REF! | 341.3112 | 0 | 339.1119 | 0
| 229.4698 | 0 | 229.4698 | 0.074276 | 229.4698 | 0.034613 | 229.4698 | 0 | 229.4698 | 0 | 229.4698 | 0 | 396.414 | 0 | 341.5246 | -0.0032658 | 229.4698 | 0 | 396.414 | 3.897 | 341.5246 | 0.090312 | 341.5245 | 0 | 335.7672 | 0.00054582 | 341.5246 | 0 | 341.5245 | 0 | 342.0993 | 0 | 340.3575 | 0 | 341.5245 | 0 | 342.0993 | 0 | 342.0993 | 0 | 342.0993 | 0 | 396.414 | 0.019434 | 342.0993 | 0 | 342.0993 | 9.0539e-05 |  |  | 341.5246 | 0 | 336.01 | 0.0078116 | 342.0993 | 0 | 341.5245 | 0 | 395.6401 | 0.00032738 | 342.0993 | 0 | 342.0993 | 0.0089498 | 341.5245 | 0 | 342.0993 | 0 | 342.0993 | 0 | 342.0993 | 0 | 605.2651 | 0.031182 | 341.5246 | 0 | 341.5246 | 0 | 342.0993 | 0.0055612 | 604.3686 | 0 | 341.5246 | 0 | 607.2504 | 0.00019196 | 605.2651 | 0.023281 | 341.5245 | 0 | 845.9058 | 0.0023132 | 963.9034 | 0.22164 | 1102.6467 | 0.0025864 | 1008.1685 | 0.015415 | 1034.9163 | 0 | 1034.286 | 0 | 1034.2797 | 0.0054819 | 341.525 | 4.8153e-05 | 342.0993 | 0 | 341.5245 | 0 | 341.5245 | 0 | 342.0993 | #REF! | 341.5245 | 0 | 339.3254 | 0
| 229.5423 | 0 | 229.5424 | -0.020104 | 229.5423 | 0.034613 | 229.5423 | 0 | 229.5423 | 0 | 229.5424 | 0 | 396.5269 | 0 | 341.7379 | 0.024127 | 229.5423 | 0 | 396.5269 | 3.8463 | 341.7379 | -0.055345 | 341.7379 | 0 | 335.9812 | 7.9289e-06 | 341.7379 | 0 | 341.7379 | 0 | 342.313 | 0 | 340.5727 | 0 | 341.7379 | 0 | 342.313 | 0 | 342.313 | 0 | 342.313 | 0 | 396.5269 | 0.047435 | 342.313 | 0 | 342.313 | 0 |  |  | 341.7379 | 0 | 336.23 | -0.0079281 | 342.313 | 0 | 341.7379 | 0 | 395.7527 | 0.00033538 | 342.313 | 0 | 342.313 | 0 | 341.7379 | 0 | 342.313 | 0 | 342.313 | 0 | 342.313 | 0 | 605.4243 | 0.021945 | 341.7379 | 0 | 341.7379 | 0 | 342.313 | -0.0028931 | 604.5282 | 0.00078262 | 341.7379 | 0 | 607.4091 | 0.00019306 | 605.4243 | 0.024265 | 341.7379 | 0 | 845.977 | 0.0023831 | 964.1462 | 0.22308 | 1102.7062 | 0.0025967 | 1008.1809 | 0.015443 | 1034.9688 | 0 | 1034.3385 | 0 | 1034.332 | 0.0054512 | 341.738 | 3.7489e-05 | 342.313 | 0 | 341.7379 | 0 | 341.7379 | 0 | 342.313 | #REF! | 341.7379 | 0 | 339.5389 | 0
| 229.6149 | 0 | 229.6149 | -0.014122 | 229.6149 | 0.034613 | 229.6149 | 0 | 229.6149 | 0 | 229.6149 | 0 | 396.6397 | 0 | 341.9513 | 0.021546 | 229.6149 | 0 | 396.6397 | 3.7502 | 341.9513 | 0.12949 | 341.9513 | 0 | 336.1951 | 0.00045989 | 341.9513 | 0 | 341.9513 | 0 | 342.5267 | 0 | 340.7879 | 0 | 341.9513 | 0 | 342.5267 | 0 | 342.5267 | 0 | 342.5267 | 0 | 396.6397 | 0.025389 | 342.5267 | 0 | 342.5267 | 4.656e-05 |  |  | 341.9513 | 0 | 336.44 | 0.00081613 | 342.5267 | 0 | 341.9513 | 0 | 395.8653 | 0.00029803 | 342.5267 | 0 | 342.5267 | 0.009176 | 341.9513 | 0 | 342.5267 | 0 | 342.5267 | 0 | 342.5267 | 0 | 605.5835 | 0.029847 | 341.9513 | 0 | 341.9513 | 0 | 342.5267 | 0.0053875 | 604.6879 | 0 | 341.9513 | 0 | 607.5679 | 0.0001777 | 605.5835 | 0.02339 | 341.9513 | 0 | 846.0482 | 0.0019231 | 964.389 | 0.22629 | 1102.7658 | 0.0026069 | 1008.1934 | 0.015471 | 1035.0211 | 0 | 1034.3909 | 0 | 1034.3845 | 0.0054183 | 341.951 | 4.2851e-05 | 342.5267 | 0 | 341.9513 | 0 | 341.9513 | 0 | 342.5267 | #REF! | 341.9513 | 0 | 339.7525 | 0
| 229.6875 | 0 | 229.6875 | -0.0006123 | 229.6875 | 0.034613 | 229.6875 | 0 | 229.6875 | 0 | 229.6875 | 0 | 396.7525 | 0.00099528 | 342.1647 | 0.067645 | 229.6875 | 0 | 396.7525 | 3.6857 | 342.1647 | -0.016529 | 342.1646 | 0 | 336.4091 | -0.00032021 | 342.1647 | 0 | 342.1646 | 0 | 342.7404 | 0 | 341.0031 | 0 | 342.1646 | 0 | 342.7404 | 0 | 342.7404 | 0 | 342.7404 | 0 | 396.7525 | 0.015672 | 342.7404 | 0 | 342.7404 | 0 |  |  | 342.1647 | 0 | 336.65 | 0.011659 | 342.7404 | 0 | 342.1646 | 0 | 395.9779 | 0.00030413 | 342.7404 | 0 | 342.7404 | 0 | 342.1646 | 0 | 342.7404 | 0 | 342.7404 | 0 | 342.7404 | 0 | 605.7427 | 0.019062 | 342.1647 | 0 | 342.1647 | 0 | 342.7404 | -0.0036876 | 604.8476 | 0.00026087 | 342.1647 | 0 | 607.7266 | 0.00018209 | 605.7427 | 0.023609 | 342.1646 | 0 | 846.1194 | 0.0017096 | 964.6318 | 0.22678 | 1102.8253 | 0.0026172 | 1008.2058 | 0.015498 | 1035.0736 | 0 | 1034.4432 | 0 | 1034.4369 | 0.0053864 | 342.165 | 5.8908e-05 | 342.7404 | 0 | 342.1646 | 0 | 342.1646 | 0 | 342.7404 | #REF! | 342.1646 | 0 | 339.966 | 0
| 229.7601 | 0 | 229.76 | 0.032974 | 229.7601 | 0.034613 | 229.7601 | 0 | 229.7601 | 0 | 229.76 | 0 | 396.8654 | 0 | 342.3781 | 0.081085 | 229.7601 | 0 | 396.8654 | 3.5415 | 342.3781 | 0.14044 | 342.378 | 0 | 336.6231 | 0.00039785 | 342.3781 | 0 | 342.378 | 0 | 342.9541 | 0 | 341.2183 | 0 | 342.378 | 0 | 342.9541 | 0 | 342.9541 | 0 | 342.9541 | 0 | 396.8654 | 0.022464 | 342.9541 | 0 | 342.9541 | 8.2827e-05 |  |  | 342.3781 | 0 | 336.87 | -0.014223 | 342.9541 | 0 | 342.378 | 0 | 396.0905 | 0.00029384 | 342.9541 | 0 | 342.9541 | 0.0082903 | 342.378 | 0 | 342.9541 | 0 | 342.9541 | 0 | 342.9541 | 0 | 605.9019 | 0.027391 | 342.3781 | 0 | 342.3781 | 0 | 342.9541 | 0.0059164 | 605.0073 | 0.00017392 | 342.3781 | 0 | 607.8854 | 0.00022816 | 605.9019 | 0.022188 | 342.378 | 0 | 846.1906 | 0.0015619 | 964.8746 | 0.23031 | 1102.8849 | 0.0026274 | 1008.2183 | 0.015526 | 1035.1261 | 0 | 1034.4957 | 0 | 1034.4893 | 0.0053524 | 342.378 | 5.8908e-05 | 342.9541 | 0 | 342.378 | 0 | 342.378 | 0 | 342.9541 | #REF! | 342.378 | 0 | 340.1796 | 0
| 229.8326 | 0 | 229.8326 | -0.069548 | 229.8326 | 0.034613 | 229.8326 | 0 | 229.8326 | 0 | 229.8326 | 0 | 396.9782 | 0.01891 | 342.5915 | -0.026071 | 229.8326 | 0 | 396.9782 | 3.4467 | 342.5915 | -0.071826 | 342.5915 | 0 | 336.8371 | -0.00032254 | 342.5915 | 0 | 342.5915 | 0 | 343.1678 | 0 | 341.4336 | 0 | 342.5915 | 0 | 343.1678 | 0 | 343.1678 | 0 | 343.1678 | 0 | 396.9782 | 0.015359 | 343.1678 | 0 | 343.1678 | 0 |  |  | 342.5915 | 0 | 337.08 | 0.0092106 | 343.1678 | 0 | 342.5915 | 0 | 396.2031 | 0.00035596 | 343.1678 | 0 | 343.1678 | 0 | 342.5915 | 0 | 343.1678 | 0 | 343.1678 | 0 | 343.1678 | 0 | 606.0611 | 0.019542 | 342.5915 | 0 | 342.5915 | 0 | 343.1678 | 0.0035059 | 605.167 | 0.0013044 | 342.5915 | 0 | 608.0441 | 0.00015466 | 606.0611 | 0.02339 | 342.5915 | 0 | 846.2619 | 0.0020157 | 965.1174 | 0.23228 | 1102.9445 | 0.0026376 | 1008.2307 | 0.015553 | 1035.1786 | 0 | 1034.5481 | 0 | 1034.5418 | 0.0053171 | 342.591 | 4.822e-05 | 343.1678 | 0 | 342.5915 | 0 | 342.5915 | 0 | 343.1678 | #REF! | 342.5915 | 0 | 340.3932 | 0
| 229.9052 | 0 | 229.9052 | -0.033389 | 229.9052 | 0.034613 | 229.9052 | 0 | 229.9052 | 0 | 229.9052 | 0 | 397.091 | 0.01548 | 342.8049 | 0.076565 | 229.9052 | 0 | 397.091 | 3.3371 | 342.8049 | 0.15185 | 342.8049 | 0 | 337.0511 | 0.00066994 | 342.8049 | 0 | 342.8049 | 0 | 343.3816 | 0 | 341.6488 | 0 | 342.8049 | 0 | 343.3815 | 0 | 343.3815 | 0 | 343.3815 | 0 | 397.091 | 0.014105 | 343.3816 | 0 | 343.3816 | 3.9824e-05 |  |  | 342.8049 | 0 | 337.3 | -0.0058295 | 343.3815 | 0 | 342.8049 | 0 | 396.3157 | 0.00037959 | 343.3815 | 0 | 343.3816 | 0.011509 | 342.8049 | 0 | 343.3815 | 0 | 343.3815 | 0 | 343.3815 | 0 | 606.2203 | 0.021144 | 342.8049 | 0 | 342.8049 | 0 | 343.3816 | 0.0016534 | 605.3267 | 0 | 342.8049 | 0 | 608.2029 | 0.0002501 | 606.2203 | 0.022188 | 342.8049 | 0 | 846.3332 | 0.0025098 | 965.3603 | 0.23485 | 1103.004 | 0.0026479 | 1008.2432 | 0.015579 | 1035.2312 | 0 | 1034.6006 | 0 | 1034.5941 | 0.0052819 | 342.805 | 5.8842e-05 | 343.3816 | 0 | 342.8049 | 0 | 342.8049 | 0 | 343.3816 | #REF! | 342.8049 | 0 | 340.6068 | 0
| 229.9778 | 0 | 229.9778 | 0.041267 | 229.9778 | 0.034613 | 229.9778 | 0 | 229.9778 | 0 | 229.9778 | 0 | 397.2038 | 0.00064407 | 343.0183 | 0.021502 | 229.9778 | 0 | 397.2038 | 3.3409 | 343.0183 | -0.051044 | 343.0183 | 0 | 337.2651 | 3.0847e-06 | 343.0183 | 0 | 343.0183 | 0 | 343.5953 | 0 | 341.8641 | 0 | 343.0183 | 0 | 343.5953 | 0 | 343.5953 | 0 | 343.5953 | 0 | 397.2038 | 0.019538 | 343.5953 | 0 | 343.5953 | 0 |  |  | 343.0183 | 0 | 337.51 | 0.00011659 | 343.5953 | 0 | 343.0183 | 0 | 396.4283 | 0.00040703 | 343.5953 | 0 | 343.5953 | 0 | 343.0183 | 0 | 343.5953 | 0 | 343.5953 | 0 | 343.5953 | 0 | 606.3795 | 0.024294 | 343.0183 | 0 | 343.0183 | 0 | 343.5953 | -0.0053398 | 605.4864 | 0.00078262 | 343.0183 | 0 | 608.3617 | 0.00011298 | 606.3795 | 0.023827 | 343.0183 | 0 | 846.4045 | 0.0025426 | 965.6031 | 0.23616 | 1103.0637 | 0.0026581 | 1008.2556 | 0.015605 | 1035.2837 | 0 | 1034.6529 | 0 | 1034.6466 | 0.0052467 | 343.018 | 6.4197e-05 | 343.5953 | 0 | 343.0183 | 0 | 343.0183 | 0 | 343.5953 | #REF! | 343.0183 | 0 | 340.8204 | 0
| 230.0504 | 0 | 230.0504 | 0.065237 | 230.0504 | 0.034613 | 230.0504 | 0 | 230.0504 | 0 | 230.0504 | 0 | 397.3166 | 0 | 343.2318 | 0.10886 | 230.0504 | 0 | 397.3166 | 3.1974 | 343.2318 | 0.15091 | 343.2318 | 0 | 337.4792 | 0.00033897 | 343.2318 | 0 | 343.2318 | 0 | 343.8091 | 0 | 342.0794 | 0 | 343.2318 | 0 | 343.8091 | 0 | 343.8091 | 0 | 343.8091 | 0 | 397.3166 | 0.031031 | 343.8091 | 0 | 343.8091 | 9.7198e-05 |  |  | 343.2318 | 0 | 337.72 | 0.012708 | 343.8091 | 0 | 343.2318 | 0 | 396.5409 | 0.00036739 | 343.8091 | 0 | 343.8091 | 0.01092 | 343.2318 | 0 | 343.8091 | 0 | 343.8091 | 0 | 343.8091 | 0 | 606.5388 | 0.01495 | 343.2318 | 0 | 343.2318 | 0 | 343.8091 | 0.0062788 | 605.6461 | 0.00017392 | 343.2318 | 0 | 608.5205 | 0.00026436 | 606.5388 | 0.022188 | 343.2318 | 0 | 846.4758 | 0.0020668 | 965.846 | 0.23873 | 1103.1233 | 0.0026684 | 1008.2681 | 0.01563 | 1035.3362 | 0 | 1034.7054 | 0 | 1034.6991 | 0.005216 | 343.232 | 4.277e-05 | 343.8091 | 0 | 343.2318 | 0 | 343.2318 | 0 | 343.8091 | #REF! | 343.2318 | 0 | 341.034 | 0
| 230.123 | 0 | 230.123 | -0.025219 | 230.123 | 0.034613 | 230.123 | 0 | 230.123 | 0 | 230.123 | 0 | 397.4295 | 0 | 343.4453 | 0.072051 | 230.123 | 0 | 397.4295 | 3.114 | 343.4453 | -0.031215 | 343.4453 | 0 | 337.6932 | -0.00039607 | 343.4453 | 0 | 343.4453 | 0 | 344.0229 | 0 | 342.2947 | 0 | 343.4453 | 0 | 344.0229 | 0 | 344.0229 | 0 | 344.0229 | 0 | 397.4295 | 0.0082542 | 344.0229 | 0 | 344.0229 | 0 |  |  | 343.4453 | 0 | 337.94 | 0.0011659 | 344.0229 | 0 | 343.4453 | 0 | 396.6535 | 0.00031594 | 344.0229 | 0 | 344.0229 | 0 | 343.4453 | 0 | 344.0229 | 0 | 344.0229 | 0 | 344.0229 | 0 | 606.698 | 0.025042 | 343.4453 | 0 | 343.4453 | 0 | 344.0229 | 2.5599e-05 | 605.8059 | 0.00078262 | 343.4453 | 0 | 608.6793 | 0.00011298 | 606.698 | 0.024374 | 343.4453 | 0 | 846.5471 | 0.0011361 | 966.0888 | 0.24085 | 1103.1829 | 0.0026786 | 1008.2805 | 0.015655 | 1035.3887 | 0 | 1034.7579 | 0 | 1034.7515 | 0.0051933 | 343.445 | 6.9602e-05 | 344.0229 | 0 | 343.4453 | 0 | 343.4453 | 0 | 344.0229 | #REF! | 343.4453 | 0 | 341.2477 | 0
| 230.1955 | 0 | 230.1956 | -0.029677 | 230.1955 | 0.034613 | 230.1955 | 0 | 230.1955 | 0 | 230.1955 | 0 | 397.5423 | 0.017943 | 343.6588 | 0.12021 | 230.1955 | 0 | 397.5423 | 2.9878 | 343.6588 | 0.17459 | 343.6588 | 0 | 337.9073 | 0.00035776 | 343.6588 | 0 | 343.6588 | 0 | 344.2367 | 0 | 342.51 | 0 | 343.6588 | 0 | 344.2367 | 0 | 344.2367 | 0 | 344.2367 | 0 | 397.5423 | 0.0093933 | 344.2367 | 0 | 344.2367 | 0.00011835 |  |  | 343.6588 | 0 | 338.15 | -0.013525 | 344.2367 | 0 | 343.6588 | 0 | 396.7662 | 0.00026868 | 344.2367 | 0 | 344.2367 | 0.01362 | 343.6588 | 0 | 344.2367 | 0 | 344.2367 | 0 | 344.2367 | 0 | 606.8573 | 0.030435 | 343.6588 | 0 | 343.6588 | 0 | 344.2367 | 0.0069181 | 605.9656 | 0 | 343.6588 | 0 | 608.8381 | 0.00027094 | 606.8573 | 0.022406 | 343.6588 | 0 | 846.6185 | 0.001451 | 966.3317 | 0.24293 | 1103.2424 | 0.002694 | 1008.293 | 0.01568 | 1035.4412 | 0 | 1034.8104 | 0 | 1034.804 | 0.0051808 | 343.659 | 6.4263e-05 | 344.2367 | 0 | 343.6588 | 0 | 343.6588 | 0 | 344.2367 | #REF! | 343.6588 | 0 | 341.4613 | 0
| 230.2681 | 0 | 230.2681 | 0.031404 | 230.2681 | 0.034613 | 230.2681 | 0 | 230.2681 | 0 | 230.2681 | 0 | 397.6551 | 0.022678 | 343.8723 | 0.027984 | 230.2681 | 0 | 397.6551 | 3.036 | 343.8723 | -0.065076 | 343.8723 | 0 | 338.1214 | -0.00026713 | 343.8723 | 0 | 343.8723 | 0 | 344.4505 | 0 | 342.7253 | 0 | 343.8723 | 0 | 344.4505 | 0 | 344.4505 | 0 | 344.4505 | 0 | 397.6551 | 0.016822 | 344.4505 | 0 | 344.4505 | 0 |  |  | 343.8723 | 0 | 338.37 | -0.017722 | 344.4505 | 0 | 343.8723 | 0 | 396.8788 | 0.00026373 | 344.4505 | 0 | 344.4505 | 0 | 343.8723 | 0 | 344.4505 | 0 | 344.4505 | 0 | 344.4505 | 0 | 607.0165 | 0.016606 | 343.8723 | 0 | 343.8723 | 0 | 344.4505 | -0.0012211 | 606.1253 | 0 | 343.8723 | 0 | 608.997 | 9.3237e-05 | 607.0165 | 0.024483 | 343.8723 | 0 | 846.6897 | 0.0018121 | 966.5746 | 0.24479 | 1103.3021 | 0.0027042 | 1008.3054 | 0.015703 | 1035.4938 | 0 | 1034.8628 | 0 | 1034.8564 | 0.0051785 | 343.872 | 6.4238e-05 | 344.4505 | 0 | 343.8723 | 0 | 343.8723 | 0 | 344.4505 | #REF! | 343.8723 | 0 | 341.675 | 0
| 230.3408 | 0 | 230.3408 | 0.014504 | 230.3408 | 0.034613 | 230.3408 | 0 | 230.3408 | 0 | 230.3408 | 0 | 397.7679 | 0.0014073 | 344.0858 | 0.066445 | 230.3408 | 0 | 397.7679 | 2.9055 | 344.0858 | 0.073103 | 344.0858 | 0 | 338.3354 | 0.0001569 | 344.0858 | 0 | 344.0858 | 0 | 344.6643 | 0 | 342.9406 | 0 | 344.0858 | 0 | 344.6643 | 0 | 344.6643 | 0 | 344.6643 | 0 | 397.7679 | 0.020061 | 344.6643 | 0 | 344.6643 | 7.4765e-05 |  |  | 344.0858 | 0 | 338.58 | 0.011659 | 344.6643 | 0 | 344.0858 | 0 | 396.9915 | 0.0002664 | 344.6643 | 0 | 344.6643 | 0.0035643 | 344.0858 | 0 | 344.6643 | 0 | 344.6643 | 0 | 344.6643 | 0 | 607.1758 | 0.025896 | 344.0858 | 0 | 344.0858 | 0 | 344.6643 | 0.0025903 | 606.2851 | 0 | 344.0858 | 0 | 609.1558 | 0.00025448 | 607.1758 | 0.02186 | 344.0858 | 0 | 846.761 | 0.0021142 | 966.8175 | 0.24758 | 1103.3617 | 0.0027196 | 1008.3179 | 0.015726 | 1035.5463 | 0 | 1034.9153 | 0 | 1034.9089 | 0.0051842 | 344.086 | 3.7496e-05 | 344.6643 | 0 | 344.0858 | 0 | 344.0858 | 0 | 344.6643 | #REF! | 344.0858 | 0 | 341.8887 | 0
| 230.4134 | 0 | 230.4134 | -0.043977 | 230.4134 | 0.034613 | 230.4134 | 0 | 230.4134 | 0 | 230.4134 | 0 | 397.8808 | 0 | 344.2994 | 0.047309 | 230.4134 | 0 | 397.8808 | 2.8591 | 344.2994 | -0.019199 | 344.2994 | 0 | 338.5496 | -0.00027587 | 344.2994 | 0 | 344.2994 | 0 | 344.8782 | 0 | 343.1559 | 0 | 344.2994 | 0 | 344.8782 | 0 | 344.8782 | 0 | 344.8782 | 0 | 397.8808 | 0.022777 | 344.8782 | 0 | 344.8781 | 0 |  |  | 344.2994 | 0 | 338.79 | -0.0023318 | 344.8782 | 0 | 344.2994 | 0 | 397.1041 | 0.00027173 | 344.8782 | 0 | 344.8781 | 0 | 344.2994 | 0 | 344.8782 | 0 | 344.8782 | 0 | 344.8782 | 0 | 607.3351 | 0.020824 | 344.2994 | 0 | 344.2994 | 0 | 344.8781 | -0.0018216 | 606.4448 | 0.00026087 | 344.2994 | 0 | 609.3146 | 0.00018428 | 607.3351 | 0.022953 | 344.2994 | 0 | 846.8324 | 0.0022061 | 967.0603 | 0.25012 | 1103.4214 | 0.0027349 | 1008.3303 | 0.015749 | 1035.5988 | 0 | 1034.9678 | 0 | 1034.9614 | 0.0051967 | 344.299 | 4.8228e-05 | 344.8782 | 0 | 344.2994 | 0 | 344.2994 | 0 | 344.8781 | #REF! | 344.2994 | 0 | 342.1024 | 0
| 230.486 | 0 | 230.486 | -0.017005 | 230.486 | 0.034613 | 230.486 | 0 | 230.486 | 0 | 230.486 | 0 | 397.9936 | 0.010907 | 344.5129 | 0.096795 | 230.486 | 0 | 397.9936 | 2.8343 | 344.5129 | 0.074122 | 344.5129 | 0 | 338.7637 | 0.00022407 | 344.5129 | 0 | 344.5129 | 0 | 345.092 | 0 | 343.3713 | 0 | 344.5129 | 0 | 345.092 | 0 | 345.092 | 0 | 345.092 | 0 | 397.9936 | 0.012956 | 345.092 | 0 | 345.092 | 4.9747e-05 |  |  | 344.5129 | 0 | 339.01 | 0.0011659 | 345.092 | 0 | 344.5129 | 0 | 397.2167 | 0.00026259 | 345.092 | 0 | 345.092 | 0.0067741 | 344.5129 | 0 | 345.092 | 0 | 345.092 | 0 | 345.092 | 0 | 607.4944 | 0.016819 | 344.5129 | 0 | 344.5129 | 0 | 345.092 | 0.007824 | 606.6046 | 0 | 344.5129 | 0 | 609.4735 | 0.00018538 | 607.4944 | 0.021204 | 344.5129 | 0 | 846.9039 | 0.0023178 | 967.3032 | 0.25205 | 1103.481 | 0.0027452 | 1008.3428 | 0.01577 | 1035.6514 | 0 | 1035.0203 | 0 | 1035.0138 | 0.0052114 | 344.513 | 4.8213e-05 | 345.092 | 0 | 344.5129 | 0 | 344.5129 | 0 | 345.092 | #REF! | 344.5129 | 0 | 342.3161 | 0
| 230.5586 | 0 | 230.5586 | 0.028564 | 230.5586 | 0.034613 | 230.5586 | 0 | 230.5586 | 0 | 230.5586 | 0 | 398.1064 | 0 | 344.7265 | 0.00070551 | 230.5586 | 0 | 398.1064 | 2.7288 | 344.7265 | -0.063196 | 344.7265 | 0 | 338.9778 | -0.00029157 | 344.7265 | 0 | 344.7265 | 0 | 345.3059 | 0 | 343.5866 | 0 | 344.7265 | 0 | 345.3059 | 0 | 345.3059 | 0 | 345.3059 | 0 | 398.1064 | 0.007068 | 345.3059 | 0 | 345.3059 | 0 |  |  | 344.7265 | 0 | 339.22 | -0.011426 | 345.3059 | 0 | 344.7265 | 0 | 397.3294 | 0.00029727 | 345.3059 | 0 | 345.3059 | 0 | 344.7265 | 0 | 345.3059 | 0 | 345.3059 | 0 | 345.3059 | 0 | 607.6536 | 0.02328 | 344.7265 | 0 | 344.7265 | 0 | 345.3059 | -0.0048894 | 606.7644 | 0.0013044 | 344.7265 | 0 | 609.6323 | 0.00023145 | 607.6536 | 0.022625 | 344.7265 | 0 | 846.9752 | 0.0015056 | 967.5461 | 0.25329 | 1103.5406 | 0.0027606 | 1008.3552 | 0.015791 | 1035.7039 | 0 | 1035.0728 | 0 | 1035.0663 | 0.0052274 | 344.727 | 5.896e-05 | 345.3059 | 0 | 344.7265 | 0 | 344.7265 | 0 | 345.3059 | #REF! | 344.7265 | 0 | 342.5298 | 0
| 230.6312 | 0 | 230.6312 | 0.012196 | 230.6312 | 0.034613 | 230.6312 | 0 | 230.6312 | 0 | 230.6312 | 0 | 398.2192 | 0.0066848 | 344.9401 | 0.092748 | 230.6312 | 0 | 398.2192 | 2.6104 | 344.9401 | 0.10398 | 344.9401 | 0 | 339.1919 | 0.00030967 | 344.9401 | 0 | 344.9401 | 0 | 345.5198 | 0 | 343.802 | 0 | 344.9401 | 0 | 345.5198 | 0 | 345.5198 | 0 | 345.5198 | 0 | 398.2192 | 0.014105 | 345.5198 | 0 | 345.5198 | 7.9004e-05 |  |  | 344.9401 | 0 | 339.44 | 0.0053631 | 345.5198 | 0 | 344.9401 | 0 | 397.4421 | 0.00032547 | 345.5198 | 0 | 345.5198 | 0.010322 | 344.9401 | 0 | 345.5198 | 0 | 345.5198 | 0 | 345.5198 | 0 | 607.8129 | 0.02376 | 344.9401 | 0 | 344.9401 | 0 | 345.5198 | 0.0032469 | 606.9241 | 0 | 344.9401 | 0 | 609.7912 | 0.00011627 | 607.8129 | 0.021532 | 344.9401 | 0 | 847.0466 | 0.0013508 | 967.789 | 0.2559 | 1103.6002 | 0.0027759 | 1008.3677 | 0.015811 | 1035.7565 | 0 | 1035.1252 | 0 | 1035.1188 | 0.0052433 | 344.94 | 5.3539e-05 | 345.5198 | 0 | 344.9401 | 0 | 344.9401 | 0 | 345.5198 | #REF! | 344.9401 | 0 | 342.7436 | 0
| 230.7038 | 0 | 230.7038 | -0.067149 | 230.7038 | 0.034613 | 230.7038 | 0 | 230.7038 | 0 | 230.7038 | 0 | 398.332 | 0 | 345.1537 | 0.16209 | 230.7038 | 0 | 398.332 | 2.6667 | 345.1537 | 0.074605 | 345.1537 | 0 | 339.4061 | -0.00025603 | 345.1537 | 0 | 345.1537 | 0 | 345.7337 | 0 | 344.0173 | 0 | 345.1537 | 0 | 345.7337 | 0 | 345.7337 | 0 | 345.7337 | 0 | 398.332 | 0.016299 | 345.7337 | 0 | 345.7337 | 0 |  |  | 345.1537 | 0 | 339.65 | -0.010027 | 345.7337 | 0 | 345.1537 | 0 | 397.5547 | 0.00033995 | 345.7337 | 0 | 345.7337 | 0 | 345.1537 | 0 | 345.7337 | 0 | 345.7337 | 0 | 345.7337 | 0 | 607.9723 | 0.018207 | 345.1537 | 0 | 345.1537 | 0 | 345.7337 | -0.0041574 | 607.0839 | 0.00026087 | 345.1537 | 0 | 609.9501 | 0.0002479 | 607.9723 | 0.022734 | 345.1537 | 0 | 847.118 | 0.0015989 | 968.0319 | 0.25759 | 1103.6599 | 0.0027913 | 1008.3801 | 0.015831 | 1035.809 | 0 | 1035.1777 | 0 | 1035.1713 | 0.0052603 | 345.154 | 5.8869e-05 | 345.7337 | 0 | 345.1537 | 0 | 345.1537 | 0 | 345.7337 | #REF! | 345.1537 | 0 | 342.9573 | 0
| 230.7765 | 0 | 230.7765 | -0.02837 | 230.7765 | 0.034613 | 230.7765 | 0 | 230.7765 | 0 | 230.7765 | 0 | 398.4448 | 0.013721 | 345.3673 | 0.17995 | 230.7765 | 0 | 398.4448 | 2.5534 | 345.3673 | 0.19411 | 345.3673 | 0 | 339.6202 | 0.00050971 | 345.3673 | 0 | 345.3673 | 0 | 345.9476 | 0 | 344.2327 | 0 | 345.3673 | 0 | 345.9476 | 0 | 345.9476 | 0 | 345.9476 | 0 | 398.4448 | 0.015672 | 345.9476 | 0 | 345.9476 | 8.375e-05 |  |  | 345.3673 | 0 | 339.86 | 0.022152 | 345.9476 | 0 | 345.3673 | 0 | 397.6674 | 0.00033462 | 345.9476 | 0 | 345.9476 | 0.0071772 | 345.3673 | 0 | 345.9476 | 0 | 345.9476 | 0 | 345.9476 | 0 | 608.1316 | 0.02328 | 345.3673 | 0 | 345.3673 | 0 | 345.9476 | 0.00077043 | 607.2437 | 0.00017392 | 345.3673 | 0 | 610.109 | 0.00020512 | 608.1316 | 0.020658 | 345.3673 | 0 | 847.1894 | 0.0015811 | 968.2749 | 0.26016 | 1103.7196 | 0.0028067 | 1008.3926 | 0.015849 | 1035.8616 | 0 | 1035.2302 | 0 | 1035.2238 | 0.0052785 | 345.367 | 9.1005e-05 | 345.9476 | 0 | 345.3673 | 0 | 345.3673 | 0 | 345.9476 | #REF! | 345.3673 | 0 | 343.1711 | 0
| 230.8491 | 0 | 230.8491 | 0.058009 | 230.8491 | 0.034613 | 230.8491 | 0 | 230.8491 | 0 | 230.8491 | 0 | 398.5577 | 0.010128 | 345.581 | 0.057926 | 230.8491 | 0 | 398.5577 | 2.5545 | 345.581 | -0.068399 | 345.581 | 0 | 339.8344 | -0.00012292 | 345.581 | 0 | 345.581 | 0 | 346.1615 | 0 | 344.4481 | 0 | 345.581 | 0 | 346.1615 | 0 | 346.1615 | 0 | 346.1615 | 0 | 398.5577 | 0.018598 | 346.1615 | 0 | 346.1615 | 0 |  |  | 345.581 | 0 | 340.08 | -0.017373 | 346.1615 | 0 | 345.581 | 0 | 397.7801 | 0.0003228 | 346.1615 | 0 | 346.1615 | 0 | 345.581 | 0 | 346.1615 | 0 | 346.1615 | 0 | 346.1615 | 0 | 608.2909 | 0.01463 | 345.581 | 0 | 345.581 | 0 | 346.1615 | -0.00074586 | 607.4035 | 0.00026087 | 345.581 | 0 | 610.2679 | 0.00019415 | 608.2909 | 0.021751 | 345.581 | 0 | 847.2608 | 0.0014122 | 968.5178 | 0.26111 | 1103.7793 | 0.0028271 | 1008.4051 | 0.015867 | 1035.9141 | 0 | 1035.2827 | 0 | 1035.2764 | 0.0052978 | 345.581 | 3.2128e-05 | 346.1615 | 0 | 345.581 | 0 | 345.581 | 0 | 346.1615 | #REF! | 345.581 | 0 | 343.3849 | 0
| 230.9217 | 0 | 230.9217 | 0.075296 | 230.9217 | 0.034613 | 230.9217 | 0 | 230.9217 | 0 | 230.9217 | 0 | 398.6705 | 0 | 345.7946 | 0.13603 | 230.9217 | 0 | 398.6705 | 2.4625 | 345.7946 | 0.086536 | 345.7946 | 0 | 340.0486 | 0.00032488 | 345.7946 | 0 | 345.7946 | 0 | 346.3755 | 0 | 344.6635 | 0 | 345.7946 | 0 | 346.3755 | 0 | 346.3755 | 0 | 346.3755 | 0 | 398.6705 | 0.021837 | 346.3755 | 0 | 346.3755 | 5.6162e-05 |  |  | 345.7946 | 0 | 340.29 | -0.011426 | 346.3755 | 0 | 345.7946 | 0 | 397.8928 | 0.0003087 | 346.3755 | 0 | 346.3755 | 0.0067432 | 345.7946 | 0 | 346.3755 | 0 | 346.3755 | 0 | 346.3755 | 0 | 608.4502 | 0.019702 | 345.7946 | 0 | 345.7946 | 0 | 346.3755 | 0.0068826 | 607.5633 | 0 | 345.7946 | 0 | 610.4268 | 0.00023035 | 608.4502 | 0.019783 | 345.7946 | 0 | 847.3322 | 0.0015024 | 968.7607 | 0.26362 | 1103.8389 | 0.0028425 | 1008.4175 | 0.015884 | 1035.9667 | 0 | 1035.3352 | 0 | 1035.3289 | 0.0053194 | 345.795 | 7.4912e-05 | 346.3755 | 0 | 345.7946 | 0 | 345.7946 | 0 | 346.3755 | #REF! | 345.7946 | 0 | 343.5987 | 0
| 230.9944 | 0 | 230.9944 | -0.029692 | 230.9944 | 0.034613 | 230.9944 | 0 | 230.9944 | 0 | 230.9944 | 0 | 398.7833 | 0.0031028 | 346.0083 | -0.010388 | 230.9944 | 0 | 398.7833 | 2.4698 | 346.0083 | -0.11428 | 346.0083 | 0 | 340.2628 | -0.00016624 | 346.0083 | 0 | 346.0083 | 0 | 346.5894 | 0 | 344.8789 | 0 | 346.0083 | 0 | 346.5895 | 0 | 346.5895 | 0 | 346.5895 | 0 | 398.7833 | 0.0020264 | 346.5894 | 0 | 346.5894 | 0 |  |  | 346.0083 | 0 | 340.51 | -0.0093273 | 346.5895 | 0 | 346.0083 | 0 | 398.0054 | 0.00032318 | 346.5895 | 0 | 346.5894 | 0 | 346.0083 | 0 | 346.5895 | 0 | 346.5895 | 0 | 346.5895 | 0 | 608.6095 | 0.023654 | 346.0083 | 0 | 346.0083 | 0 | 346.5894 | 0.0061467 | 607.7231 | 0.00026087 | 346.0083 | 0 | 610.5857 | 0.00015576 | 608.6095 | 0.02186 | 346.0083 | 0 | 847.4037 | 0.0021684 | 969.0036 | 0.26534 | 1103.8986 | 0.002863 | 1008.43 | 0.015899 | 1036.0193 | 0 | 1035.3877 | 0 | 1035.3814 | 0.0053399 | 346.008 | 5.3502e-05 | 346.5894 | 0 | 346.0083 | 0 | 346.0083 | 0 | 346.5894 | #REF! | 346.0083 | 0 | 343.8125 | 0
| 231.067 | 0 | 231.067 | -0.054059 | 231.067 | 0.034613 | 231.067 | 0 | 231.067 | 0 | 231.067 | 0 | 398.8961 | 0.0091474 | 346.222 | 0.1156 | 231.067 | 0 | 398.8961 | 2.3694 | 346.222 | 0.11655 | 346.222 | 0 | 340.4771 | 0.00036922 | 346.222 | 0 | 346.222 | 0 | 346.8034 | 0 | 345.0944 | 0 | 346.222 | 0 | 346.8034 | 0 | 346.8034 | 0 | 346.8034 | 0 | 398.8961 | 0.027479 | 346.8034 | 0 | 346.8034 | 9.8157e-05 |  |  | 346.222 | 0 | 340.72 | -0.02052 | 346.8034 | 0 | 346.222 | 0 | 398.1181 | 0.0003026 | 346.8034 | 0 | 346.8034 | 0.0059693 | 346.222 | 0 | 346.8034 | 0 | 346.8034 | 0 | 346.8034 | 0 | 608.7689 | 0.026163 | 346.222 | 0 | 346.222 | 0 | 346.8034 | 0.0063051 | 607.8829 | 0.00017392 | 346.222 | 0 | 610.7446 | 0.00021829 | 608.7689 | 0.02186 | 346.222 | 0 | 847.4752 | 0.0022435 | 969.2466 | 0.26756 | 1103.9582 | 0.0028835 | 1008.4424 | 0.015914 | 1036.0719 | 0 | 1035.4403 | 0 | 1035.4338 | 0.0053592 | 346.222 | 6.424e-05 | 346.8034 | 0 | 346.222 | 0 | 346.222 | 0 | 346.8034 | #REF! | 346.222 | 0 | 344.0263 | 0
| 231.1397 | 0 | 231.1397 | 0.002173 | 231.1397 | 0.034613 | 231.1397 | 0 | 231.1397 | 0 | 231.1397 | 0 | 399.0089 | 0 | 346.4357 | 0.10855 | 231.1397 | 0 | 399.0089 | 2.3677 | 346.4357 | -0.022737 | 346.4357 | 0 | 340.6913 | -0.00034232 | 346.4357 | 0 | 346.4357 | 0 | 347.0174 | 0 | 345.3098 | 0 | 346.4357 | 0 | 347.0174 | 0 | 347.0174 | 0 | 347.0174 | 0 | 399.0089 | 0.0055852 | 347.0174 | 0 | 347.0174 | 0 |  |  | 346.4357 | 0 | 340.93 | -0.037658 | 347.0174 | 0 | 346.4357 | 0 | 398.2308 | 0.00029727 | 347.0174 | 0 | 347.0174 | 0 | 346.4357 | 0 | 347.0174 | 0 | 347.0174 | 0 | 347.0174 | 0 | 608.9282 | 0.028459 | 346.4357 | 0 | 346.4357 | 0 | 347.0174 | -0.0022031 | 608.0427 | 0.0013044 | 346.4357 | 0 | 610.9035 | 0.00024132 | 608.9282 | 0.023499 | 346.4357 | 0 | 847.5466 | 0.0023442 | 969.4895 | 0.27003 | 1104.0179 | 0.0028988 | 1008.4549 | 0.015928 | 1036.1244 | 0 | 1035.4928 | 0 | 1035.4863 | 0.0053751 | 346.436 | 4.2852e-05 | 347.0174 | 0 | 346.4357 | 0 | 346.4357 | 0 | 347.0174 | #REF! | 346.4357 | 0 | 344.2402 | 0
| 231.2123 | 0 | 231.2123 | 0.027881 | 231.2123 | 0.034613 | 231.2123 | 0 | 231.2123 | 0 | 231.2123 | 0 | 399.1217 | 0 | 346.6494 | 0.13847 | 231.2123 | 0 | 399.1217 | 2.2828 | 346.6494 | 0.23753 | 346.6494 | 0 | 340.9055 | 0.00036407 | 346.6494 | 0 | 346.6494 | 0 | 347.2314 | 0 | 345.5252 | 0 | 346.6494 | 0 | 347.2314 | 0 | 347.2314 | 0 | 347.2314 | 0 | 399.1217 | 0.031031 | 347.2314 | 0 | 347.2314 | 0.00011908 |  |  | 346.6494 | 0 | 341.15 | -0.0023318 | 347.2314 | 0 | 346.6494 | 0 | 398.3435 | 0.00028812 | 347.2314 | 0 | 347.2314 | 0.0099652 | 346.6494 | 0 | 347.2314 | 0 | 347.2314 | 0 | 347.2314 | 0 | 609.0876 | 0.027498 | 346.6494 | 0 | 346.6494 | 0 | 347.2314 | 0.0079009 | 608.2025 | 0.00017392 | 346.6494 | 0 | 611.0625 | 0.00011298 | 609.0876 | 0.022406 | 346.6494 | 0 | 847.6181 | 0.0015841 | 969.7325 | 0.27229 | 1104.0776 | 0.0029193 | 1008.4673 | 0.015941 | 1036.177 | 0 | 1035.5453 | 0 | 1035.5389 | 0.0053899 | 346.649 | 3.7431e-05 | 347.2314 | 0 | 346.6494 | 0 | 346.6494 | 0 | 347.2314 | #REF! | 346.6494 | 0 | 344.454 | 0
| 231.285 | 0 | 231.285 | -0.058638 | 231.285 | 0.034613 | 231.285 | 0 | 231.285 | 0 | 231.285 | 0 | 399.2346 | 0.011533 | 346.8632 | 0.077382 | 231.285 | 0 | 399.2346 | 2.3082 | 346.8632 | -0.043784 | 346.8632 | 0 | 341.1198 | -0.00014837 | 346.8632 | 0 | 346.8632 | 0 | 347.4455 | 0 | 345.7407 | 0 | 346.8632 | 0 | 347.4455 | 0 | 347.4455 | 0 | 347.4455 | 0 | 399.2346 | 0.015672 | 347.4455 | 0 | 347.4455 | 0 |  |  | 346.8632 | 0 | 341.36 | -0.0089774 | 347.4455 | 0 | 346.8632 | 0 | 398.4563 | 0.00033652 | 347.4455 | 0 | 347.4455 | 0 | 346.8632 | 0 | 347.4455 | 0 | 347.4455 | 0 | 347.4455 | 0 | 609.2469 | 0.025629 | 346.8632 | 0 | 346.8632 | 0 | 347.4455 | -0.001198 | 608.3623 | 0 | 346.8632 | 0 | 611.2214 | 0.00032469 | 609.2469 | 0.023172 | 346.8632 | 0 | 847.6896 | 0.0022676 | 969.9755 | 0.27341 | 1104.1373 | 0.0029398 | 1008.4798 | 0.015953 | 1036.2296 | 0 | 1035.5979 | 0 | 1035.5914 | 0.0054035 | 346.863 | 4.8185e-05 | 347.4455 | 0 | 346.8632 | 0 | 346.8632 | 0 | 347.4455 | #REF! | 346.8632 | 0 | 344.6679 | 0
| 231.3577 | 0 | 231.3577 | 0.019574 | 231.3577 | 0.034613 | 231.3577 | 0 | 231.3577 | 0 | 231.3577 | 0 | 399.3474 | 0 | 347.0769 | 0.086443 | 231.3577 | 0 | 399.3474 | 2.2626 | 347.0769 | 0.16437 | 347.0769 | 0 | 341.334 | 0.00054284 | 347.0769 | 0 | 347.0769 | 0 | 347.6595 | 0 | 345.9562 | 0 | 347.0769 | 0 | 347.6595 | 0 | 347.6595 | 0 | 347.6595 | 0 | 399.3474 | 0.019225 | 347.6595 | 0 | 347.6595 | 9.6062e-05 |  |  | 347.0769 | 0 | 341.58 | -0.0086277 | 347.6595 | 0 | 347.0769 | 0 | 398.569 | 0.00034148 | 347.6595 | 0 | 347.6595 | 0.0046962 | 347.0769 | 0 | 347.6595 | 0 | 347.6595 | 0 | 347.6595 | 0 | 609.4063 | 0.029954 | 347.0769 | 0 | 347.0769 | 0 | 347.6595 | 0.0033802 | 608.5222 | 0.00069566 | 347.0769 | 0 | 611.3804 | 6.1427e-05 | 609.4063 | 0.021969 | 347.0769 | 0 | 847.7612 | 0.002686 | 970.2184 | 0.27641 | 1104.1971 | 0.0029654 | 1008.4922 | 0.015964 | 1036.2822 | 0 | 1035.6504 | 0 | 1035.644 | 0.0054183 | 347.077 | 3.2172e-05 | 347.6595 | 0 | 347.0769 | 0 | 347.0769 | 0 | 347.6595 | #REF! | 347.0769 | 0 | 344.8818 | 0
| 231.4303 | 0 | 231.4303 | 0.0093467 | 231.4303 | 0.034613 | 231.4303 | 0 | 231.4303 | 0 | 231.4303 | 0 | 399.4602 | 0.010128 | 347.2907 | -0.012584 | 231.4303 | 0 | 399.4602 | 2.3047 | 347.2907 | -0.015535 | 347.2907 | 0 | 341.5483 | -0.00031704 | 347.2907 | 0 | 347.2907 | 0 | 347.8736 | 0 | 346.1716 | 0 | 347.2907 | 0 | 347.8736 | 0 | 347.8736 | 0 | 347.8736 | 0 | 399.4602 | 0.018598 | 347.8736 | 0 | 347.8736 | 0 |  |  | 347.2907 | 0 | 341.79 | -0.0019821 | 347.8736 | 0 | 347.2907 | 0 | 398.6817 | 0.00030718 | 347.8736 | 0 | 347.8736 | 0 | 347.2907 | 0 | 347.8736 | 0 | 347.8736 | 0 | 347.8736 | 0 | 609.5657 | 0.026964 | 347.2907 | 0 | 347.2907 | 0 | 347.8736 | -0.0039927 | 608.682 | 0.00078262 | 347.2907 | 0 | 611.5394 | 0.00033895 | 609.5657 | 0.023062 | 347.2907 | 0 | 847.8326 | 0.0019005 | 970.4614 | 0.27683 | 1104.2568 | 0.0029859 | 1008.5047 | 0.015973 | 1036.3348 | 0 | 1035.703 | 0 | 1035.6965 | 0.0054364 | 347.291 | 4.8205e-05 | 347.8736 | 0 | 347.2907 | 0 | 347.2907 | 0 | 347.8736 | #REF! | 347.2907 | 0 | 345.0957 | 0
| 231.503 | 0 | 231.503 | 0.0065359 | 231.503 | 0.034613 | 231.503 | 0 | 231.503 | 0 | 231.503 | 0 | 399.573 | 0 | 347.5045 | 0.16368 | 231.503 | 0 | 399.573 | 2.1855 | 347.5045 | 0.19827 | 347.5045 | 0 | 341.7626 | 0.00031725 | 347.5045 | 0 | 347.5045 | 0 | 348.0876 | 0 | 346.3871 | 0 | 347.5045 | 0 | 348.0876 | 0 | 348.0876 | 0 | 348.0876 | 0 | 399.573 | 0.011493 | 348.0876 | 0 | 348.0876 | 0.00012603 |  |  | 347.5045 | 0 | 342 | -0.011776 | 348.0876 | 0 | 347.5045 | 0 | 398.7944 | 0.0002866 | 348.0876 | 0 | 348.0876 | 0.0029582 | 347.5045 | 0 | 348.0876 | 0 | 348.0876 | 0 | 348.0876 | 0 | 609.7251 | 0.033211 | 347.5045 | 0 | 347.5045 | 0 | 348.0876 | 0.0024287 | 608.8419 | 0.00017392 | 347.5045 | 0 | 611.6983 | 9.214e-05 | 609.7251 | 0.021204 | 347.5045 | 0 | 847.9042 | 0.0017836 | 970.7044 | 0.27891 | 1104.3165 | 0.0030064 | 1008.5172 | 0.015982 | 1036.3874 | 0 | 1035.7555 | 0 | 1035.7492 | 0.0054592 | 347.504 | 2.1448e-05 | 348.0876 | 0 | 347.5045 | 0 | 347.5045 | 0 | 348.0876 | #REF! | 347.5045 | 0 | 345.3096 | 0
| 231.5757 | 0 | 231.5757 | -0.047896 | 231.5757 | 0.034613 | 231.5757 | 0 | 231.5757 | 0 | 231.5757 | 0 | 399.6858 | 0 | 347.7183 | 0.08439 | 231.5757 | 0 | 399.6858 | 2.187 | 347.7183 | -0.055204 | 347.7183 | 0 | 341.9769 | -0.0002251 | 347.7183 | 0 | 347.7183 | 0 | 348.3017 | 0 | 346.6026 | 0 | 347.7183 | 0 | 348.3017 | 0 | 348.3017 | 0 | 348.3017 | 0 | 399.6858 | 0.045032 | 348.3017 | 0 | 348.3017 | 0 |  |  | 347.7183 | 0 | 342.22 | -0.026116 | 348.3017 | 0 | 347.7183 | 0 | 398.9071 | 0.00033919 | 348.3017 | 0 | 348.3017 | 0 | 347.7183 | 0 | 348.3017 | 0 | 348.3017 | 0 | 348.3017 | 0 | 609.8845 | 0.018795 | 347.7183 | 0 | 347.7183 | 0 | 348.3017 | 0.0019132 | 609.0017 | 0.00026087 | 347.7183 | 0 | 611.8573 | 0.00025887 | 609.8845 | 0.021969 | 347.7183 | 0 | 847.9758 | 0.0020896 | 970.9474 | 0.28078 | 1104.3762 | 0.003032 | 1008.5296 | 0.015989 | 1036.4401 | 0 | 1035.8081 | 0 | 1035.8016 | 0.0054899 | 347.718 | 4.8243e-05 | 348.3017 | 0 | 347.7183 | 0 | 347.7183 | 0 | 348.3017 | #REF! | 347.7183 | 0 | 345.5235 | 0
| 231.6484 | 0 | 231.6484 | -0.054779 | 231.6484 | 0.034613 | 231.6484 | 0 | 231.6484 | 0 | 231.6484 | 0 | 399.7986 | 0.0052775 | 347.9321 | -0.030512 | 231.6484 | 0 | 399.7986 | 2.1304 | 347.9321 | 0.065779 | 347.9321 | 0 | 342.1912 | 0.00025222 | 347.9321 | 0 | 347.9321 | 0 | 348.5158 | 0 | 346.8181 | 0 | 347.9321 | 0 | 348.5158 | 0 | 348.5158 | 0 | 348.5158 | 0 | 399.7986 | 0.0373 | 348.5158 | 0 | 348.5158 | 0.00010052 |  |  | 347.9321 | 0 | 342.43 | -0.00093273 | 348.5158 | 0 | 347.9321 | 0 | 399.0199 | 0.00035138 | 348.5158 | 0 | 348.5158 | 0.0080868 | 347.9321 | 0 | 348.5158 | 0 | 348.5158 | 0 | 348.5158 | 0 | 610.0438 | 0.021037 | 347.9321 | 0 | 347.9321 | 0 | 348.5158 | 0.004926 | 609.1616 | 0 | 347.9321 | 0 | 612.0163 | 0.00016015 | 610.0438 | 0.019893 | 347.9321 | 0 | 848.0473 | 0.0015686 | 971.1904 | 0.28367 | 1104.436 | 0.0030525 | 1008.5421 | 0.015996 | 1036.4927 | 0 | 1035.8606 | 0 | 1035.8543 | 0.0055285 | 347.932 | 5.3546e-05 | 348.5158 | 0 | 347.9321 | 0 | 347.9321 | 0 | 348.5158 | #REF! | 347.9321 | 0 | 345.7375 | 0
| 231.7211 | 0 | 231.7211 | 0.026657 | 231.7211 | 0.034613 | 231.7211 | 0 | 231.7211 | 0 | 231.7211 | 0 | 399.9114 | 0.026001 | 348.1459 | 0.066259 | 231.7211 | 0 | 399.9114 | 2.0786 | 348.1459 | -0.027999 | 348.1459 | 0 | 342.4055 | -0.00034277 | 348.1459 | 0 | 348.1459 | 0 | 348.7299 | 0 | 347.0336 | 0 | 348.1459 | 0 | 348.7299 | 0 | 348.7299 | 0 | 348.7299 | 0 | 399.9114 | 0.022777 | 348.7299 | 0 | 348.7299 | 0 |  |  | 348.1459 | 0 | 342.65 | 0.00081613 | 348.7299 | 0 | 348.1459 | 0 | 399.1326 | 0.00038226 | 348.7299 | 0 | 348.7299 | 0 | 348.1459 | 0 | 348.7299 | 0 | 348.7299 | 0 | 348.7299 | 0 | 610.2033 | 0.020824 | 348.1459 | 0 | 348.1459 | 0 | 348.7299 | -0.0057752 | 609.3214 | 0.00026087 | 348.1459 | 0 | 612.1753 | 0.00026655 | 610.2033 | 0.020767 | 348.1459 | 0 | 848.1189 | 0.0013783 | 971.4334 | 0.28455 | 1104.4957 | 0.0030781 | 1008.5545 | 0.016001 | 1036.5454 | 0 | 1035.9132 | 0 | 1035.9067 | 0.0055751 | 348.146 | 3.212e-05 | 348.7299 | 0 | 348.1459 | 0 | 348.1459 | 0 | 348.7299 | #REF! | 348.1459 | 0 | 345.9514 | 0
| 231.7938 | 0 | 231.7938 | 0.056583 | 231.7938 | 0.034613 | 231.7938 | 0 | 231.7938 | 0 | 231.7938 | 0 | 400.0242 | 0.013369 | 348.3598 | 0.15358 | 231.7938 | 0 | 400.0242 | 2.09 | 348.3598 | 0.16449 | 348.3598 | 0 | 342.6199 | 0.00057608 | 348.3598 | 0 | 348.3598 | 0 | 348.9441 | 0 | 347.2492 | 0 | 348.3598 | 0 | 348.9441 | 0 | 348.9441 | 0 | 348.9441 | 0 | 400.0242 | 0.016508 | 348.9441 | 0 | 348.9441 | 3.1404e-05 |  |  | 348.3598 | 0 | 342.86 | 0.0015157 | 348.9441 | 0 | 348.3598 | 0 | 399.2453 | 0.00032738 | 348.9441 | 0 | 348.9441 | 0.0067744 | 348.3598 | 0 | 348.9441 | 0 | 348.9441 | 0 | 348.9441 | 0 | 610.3627 | 0.028886 | 348.3598 | 0 | 348.3598 | 0 | 348.9441 | 0.0057252 | 609.4813 | 0.00017392 | 348.3598 | 0 | 612.3343 | 0.00015466 | 610.3627 | 0.019346 | 348.3598 | 0 | 848.1905 | 0.0011113 | 971.6764 | 0.28653 | 1104.5555 | 0.0031037 | 1008.567 | 0.016005 | 1036.598 | 0 | 1035.9657 | 0 | 1035.9594 | 0.0056285 | 348.36 | 4.8263e-05 | 348.9441 | 0 | 348.3598 | 0 | 348.3598 | 0 | 348.9441 | #REF! | 348.3598 | 0 | 346.1654 | 0
| 231.8664 | 0 | 231.8665 | -0.047952 | 231.8664 | 0.034613 | 231.8664 | 0 | 231.8664 | 0 | 231.8665 | 0 | 400.137 | 0 | 348.5736 | 0.18067 | 231.8664 | 0 | 400.137 | 2.0376 | 348.5736 | -0.075629 | 348.5736 | 0 | 342.8343 | -8.0468e-05 | 348.5736 | 0 | 348.5736 | 0 | 349.1582 | 0 | 347.4647 | 0 | 348.5736 | 0 | 349.1582 | 0 | 349.1582 | 0 | 349.1582 | 0 | 400.137 | 0.027479 | 349.1582 | 0 | 349.1582 | 0 |  |  | 348.5736 | 0 | 343.08 | 0.0095605 | 349.1582 | 0 | 348.5736 | 0 | 399.3581 | 0.00032547 | 349.1582 | 0 | 349.1582 | 0 | 348.5736 | 0 | 349.1582 | 0 | 349.1582 | 0 | 349.1582 | 0 | 610.5221 | 0.018101 | 348.5736 | 0 | 348.5736 | 0 | 349.1582 | 0.00035701 | 609.6412 | 0.00078262 | 348.5736 | 0 | 612.4933 | 0.00026106 | 610.5221 | 0.020986 | 348.5736 | 0 | 848.262 | 0.0015829 | 971.9194 | 0.28808 | 1104.6152 | 0.0031293 | 1008.5795 | 0.016008 | 1036.6506 | 0 | 1036.0183 | 0 | 1036.012 | 0.0056865 | 348.574 | 4.822e-05 | 349.1582 | 0 | 348.5736 | 0 | 348.5736 | 0 | 349.1582 | #REF! | 348.5736 | 0 | 346.3794 | 0
| 231.9392 | 0 | 231.9392 | -0.035607 | 231.9392 | 0.034613 | 231.9392 | 0 | 231.9392 | 0 | 231.9392 | 0 | 400.2498 | 0.012666 | 348.7875 | 0.12397 | 231.9392 | 0 | 400.2498 | 1.932 | 348.7875 | 0.16502 | 348.7875 | 0 | 343.0486 | 0.00033736 | 348.7875 | 0 | 348.7875 | 0 | 349.3723 | 0 | 347.6803 | 0 | 348.7875 | 0 | 349.3724 | 0 | 349.3724 | 0 | 349.3724 | 0 | 400.2498 | 0.031658 | 349.3723 | 0 | 349.3723 | 0.00011415 |  |  | 348.7875 | 0 | 343.29 | 0.007112 | 349.3724 | 0 | 348.7875 | 0 | 399.4708 | 0.00025916 | 349.3724 | 0 | 349.3723 | 0.010829 | 348.7875 | 0 | 349.3724 | 0 | 349.3724 | 0 | 349.3724 | 0 | 610.6815 | 0.02926 | 348.7875 | 0 | 348.7875 | 0 | 349.3723 | 0.0028857 | 609.8011 | 0.00017392 | 348.7875 | 0 | 612.6523 | 0.00011188 | 610.6815 | 0.019783 | 348.7875 | 0 | 848.3336 | 0.0018726 | 972.1624 | 0.2909 | 1104.6751 | 0.0031549 | 1008.5919 | 0.016009 | 1036.7033 | 0 | 1036.0709 | 0 | 1036.0646 | 0.0057421 | 348.787 | 4.8162e-05 | 349.3723 | 0 | 348.7875 | 0 | 348.7875 | 0 | 349.3723 | #REF! | 348.7875 | 0 | 346.5934 | 0
| 232.0119 | 0 | 232.0119 | 0.034736 | 232.0119 | 0.034613 | 232.0119 | 0 | 232.0119 | 0 | 232.0119 | 0 | 400.3626 | 0.010831 | 349.0014 | 0.12432 | 232.0119 | 0 | 400.3626 | 1.9426 | 349.0014 | -0.050964 | 349.0014 | 0 | 343.263 | 1.062e-05 | 349.0014 | 0 | 349.0014 | 0 | 349.5865 | 0 | 347.8958 | 0 | 349.0014 | 0 | 349.5865 | 0 | 349.5865 | 0 | 349.5865 | 0 | 400.3626 | 0.02936 | 349.5865 | 0 | 349.5865 | 0 |  |  | 349.0014 | 0 | 343.5 | 0.0095605 | 349.5865 | 0 | 349.0014 | 0 | 399.5836 | 0.00027135 | 349.5865 | 0 | 349.5865 | 0 | 349.0014 | 0 | 349.5865 | 0 | 349.5865 | 0 | 349.5865 | 0 | 610.8409 | 0.019062 | 349.0014 | 0 | 349.0014 | 0 | 349.5865 | 0.0017816 | 609.961 | 0.00026087 | 349.0014 | 0 | 612.8114 | 0.00027203 | 610.8409 | 0.020548 | 349.0014 | 0 | 848.4052 | 0.0025982 | 972.4054 | 0.29107 | 1104.7347 | 0.0031857 | 1008.6044 | 0.01601 | 1036.756 | 0 | 1036.1235 | 0 | 1036.1171 | 0.0057899 | 349.001 | 5.89e-05 | 349.5865 | 0 | 349.0014 | 0 | 349.0014 | 0 | 349.5865 | #REF! | 349.0014 | 0 | 346.8074 | 0
| 232.0846 | 0 | 232.0846 | 0.0096313 | 232.0846 | 0.034613 | 232.0846 | 0 | 232.0846 | 0 | 232.0846 | 0 | 400.4754 | 0.013018 | 349.2153 | 0.1509 | 232.0846 | 0 | 400.4754 | 1.9045 | 349.2153 | 0.11014 | 349.2153 | 0 | 343.4774 | 0.00037306 | 349.2153 | 0 | 349.2153 | 0 | 349.8007 | 0 | 348.1114 | 0 | 349.2153 | 0 | 349.8007 | 0 | 349.8007 | 0 | 349.8007 | 0 | 400.4754 | 0.032808 | 349.8007 | 0 | 349.8007 | 2.7464e-05 |  |  | 349.2153 | 0 | 343.72 | 0.014807 | 349.8007 | 0 | 349.2153 | 0 | 399.6964 | 0.00027135 | 349.8007 | 0 | 349.8007 | 0.0065595 | 349.2153 | 0 | 349.8007 | 0 | 349.8007 | 0 | 349.8007 | 0 | 611.0004 | 0.03193 | 349.2153 | 0 | 349.2153 | 0 | 349.8007 | 0.0060827 | 610.1209 | 0 | 349.2153 | 0 | 612.9704 | 0.00019964 | 611.0004 | 0.019018 | 349.2153 | 0 | 848.4769 | 0.0021504 | 972.6485 | 0.29358 | 1104.7946 | 0.0032113 | 1008.6168 | 0.016009 | 1036.8086 | 0 | 1036.1762 | 0 | 1036.1697 | 0.0058217 | 349.215 | 4.8205e-05 | 349.8007 | 0 | 349.2153 | 0 | 349.2153 | 0 | 349.8007 | #REF! | 349.2153 | 0 | 347.0214 | 0
| 232.1573 | 0 | 232.1573 | -0.027065 | 232.1573 | 0.034613 | 232.1573 | 0 | 232.1573 | 0 | 232.1573 | 0 | 400.5882 | 0.007318 | 349.4292 | 0.054044 | 232.1573 | 0 | 400.5882 | 1.9138 | 349.4292 | 0.010341 | 349.4292 | 0 | 343.6918 | 5.565e-05 | 349.4292 | 0 | 349.4292 | 0 | 350.0149 | 0 | 348.327 | 0 | 349.4292 | 0 | 350.0149 | 0 | 350.0149 | 0 | 350.0149 | 0 | 400.5882 | 0.026643 | 350.0149 | 0 | 350.0149 | 0 |  |  | 349.4292 | 0 | 343.93 | -0.018421 | 350.0149 | 0 | 349.4292 | 0 | 399.8091 | 0.00029651 | 350.0149 | 0 | 350.0149 | 0 | 349.4292 | 0 | 350.0149 | 0 | 350.0149 | 0 | 350.0149 | 0 | 611.1598 | 0.019916 | 349.4292 | 0 | 349.4292 | 0 | 350.0149 | 0.003352 | 610.2808 | 0 | 349.4292 | 0 | 613.1295 | 0.00023913 | 611.1598 | 0.020548 | 349.4292 | 0 | 848.5485 | 0.0018701 | 972.8915 | 0.29544 | 1104.8544 | 0.003242 | 1008.6293 | 0.016007 | 1036.8612 | 0 | 1036.2288 | 0 | 1036.2223 | 0.0058308 | 349.429 | 8.0282e-05 | 350.0149 | 0 | 349.4292 | 0 | 349.4292 | 0 | 350.0149 | #REF! | 349.4292 | 0 | 347.2354 | 0
| 232.23 | 0 | 232.23 | -0.028858 | 232.23 | 0.034613 | 232.23 | 0 | 232.23 | 0 | 232.23 | 0 | 400.7011 | 0 | 349.6432 | 0.090539 | 232.23 | 0 | 400.7011 | 1.8171 | 349.6432 | 0.15462 | 349.6432 | 0 | 343.9062 | 0.00055425 | 349.6432 | 0 | 349.6432 | 0 | 350.2291 | 0 | 348.5426 | 0 | 349.6432 | 0 | 350.2291 | 0 | 350.2291 | 0 | 350.2291 | 0 | 400.7011 | 0.018911 | 350.2291 | 0 | 350.2291 | 7.4531e-05 |  |  | 349.6432 | 0 | 344.15 | -0.015623 | 350.2291 | 0 | 349.6432 | 0 | 399.9219 | 0.0003007 | 350.2291 | 0 | 350.2291 | 0.014021 | 349.6432 | 0 | 350.2291 | 0 | 350.2291 | 0 | 350.2291 | 0 | 611.3193 | 0.022799 | 349.6432 | 0 | 349.6432 | 0 | 350.2291 | 4.3821e-05 | 610.4407 | 0.00017392 | 349.6432 | 0 | 613.2885 | 0.00021719 | 611.3193 | 0.020767 | 349.6432 | 0 | 848.6202 | 0.0018272 | 973.1345 | 0.29784 | 1104.9142 | 0.0032676 | 1008.6417 | 0.016004 | 1036.9139 | 0 | 1036.2814 | 0 | 1036.2749 | 0.005816 | 349.643 | 6.9589e-05 | 350.2291 | 0 | 349.6432 | 0 | 349.6432 | 0 | 350.2291 | #REF! | 349.6432 | 0 | 347.4495 | 0
| 232.3027 | 0 | 232.3027 | 0.004078 | 232.3027 | 0.034613 | 232.3027 | 0 | 232.3027 | 0 | 232.3027 | 0 | 400.8139 | 0 | 349.8571 | 0.19582 | 232.3027 | 0 | 400.8139 | 1.7934 | 349.8571 | 0.018554 | 349.8571 | 0 | 344.1206 | -0.00054258 | 349.8571 | 0 | 349.8571 | 0 | 350.4434 | 0 | 348.7582 | 0 | 349.8571 | 0 | 350.4434 | 0 | 350.4434 | 0 | 350.4434 | 0 | 400.8139 | 0.023927 | 350.4434 | 0 | 350.4434 | 0 |  |  | 349.8571 | 0 | 344.36 | -0.022269 | 350.4434 | 0 | 349.8571 | 0 | 400.0347 | 0.0003167 | 350.4434 | 0 | 350.4434 | 0 | 349.8571 | 0 | 350.4434 | 0 | 350.4434 | 0 | 350.4434 | 0 | 611.4787 | 0.024775 | 349.8571 | 0 | 349.8571 | 0 | 350.4434 | -0.00092614 | 610.6006 | 0 | 349.8571 | 0 | 613.4476 | 0.00019854 | 611.4787 | 0.021969 | 349.8571 | 0 | 848.6918 | 0.0022027 | 973.3776 | 0.2983 | 1104.9739 | 0.0032983 | 1008.6542 | 0.015999 | 1036.9666 | 0 | 1036.334 | 0 | 1036.3275 | 0.005774 | 349.857 | 0.00010169 | 350.4434 | 0 | 349.8571 | 0 | 349.8571 | 0 | 350.4434 | #REF! | 349.8571 | 0 | 347.6636 | 0
| 232.3755 | 0 | 232.3755 | 0.024827 | 232.3755 | 0.034613 | 232.3755 | 0 | 232.3755 | 0 | 232.3755 | 0 | 400.9267 | 0 | 350.0711 | 0.091659 | 232.3755 | 0 | 400.9267 | 1.7375 | 350.0711 | 0.15033 | 350.0711 | 0 | 344.3351 | 0.00048036 | 350.0711 | 0 | 350.0711 | 0 | 350.6576 | 0 | 348.9738 | 0 | 350.0711 | 0 | 350.6576 | 0 | 350.6576 | 0 | 350.6576 | 0 | 400.9267 | 0.025076 | 350.6576 | 0 | 350.6576 | 9.7057e-05 |  |  | 350.0711 | 0 | 344.58 | -0.0040807 | 350.6576 | 0 | 350.0711 | 0 | 400.1475 | 0.00033995 | 350.6576 | 0 | 350.6576 | 0.0078182 | 350.0711 | 0 | 350.6576 | 0 | 350.6576 | 0 | 350.6576 | 0 | 611.6382 | 0.021197 | 350.0711 | 0 | 350.0711 | 0 | 350.6576 | 0.0060267 | 610.7605 | 0 | 350.0711 | 0 | 613.6067 | 0.00024242 | 611.6382 | 0.021204 | 350.0711 | 0 | 848.7636 | 0.0020018 | 973.6207 | 0.29939 | 1105.0337 | 0.0033291 | 1008.6667 | 0.015993 | 1037.0193 | 0 | 1036.3866 | 0 | 1036.3801 | 0.0057092 | 350.071 | 3.2062e-05 | 350.6576 | 0 | 350.0711 | 0 | 350.0711 | 0 | 350.6576 | #REF! | 350.0711 | 0 | 347.8777 | 0
| 232.4482 | 0 | 232.4482 | -0.022822 | 232.4482 | 0.034613 | 232.4482 | 0 | 232.4482 | 0 | 232.4482 | 0 | 401.0395 | 0 | 350.2851 | 0.14496 | 232.4482 | 0 | 401.0395 | 1.7249 | 350.2851 | -0.041249 | 350.2851 | 0 | 344.5496 | 4.6187e-05 | 350.2851 | 0 | 350.2851 | 0 | 350.8719 | 0 | 349.1894 | 0 | 350.2851 | 0 | 350.8719 | 0 | 350.8719 | 0 | 350.8719 | 0 | 401.0395 | 0.022777 | 350.8719 | 0 | 350.8719 | 0 |  |  | 350.2851 | 0 | 344.79 | -0.011776 | 350.8719 | 0 | 350.2851 | 0 | 400.2603 | 0.00031785 | 350.8719 | 0 | 350.8719 | 0 | 350.2851 | 0 | 350.8719 | 0 | 350.8719 | 0 | 350.8719 | 0 | 611.7977 | 0.018047 | 350.2851 | 0 | 350.2851 | 0 | 350.8719 | -0.0022005 | 610.9204 | 0 | 350.2851 | 0 | 613.7658 | 0.00022158 | 611.7977 | 0.021969 | 350.2851 | 0 | 848.8352 | 0.0030256 | 973.8637 | 0.30154 | 1105.0935 | 0.0033598 | 1008.6791 | 0.015986 | 1037.072 | 0 | 1036.4392 | 0 | 1036.4327 | 0.0056274 | 350.285 | 5.8908e-05 | 350.8719 | 0 | 350.2851 | 0 | 350.2851 | 0 | 350.8719 | #REF! | 350.2851 | 0 | 348.0918 | 0
| 232.5209 | 0 | 232.5209 | -0.028688 | 232.5209 | 0.034613 | 232.5209 | 0 | 232.5209 | 0 | 232.5209 | 0 | 401.1523 | 0.0070366 | 350.4991 | 0.23575 | 232.5209 | 0 | 401.1523 | 1.6187 | 350.4991 | 0.10848 | 350.4991 | 0 | 344.764 | 0.0004676 | 350.4991 | 0 | 350.4991 | 0 | 351.0862 | 0 | 349.4051 | 0 | 350.4991 | 0 | 351.0862 | 0 | 351.0862 | 0 | 351.0862 | 0 | 401.1523 | 0.024553 | 351.0862 | 0 | 351.0861 | 0 |  |  | 350.4991 | 0 | 345 | 0.013408 | 351.0862 | 0 | 350.4991 | 0 | 400.3731 | 0.00031327 | 351.0862 | 0 | 351.0861 | 0.010466 | 350.4991 | 0 | 351.0862 | 0 | 351.0862 | 0 | 351.0862 | 0 | 611.9572 | 0.024988 | 350.4991 | 0 | 350.4991 | 0 | 351.0862 | 0.0089284 | 611.0804 | 0.00017392 | 350.4991 | 0 | 613.9248 | 0.00019525 | 611.9572 | 0.020876 | 350.4991 | 0 | 848.9069 | 0.0029828 | 974.1068 | 0.30426 | 1105.1533 | 0.0033905 | 1008.6916 | 0.015977 | 1037.1246 | 0 | 1036.4918 | 0 | 1036.4853 | 0.0055342 | 350.499 | 5.3606e-05 | 351.0862 | 0 | 350.4991 | 0 | 350.4991 | 0 | 351.0862 | #REF! | 350.4991 | 0 | 348.3059 | 0
| 232.5937 | 0 | 232.5937 | 0.025735 | 232.5937 | 0.034613 | 232.5937 | 0 | 232.5937 | 0 | 232.5937 | 0 | 401.2651 | 0 | 350.7131 | 0.1717 | 232.5937 | 0 | 401.2651 | 1.601 | 350.7131 | -0.06504 | 350.7131 | 0 | 344.9785 | -0.00011835 | 350.7131 | 0 | 350.7131 | 0 | 351.3005 | 0 | 349.6207 | 0 | 350.7131 | 0 | 351.3005 | 0 | 351.3005 | 0 | 351.3005 | 0 | 401.2651 | 0.017135 | 351.3005 | 0 | 351.3005 | 0 |  |  | 350.7131 | 0 | 345.22 | 0.0015157 | 351.3005 | 0 | 350.7131 | 0 | 400.4859 | 0.00028545 | 351.3005 | 0 | 351.3005 | 0 | 350.7131 | 0 | 351.3005 | 0 | 351.3005 | 0 | 351.3005 | 0 | 612.1167 | 0.015004 | 350.7131 | 0 | 350.7131 | 0 | 351.3004 | -0.0068878 | 611.2403 | 0.00078262 | 350.7131 | 0 | 614.0839 | 0.0002479 | 612.1167 | 0.022079 | 350.7131 | 0 | 848.9786 | 0.0017074 | 974.3499 | 0.30524 | 1105.2131 | 0.0034212 | 1008.704 | 0.015968 | 1037.1774 | 0 | 1036.5444 | 0 | 1036.538 | 0.0054376 | 350.713 | 8.5608e-05 | 351.3005 | 0 | 350.7131 | 0 | 350.7131 | 0 | 351.3004 | #REF! | 350.7131 | 0 | 348.52 | 0
| 232.6664 | 0 | 232.6664 | 0.0018018 | 232.6664 | 0.034613 | 232.6664 | 0 | 232.6664 | 0 | 232.6664 | 0 | 401.3779 | 0.0056293 | 350.9272 | 0.36084 | 232.6664 | 0 | 401.3779 | 1.5301 | 350.9272 | 0.10348 | 350.9272 | 0 | 345.193 | 0.00041294 | 350.9272 | 0 | 350.9272 | 0 | 351.5148 | 0 | 349.8364 | 0 | 350.9272 | 0 | 351.5148 | 0 | 351.5148 | 0 | 351.5148 | 0 | 401.3779 | 0.032494 | 351.5148 | 0 | 351.5148 | 9.4647e-05 |  |  | 350.9272 | 0 | 345.43 | 0.0032645 | 351.5148 | 0 | 350.9272 | 0 | 400.5987 | 0.0002725 | 351.5148 | 0 | 351.5148 | 0.0086545 | 350.9272 | 0 | 351.5148 | 0 | 351.5148 | 0 | 351.5148 | 0 | 612.2762 | 0.020076 | 350.9272 | 0 | 350.9272 | 0 | 351.5148 | 0.008784 | 611.4003 | 0.00017392 | 350.9272 | 0 | 614.2431 | 0.00023035 | 612.2762 | 0.020548 | 350.9272 | 0 | 849.0504 | 0.0015028 | 974.593 | 0.30732 | 1105.2731 | 0.003452 | 1008.7165 | 0.015957 | 1037.2301 | 0 | 1036.5971 | 0 | 1036.5907 | 0.0053467 | 350.927 | 9.0929e-05 | 351.5148 | 0 | 350.9272 | 0 | 350.9272 | 0 | 351.5148 | #REF! | 350.9272 | 0 | 348.7341 | 0
| 232.7392 | 0 | 232.7392 | -0.053336 | 232.7392 | 0.034613 | 232.7392 | 0 | 232.7392 | 0 | 232.7392 | 0 | 401.4907 | 0 | 351.1412 | 0.33666 | 232.7392 | 0 | 401.4907 | 1.4938 | 351.1412 | 0.037174 | 351.1412 | 0 | 345.4075 | -0.00015924 | 351.1412 | 0 | 351.1412 | 0 | 351.7291 | 0 | 350.052 | 0 | 351.1412 | 0 | 351.7291 | 0 | 351.7291 | 0 | 351.7291 | 0 | 401.4907 | 0.026016 | 351.7291 | 0 | 351.7291 | 0 |  |  | 351.1412 | 0 | 345.65 | -0.0026815 | 351.7291 | 0 | 351.1412 | 0 | 400.7115 | 0.00027783 | 351.7291 | 0 | 351.7291 | 0 | 351.1412 | 0 | 351.7291 | 0 | 351.7291 | 0 | 351.7291 | 0 | 612.4357 | 0.020023 | 351.1412 | 0 | 351.1412 | 0 | 351.7291 | -0.001725 | 611.5602 | 0 | 351.1412 | 0 | 614.4022 | 0.00025119 | 612.4357 | 0.022079 | 351.1412 | 0 | 849.1221 | 0.0020452 | 974.8361 | 0.30877 | 1105.3329 | 0.0034827 | 1008.7289 | 0.015944 | 1037.2827 | 0 | 1036.6497 | 0 | 1036.6433 | 0.005266 | 351.141 | 5.3516e-05 | 351.7291 | 0 | 351.1412 | 0 | 351.1412 | 0 | 351.7291 | #REF! | 351.1412 | 0 | 348.9483 | 0
| 232.8119 | 0 | 232.8119 | -0.059343 | 232.8119 | 0.034613 | 232.8119 | 0 | 232.8119 | 0 | 232.8119 | 0 | 401.6035 | 0.0066848 | 351.3553 | 0.43732 | 232.8119 | 0 | 401.6035 | 1.4435 | 351.3553 | 0.12809 | 351.3553 | 0 | 345.622 | 0.00049136 | 351.3553 | 0 | 351.3553 | 0 | 351.9434 | 0 | 350.2677 | 0 | 351.3553 | 0 | 351.9434 | 0 | 351.9434 | 0 | 351.9434 | 0 | 401.6035 | 0.022464 | 351.9434 | 0 | 351.9434 | 0.00010888 |  |  | 351.3553 | 0 | 345.86 | -0.022619 | 351.9434 | 0 | 351.3553 | 0 | 400.8243 | 0.00028126 | 351.9434 | 0 | 351.9434 | 0.0049318 | 351.3553 | 0 | 351.9434 | 0 | 351.9434 | 0 | 351.9434 | 0 | 612.5952 | 0.028512 | 351.3553 | 0 | 351.3553 | 0 | 351.9434 | 0.0060323 | 611.7202 | 0.00017392 | 351.3553 | 0 | 614.5613 | 0.00020073 | 612.5952 | 0.02022 | 351.3553 | 0 | 849.1938 | 0.0020315 | 975.0792 | 0.31169 | 1105.3927 | 0.0035186 | 1008.7415 | 0.015931 | 1037.3355 | 0 | 1036.7024 | 0 | 1036.6959 | 0.0052035 | 351.355 | 5.3539e-05 | 351.9434 | 0 | 351.3553 | 0 | 351.3553 | 0 | 351.9434 | #REF! | 351.3553 | 0 | 349.1625 | 0
| 232.8847 | 0 | 232.8847 | 0.0086721 | 232.8847 | 0.034613 | 232.8847 | 0 | 232.8847 | 0 | 232.8847 | 0 | 401.7163 | 0 | 351.5694 | 0.37829 | 232.8847 | 0 | 401.7163 | 1.4461 | 351.5694 | -0.012454 | 351.5694 | 0 | 345.8365 | -0.00021229 | 351.5694 | 0 | 351.5694 | 0 | 352.1578 | 0 | 350.4834 | 0 | 351.5694 | 0 | 352.1578 | 0 | 352.1578 | 0 | 352.1578 | 0 | 401.7163 | 0.023091 | 352.1578 | 0 | 352.1578 | 0 |  |  | 351.5694 | 0 | 346.08 | 0.0074619 | 352.1578 | 0 | 351.5694 | 0 | 400.9371 | 0.00034071 | 352.1578 | 0 | 352.1578 | 0 | 351.5694 | 0 | 352.1578 | 0 | 352.1578 | 0 | 352.1578 | 0 | 612.7547 | 0.018688 | 351.5694 | 0 | 351.5694 | 0 | 352.1578 | -0.0011909 | 611.8801 | 0.00026087 | 351.5694 | 0 | 614.7204 | 0.00022377 | 612.7547 | 0.021532 | 351.5694 | 0 | 849.2656 | 0.0022721 | 975.3223 | 0.31212 | 1105.4525 | 0.0035493 | 1008.7539 | 0.015916 | 1037.3882 | 0 | 1036.755 | 0 | 1036.7487 | 0.0051626 | 351.569 | 2.1506e-05 | 352.1578 | 0 | 351.5694 | 0 | 351.5694 | 0 | 352.1578 | #REF! | 351.5694 | 0 | 349.3767 | 0
| 232.9574 | 0 | 232.9574 | 0.049372 | 232.9574 | 0.034613 | 232.9574 | 0 | 232.9574 | 0 | 232.9574 | 0 | 401.8291 | 0.011258 | 351.7835 | 0.52696 | 232.9574 | 0 | 401.8291 | 1.3661 | 351.7835 | 0.084988 | 351.7835 | 0 | 346.0511 | 0.00020639 | 351.7835 | 0 | 351.7835 | 0 | 352.3721 | 0 | 350.6991 | 0 | 351.7835 | 0 | 352.3721 | 0 | 352.3721 | 0 | 352.3721 | 0 | 401.8291 | 0.024867 | 352.3721 | 0 | 352.3721 | 5.5814e-05 |  |  | 351.7835 | 0 | 346.29 | 0.0085112 | 352.3721 | 0 | 351.7835 | 0 | 401.0499 | 0.00031327 | 352.3721 | 0 | 352.3721 | 0.0091604 | 351.7835 | 0 | 352.3721 | 0 | 352.3721 | 0 | 352.3721 | 0 | 612.9142 | 0.030702 | 351.7835 | 0 | 351.7835 | 0 | 352.3721 | -0.00097512 | 612.0401 | 0.00017392 | 351.7835 | 0 | 614.8796 | 0.00020841 | 612.9142 | 0.019783 | 351.7835 | 0 | 849.3374 | 0.0019304 | 975.5654 | 0.31381 | 1105.5124 | 0.00358 | 1008.7664 | 0.0159 | 1037.4409 | 0 | 1036.8076 | 0 | 1036.8013 | 0.0051444 | 351.783 | 2.1373e-05 | 352.3721 | 0 | 351.7835 | 0 | 351.7835 | 0 | 352.3721 | #REF! | 351.7835 | 0 | 349.5909 | 0
| 233.0302 | 0 | 233.0302 | -0.039957 | 233.0302 | 0.034613 | 233.0302 | 0 | 233.0302 | 0 | 233.0302 | 0 | 401.9419 | 0 | 351.9976 | 0.54771 | 233.0302 | 0 | 401.9419 | 1.3506 | 351.9976 | -0.03212 | 351.9976 | 0 | 346.2657 | -3.5735e-05 | 351.9976 | 0 | 351.9976 | 0 | 352.5865 | 0 | 350.9148 | 0 | 351.9976 | 0 | 352.5865 | 0 | 352.5865 | 0 | 352.5865 | 0 | 401.9419 | 0.009737 | 352.5865 | 0 | 352.5865 | 0 |  |  | 351.9976 | 0 | 346.51 | -0.008278 | 352.5865 | 0 | 351.9976 | 0 | 401.1628 | 0.00032738 | 352.5865 | 0 | 352.5865 | 0 | 351.9976 | 0 | 352.5865 | 0 | 352.5865 | 0 | 352.5865 | 0 | 613.0738 | 0.023867 | 351.9976 | 0 | 351.9976 | 0 | 352.5865 | -0.00019398 | 612.2001 | 0.00078262 | 351.9976 | 0 | 615.0387 | 0.00025887 | 613.0738 | 0.021313 | 351.9976 | 0 | 849.4092 | 0.0023029 | 975.8085 | 0.31472 | 1105.5723 | 0.0036159 | 1008.7788 | 0.015882 | 1037.4936 | 0 | 1036.8603 | 0 | 1036.8539 | 0.0051467 | 351.998 | 4.8139e-05 | 352.5865 | 0 | 351.9976 | 0 | 351.9976 | 0 | 352.5865 | #REF! | 351.9976 | 0 | 349.8051 | 0
| 233.103 | 0 | 233.103 | -0.018875 | 233.103 | 0.034613 | 233.103 | 0 | 233.103 | 0 | 233.103 | 0 | 402.0547 | 0.0087956 | 352.2117 | 0.71931 | 233.103 | 0 | 402.0547 | 1.2638 | 352.2117 | 0.13524 | 352.2117 | 0 | 346.4802 | 0.00045314 | 352.2117 | 0 | 352.2117 | 0 | 352.8009 | 0 | 351.1305 | 0 | 352.2117 | 0 | 352.8009 | 0 | 352.8009 | 0 | 352.8009 | 0 | 402.0547 | 0.014419 | 352.8009 | 0 | 352.8009 | 0.0001035 |  |  | 352.2117 | 0 | 346.72 | -0.0023318 | 352.8009 | 0 | 352.2117 | 0 | 401.2756 | 0.0002725 | 352.8009 | 0 | 352.8009 | 0.010654 | 352.2117 | 0 | 352.8009 | 0 | 352.8009 | 0 | 352.8009 | 0 | 613.2333 | 0.022319 | 352.2117 | 0 | 352.2117 | 0 | 352.8009 | 0.0014115 | 612.3601 | 0.00017392 | 352.2117 | 0 | 615.1979 | 0.00019744 | 613.2333 | 0.020439 | 352.2117 | 0 | 849.481 | 0.0025491 | 976.0516 | 0.31776 | 1105.6321 | 0.0036517 | 1008.7913 | 0.015864 | 1037.5464 | 0 | 1036.913 | 0 | 1036.9066 | 0.0051683 | 352.212 | 5.8943e-05 | 352.8009 | 0 | 352.2117 | 0 | 352.2117 | 0 | 352.8009 | #REF! | 352.2117 | 0 | 350.0193 | 0
| 233.1757 | 0 | 233.1758 | 0.034145 | 233.1757 | 0.034613 | 233.1757 | 0 | 233.1757 | 0 | 233.1757 | 0 | 402.1675 | 0.0052105 | 352.4259 | 0.68004 | 233.1757 | 0 | 402.1675 | 1.2333 | 352.4259 | -0.027018 | 352.4259 | 0 | 346.6948 | -0.00024139 | 352.4259 | 0 | 352.4259 | 0 | 353.0153 | 0 | 351.3463 | 0 | 352.4259 | 0 | 353.0153 | 0 | 353.0153 | 0 | 353.0153 | 0 | 402.1675 | 0.039076 | 353.0153 | 0 | 353.0153 | 0 |  |  | 352.4259 | 0 | 346.94 | -0.023668 | 353.0153 | 0 | 352.4259 | 0 | 401.3884 | 0.00029536 | 353.0153 | 0 | 353.0153 | 0 | 352.4259 | 0 | 353.0153 | 0 | 353.0153 | 0 | 353.0153 | 0 | 613.3928 | 0.015591 | 352.4259 | 0 | 352.4259 | 0 | 353.0153 | -0.0012079 | 612.5201 | 0.00026087 | 352.4259 | 0 | 615.3571 | 0.00023364 | 613.3928 | 0.022516 | 352.4259 | 0 | 849.5528 | 0.001952 | 976.2947 | 0.31976 | 1105.692 | 0.0036824 | 1008.8038 | 0.015844 | 1037.5991 | 0 | 1036.9657 | 0 | 1036.9592 | 0.0052046 | 352.426 | 4.2816e-05 | 353.0153 | 0 | 352.4259 | 0 | 352.4259 | 0 | 353.0153 | #REF! | 352.4259 | 0 | 350.2335 | 0
| 233.2485 | 0 | 233.2485 | 0.027978 | 233.2485 | 0.034613 | 233.2485 | 0 | 233.2485 | 0 | 233.2485 | 0 | 402.2803 | 0 | 352.6401 | 0.87807 | 233.2485 | 0 | 402.2803 | 1.2041 | 352.6401 | 0.1686 | 352.64 | 0 | 346.9094 | 0.00043001 | 352.6401 | 0 | 352.64 | 0 | 353.2298 | 0 | 351.562 | 0 | 352.64 | 0 | 353.2298 | 0 | 353.2298 | 0 | 353.2298 | 0 | 402.2803 | 0.03845 | 353.2298 | 0 | 353.2298 | 0.00012792 |  |  | 352.6401 | 0 | 347.15 | 0.0246 | 353.2298 | 0 | 352.64 | 0 | 401.5013 | 0.00028583 | 353.2298 | 0 | 353.2298 | 0.0098003 | 352.64 | 0 | 353.2298 | 0 | 353.2298 | 0 | 353.2298 | 0 | 613.5524 | 0.023066 | 352.6401 | 0 | 352.6401 | 0 | 353.2298 | 0.0015873 | 612.6801 | 0 | 352.6401 | 0 | 615.5163 | 0.00024351 | 613.5524 | 0.021423 | 352.64 | 0 | 849.6246 | 0.0017852 | 976.5379 | 0.32153 | 1105.7518 | 0.0037183 | 1008.8162 | 0.015823 | 1037.6519 | 0 | 1037.0183 | 0 | 1037.012 | 0.0052535 | 352.64 | 4.8155e-05 | 353.2298 | 0 | 352.64 | 0 | 352.64 | 0 | 353.2298 | #REF! | 352.64 | 0 | 350.4478 | 0
| 233.3213 | 0 | 233.3213 | -0.030734 | 233.3213 | 0.034613 | 233.3213 | 0 | 233.3213 | 0 | 233.3213 | 0 | 402.3931 | 0 | 352.8542 | 0.87998 | 233.3213 | 0 | 402.3931 | 1.1359 | 352.8542 | 0.062731 | 352.8542 | 0 | 347.124 | -6.1532e-05 | 352.8542 | 0 | 352.8542 | 0 | 353.4442 | 0 | 351.7778 | 0 | 352.8542 | 0 | 353.4442 | 0 | 353.4442 | 0 | 353.4442 | 0 | 402.3931 | 0.023718 | 353.4442 | 0 | 353.4442 | 0 |  |  | 352.8542 | 0 | 347.36 | -0.025417 | 353.4442 | 0 | 352.8542 | 0 | 401.6141 | 0.00035596 | 353.4442 | 0 | 353.4442 | 0 | 352.8542 | 0 | 353.4442 | 0 | 353.4442 | 0 | 353.4442 | 0 | 613.712 | 0.030435 | 352.8542 | 0 | 352.8542 | 0 | 353.4442 | -0.0053305 | 612.8401 | 0.00026087 | 352.8542 | 0 | 615.6754 | 0.00017441 | 613.712 | 0.022625 | 352.8542 | 0 | 849.6965 | 0.0021408 | 976.781 | 0.32304 | 1105.8118 | 0.0037542 | 1008.8287 | 0.0158 | 1037.7046 | 0 | 1037.071 | 0 | 1037.0646 | 0.0053103 | 352.854 | 7.4952e-05 | 353.4442 | 0 | 352.8542 | 0 | 352.8542 | 0 | 353.4442 | #REF! | 352.8542 | 0 | 350.6621 | 0
| 233.3941 | 0 | 233.3941 | -0.030797 | 233.3941 | 0.034613 | 233.3941 | 0 | 233.3941 | 0 | 233.3941 | 0 | 402.5059 | 0 | 353.0684 | 1.0189 | 233.3941 | 0 | 402.5059 | 1.1334 | 353.0684 | 0.2221 | 353.0684 | 0 | 347.3386 | 0.00068038 | 353.0684 | 0 | 353.0684 | 0 | 353.6587 | 0 | 351.9935 | 0 | 353.0684 | 0 | 353.6587 | 0 | 353.6587 | 0 | 353.6587 | 0 | 402.5059 | 0.022777 | 353.6587 | 0 | 353.6587 | 0.00010708 |  |  | 353.0684 | 0 | 347.58 | -0.017373 | 353.6587 | 0 | 353.0684 | 0 | 401.727 | 0.00034148 | 353.6587 | 0 | 353.6587 | 0.009961 | 353.0684 | 0 | 353.6587 | 0 | 353.6587 | 0 | 353.6587 | 0 | 613.8715 | 0.027391 | 353.0684 | 0 | 353.0684 | 0 | 353.6587 | 0.0015994 | 613.0001 | 0.00017392 | 353.0684 | 0 | 615.8346 | 0.00026545 | 613.8715 | 0.02022 | 353.0684 | 0 | 849.7684 | 0.002011 | 977.0242 | 0.32586 | 1105.8717 | 0.00379 | 1008.8411 | 0.015777 | 1037.7573 | 0 | 1037.1238 | 0 | 1037.1173 | 0.0053739 | 353.068 | 8.034e-05 | 353.6587 | 0 | 353.0684 | 0 | 353.0684 | 0 | 353.6587 | #REF! | 353.0684 | 0 | 350.8763 | 0
| 233.4669 | 0 | 233.4669 | 0.022394 | 233.4669 | 0.034613 | 233.4669 | 0 | 233.4669 | 0 | 233.4669 | 0 | 402.6186 | 0.013992 | 353.2826 | 0.99383 | 233.4669 | 0 | 402.6186 | 1.0826 | 353.2826 | -0.04161 | 353.2826 | 0 | 347.5533 | -5.3594e-05 | 353.2826 | 0 | 353.2826 | 0 | 353.8731 | 0 | 352.2093 | 0 | 353.2826 | 0 | 353.8731 | 0 | 353.8731 | 0 | 353.8731 | 0 | 402.6186 | 0.04033 | 353.8731 | 0 | 353.8731 | 0 |  |  | 353.2826 | 0 | 347.79 | -0.028565 | 353.8731 | 0 | 353.2826 | 0 | 401.8399 | 0.00034681 | 353.8731 | 0 | 353.8731 | 0 | 353.2826 | 0 | 353.8731 | 0 | 353.8731 | 0 | 353.8731 | 0 | 614.0311 | 0.025896 | 353.2826 | 0 | 353.2826 | 0 | 353.8731 | -0.0022206 | 613.1601 | 0.00078262 | 353.2826 | 0 | 615.9938 | 0.00016892 | 614.0311 | 0.022188 | 353.2826 | 0 | 849.8402 | 0.0023849 | 977.2673 | 0.3266 | 1105.9315 | 0.0038259 | 1008.8536 | 0.015752 | 1037.8102 | 0 | 1037.1764 | 0 | 1037.17 | 0.0054399 | 353.283 | 7.4927e-05 | 353.8731 | 0 | 353.2826 | 0 | 353.2826 | 0 | 353.8731 | #REF! | 353.2826 | 0 | 351.0906 | 0
| 233.5397 | 0 | 233.5397 | 0.0034771 | 233.5397 | 0.034613 | 233.5397 | 0 | 233.5397 | 0 | 233.5397 | 0 | 402.7314 | 0 | 353.4969 | 1.1772 | 233.5397 | 0 | 402.7314 | 0.99407 | 353.4969 | 0.1985 | 353.4969 | 0 | 347.7679 | 0.00050809 | 353.4969 | 0 | 353.4969 | 0 | 354.0876 | 0 | 352.4251 | 0 | 353.4969 | 0 | 354.0876 | 0 | 354.0876 | 0 | 354.0876 | 0 | 402.7314 | 0.035524 | 354.0876 | 0 | 354.0876 | 6.5932e-05 |  |  | 353.4969 | 0 | 348.01 | 0.012708 | 354.0876 | 0 | 353.4969 | 0 | 401.9527 | 0.00031061 | 354.0876 | 0 | 354.0876 | 0.0099414 | 353.4969 | 0 | 354.0876 | 0 | 354.0876 | 0 | 354.0876 | 0 | 614.1907 | 0.026377 | 353.4969 | 0 | 353.4969 | 0 | 354.0876 | 0.0071687 | 613.3201 | 0.00017392 | 353.4969 | 0 | 616.1531 | 0.0002852 | 614.1907 | 0.020876 | 353.4969 | 0 | 849.9122 | 0.0028476 | 977.5105 | 0.32886 | 1105.9915 | 0.0038617 | 1008.8661 | 0.015727 | 1037.8629 | 0 | 1037.2291 | 0 | 1037.2228 | 0.0055001 | 353.497 | 4.2842e-05 | 354.0876 | 0 | 353.4969 | 0 | 353.4969 | 0 | 354.0876 | #REF! | 353.4969 | 0 | 351.305 | 0
| 233.6125 | 0 | 233.6125 | -0.037002 | 233.6125 | 0.034613 | 233.6125 | 0 | 233.6125 | 0 | 233.6125 | 0 | 402.8442 | 0 | 353.7111 | 0.99834 | 233.6125 | 0 | 402.8442 | 1.0175 | 353.7111 | 0.023494 | 353.7111 | 0 | 347.9826 | -0.00057856 | 353.7111 | 0 | 353.7111 | 0 | 354.3021 | 0 | 352.6409 | 0 | 353.7111 | 0 | 354.3021 | 0 | 354.3021 | 0 | 354.3021 | 0 | 402.8442 | 0.047957 | 354.3021 | 0 | 354.3021 | 0 |  |  | 353.7111 | 0 | 348.22 | -0.026466 | 354.3021 | 0 | 353.7111 | 0 | 402.0656 | 0.00032318 | 354.3021 | 0 | 354.3021 | 0 | 353.7111 | 0 | 354.3021 | 0 | 354.3021 | 0 | 354.3021 | 0 | 614.3503 | 0.022639 | 353.7111 | 0 | 353.7111 | 0 | 354.3021 | 0.0020008 | 613.4802 | 0.00026087 | 353.7111 | 0 | 616.3123 | 0.00019415 | 614.3503 | 0.021095 | 353.7111 | 0 | 849.9839 | 0.0025656 | 977.7537 | 0.33133 | 1106.0514 | 0.0038976 | 1008.8785 | 0.0157 | 1037.9156 | 0 | 1037.2819 | 0 | 1037.2754 | 0.0055501 | 353.711 | 6.9593e-05 | 354.3021 | 0 | 353.7111 | 0 | 353.7111 | 0 | 354.3021 | #REF! | 353.7111 | 0 | 351.5193 | 0
| 233.6853 | 0 | 233.6853 | 0.060903 | 233.6853 | 0.034613 | 233.6853 | 0 | 233.6853 | 0 | 233.6853 | 0 | 402.957 | 0.020332 | 353.9254 | 1.2164 | 233.6853 | 0 | 402.957 | 0.94894 | 353.9254 | 0.089834 | 353.9254 | 0 | 348.1972 | 0.00053943 | 353.9254 | 0 | 353.9254 | 0 | 354.5166 | 0 | 352.8567 | 0 | 353.9254 | 0 | 354.5166 | 0 | 354.5166 | 0 | 354.5166 | 0 | 402.957 | 0.026852 | 354.5166 | 0 | 354.5166 | 1.5907e-05 |  |  | 353.9254 | 0 | 348.44 | -0.00093273 | 354.5166 | 0 | 353.9254 | 0 | 402.1785 | 0.00029917 | 354.5166 | 0 | 354.5166 | 0.0063588 | 353.9254 | 0 | 354.5166 | 0 | 354.5166 | 0 | 354.5166 | 0 | 614.5099 | 0.025362 | 353.9254 | 0 | 353.9254 | 0 | 354.5166 | 0.0042191 | 613.6402 | 0 | 353.9254 | 0 | 616.4715 | 0.00020951 | 614.5099 | 0.0188 | 353.9254 | 0 | 850.0558 | 0.001729 | 977.9968 | 0.33291 | 1106.1113 | 0.0039334 | 1008.891 | 0.015672 | 1037.9685 | 0 | 1037.3346 | 0 | 1037.3281 | 0.005583 | 353.925 | 5.3597e-05 | 354.5166 | 0 | 353.9254 | 0 | 353.9254 | 0 | 354.5166 | #REF! | 353.9254 | 0 | 351.7336 | 0
| 233.7581 | 0 | 233.7581 | 0.0020433 | 233.7581 | 0.034613 | 233.7581 | 0 | 233.7581 | 0 | 233.7581 | 0 | 403.0698 | 0 | 354.1397 | 1.4582 | 233.7581 | 0 | 403.0698 | 0.95066 | 354.1397 | 0.0024108 | 354.1397 | 0 | 348.4119 | -0.00032527 | 354.1397 | 0 | 354.1397 | 0 | 354.7312 | 0 | 353.0725 | 0 | 354.1397 | 0 | 354.7312 | 0 | 354.7312 | 0 | 354.7312 | 0 | 403.0698 | 0.048584 | 354.7312 | 0 | 354.7312 | 0 |  |  | 354.1397 | 0 | 348.65 | -0.014574 | 354.7312 | 0 | 354.1397 | 0 | 402.2914 | 0.00027059 | 354.7312 | 0 | 354.7312 | 0 | 354.1397 | 0 | 354.7312 | 0 | 354.7312 | 0 | 354.7312 | 0 | 614.6695 | 0.024027 | 354.1397 | 0 | 354.1397 | 0 | 354.7312 | -2.978e-05 | 613.8002 | 0.00078262 | 354.1397 | 0 | 616.6308 | 0.00020732 | 614.6695 | 0.020439 | 354.1397 | 0 | 850.1278 | 0.0018501 | 978.24 | 0.33319 | 1106.1713 | 0.0039641 | 1008.9034 | 0.015643 | 1038.0212 | 0 | 1037.3873 | 0 | 1037.3809 | 0.005591 | 354.14 | 6.4319e-05 | 354.7312 | 0 | 354.1397 | 0 | 354.1397 | 0 | 354.7312 | #REF! | 354.1397 | 0 | 351.948 | 0
| 233.8309 | 0 | 233.8309 | 0.012455 | 233.8309 | 0.034613 | 233.8309 | 0 | 233.8309 | 0 | 233.8309 | 0 | 403.1826 | 0 | 354.354 | 1.6825 | 233.8309 | 0 | 403.1826 | 0.87822 | 354.354 | 0.14043 | 354.354 | 0 | 348.6266 | 0.00022153 | 354.354 | 0 | 354.354 | 0 | 354.9457 | 0 | 353.2883 | 0 | 354.354 | 0 | 354.9457 | 0 | 354.9457 | 0 | 354.9457 | 0 | 403.1826 | 0.020374 | 354.9457 | 0 | 354.9457 | 5.4379e-05 |  |  | 354.354 | 0 | 348.87 | 0.0085112 | 354.9457 | 0 | 354.354 | 0 | 402.4042 | 0.00023781 | 354.9457 | 0 | 354.9457 | 0.0054135 | 354.354 | 0 | 354.9457 | 0 | 354.9457 | 0 | 354.9457 | 0 | 614.8291 | 0.023387 | 354.354 | 0 | 354.354 | 0 | 354.9457 | 0.0060954 | 613.9603 | 0 | 354.354 | 0 | 616.79 | 0.00025777 | 614.8291 | 0.020111 | 354.354 | 0 | 850.1997 | 0.0018175 | 978.4832 | 0.3345 | 1106.2312 | 0.004 | 1008.916 | 0.015612 | 1038.074 | 0 | 1037.4399 | 0 | 1037.4336 | 0.0055717 | 354.354 | 4.8205e-05 | 354.9457 | 0 | 354.354 | 0 | 354.354 | 0 | 354.9457 | #REF! | 354.354 | 0 | 352.1623 | 0
| 233.9038 | 0 | 233.9037 | -0.054784 | 233.9038 | 0.034613 | 233.9038 | 0 | 233.9038 | 0 | 233.9037 | 0 | 403.2954 | 0.014695 | 354.5683 | 1.6703 | 233.9038 | 0 | 403.2954 | 0.85544 | 354.5683 | -0.037428 | 354.5683 | 0 | 348.8413 | -0.00035659 | 354.5683 | 0 | 354.5683 | 0 | 355.1603 | 0 | 353.5041 | 0 | 354.5683 | 0 | 355.1603 | 0 | 355.1603 | 0 | 355.1603 | 0 | 403.2954 | 0.050047 | 355.1603 | 0 | 355.1603 | 0 |  |  | 354.5683 | 0 | 349.08 | -0.0075784 | 355.1603 | 0 | 354.5683 | 0 | 402.5171 | 0.00023134 | 355.1603 | 0 | 355.1603 | 0 | 354.5683 | 0 | 355.1603 | 0 | 355.1603 | 0 | 355.1603 | 0 | 614.9887 | 0.021892 | 354.5683 | 0 | 354.5683 | 0 | 355.1602 | -0.00013721 | 614.1203 | 0.00078262 | 354.5683 | 0 | 616.9493 | 0.00019196 | 614.9887 | 0.021313 | 354.5683 | 0 | 850.2717 | 0.0023568 | 978.7264 | 0.33788 | 1106.2911 | 0.004041 | 1008.9284 | 0.015581 | 1038.1268 | 0 | 1037.4927 | 0 | 1037.4863 | 0.0055251 | 354.568 | 4.806e-05 | 355.1603 | 0 | 354.5683 | 0 | 354.5683 | 0 | 355.1602 | #REF! | 354.5683 | 0 | 352.3767 | 0
| 233.9766 | 0 | 233.9766 | -0.015074 | 233.9766 | 0.034613 | 233.9766 | 0 | 233.9766 | 0 | 233.9766 | 0 | 403.4082 | 0.0052775 | 354.7826 | 1.9049 | 233.9766 | 0 | 403.4082 | 0.77699 | 354.7826 | 0.064442 | 354.7826 | 0 | 349.056 | 0.00026477 | 354.7826 | 0 | 354.7826 | 0 | 355.3748 | 0 | 353.72 | 0 | 354.7826 | 0 | 355.3748 | 0 | 355.3748 | 0 | 355.3748 | 0 | 403.4082 | 0.053913 | 355.3748 | 0 | 355.3748 | 7.4655e-05 |  |  | 354.7826 | 0 | 349.3 | 0.0088609 | 355.3748 | 0 | 354.7826 | 0 | 402.63 | 0.00022905 | 355.3748 | 0 | 355.3748 | 0.0056725 | 354.7826 | 0 | 355.3748 | 0 | 355.3748 | 0 | 355.3748 | 0 | 615.1484 | 0.027872 | 354.7826 | 0 | 354.7826 | 0 | 355.3748 | 0.0024561 | 614.2804 | 0.0012174 | 354.7826 | 0 | 617.1085 | 0.00030604 | 615.1484 | 0.019127 | 354.7826 | 0 | 850.3435 | 0.0020195 | 978.9696 | 0.33862 | 1106.3511 | 0.0040768 | 1008.9409 | 0.015549 | 1038.1796 | 0 | 1037.5454 | 0 | 1037.5391 | 0.005458 | 354.783 | 8.5675e-05 | 355.3748 | 0 | 354.7826 | 0 | 354.7826 | 0 | 355.3748 | #REF! | 354.7826 | 0 | 352.5911 | 0
| 234.0494 | 0 | 234.0494 | 0.0058998 | 234.0494 | 0.034613 | 234.0494 | 0 | 234.0494 | 0 | 234.0494 | 0 | 403.521 | 0.0062641 | 354.9969 | 2.1121 | 234.0494 | 0 | 403.521 | 0.78688 | 354.9969 | 0.012824 | 354.9969 | 0 | 349.2708 | 6.5971e-05 | 354.9969 | 0 | 354.9969 | 0 | 355.5894 | 0 | 353.9359 | 0 | 354.9969 | 0 | 355.5894 | 0 | 355.5894 | 0 | 355.5894 | 0 | 403.521 | 0.019225 | 355.5894 | 0 | 355.5894 | 0 |  |  | 354.9969 | 0 | 349.51 | -0.025417 | 355.5894 | 0 | 354.9969 | 0 | 402.7429 | 0.00025001 | 355.5894 | 0 | 355.5894 | 0 | 354.9969 | 0 | 355.5894 | 0 | 355.5894 | 0 | 355.5894 | 0 | 615.308 | 0.018795 | 354.9969 | 0 | 354.9969 | 0 | 355.5894 | -0.0085386 | 614.4405 | 0.00078262 | 354.9969 | 0 | 617.2678 | 0.00014918 | 615.308 | 0.020767 | 354.9969 | 0 | 850.4155 | 0.0011694 | 979.2128 | 0.34074 | 1106.411 | 0.0041127 | 1008.9534 | 0.015516 | 1038.2324 | 0 | 1037.5981 | 0 | 1037.5918 | 0.0053796 | 354.997 | 9.0947e-05 | 355.5894 | 0 | 354.9969 | 0 | 354.9969 | 0 | 355.5894 | #REF! | 354.9969 | 0 | 352.8055 | 0
| 234.1222 | 0 | 234.1222 | 0.036229 | 234.1222 | 0.034613 | 234.1222 | 0 | 234.1222 | 0 | 234.1222 | 0 | 403.6338 | 0 | 355.2113 | 2.3047 | 234.1222 | 0 | 403.6338 | 0.72626 | 355.2113 | 0.17857 | 355.2113 | 0 | 349.4855 | 0.00033436 | 355.2113 | 0 | 355.2113 | 0 | 355.804 | 0 | 354.1517 | 0 | 355.2113 | 0 | 355.804 | 0 | 355.804 | 0 | 355.804 | 0 | 403.6338 | 0.04148 | 355.804 | 0 | 355.804 | 4.777e-05 |  |  | 355.2113 | 0 | 349.73 | 0.007112 | 355.804 | 0 | 355.2113 | 0 | 402.8558 | 0.00026792 | 355.804 | 0 | 355.804 | 0.0091831 | 355.2113 | 0 | 355.804 | 0 | 355.804 | 0 | 355.804 | 0 | 615.4676 | 0.026003 | 355.2113 | 0 | 355.2113 | 0 | 355.804 | 0.0057413 | 614.6005 | 0 | 355.2113 | 0 | 617.4271 | 0.00027313 | 615.4676 | 0.019674 | 355.2113 | 0 | 850.4875 | 0.0016592 | 979.456 | 0.34253 | 1106.4709 | 0.0041485 | 1008.9658 | 0.015482 | 1038.2853 | 0 | 1037.651 | 0 | 1037.6445 | 0.0053012 | 355.211 | 4.822e-05 | 355.804 | 0 | 355.2113 | 0 | 355.2113 | 0 | 355.804 | #REF! | 355.2113 | 0 | 353.02 | 0
| 234.1951 | 0 | 234.1951 | -0.019646 | 234.1951 | 0.034613 | 234.1951 | 0 | 234.1951 | 0 | 234.1951 | 0 | 403.7466 | 0 | 355.4257 | 2.4229 | 234.1951 | 0 | 403.7466 | 0.67898 | 355.4257 | -0.052087 | 355.4257 | 0 | 349.7003 | -0.00019788 | 355.4257 | 0 | 355.4257 | 0 | 356.0186 | 0 | 354.3676 | 0 | 355.4257 | 0 | 356.0186 | 0 | 356.0186 | 0 | 356.0186 | 0 | 403.7466 | 0.031345 | 356.0186 | 0 | 356.0186 | 0 |  |  | 355.4257 | 0 | 349.94 | -0.020171 | 356.0186 | 0 | 355.4257 | 0 | 402.9688 | 0.00030946 | 356.0186 | 0 | 356.0186 | 0 | 355.4257 | 0 | 356.0186 | 0 | 356.0186 | 0 | 356.0186 | 0 | 615.6273 | 0.021571 | 355.4257 | 0 | 355.4257 | 0 | 356.0186 | 0.0011933 | 614.7606 | 0.00026087 | 355.4257 | 0 | 617.5864 | 0.00017989 | 615.6273 | 0.020548 | 355.4257 | 0 | 850.5594 | 0.0017633 | 979.6992 | 0.34394 | 1106.5309 | 0.0041844 | 1008.9783 | 0.015448 | 1038.338 | 0 | 1037.7037 | 0 | 1037.6973 | 0.0052319 | 355.426 | 5.8827e-05 | 356.0186 | 0 | 355.4257 | 0 | 355.4257 | 0 | 356.0186 | #REF! | 355.4257 | 0 | 353.2344 | 0
| 234.2679 | 0 | 234.2679 | -0.00014763 | 234.2679 | 0.034613 | 234.2679 | 0 | 234.2679 | 0 | 234.2679 | 0 | 403.8594 | 0.0014073 | 355.64 | 2.6403 | 234.2679 | 0 | 403.8594 | 0.66759 | 355.64 | 0.087909 | 355.64 | 0 | 349.915 | 0.00047487 | 355.64 | 0 | 355.64 | 0 | 356.2333 | 0 | 354.5835 | 0 | 355.64 | 0 | 356.2333 | 0 | 356.2333 | 0 | 356.2333 | 0 | 403.8594 | 0.026016 | 356.2333 | 0 | 356.2333 | 2.3528e-05 |  |  | 355.64 | 0 | 350.16 | 0.0092106 | 356.2333 | 0 | 355.64 | 0 | 403.0817 | 0.0002946 | 356.2333 | 0 | 356.2333 | 0.0031141 | 355.64 | 0 | 356.2333 | 0 | 356.2333 | 0 | 356.2333 | 0 | 615.7869 | 0.033211 | 355.64 | 0 | 355.64 | 0 | 356.2333 | 0.0053775 | 614.9207 | 0.00017392 | 355.64 | 0 | 617.7457 | 0.00024461 | 615.7869 | 0.019346 | 355.64 | 0 | 850.6315 | 0.0016884 | 979.9425 | 0.34553 | 1106.5909 | 0.0042202 | 1008.9907 | 0.015412 | 1038.3909 | 0 | 1037.7565 | 0 | 1037.75 | 0.0051796 | 355.64 | 8.0282e-05 | 356.2333 | 0 | 355.64 | 0 | 355.64 | 0 | 356.2333 | #REF! | 355.64 | 0 | 353.4489 | 0
| 234.3408 | 0 | 234.3408 | 0.019266 | 234.3408 | 0.034613 | 234.3408 | 0 | 234.3408 | 0 | 234.3408 | 0 | 403.9721 | 0.0045078 | 355.8545 | 2.9295 | 234.3408 | 0 | 403.9721 | 0.6635 | 355.8545 | 0.014943 | 355.8544 | 0 | 350.1298 | -0.00010077 | 355.8545 | 0 | 355.8544 | 0 | 356.4479 | 0 | 354.7994 | 0 | 355.8544 | 0 | 356.4479 | 0 | 356.4479 | 0 | 356.4479 | 0 | 403.9721 | 0.036151 | 356.4479 | 0 | 356.4479 | 0 |  |  | 355.8545 | 0 | 350.37 | 0.020753 | 356.4479 | 0 | 355.8544 | 0 | 403.1946 | 0.0002866 | 356.4479 | 0 | 356.4479 | 0 | 355.8544 | 0 | 356.4479 | 0 | 356.4479 | 0 | 356.4479 | 0 | 615.9466 | 0.019809 | 355.8545 | 0 | 355.8545 | 0 | 356.4479 | -0.00085446 | 615.0808 | 0.00078262 | 355.8545 | 0 | 617.905 | 0.00026765 | 615.9466 | 0.021204 | 355.8544 | 0 | 850.7034 | 0.0024677 | 980.1857 | 0.34673 | 1106.6509 | 0.0042509 | 1009.0032 | 0.015376 | 1038.4437 | 0 | 1037.8092 | 0 | 1037.8029 | 0.0051455 | 355.854 | 9.1004e-05 | 356.4479 | 0 | 355.8544 | 0 | 355.8544 | 0 | 356.4479 | #REF! | 355.8544 | 0 | 353.6633 | 0
| 234.4136 | 0 | 234.4136 | 0.03473 | 234.4136 | 0.034613 | 234.4136 | 0 | 234.4136 | 0 | 234.4136 | 0 | 404.0849 | 0.0010555 | 356.0689 | 3.2671 | 234.4136 | 0 | 404.0849 | 0.62976 | 356.0689 | 0.28199 | 356.0689 | 0 | 350.3446 | 0.00046996 | 356.0689 | 0 | 356.0689 | 0 | 356.6626 | 0 | 355.0153 | 0 | 356.0689 | 0 | 356.6626 | 0 | 356.6626 | 0 | 356.6626 | 0 | 404.0849 | 0.037614 | 356.6626 | 0 | 356.6626 | 0.00011542 |  |  | 356.0689 | 0 | 350.59 | -0.009677 | 356.6626 | 0 | 356.0689 | 0 | 403.3075 | 0.00024772 | 356.6626 | 0 | 356.6626 | 0.010378 | 356.0689 | 0 | 356.6626 | 0 | 356.6626 | 0 | 356.6626 | 0 | 616.1063 | 0.027498 | 356.0689 | 0 | 356.0689 | 0 | 356.6626 | 0.0069332 | 615.2409 | 0.00069566 | 356.0689 | 0 | 618.0643 | 0.0002117 | 616.1063 | 0.020658 | 356.0689 | 0 | 850.7755 | 0.0022351 | 980.4289 | 0.348 | 1106.7108 | 0.0042868 | 1009.0157 | 0.015339 | 1038.4966 | 0 | 1037.8619 | 0 | 1037.8556 | 0.0051285 | 356.069 | 6.424e-05 | 356.6626 | 0 | 356.0689 | 0 | 356.0689 | 0 | 356.6626 | #REF! | 356.0689 | 0 | 353.8778 | 0
| 234.4865 | 0 | 234.4865 | -0.02839 | 234.4865 | 0.034613 | 234.4865 | 0 | 234.4865 | 0 | 234.4865 | 0 | 404.1977 | 0 | 356.2833 | 3.4123 | 234.4865 | 0 | 404.1977 | 0.59365 | 356.2833 | 0.040958 | 356.2833 | 0 | 350.5594 | -0.00040403 | 356.2833 | 0 | 356.2833 | 0 | 356.8773 | 0 | 355.2312 | 0 | 356.2833 | 0 | 356.8773 | 0 | 356.8773 | 0 | 356.8773 | 0 | 404.1977 | 0.02936 | 356.8773 | 0 | 356.8773 | 0 |  |  | 356.2833 | 0 | 350.8 | -0.011426 | 356.8773 | 0 | 356.2833 | 0 | 403.4205 | 0.0002866 | 356.8773 | 0 | 356.8773 | 0 | 356.2833 | 0 | 356.8773 | 0 | 356.8773 | 0 | 356.8773 | 0 | 616.2659 | 0.019916 | 356.2833 | 0 | 356.2833 | 0 | 356.8773 | -0.0024538 | 615.401 | 0 | 356.2833 | 0 | 618.2236 | 0.00020183 | 616.2659 | 0.023062 | 356.2833 | 0 | 850.8475 | 0.0020327 | 980.6722 | 0.34983 | 1106.7709 | 0.0043227 | 1009.0281 | 0.015301 | 1038.5493 | 0 | 1037.9148 | 0 | 1037.9083 | 0.0051205 | 356.283 | 4.8205e-05 | 356.8773 | 0 | 356.2833 | 0 | 356.2833 | 0 | 356.8773 | #REF! | 356.2833 | 0 | 354.0923 | 0
| 234.5593 | 0 | 234.5593 | -0.045646 | 234.5593 | 0.034613 | 234.5593 | 0 | 234.5593 | 0 | 234.5593 | 0 | 404.3105 | 0.0049256 | 356.4978 | 3.6081 | 234.5593 | 0 | 404.3105 | 0.59537 | 356.4978 | 0.11771 | 356.4978 | 0 | 350.7743 | 0.00041701 | 356.4978 | 0 | 356.4978 | 0 | 357.092 | 0 | 355.4472 | 0 | 356.4978 | 0 | 357.092 | 0 | 357.092 | 0 | 357.092 | 0 | 404.3105 | 0.0088 | 357.092 | 0 | 357.092 | 0.00010706 |  |  | 356.4978 | 0 | 351.01 | 0.025301 | 357.092 | 0 | 356.4978 | 0 | 403.5334 | 0.0002805 | 357.092 | 0 | 357.092 | 0.011861 | 356.4978 | 0 | 357.092 | 0 | 357.092 | 0 | 357.092 | 0 | 616.4256 | 0.025362 | 356.4978 | 0 | 356.4978 | 0 | 357.092 | 0.00255 | 615.5611 | 0.00069566 | 356.4978 | 0 | 618.383 | 0.00023364 | 616.4256 | 0.021641 | 356.4978 | 0 | 850.9196 | 0.0019157 | 980.9154 | 0.35247 | 1106.8308 | 0.0043585 | 1009.0406 | 0.015262 | 1038.6022 | 0 | 1037.9675 | 0 | 1037.9611 | 0.005116 | 356.498 | 3.7467e-05 | 357.092 | 0 | 356.4978 | 0 | 356.4978 | 0 | 357.092 | #REF! | 356.4978 | 0 | 354.3068 | 0
| 234.6322 | 0 | 234.6322 | 0.02616 | 234.6322 | 0.034613 | 234.6322 | 0 | 234.6322 | 0 | 234.6322 | 0 | 404.4233 | 0 | 356.7122 | 3.9872 | 234.6322 | 0 | 404.4233 | 0.56119 | 356.7122 | 0.044907 | 356.7122 | 0 | 350.9891 | 9.2639e-06 | 356.7122 | 0 | 356.7122 | 0 | 357.3067 | 0 | 355.6631 | 0 | 356.7122 | 0 | 357.3067 | 0 | 357.3067 | 0 | 357.3067 | 0 | 404.4233 | 0.021001 | 357.3067 | 0 | 357.3067 | 0 |  |  | 356.7122 | 0 | 351.23 | -0.017023 | 357.3067 | 0 | 356.7122 | 0 | 403.6463 | 0.00027669 | 357.3067 | 0 | 357.3067 | 0 | 356.7122 | 0 | 357.3067 | 0 | 357.3067 | 0 | 357.3067 | 0 | 616.5853 | 0.019542 | 356.7122 | 0 | 356.7122 | 0 | 357.3067 | -0.00062312 | 615.7212 | 0.00026087 | 356.7122 | 0 | 618.5423 | 0.00022706 | 616.5853 | 0.022953 | 356.7122 | 0 | 850.9916 | 0.0017072 | 981.1587 | 0.35205 | 1106.8909 | 0.0043944 | 1009.0531 | 0.015223 | 1038.655 | 0 | 1038.0203 | 0 | 1038.0139 | 0.0051058 | 356.712 | 4.817e-05 | 357.3067 | 0 | 356.7122 | 0 | 356.7122 | 0 | 357.3067 | #REF! | 356.7122 | 0 | 354.5213 | 0
| 234.705 | 0 | 234.705 | 0.021503 | 234.705 | 0.034613 | 234.705 | 0 | 234.705 | 0 | 234.705 | 0 | 404.5361 | 0 | 356.9267 | 4.2709 | 234.705 | 0 | 404.5361 | 0.54421 | 356.9267 | 0.12382 | 356.9267 | 0 | 351.2039 | 0.0005983 | 356.9267 | 0 | 356.9267 | 0 | 357.5214 | 0 | 355.879 | 0 | 356.9267 | 0 | 357.5214 | 0 | 357.5214 | 0 | 357.5214 | 0 | 404.5361 | 0.02424 | 357.5214 | 0 | 357.5214 | 6.4701e-05 |  |  | 356.9267 | 0 | 351.44 | -0.0072287 | 357.5214 | 0 | 356.9267 | 0 | 403.7593 | 0.00024849 | 357.5214 | 0 | 357.5214 | 0.0048965 | 356.9267 | 0 | 357.5214 | 0 | 357.5214 | 0 | 357.5214 | 0 | 616.745 | 0.024988 | 356.9267 | 0 | 356.9267 | 0 | 357.5214 | -4.0237e-05 | 615.8814 | 0.00069566 | 356.9267 | 0 | 618.7017 | 0.00019635 | 616.745 | 0.019893 | 356.9267 | 0 | 851.0637 | 0.0015265 | 981.402 | 0.35551 | 1106.9508 | 0.0044302 | 1009.0656 | 0.015184 | 1038.7079 | 0 | 1038.0731 | 0 | 1038.0666 | 0.0050876 | 356.927 | 5.3525e-05 | 357.5214 | 0 | 356.9267 | 0 | 356.9267 | 0 | 357.5214 | #REF! | 356.9267 | 0 | 354.7359 | 0
| 234.7779 | 0 | 234.7779 | -0.049459 | 234.7779 | 0.034613 | 234.7779 | 0 | 234.7779 | 0 | 234.7779 | 0 | 404.6489 | 0 | 357.1412 | 4.6972 | 234.7779 | 0 | 404.6489 | 0.52186 | 357.1412 | 0.033934 | 357.1412 | 0 | 351.4188 | -0.00026951 | 357.1412 | 0 | 357.1412 | 0 | 357.7361 | 0 | 356.095 | 0 | 357.1412 | 0 | 357.7361 | 0 | 357.7361 | 0 | 357.7361 | 0 | 404.6489 | 0.032285 | 357.7361 | 0 | 357.7362 | 0 |  |  | 357.1412 | 0 | 351.66 | -0.0016322 | 357.7361 | 0 | 357.1412 | 0 | 403.8722 | 0.00029269 | 357.7361 | 0 | 357.7362 | 0 | 357.1412 | 0 | 357.7361 | 0 | 357.7361 | 0 | 357.7361 | 0 | 616.9047 | 0.018047 | 357.1412 | 0 | 357.1412 | 0 | 357.7361 | -0.0013161 | 616.0415 | 0.00026087 | 357.1412 | 0 | 618.861 | 0.00025339 | 616.9047 | 0.020548 | 357.1412 | 0 | 851.1357 | 0.0014644 | 981.6452 | 0.3561 | 1107.0109 | 0.0044609 | 1009.078 | 0.015144 | 1038.7607 | 0 | 1038.1258 | 0 | 1038.1195 | 0.0050592 | 357.141 | 3.7498e-05 | 357.7361 | 0 | 357.1412 | 0 | 357.1412 | 0 | 357.7361 | #REF! | 357.1412 | 0 | 354.9504 | 0
| 234.8508 | 0 | 234.8508 | -0.055742 | 234.8508 | 0.034613 | 234.8508 | 0 | 234.8508 | 0 | 234.8508 | 0 | 404.7617 | 0 | 357.3557 | 5.0789 | 234.8508 | 0 | 404.7617 | 0.49757 | 357.3557 | 0.18469 | 357.3557 | 0 | 351.6337 | 0.00031366 | 357.3557 | 0 | 357.3557 | 0 | 357.9509 | 0 | 356.311 | 0 | 357.3557 | 0 | 357.9509 | 0 | 357.9509 | 0 | 357.9509 | 0 | 404.7617 | 0.012956 | 357.9509 | 0 | 357.9509 | 0.00010819 |  |  | 357.3557 | 0 | 351.87 | -0.010726 | 357.9509 | 0 | 357.3557 | 0 | 403.9852 | 0.00031251 | 357.9509 | 0 | 357.9509 | 0.00784 | 357.3557 | 0 | 357.9509 | 0 | 357.9509 | 0 | 357.9509 | 0 | 617.0644 | 0.03791 | 357.3557 | 0 | 357.3557 | 0 | 357.9509 | 0.0043107 | 616.2016 | 0.00069566 | 357.3557 | 0 | 619.0204 | 0.00020073 | 617.0644 | 0.019565 | 357.3557 | 0 | 851.2079 | 0.0022191 | 981.8885 | 0.35998 | 1107.0709 | 0.0044968 | 1009.0905 | 0.015104 | 1038.8136 | 0 | 1038.1787 | 0 | 1038.1722 | 0.0050262 | 357.356 | 7.4987e-05 | 357.9509 | 0 | 357.3557 | 0 | 357.3557 | 0 | 357.9509 | #REF! | 357.3557 | 0 | 355.165 | 0
| 234.9237 | 0 | 234.9237 | 0.082078 | 234.9237 | 0.034613 | 234.9237 | 0 | 234.9237 | 0 | 234.9237 | 0 | 404.8745 | 0.0094255 | 357.5703 | 5.5019 | 234.9237 | 0 | 404.8745 | 0.54443 | 357.5703 | -0.0095748 | 357.5702 | 0 | 351.8486 | -0.00024024 | 357.5703 | 0 | 357.5702 | 0 | 358.1657 | 0 | 356.527 | 0 | 357.5702 | 0 | 358.1657 | 0 | 358.1657 | 0 | 358.1657 | 0 | 404.8745 | 0.036987 | 358.1657 | 0 | 358.1657 | 0 |  |  | 357.5703 | 0 | 352.09 | -0.010027 | 358.1657 | 0 | 357.5702 | 0 | 404.0982 | 0.0003167 | 358.1657 | 0 | 358.1657 | 0 | 357.5702 | 0 | 358.1657 | 0 | 358.1657 | 0 | 358.1657 | 0 | 617.2242 | 0.018474 | 357.5703 | 0 | 357.5703 | 0 | 358.1656 | -0.0038791 | 616.3618 | 0 | 357.5703 | 0 | 619.1798 | 0.00026326 | 617.2242 | 0.021204 | 357.5702 | 0 | 851.28 | 0.002 | 982.1318 | 0.36062 | 1107.1309 | 0.0045326 | 1009.103 | 0.015063 | 1038.8665 | 0 | 1038.2314 | 0 | 1038.2251 | 0.0049944 | 357.57 | 6.4321e-05 | 358.1657 | 0 | 357.5702 | 0 | 357.5702 | 0 | 358.1656 | #REF! | 357.5702 | 0 | 355.3796 | 0
| 234.9966 | 0 | 234.9966 | 0.035777 | 234.9966 | 0.034613 | 234.9966 | 0 | 234.9966 | 0 | 234.9966 | 0 | 404.9872 | 0.0080919 | 357.7848 | 6.0281 | 234.9966 | 0 | 404.9872 | 0.42708 | 357.7848 | 0.17554 | 357.7848 | 0 | 352.0634 | 0.00043017 | 357.7848 | 0 | 357.7848 | 0 | 358.3804 | 0 | 356.743 | 0 | 357.7848 | 0 | 358.3804 | 0 | 358.3804 | 0 | 358.3804 | 0 | 404.9872 | 0.042002 | 358.3804 | 0 | 358.3804 | 6.8702e-05 |  |  | 357.7848 | 0 | 352.3 | 0.00081613 | 358.3804 | 0 | 357.7848 | 0 | 404.2111 | 0.00029079 | 358.3804 | 0 | 358.3804 | 0.0097604 | 357.7848 | 0 | 358.3804 | 0 | 358.3804 | 0 | 358.3804 | 0 | 617.3839 | 0.025896 | 357.7848 | 0 | 357.7848 | 0 | 358.3804 | 0.014412 | 616.5219 | 0.00017392 | 357.7848 | 0 | 619.3392 | 0.0002128 | 617.3839 | 0.019893 | 357.7848 | 0 | 851.3521 | 0.0012406 | 982.3751 | 0.36255 | 1107.1909 | 0.0045634 | 1009.1154 | 0.015022 | 1038.9193 | 0 | 1038.2843 | 0 | 1038.2778 | 0.0049739 | 357.785 | 3.2178e-05 | 358.3804 | 0 | 357.7848 | 0 | 357.7848 | 0 | 358.3804 | #REF! | 357.7848 | 0 | 355.5942 | 0
| 235.0694 | 0 | 235.0695 | 0.0047904 | 235.0694 | 0.034613 | 235.0694 | 0 | 235.0694 | 0 | 235.0695 | 0 | 405.1 | 0 | 357.9994 | 6.4177 | 235.0694 | 0 | 405.1 | 0.45093 | 357.9994 | 0.029317 | 357.9994 | 0 | 352.2784 | -0.00023837 | 357.9994 | 0 | 357.9994 | 0 | 358.5952 | 0 | 356.959 | 0 | 357.9994 | 0 | 358.5952 | 0 | 358.5952 | 0 | 358.5952 | 0 | 405.1 | 0.020165 | 358.5952 | 0 | 358.5953 | 0 |  |  | 357.9994 | 0 | 352.52 | -0.013525 | 358.5952 | 0 | 357.9994 | 0 | 404.3241 | 0.00027669 | 358.5952 | 0 | 358.5953 | 0 | 357.9994 | 0 | 358.5952 | 0 | 358.5952 | 0 | 358.5952 | 0 | 617.5436 | 0.017834 | 357.9994 | 0 | 357.9994 | 0 | 358.5952 | -0.0018688 | 616.6821 | 0.00026087 | 357.9994 | 0 | 619.4986 | 0.00012614 | 617.5436 | 0.020548 | 357.9994 | 0 | 851.4243 | 0.0018035 | 982.6184 | 0.36611 | 1107.251 | 0.0045992 | 1009.1279 | 0.01498 | 1038.9723 | 0 | 1038.3372 | 0 | 1038.3307 | 0.0049717 | 357.999 | 4.8221e-05 | 358.5952 | 0 | 357.9994 | 0 | 357.9994 | 0 | 358.5952 | #REF! | 357.9994 | 0 | 355.8088 | 0
| 235.1423 | 0 | 235.1423 | -0.028023 | 235.1423 | 0.034613 | 235.1423 | 0 | 235.1423 | 0 | 235.1423 | 0 | 405.2128 | 0.01548 | 358.2139 | 7.0242 | 235.1423 | 0 | 405.2128 | 0.42708 | 358.2139 | 0.094393 | 358.2139 | 0 | 352.4933 | 0.00044554 | 358.2139 | 0 | 358.2139 | 0 | 358.81 | 0 | 357.175 | 0 | 358.2139 | 0 | 358.81 | 0 | 358.81 | 0 | 358.81 | 0 | 405.2128 | 0.0067236 | 358.81 | 0 | 358.81 | 3.9501e-05 |  |  | 358.2139 | 0 | 352.73 | -0.012825 | 358.81 | 0 | 358.2139 | 0 | 404.4371 | 0.00027173 | 358.81 | 0 | 358.81 | 0.0073539 | 358.2139 | 0 | 358.81 | 0 | 358.81 | 0 | 358.81 | 0 | 617.7034 | 0.029954 | 358.2139 | 0 | 358.2139 | 0 | 358.81 | 0.0090931 | 616.8422 | 0.00069566 | 358.2139 | 0 | 619.658 | 0.00033346 | 617.7034 | 0.019565 | 358.2139 | 0 | 851.4965 | 0.0019091 | 982.8617 | 0.36562 | 1107.311 | 0.0046299 | 1009.1404 | 0.014939 | 1039.0251 | 0 | 1038.3899 | 0 | 1038.3835 | 0.0049933 | 358.214 | 4.8186e-05 | 358.81 | 0 | 358.2139 | 0 | 358.2139 | 0 | 358.81 | #REF! | 358.2139 | 0 | 356.0234 | 0
| 235.2152 | 0 | 235.2152 | -0.0001923 | 235.2152 | 0.034613 | 235.2152 | 0 | 235.2152 | 0 | 235.2152 | 0 | 405.3256 | 0 | 358.4285 | 7.6493 | 235.2152 | 0 | 405.3256 | 0.44835 | 358.4285 | 0.087371 | 358.4285 | 0 | 352.7082 | -2.97e-05 | 358.4285 | 0 | 358.4285 | 0 | 359.0249 | 0 | 357.391 | 0 | 358.4285 | 0 | 359.0249 | 0 | 359.0249 | 0 | 359.0249 | 0 | 405.3256 | 0.026643 | 359.0249 | 0 | 359.0249 | 0 |  |  | 358.4285 | 0 | 352.95 | -0.013874 | 359.0249 | 0 | 358.4285 | 0 | 404.5501 | 0.00022295 | 359.0249 | 0 | 359.0249 | 0 | 358.4285 | 0 | 359.0249 | 0 | 359.0249 | 0 | 359.0249 | 0 | 617.8631 | 0.018314 | 358.4285 | 0 | 358.4285 | 0 | 359.0249 | -7.8228e-05 | 617.0024 | 0 | 358.4285 | 0 | 619.8174 | 0.00013163 | 617.8631 | 0.020767 | 358.4285 | 0 | 851.5685 | 0.0016624 | 983.105 | 0.367 | 1107.3711 | 0.0046658 | 1009.1528 | 0.014897 | 1039.078 | 0 | 1038.4427 | 0 | 1038.4364 | 0.0050387 | 358.429 | 6.4248e-05 | 359.0249 | 0 | 358.4285 | 0 | 358.4285 | 0 | 359.0249 | #REF! | 358.4285 | 0 | 356.238 | 0
| 235.2882 | 0 | 235.2881 | 0.038265 | 235.2882 | 0.034613 | 235.2882 | 0 | 235.2882 | 0 | 235.2881 | 0 | 405.4384 | 0 | 358.6431 | 8.4246 | 235.2882 | 0 | 405.4384 | 0.44427 | 358.6431 | 0.31358 | 358.6431 | 0 | 352.9232 | 0.00040788 | 358.6431 | 0 | 358.6431 | 0 | 359.2397 | 0 | 357.607 | 0 | 358.6431 | 0 | 359.2397 | 0 | 359.2397 | 0 | 359.2397 | 0 | 405.4384 | 0.03845 | 359.2397 | 0 | 359.2397 | 0.00012224 |  |  | 358.6431 | 0 | 353.16 | -0.0068788 | 359.2397 | 0 | 358.6431 | 0 | 404.6631 | 0.00024201 | 359.2397 | 0 | 359.2397 | 0.009872 | 358.6431 | 0 | 359.2397 | 0 | 359.2397 | 0 | 359.2397 | 0 | 618.0229 | 0.030061 | 358.6431 | 0 | 358.6431 | 0 | 359.2397 | 0.0019949 | 617.1626 | 0.00017392 | 358.6431 | 0 | 619.9768 | 0.0003181 | 618.0229 | 0.020002 | 358.6431 | 0 | 851.6407 | 0.0018099 | 983.3483 | 0.37045 | 1107.4311 | 0.0046965 | 1009.1653 | 0.014855 | 1039.1309 | 0 | 1038.4956 | 0 | 1038.4891 | 0.0051058 | 358.643 | 3.7475e-05 | 359.2397 | 0 | 358.6431 | 0 | 358.6431 | 0 | 359.2397 | #REF! | 358.6431 | 0 | 356.4527 | 0
| 235.3611 | 0 | 235.3611 | -0.034129 | 235.3611 | 0.034613 | 235.3611 | 0 | 235.3611 | 0 | 235.3611 | 0 | 405.5512 | 0 | 358.8578 | 8.9499 | 235.3611 | 0 | 405.5512 | 0.40623 | 358.8578 | 0.068082 | 358.8578 | 0 | 353.1381 | -9.5831e-05 | 358.8578 | 0 | 358.8578 | 0 | 359.4546 | 0 | 357.8231 | 0 | 358.8578 | 0 | 359.4546 | 0 | 359.4546 | 0 | 359.4546 | 0 | 405.5512 | 0.029882 | 359.4546 | 0 | 359.4546 | 0 |  |  | 358.8578 | 0 | 353.38 | -0.011076 | 359.4546 | 0 | 358.8578 | 0 | 404.776 | 0.00026868 | 359.4546 | 0 | 359.4546 | 0 | 358.8578 | 0 | 359.4546 | 0 | 359.4546 | 0 | 359.4546 | 0 | 618.1826 | 0.018848 | 358.8578 | 0 | 358.8578 | 0 | 359.4546 | -0.0077854 | 617.3228 | 0.00078262 | 358.8578 | 0 | 620.1362 | 0.00014589 | 618.1826 | 0.021095 | 358.8578 | 0 | 851.7129 | 0.0012602 | 983.5916 | 0.3732 | 1107.4912 | 0.0047273 | 1009.1778 | 0.014814 | 1039.1838 | 0 | 1038.5485 | 0 | 1038.542 | 0.0051853 | 358.858 | 3.2178e-05 | 359.4546 | 0 | 358.8578 | 0 | 358.8578 | 0 | 359.4546 | #REF! | 358.8578 | 0 | 356.6674 | 0
| 235.434 | 0 | 235.434 | -0.032402 | 235.434 | 0.034613 | 235.434 | 0 | 235.434 | 0 | 235.434 | 0 | 405.6639 | 0 | 359.0724 | 9.8398 | 235.434 | 0 | 405.6639 | 0.40988 | 359.0724 | 0.30566 | 359.0724 | 0 | 353.3531 | 0.00018999 | 359.0724 | 0 | 359.0724 | 0 | 359.6694 | 0 | 358.0391 | 0 | 359.0724 | 0 | 359.6694 | 0 | 359.6694 | 0 | 359.6694 | 0 | 405.6639 | 0.031658 | 359.6694 | 0 | 359.6694 | 3.3589e-05 |  |  | 359.0724 | 0 | 353.59 | -0.0058295 | 359.6694 | 0 | 359.0724 | 0 | 404.889 | 0.00028393 | 359.6694 | 0 | 359.6694 | 0.0090463 | 359.0724 | 0 | 359.6694 | 0 | 359.6694 | 0 | 359.6694 | 0 | 618.3424 | 0.033425 | 359.0724 | 0 | 359.0724 | 0 | 359.6694 | 0.0030981 | 617.4829 | 0 | 359.0724 | 0 | 620.2957 | 0.0002139 | 618.3424 | 0.02033 | 359.0724 | 0 | 851.7851 | 0.0018763 | 983.8349 | 0.37581 | 1107.5513 | 0.004758 | 1009.1903 | 0.014772 | 1039.2367 | 0 | 1038.6013 | 0 | 1038.5948 | 0.0052705 | 359.072 | 2.6809e-05 | 359.6694 | 0 | 359.0724 | 0 | 359.0724 | 0 | 359.6694 | #REF! | 359.0724 | 0 | 356.882 | 0
| 235.5069 | 0 | 235.5069 | 0.024859 | 235.5069 | 0.034613 | 235.5069 | 0 | 235.5069 | 0 | 235.5069 | 0 | 405.7767 | 0 | 359.2871 | 10.6714 | 235.5069 | 0 | 405.7767 | 0.39398 | 359.2871 | 0.11623 | 359.2871 | 0 | 353.5681 | 6.3513e-05 | 359.2871 | 0 | 359.2871 | 0 | 359.8843 | 0 | 358.2552 | 0 | 359.2871 | 0 | 359.8843 | 0 | 359.8843 | 0 | 359.8843 | 0 | 405.7767 | 0.043256 | 359.8843 | 0 | 359.8843 | 0 |  |  | 359.2871 | 0 | 353.81 | 0.0095605 | 359.8843 | 0 | 359.2871 | 0 | 405.002 | 0.0003087 | 359.8843 | 0 | 359.8843 | 0 | 359.2871 | 0 | 359.8843 | 0 | 359.8843 | 0 | 359.8843 | 0 | 618.5022 | 0.019062 | 359.2871 | 0 | 359.2871 | 0 | 359.8843 | -0.0057718 | 617.6431 | 0 | 359.2871 | 0 | 620.4551 | 0.0002852 | 618.5022 | 0.021423 | 359.2871 | 0 | 851.8573 | 0.001714 | 984.0783 | 0.37683 | 1107.6115 | 0.0047887 | 1009.2028 | 0.01473 | 1039.2897 | 0 | 1038.6541 | 0 | 1038.6477 | 0.0053524 | 359.287 | 5.3574e-05 | 359.8843 | 0 | 359.2871 | 0 | 359.2871 | 0 | 359.8843 | #REF! | 359.2871 | 0 | 357.0967 | 0
| 235.5798 | 0 | 235.5798 | 0.0201 | 235.5798 | 0.034613 | 235.5798 | 0 | 235.5798 | 0 | 235.5798 | 0 | 405.8895 | 0 | 359.5017 | 11.6992 | 235.5798 | 0 | 405.8895 | 0.30585 | 359.5017 | 0.24656 | 359.5017 | 0 | 353.7831 | 0.00057483 | 359.5017 | 0 | 359.5017 | 0 | 360.0992 | 0 | 358.4713 | 0 | 359.5017 | 0 | 360.0992 | 0 | 360.0992 | 0 | 360.0992 | 0 | 405.8895 | 0.028942 | 360.0992 | 0 | 360.0992 | 0.00011918 |  |  | 359.5017 | 0 | 354.02 | -0.0026815 | 360.0992 | 0 | 359.5017 | 0 | 405.1151 | 0.00025535 | 360.0992 | 0 | 360.0992 | 0.0057751 | 359.5017 | 0 | 360.0992 | 0 | 360.0992 | 0 | 360.0992 | 0 | 618.662 | 0.02376 | 359.5017 | 0 | 359.5017 | 0 | 360.0992 | 0.0043125 | 617.8033 | 0 | 359.5017 | 0 | 620.6146 | 0.00015796 | 618.662 | 0.02033 | 359.5017 | 0 | 851.9295 | 0.0024917 | 984.3216 | 0.3782 | 1107.6715 | 0.0048195 | 1009.2152 | 0.014689 | 1039.3425 | 0 | 1038.7069 | 0 | 1038.7006 | 0.0054217 | 359.502 | 3.2062e-05 | 360.0992 | 0 | 359.5017 | 0 | 359.5017 | 0 | 360.0992 | #REF! | 359.5017 | 0 | 357.3114 | 0
| 235.6527 | 0 | 235.6527 | -0.035297 | 235.6527 | 0.034613 | 235.6527 | 0 | 235.6527 | 0 | 235.6527 | 0 | 406.0023 | 0.011182 | 359.7164 | 12.4595 | 235.6527 | 0 | 406.0023 | 0.3497 | 359.7164 | 0.070496 | 359.7164 | 0 | 353.9981 | -0.23109 | 359.7164 | 0 | 359.7164 | 0 | 360.3141 | 0 | 358.6874 | 0 | 359.7164 | 0 | 360.3141 | 0 | 360.3141 | 0 | 360.3141 | 0 | 406.0023 | 0.042629 | 360.3141 | 0 | 360.3141 | 0 |  |  | 359.7164 | 0 | 354.24 | -0.025417 | 360.3141 | 0 | 359.7164 | 0 | 405.2281 | 0.00025725 | 360.3141 | 0 | 360.3141 | 0 | 359.7164 | 0 | 360.3141 | 0 | 360.3141 | 0 | 360.3141 | 0 | 618.8218 | 0.025843 | 359.7164 | 0 | 359.7164 | 0 | 360.3141 | -0.0039457 | 617.9635 | 0.00026087 | 359.7164 | 0 | 620.774 | 0.00027532 | 618.8218 | 0.021641 | 359.7164 | 0 | 852.0017 | 0.0025829 | 984.565 | 0.38138 | 1107.7316 | 0.0048502 | 1009.2277 | 0.014647 | 1039.3955 | 0 | 1038.7598 | 0 | 1038.7534 | 0.0054728 | 359.716 | 5.3473e-05 | 360.3141 | 0 | 359.7164 | 0 | 359.7164 | 0 | 360.3141 | #REF! | 359.7164 | 0 | 357.5262 | 0
| 235.7257 | 0 | 235.7256 | -0.06561 | 235.7257 | 0.034613 | 235.7257 | 0 | 235.7257 | 0 | 235.7257 | 0 | 406.1151 | 0.0094993 | 359.9311 | 13.7235 | 235.7257 | 0 | 406.1151 | 0.38817 | 359.9311 | 0.32175 | 359.9311 | 0 | 354.2131 | 0.29472 | 359.9311 | 0 | 359.9311 | 0 | 360.5291 | 0 | 358.9035 | 0 | 359.9311 | 0 | 360.5291 | 0 | 360.5291 | 0 | 360.5291 | 0 | 406.1151 | 0.020061 | 360.5291 | 0 | 360.529 | 0.0001505 |  |  | 359.9311 | 0 | 354.45 | 0.0043138 | 360.5291 | 0 | 359.9311 | 0 | 405.3411 | 0.00019056 | 360.5291 | 0 | 360.529 | 0.0089636 | 359.9311 | 0 | 360.5291 | 0 | 360.5291 | 0 | 360.5291 | 0 | 618.9816 | 0.022532 | 359.9311 | 0 | 359.9311 | 0 | 360.5291 | 0.0061739 | 618.1237 | 0 | 359.9311 | 0 | 620.9335 | 0.00025119 | 618.9816 | 0.020111 | 359.9311 | 0 | 852.074 | 0.0025181 | 984.8083 | 0.38466 | 1107.7916 | 0.0048809 | 1009.2402 | 0.014606 | 1039.4484 | 0 | 1038.8127 | 0 | 1038.8063 | 0.0055001 | 359.931 | 5.3531e-05 | 360.5291 | 0 | 359.9311 | 0 | 359.9311 | 0 | 360.5291 | #REF! | 359.9311 | 0 | 357.7409 | 0
| 235.7986 | 0 | 235.7986 | 0.032726 | 235.7986 | 0.034613 | 235.7986 | 0 | 235.7986 | 0 | 235.7986 | 0 | 406.2279 | 0 | 360.1458 | 14.7916 | 235.7986 | 0 | 406.2279 | 0.34433 | 360.1458 | 0.1119 | 360.1458 | 0 | 354.4282 | 0.0090989 | 360.1458 | 0 | 360.1458 | 0 | 360.744 | 0 | 359.1196 | 0 | 360.1458 | 0 | 360.744 | 0 | 360.744 | 0 | 360.744 | 0 | 406.2279 | 0.037614 | 360.744 | 0 | 360.744 | 0 |  |  | 360.1458 | 0 | 354.67 | -0.021918 | 360.744 | 0 | 360.1458 | 0 | 405.4541 | 0.0002138 | 360.744 | 0 | 360.744 | 0 | 360.1458 | 0 | 360.744 | 0 | 360.744 | 0 | 360.744 | 0 | 619.1414 | 0.016819 | 360.1458 | 0 | 360.1458 | 0 | 360.744 | -0.0010718 | 618.284 | 0.00078262 | 360.1458 | 0 | 621.093 | 0.00019306 | 619.1414 | 0.020548 | 360.1458 | 0 | 852.1462 | 0.0022752 | 985.0517 | 0.38578 | 1107.8518 | 0.0049116 | 1009.2526 | 0.014566 | 1039.5013 | 0 | 1038.8656 | 0 | 1038.8591 | 0.0054989 | 360.146 | 4.822e-05 | 360.744 | 0 | 360.1458 | 0 | 360.1458 | 0 | 360.744 | #REF! | 360.1458 | 0 | 357.9557 | 0
| 235.8715 | 0 | 235.8715 | 0.076592 | 235.8715 | 0.034613 | 235.8715 | 0 | 235.8715 | 0 | 235.8715 | 0 | 406.3406 | 0 | 360.3606 | 16.0432 | 235.8715 | 0 | 406.3406 | 0.35593 | 360.3606 | 0.25781 | 360.3606 | 0 | 354.6432 | 0.13299 | 360.3606 | 0 | 360.3606 | 0 | 360.959 | 0 | 359.3357 | 0 | 360.3606 | 0 | 360.959 | 0 | 360.959 | 0 | 360.959 | 0 | 406.3406 | 0.026016 | 360.959 | 0 | 360.959 | 6.9723e-05 |  |  | 360.3606 | 0 | 354.88 | -0.012475 | 360.959 | 0 | 360.3606 | 0 | 405.5672 | 0.00022448 | 360.959 | 0 | 360.959 | 0.0072149 | 360.3606 | 0 | 360.959 | 0 | 360.959 | 0 | 360.959 | 0 | 619.3012 | 0.016606 | 360.3606 | 0 | 360.3606 | 0 | 360.959 | 0.0050994 | 618.4442 | 0 | 360.3606 | 0 | 621.2524 | 0.00033236 | 619.3012 | 0.01869 | 360.3606 | 0 | 852.2185 | 0.0020869 | 985.295 | 0.39033 | 1107.9119 | 0.0049424 | 1009.2651 | 0.014526 | 1039.5543 | 0 | 1038.9185 | 0 | 1038.912 | 0.0054705 | 360.361 | 2.6774e-05 | 360.959 | 0 | 360.3606 | 0 | 360.3606 | 0 | 360.959 | #REF! | 360.3606 | 0 | 358.1704 | 0
| 235.9445 | 0 | 235.9445 | -0.058388 | 235.9445 | 0.034613 | 235.9445 | 0 | 235.9445 | 0 | 235.9445 | 0 | 406.4534 | 0.011182 | 360.5753 | 17.3252 | 235.9445 | 0 | 406.4534 | 0.38172 | 360.5753 | 0.15807 | 360.5753 | 0 | 354.8582 | -0.083545 | 360.5753 | 0 | 360.5753 | 0 | 361.1739 | 0 | 359.5518 | 0 | 360.5753 | 0 | 361.1739 | 0 | 361.1739 | 0 | 361.1739 | 0 | 406.4534 | 0.046181 | 361.1739 | 0 | 361.1739 | 0 |  |  | 360.5753 | 0 | 355.1 | 0.01061 | 361.1739 | 0 | 360.5753 | 0 | 405.6802 | 0.00022257 | 361.1739 | 0 | 361.1739 | 0 | 360.5753 | 0 | 361.1739 | 0 | 361.1739 | 0 | 361.1739 | 0 | 619.461 | 0.024615 | 360.5753 | 0 | 360.5753 | 0 | 361.174 | -0.0007499 | 618.6044 | 0.00078262 | 360.5753 | 0 | 621.412 | 0.0001777 | 619.461 | 0.020002 | 360.5753 | 0 | 852.2908 | 0.0019778 | 985.5384 | 0.38959 | 1107.9721 | 0.004968 | 1009.2776 | 0.014486 | 1039.6072 | 0 | 1038.9713 | 0 | 1038.9648 | 0.0054171 | 360.575 | 4.8163e-05 | 361.1739 | 0 | 360.5753 | 0 | 360.5753 | 0 | 361.174 | #REF! | 360.5753 | 0 | 358.3852 | 0
| 236.0174 | 0 | 236.0174 | -0.014187 | 236.0174 | 0.034613 | 236.0174 | 0 | 236.0174 | 0 | 236.0174 | 0 | 406.5662 | 0 | 360.7901 | 18.6598 | 236.0174 | 0 | 406.5662 | 0.30306 | 360.7901 | 0.24595 | 360.7901 | 0 | 355.0733 | 0.1592 | 360.7901 | 0 | 360.7901 | 0 | 361.3889 | 0 | 359.768 | 0 | 360.7901 | 0 | 361.3889 | 0 | 361.3889 | 0 | 361.3889 | 0 | 406.5662 | 0.054226 | 361.3889 | 0 | 361.3889 | 4.1109e-05 |  |  | 360.7901 | 0 | 355.32 | -0.008278 | 361.3889 | 0 | 360.7901 | 0 | 405.7932 | 0.00021571 | 361.3889 | 0 | 361.3889 | 0.010058 | 360.7901 | 0 | 361.3889 | 0 | 361.3889 | 0 | 361.3889 | 0 | 619.6208 | 0.025896 | 360.7901 | 0 | 360.7901 | 0 | 361.3889 | 0.0051443 | 618.7646 | 0.00017392 | 360.7901 | 0 | 621.5715 | 0.00028739 | 619.6208 | 0.020548 | 360.7901 | 0 | 852.363 | 0.0018664 | 985.7818 | 0.39347 | 1108.0321 | 0.0049987 | 1009.2901 | 0.014446 | 1039.6602 | 0 | 1039.0242 | 0 | 1039.0178 | 0.0053433 | 360.79 | 1.6101e-05 | 361.3889 | 0 | 360.7901 | 0 | 360.7901 | 0 | 361.3889 | #REF! | 360.7901 | 0 | 358.6 | 0
| 236.0904 | 0 | 236.0904 | -0.0036766 | 236.0904 | 0.034613 | 236.0904 | 0 | 236.0904 | 0 | 236.0904 | 0 | 406.679 | 0.011533 | 361.0049 | 20.3325 | 236.0904 | 0 | 406.679 | 0.31316 | 361.0049 | 0.13035 | 361.0049 | 0 | 355.2884 | 0.12662 | 361.0049 | 0 | 361.0049 | 0 | 361.6039 | 0 | 359.9841 | 0 | 361.0049 | 0 | 361.6039 | 0 | 361.6039 | 0 | 361.6039 | 0 | 406.679 | 0.056316 | 361.6039 | 0 | 361.6039 | 0 |  |  | 361.0049 | 0 | 355.53 | -0.0030314 | 361.6039 | 0 | 361.0049 | 0 | 405.9063 | 0.00022905 | 361.6039 | 0 | 361.6039 | 0 | 361.0049 | 0 | 361.6039 | 0 | 361.6039 | 0 | 361.6039 | 0 | 619.7807 | 0.016606 | 361.0049 | 0 | 361.0049 | 0 | 361.6039 | 0.0011207 | 618.9249 | 0.00026087 | 361.0049 | 0 | 621.731 | 0.00027423 | 619.7807 | 0.02186 | 361.0049 | 0 | 852.4353 | 0.0017737 | 986.0252 | 0.39481 | 1108.0923 | 0.0050243 | 1009.3026 | 0.014408 | 1039.7131 | 0 | 1039.077 | 0 | 1039.0707 | 0.0052603 | 361.005 | 5.3589e-05 | 361.6039 | 0 | 361.0049 | 0 | 361.0049 | 0 | 361.6039 | #REF! | 361.0049 | 0 | 358.8148 | 0
| 236.1633 | 0 | 236.1633 | 0.034401 | 236.1633 | 0.034613 | 236.1633 | 0 | 236.1633 | 0 | 236.1633 | 0 | 406.7918 | 0 | 361.2197 | 22.1525 | 236.1633 | 0 | 406.7918 | 0.28092 | 361.2197 | 0.32727 | 361.2197 | 0 | 355.5035 | 0.45974 | 361.2197 | 0 | 361.2197 | 0 | 361.8189 | 0 | 360.2003 | 0 | 361.2197 | 0 | 361.8189 | 0 | 361.8189 | 0 | 361.8189 | 0 | 406.7918 | 0.031658 | 361.8189 | 0 | 361.8189 | 0.00010411 |  |  | 361.2197 | 0 | 355.75 | 0.0078116 | 361.8189 | 0 | 361.2197 | 0 | 406.0193 | 0.00022867 | 361.8189 | 0 | 361.8189 | 0.0085637 | 361.2197 | 0 | 361.8189 | 0 | 361.8189 | 0 | 361.8189 | 0 | 619.9405 | 0.01463 | 361.2197 | 0 | 361.2197 | 0 | 361.8189 | 0.0025242 | 619.0851 | 0 | 361.2197 | 0 | 621.8905 | 0.00023364 | 619.9405 | 0.020986 | 361.2197 | 0 | 852.5076 | 0.0014276 | 986.2686 | 0.39593 | 1108.1525 | 0.0050499 | 1009.315 | 0.01437 | 1039.7661 | 0 | 1039.13 | 0 | 1039.1235 | 0.0051796 | 361.22 | 4.8162e-05 | 361.8189 | 0 | 361.2197 | 0 | 361.2197 | 0 | 361.8189 | #REF! | 361.2197 | 0 | 359.0296 | 0
| 236.2363 | 0 | 236.2363 | -0.046537 | 236.2363 | 0.034613 | 236.2363 | 0 | 236.2363 | 0 | 236.2363 | 0 | 406.9045 | 0 | 361.4345 | 23.8361 | 236.2363 | 0 | 406.9045 | 0.30886 | 361.4345 | 0.1059 | 361.4345 | 0 | 355.7186 | -0.13329 | 361.4345 | 0 | 361.4345 | 0 | 362.034 | 0 | 360.4165 | 0 | 361.4345 | 0 | 362.034 | 0 | 362.034 | 0 | 362.034 | 0 | 406.9045 | 0.028419 | 362.034 | 0 | 362.034 | 0 |  |  | 361.4345 | 0 | 355.96 | -0.027516 | 362.034 | 0 | 361.4345 | 0 | 406.1324 | 0.00018293 | 362.034 | 0 | 362.034 | 0 | 361.4345 | 0 | 362.034 | 0 | 362.034 | 0 | 362.034 | 0 | 620.1004 | 0.024775 | 361.4345 | 0 | 361.4345 | 0 | 362.034 | 0.00064465 | 619.2454 | 0.0013044 | 361.4345 | 0 | 622.05 | 0.00029068 | 620.1004 | 0.021204 | 361.4345 | 0 | 852.58 | 0.0015758 | 986.5119 | 0.3983 | 1108.2125 | 0.0050755 | 1009.3275 | 0.014332 | 1039.8191 | 0 | 1039.1829 | 0 | 1039.1765 | 0.005116 | 361.434 | 6.4238e-05 | 362.034 | 0 | 361.4345 | 0 | 361.4345 | 0 | 362.034 | #REF! | 361.4345 | 0 | 359.2445 | 0
| 236.3092 | 0 | 236.3092 | -0.042323 | 236.3092 | 0.034613 | 236.3092 | 0 | 236.3092 | 0 | 236.3092 | 0 | 407.0173 | 0 | 361.6493 | 25.8514 | 236.3092 | 0 | 407.0173 | 0.22869 | 361.6493 | 0.32692 | 361.6493 | 0 | 355.9337 | 0.24264 | 361.6493 | 0 | 361.6493 | 0 | 362.249 | 0 | 360.6327 | 0 | 361.6493 | 0 | 362.249 | 0 | 362.249 | 0 | 362.249 | 0 | 407.0173 | 0.039076 | 362.249 | 0 | 362.249 | 8.3279e-05 |  |  | 361.6493 | 0 | 356.18 | 0.0064125 | 362.249 | 0 | 361.6493 | 0 | 406.2454 | 0.00015435 | 362.249 | 0 | 362.249 | 0.0099475 | 361.6493 | 0 | 362.249 | 0 | 362.249 | 0 | 362.249 | 0 | 620.2602 | 0.02328 | 361.6493 | 0 | 361.6493 | 0 | 362.249 | 0.0025911 | 619.4057 | 0.00017392 | 361.6493 | 0 | 622.2096 | 0.00023035 | 620.2602 | 0.019674 | 361.6493 | 0 | 852.6523 | 0.0016664 | 986.7554 | 0.39995 | 1108.2727 | 0.0051063 | 1009.34 | 0.014296 | 1039.8721 | 0 | 1039.2358 | 0 | 1039.2294 | 0.0050785 | 361.649 | 6.9618e-05 | 362.249 | 0 | 361.6493 | 0 | 361.6493 | 0 | 362.249 | #REF! | 361.6493 | 0 | 359.4593 | 0
| 236.3822 | 0 | 236.3822 | 0.072419 | 236.3822 | 0.034613 | 236.3822 | 0 | 236.3822 | 0 | 236.3822 | 0 | 407.1301 | 0 | 361.8642 | 27.7846 | 236.3822 | 0 | 407.1301 | 0.28328 | 361.8642 | 0.19068 | 361.8642 | 0 | 356.1489 | -0.25913 | 361.8642 | 0 | 361.8642 | 0 | 362.4641 | 0 | 360.8489 | 0 | 361.8642 | 0 | 362.4641 | 0 | 362.4641 | 0 | 362.4641 | 0 | 407.1301 | 0.031658 | 362.4641 | 0 | 362.4641 | 0 |  |  | 361.8642 | 0 | 356.39 | 0.0064125 | 362.4641 | 0 | 361.8642 | 0 | 406.3585 | 0.00016883 | 362.4641 | 0 | 362.4641 | 0 | 361.8642 | 0 | 362.4641 | 0 | 362.4641 | 0 | 362.4641 | 0 | 620.4201 | 0.025736 | 361.8642 | 0 | 361.8642 | 0 | 362.4641 | 0.0016297 | 619.5659 | 0.00026087 | 361.8642 | 0 | 622.3691 | 0.0002139 | 620.4201 | 0.019674 | 361.8642 | 0 | 852.7246 | 0.0015554 | 986.9988 | 0.40224 | 1108.3329 | 0.0051319 | 1009.3525 | 0.01426 | 1039.9251 | 0 | 1039.2887 | 0 | 1039.2822 | 0.0050717 | 361.864 | 6.4205e-05 | 362.4641 | 0 | 361.8642 | 0 | 361.8642 | 0 | 362.4641 | #REF! | 361.8642 | 0 | 359.6742 | 0
| 236.4552 | 0 | 236.4552 | 0.038608 | 236.4552 | 0.034613 | 236.4552 | 0 | 236.4552 | 0 | 236.4552 | 0 | 407.2429 | 0 | 362.079 | 30.212 | 236.4552 | 0 | 407.2429 | 0.22676 | 362.079 | 0.41156 | 362.079 | 0 | 356.364 | 0.25004 | 362.079 | 0 | 362.079 | 0 | 362.6792 | 0 | 361.0651 | 0 | 362.079 | 0 | 362.6792 | 0 | 362.6792 | 0 | 362.6792 | 0 | 407.2429 | 0.020061 | 362.6792 | 0 | 362.6792 | 7.6046e-05 |  |  | 362.079 | 0 | 356.61 | -0.011426 | 362.6792 | 0 | 362.079 | 0 | 406.4716 | 0.0001997 | 362.6792 | 0 | 362.6792 | 0.0075319 | 362.079 | 0 | 362.6792 | 0 | 362.6792 | 0 | 362.6792 | 0 | 620.5799 | 0.024882 | 362.079 | 0 | 362.079 | 0 | 362.6792 | 0.0015907 | 619.7262 | 0 | 362.079 | 0 | 622.5287 | 0.00027642 | 620.5799 | 0.018362 | 362.079 | 0 | 852.797 | 0.0012482 | 987.2422 | 0.40422 | 1108.3931 | 0.0051575 | 1009.3649 | 0.014225 | 1039.978 | 0 | 1039.3416 | 0 | 1039.3352 | 0.0050978 | 362.079 | 4.817e-05 | 362.6792 | 0 | 362.079 | 0 | 362.079 | 0 | 362.6792 | #REF! | 362.079 | 0 | 359.889 | 0
| 236.5282 | 0 | 236.5282 | -0.037532 | 236.5282 | 0.034613 | 236.5282 | 0 | 236.5282 | 0 | 236.5282 | 0 | 407.3557 | 0.026197 | 362.2939 | 32.2727 | 236.5282 | 0 | 407.3557 | 0.27275 | 362.2939 | 0.17745 | 362.2939 | 0 | 356.5792 | -0.018904 | 362.2939 | 0 | 362.2939 | 0 | 362.8942 | 0 | 361.2813 | 0 | 362.2939 | 0 | 362.8943 | 0 | 362.8943 | 0 | 362.8943 | 0 | 407.3557 | 0.049525 | 362.8943 | 0 | 362.8943 | 0 |  |  | 362.2939 | 0 | 356.82 | -0.016322 | 362.8943 | 0 | 362.2939 | 0 | 406.5846 | 0.00019322 | 362.8943 | 0 | 362.8943 | 0 | 362.2939 | 0 | 362.8943 | 0 | 362.8943 | 0 | 362.8943 | 0 | 620.7398 | 0.022372 | 362.2939 | 0 | 362.2939 | 0 | 362.8943 | 0.0016186 | 619.8865 | 0.00026087 | 362.2939 | 0 | 622.6882 | 0.00026545 | 620.7398 | 0.019237 | 362.2939 | 0 | 852.8694 | 0.0018939 | 987.4856 | 0.40651 | 1108.4533 | 0.005178 | 1009.3774 | 0.014191 | 1040.031 | 0 | 1039.3945 | 0 | 1039.3881 | 0.0051501 | 362.294 | 4.8221e-05 | 362.8943 | 0 | 362.2939 | 0 | 362.2939 | 0 | 362.8943 | #REF! | 362.2939 | 0 | 360.1039 | 0
| 236.6011 | 0 | 236.6011 | -0.054776 | 236.6011 | 0.034613 | 236.6011 | 0 | 236.6011 | 0 | 236.6011 | 0 | 407.4684 | 0 | 362.5088 | 34.8385 | 236.6011 | 0 | 407.4684 | 0.20397 | 362.5088 | 0.40238 | 362.5088 | 0 | 356.7944 | 0.25771 | 362.5088 | 0 | 362.5088 | 0 | 363.1094 | 0 | 361.4975 | 0 | 362.5088 | 0 | 363.1094 | 0 | 363.1094 | 0 | 363.1094 | 0 | 407.4684 | 0.0099864 | 363.1094 | 0 | 363.1094 | 7.7978e-05 |  |  | 362.5088 | 0 | 357.04 | 0.0032645 | 363.1094 | 0 | 362.5088 | 0 | 406.6977 | 0.00017989 | 363.1094 | 0 | 363.1094 | 0.010207 | 362.5088 | 0 | 363.1094 | 0 | 363.1094 | 0 | 363.1094 | 0 | 620.8997 | 0.02376 | 362.5088 | 0 | 362.5088 | 0 | 363.1094 | 0.0075999 | 620.0468 | 0.00017392 | 362.5088 | 0 | 622.8478 | 0.00023913 | 620.8997 | 0.018472 | 362.5088 | 0 | 852.9418 | 0.0023193 | 987.729 | 0.40859 | 1108.5134 | 0.0052036 | 1009.3899 | 0.014157 | 1040.084 | 0 | 1039.4475 | 0 | 1039.441 | 0.005216 | 362.509 | 3.2172e-05 | 363.1094 | 0 | 362.5088 | 0 | 362.5088 | 0 | 363.1094 | #REF! | 362.5088 | 0 | 360.3188 | 0
| 236.6741 | 0 | 236.6741 | 0.028184 | 236.6741 | 0.034613 | 236.6741 | 0 | 236.6741 | 0 | 236.6741 | 0 | 407.5812 | 0.02952 | 362.7237 | 37.2985 | 236.6741 | 0 | 407.5812 | 0.25427 | 362.7237 | 0.30707 | 362.7237 | 0 | 357.0096 | -0.23476 | 362.7237 | 0 | 362.7237 | 0 | 363.3245 | 0 | 361.7137 | 0 | 362.7237 | 0 | 363.3245 | 0 | 363.3245 | 0 | 363.3245 | 0 | 407.5812 | 0.0373 | 363.3245 | 0 | 363.3245 | 0 |  |  | 362.7237 | 0 | 357.25 | -0.0040807 | 363.3245 | 0 | 362.7237 | 0 | 406.8108 | 0.0001776 | 363.3245 | 0 | 363.3245 | 0 | 362.7237 | 0 | 363.3245 | 0 | 363.3245 | 0 | 363.3245 | 0 | 621.0596 | 0.024134 | 362.7237 | 0 | 362.7237 | 0 | 363.3245 | -0.0049539 | 620.207 | 0.00026087 | 362.7237 | 0 | 623.0074 | 0.00026436 | 621.0596 | 0.019455 | 362.7237 | 0 | 853.0142 | 0.0025739 | 987.9725 | 0.41067 | 1108.5736 | 0.0052292 | 1009.4024 | 0.014125 | 1040.137 | 0 | 1039.5004 | 0 | 1039.494 | 0.0052864 | 362.724 | 6.9674e-05 | 363.3245 | 0 | 362.7237 | 0 | 362.7237 | 0 | 363.3245 | #REF! | 362.7237 | 0 | 360.5338 | 0
| 236.7471 | 0 | 236.7471 | 0.031902 | 236.7471 | 0.034613 | 236.7471 | 0 | 236.7471 | 0 | 236.7471 | 0 | 407.694 | 0 | 362.9386 | 40.1708 | 236.7471 | 0 | 407.694 | 0.213 | 362.9386 | 0.44592 | 362.9386 | 0 | 357.2247 | 0.37405 | 362.9386 | 0 | 362.9386 | 0 | 363.5396 | 0 | 361.93 | 0 | 362.9386 | 0 | 363.5396 | 0 | 363.5396 | 0 | 363.5396 | 0 | 407.694 | 0.03939 | 363.5396 | 0 | 363.5396 | 6.7718e-05 |  |  | 362.9386 | 0 | 357.47 | 0.00011659 | 363.5396 | 0 | 362.9386 | 0 | 406.9239 | 0.00018522 | 363.5396 | 0 | 363.5396 | 0.015054 | 362.9386 | 0 | 363.5396 | 0 | 363.5396 | 0 | 363.5396 | 0 | 621.2195 | 0.028245 | 362.9386 | 0 | 362.9386 | 0 | 363.5396 | 0.0040829 | 620.3673 | 0 | 362.9386 | 0 | 623.167 | 0.00019086 | 621.2195 | 0.0188 | 362.9386 | 0 | 853.0865 | 0.0020518 | 988.2159 | 0.41377 | 1108.6338 | 0.0052497 | 1009.4149 | 0.014094 | 1040.1899 | 0 | 1039.5533 | 0 | 1039.5469 | 0.0053478 | 362.939 | 5.3612e-05 | 363.5396 | 0 | 362.9386 | 0 | 362.9386 | 0 | 363.5396 | #REF! | 362.9386 | 0 | 360.7487 | 0
| 236.8201 | 0 | 236.8201 | -0.040015 | 236.8201 | 0.034613 | 236.8201 | 0 | 236.8201 | 0 | 236.8201 | 0 | 407.8068 | 0.019261 | 363.1536 | 43.0163 | 236.8201 | 0 | 407.8068 | 0.21579 | 363.1536 | 0.42454 | 363.1536 | 0 | 357.4399 | -0.23815 | 363.1536 | 0 | 363.1536 | 0 | 363.7548 | 0 | 362.1462 | 0 | 363.1536 | 0 | 363.7548 | 0 | 363.7548 | 0 | 363.7548 | 0 | 407.8068 | 0.027479 | 363.7548 | 0 | 363.7548 | 0 |  |  | 363.1536 | 0 | 357.68 | -0.009677 | 363.7548 | 0 | 363.1536 | 0 | 407.037 | 0.00019361 | 363.7548 | 0 | 363.7548 | 0 | 363.1536 | 0 | 363.7548 | 0 | 363.7548 | 0 | 363.7548 | 0 | 621.3794 | 0.021197 | 363.1536 | 0 | 363.1536 | 0 | 363.7548 | -0.00040189 | 620.5276 | 0.00026087 | 363.1536 | 0 | 623.3266 | 0.00023693 | 621.3794 | 0.02033 | 363.1536 | 0 | 853.159 | 0.0014757 | 988.4593 | 0.4149 | 1108.694 | 0.0052753 | 1009.4273 | 0.014064 | 1040.2429 | 0 | 1039.6063 | 0 | 1039.5999 | 0.0053899 | 363.154 | 5.3692e-06 | 363.7548 | 0 | 363.1536 | 0 | 363.1536 | 0 | 363.7548 | #REF! | 363.1536 | 0 | 360.9636 | 0
| 236.8931 | 0 | 236.8931 | -0.013837 | 236.8931 | 0.034613 | 236.8931 | 0 | 236.8931 | 0 | 236.8931 | 0 | 407.9196 | 0 | 363.3685 | 46.1983 | 236.8931 | 0 | 407.9196 | 0.17152 | 363.3685 | 0.52726 | 363.3685 | 0 | 357.6552 | 0.36139 | 363.3685 | 0 | 363.3685 | 0 | 363.9699 | 0 | 362.3625 | 0 | 363.3685 | 0 | 363.9699 | 0 | 363.9699 | 0 | 363.9699 | 0 | 407.9196 | 0.042002 | 363.9699 | 0 | 363.9699 | 0.00010957 |  |  | 363.3685 | 0 | 357.9 | -0.0093273 | 363.9699 | 0 | 363.3685 | 0 | 407.1501 | 0.00020694 | 363.9699 | 0 | 363.9699 | 0.0056325 | 363.3685 | 0 | 363.9699 | 0 | 363.9699 | 0 | 363.9699 | 0 | 621.5393 | 0.031342 | 363.3685 | 0 | 363.3685 | 0 | 363.9699 | 0.0011523 | 620.688 | 0 | 363.3685 | 0 | 623.4862 | 0.00026765 | 621.5393 | 0.019455 | 363.3685 | 0 | 853.2314 | 0.0023704 | 988.7028 | 0.41863 | 1108.7541 | 0.0052958 | 1009.4398 | 0.014035 | 1040.296 | 0 | 1039.6592 | 0 | 1039.6528 | 0.0054069 | 363.369 | 1.6e-05 | 363.9699 | 0 | 363.3685 | 0 | 363.3685 | 0 | 363.9699 | #REF! | 363.3685 | 0 | 361.1786 | 0
| 236.9661 | 0 | 236.9661 | 0.037145 | 236.9661 | 0.034613 | 236.9661 | 0 | 236.9661 | 0 | 236.9661 | 0 | 408.0323 | 0.014695 | 363.5835 | 49.2143 | 236.9661 | 0 | 408.0323 | 0.20053 | 363.5835 | 0.39086 | 363.5835 | 0 | 357.8704 | -0.13342 | 363.5835 | 0 | 363.5835 | 0 | 364.1851 | 0 | 362.5788 | 0 | 363.5835 | 0 | 364.1851 | 0 | 364.1851 | 0 | 364.1851 | 0 | 408.0323 | 0.02424 | 364.1851 | 0 | 364.1851 | 0 |  |  | 363.5835 | 0 | 358.11 | -0.019821 | 364.1851 | 0 | 363.5835 | 0 | 407.2632 | 0.00022448 | 364.1851 | 0 | 364.1851 | 0 | 363.5835 | 0 | 364.1851 | 0 | 364.1851 | 0 | 364.1851 | 0 | 621.6992 | 0.021037 | 363.5835 | 0 | 363.5835 | 0 | 364.1851 | -0.0055391 | 620.8483 | 0.00078262 | 363.5835 | 0 | 623.6458 | 0.00024242 | 621.6992 | 0.020658 | 363.5835 | 0 | 853.3039 | 0.0025844 | 988.9463 | 0.42061 | 1108.8145 | 0.0053214 | 1009.4523 | 0.014008 | 1040.349 | 0 | 1039.7122 | 0 | 1039.7058 | 0.0053944 | 363.583 | 7.4942e-05 | 364.1851 | 0 | 363.5835 | 0 | 363.5835 | 0 | 364.1851 | #REF! | 363.5835 | 0 | 361.3936 | 0
| 237.0391 | 0 | 237.0391 | 0.038535 | 237.0391 | 0.034613 | 237.0391 | 0 | 237.0391 | 0 | 237.0391 | 0 | 408.1451 | 0 | 363.7985 | 52.4141 | 237.0391 | 0 | 408.1451 | 0.17904 | 363.7985 | 0.62531 | 363.7985 | 0 | 358.0857 | 0.18641 | 363.7985 | 0 | 363.7985 | 0 | 364.4003 | 0 | 362.7951 | 0 | 363.7985 | 0 | 364.4003 | 0 | 364.4003 | 0 | 364.4003 | 0 | 408.1451 | 0.03845 | 364.4003 | 0 | 364.4003 | 0.00010251 |  |  | 363.7985 | 0 | 358.33 | -0.012125 | 364.4003 | 0 | 363.7985 | 0 | 407.3763 | 0.00021762 | 364.4003 | 0 | 364.4003 | 0.0097123 | 363.7985 | 0 | 364.4003 | 0 | 364.4003 | 0 | 364.4003 | 0 | 621.8591 | 0.02611 | 363.7985 | 0 | 363.7985 | 0 | 364.4003 | -0.0052072 | 621.0086 | 0 | 363.7985 | 0 | 623.8054 | 0.00024022 | 621.8591 | 0.018909 | 363.7985 | 0 | 853.3763 | 0.0021386 | 989.1897 | 0.42635 | 1108.8746 | 0.0053419 | 1009.4648 | 0.013981 | 1040.402 | 0 | 1039.7651 | 0 | 1039.7587 | 0.0053546 | 363.798 | 6.955e-05 | 364.4003 | 0 | 363.7985 | 0 | 363.7985 | 0 | 364.4003 | #REF! | 363.7985 | 0 | 361.6086 | 0
| 237.1121 | 0 | 237.1121 | -0.039921 | 237.1121 | 0.034613 | 237.1121 | 0 | 237.1121 | 0 | 237.1121 | 0 | 408.2579 | 0.023069 | 364.0135 | 55.4664 | 237.1121 | 0 | 408.2579 | 0.16851 | 364.0135 | 0.48953 | 364.0135 | 0 | 358.3009 | -0.066456 | 364.0135 | 0 | 364.0135 | 0 | 364.6155 | 0 | 363.0114 | 0 | 364.0135 | 0 | 364.6155 | 0 | 364.6155 | 0 | 364.6155 | 0 | 408.2579 | 0.053913 | 364.6155 | 0 | 364.6155 | 0 |  |  | 364.0135 | 0 | 358.54 | -0.00058295 | 364.6155 | 0 | 364.0135 | 0 | 407.4894 | 0.00024315 | 364.6155 | 0 | 364.6155 | 0 | 364.0135 | 0 | 364.6155 | 0 | 364.6155 | 0 | 364.6155 | 0 | 622.0191 | 0.022746 | 364.0135 | 0 | 364.0135 | 0 | 364.6155 | 0.0015605 | 621.1689 | 0.00078262 | 364.0135 | 0 | 623.9651 | 0.00024571 | 622.0191 | 0.020002 | 364.0135 | 0 | 853.4489 | 0.0018262 | 989.4332 | 0.42702 | 1108.9348 | 0.0053623 | 1009.4772 | 0.013956 | 1040.4551 | 0 | 1039.8181 | 0 | 1039.8117 | 0.005291 | 364.013 | 5.8827e-05 | 364.6155 | 0 | 364.0135 | 0 | 364.0135 | 0 | 364.6155 | #REF! | 364.0135 | 0 | 361.8236 | 0
| 237.1851 | 0 | 237.1851 | -0.043701 | 237.1851 | 0.034613 | 237.1851 | 0 | 237.1851 | 0 | 237.1851 | 0 | 408.3707 | 0 | 364.2285 | 58.4606 | 237.1851 | 0 | 408.3707 | 0.10618 | 364.2285 | 0.65741 | 364.2285 | 0.026841 | 358.5162 | 0.15064 | 364.2285 | 0 | 364.2285 | 0 | 364.8307 | 0 | 363.2277 | 0 | 364.2285 | 0 | 364.8307 | 0 | 364.8307 | 0 | 364.8307 | 0 | 408.3707 | 0.033121 | 364.8307 | 0 | 364.8308 | 9.8252e-05 |  |  | 364.2285 | 0 | 358.76 | -0.022619 | 364.8307 | 0 | 364.2285 | 0 | 407.6025 | 0.00024772 | 364.8307 | 0 | 364.8308 | 0.0082158 | 364.2285 | 0 | 364.8307 | 0 | 364.8307 | 0 | 364.8307 | 0 | 622.179 | 0.024775 | 364.2285 | 0 | 364.2285 | 0 | 364.8307 | 0.0056597 | 621.3293 | 0.00017392 | 364.2285 | 0 | 624.1247 | 0.00019854 | 622.179 | 0.019455 | 364.2285 | 0 | 853.5213 | 0.0017549 | 989.6767 | 0.42963 | 1108.9951 | 0.0053828 | 1009.4897 | 0.013932 | 1040.5081 | 0 | 1039.8711 | 0 | 1039.8646 | 0.0052114 | 364.228 | 4.2917e-05 | 364.8307 | 0 | 364.2285 | 0 | 364.2285 | 0 | 364.8307 | #REF! | 364.2285 | 0 | 362.0386 | 0
| 237.2582 | 0 | 237.2582 | 0.009895 | 237.2582 | 0.034613 | 237.2582 | 0 | 237.2582 | 0 | 237.2582 | 0 | 408.4834 | 0.0090743 | 364.4435 | 61.365 | 237.2582 | 0 | 408.4834 | 0.16614 | 364.4435 | 0.42922 | 364.4435 | -0.01201 | 358.7315 | -0.0053909 | 364.4435 | 0 | 364.4435 | 0 | 365.046 | 0 | 363.444 | 0 | 364.4435 | 0 | 365.046 | 0 | 365.046 | 0 | 365.046 | 0 | 408.4834 | 0.032285 | 365.046 | 0 | 365.046 | 0 |  |  | 364.4435 | 0 | 358.98 | -0.008278 | 365.046 | 0 | 364.4435 | 0 | 407.7157 | 0.0002744 | 365.046 | 0 | 365.046 | 0 | 364.4435 | 0 | 365.046 | 0 | 365.046 | 0 | 365.046 | 0 | 622.339 | 0.023493 | 364.4435 | 0 | 364.4435 | 0 | 365.046 | 0.00078001 | 621.4896 | 0.0013044 | 364.4435 | 0 | 624.2843 | 0.0002501 | 622.339 | 0.021423 | 364.4435 | 0 | 853.5938 | 0.0019524 | 989.9202 | 0.43273 | 1109.0553 | 0.0054084 | 1009.5022 | 0.013909 | 1040.5612 | 0 | 1039.9241 | 0 | 1039.9176 | 0.0051262 | 364.444 | 4.2865e-05 | 365.046 | 0 | 364.4435 | 0 | 364.4435 | 0 | 365.046 | #REF! | 364.4435 | 0 | 362.2536 | 0
| 237.3312 | 0 | 237.3312 | 0.023849 | 237.3312 | 0.034613 | 237.3312 | 0 | 237.3312 | 0 | 237.3312 | 0 | 408.5962 | 0 | 364.6586 | 64.6139 | 237.3312 | 0 | 408.5962 | 0.10188 | 364.6586 | 0.69154 | 364.6586 | 0.015112 | 358.9468 | 0.34189 | 364.6586 | 0 | 364.6586 | 0 | 365.2612 | 0 | 363.6603 | 0 | 364.6586 | 0 | 365.2612 | 0 | 365.2612 | 0 | 365.2612 | 0 | 408.5962 | 0.032494 | 365.2612 | 0 | 365.2612 | 6.8676e-05 |  |  | 364.6586 | 0 | 359.19 | -0.0044305 | 365.2612 | 0 | 364.6586 | 0 | 407.8288 | 0.00024201 | 365.2612 | 0 | 365.2612 | 0.0056092 | 364.6586 | 0 | 365.2612 | 0 | 365.2612 | 0 | 365.2612 | 0 | 622.4989 | 0.026163 | 364.6586 | 0 | 364.6586 | 0 | 365.2612 | -0.00079709 | 621.65 | 0.00017392 | 364.6586 | 0 | 624.444 | 0.00023145 | 622.4989 | 0.02033 | 364.6586 | 0 | 853.6663 | 0.0028036 | 990.1636 | 0.43689 | 1109.1156 | 0.0054289 | 1009.5147 | 0.013887 | 1040.6141 | 0 | 1039.977 | 0 | 1039.9706 | 0.0050444 | 364.659 | 4.8178e-05 | 365.2612 | 0 | 364.6586 | 0 | 364.6586 | 0 | 365.2612 | #REF! | 364.6586 | 0 | 362.4687 | 0
| 237.4042 | 0 | 237.4042 | -0.028944 | 237.4042 | 0.034613 | 237.4042 | 0 | 237.4042 | 0 | 237.4042 | 0 | 408.709 | 0.022482 | 364.8736 | 67.5066 | 237.4042 | 0 | 408.709 | 0.15432 | 364.8736 | 0.51453 | 364.8736 | -0.036287 | 359.1621 | -0.040835 | 364.8736 | 0 | 364.8736 | 0 | 365.4765 | 0 | 363.8767 | 0 | 364.8736 | 0 | 365.4765 | 0 | 365.4765 | 0 | 365.4765 | 0 | 408.709 | 0.036673 | 365.4765 | 0 | 365.4765 | 0 |  |  | 364.8736 | 0 | 359.41 | 0.0043138 | 365.4765 | 0 | 364.8736 | 0 | 407.9419 | 0.00022371 | 365.4765 | 0 | 365.4765 | 0 | 364.8736 | 0 | 365.4765 | 0 | 365.4765 | 0 | 365.4765 | 0 | 622.6589 | 0.02093 | 364.8736 | 0 | 364.8736 | 0 | 365.4765 | 0.0032635 | 621.8103 | 0.00026087 | 364.8736 | 0 | 624.6037 | 0.0002128 | 622.6589 | 0.021204 | 364.8736 | 0 | 853.7388 | 0.002371 | 990.4072 | 0.43971 | 1109.1758 | 0.0054494 | 1009.5272 | 0.013867 | 1040.6672 | 0 | 1040.03 | 0 | 1040.0236 | 0.0049762 | 364.874 | 4.8176e-05 | 365.4765 | 0 | 364.8736 | 0 | 364.8736 | 0 | 365.4765 | #REF! | 364.8736 | 0 | 362.6837 | 0
| 237.4772 | 0 | 237.4772 | -0.02529 | 237.4772 | 0.034613 | 237.4772 | 0 | 237.4772 | 0 | 237.4772 | 0 | 408.8218 | 0 | 365.0887 | 70.6434 | 237.4772 | 0 | 408.8218 | 0.11757 | 365.0887 | 0.85216 | 365.0887 | 0.024515 | 359.3774 | 0.11321 | 365.0887 | 0 | 365.0887 | 0 | 365.6918 | 0 | 364.093 | 0 | 365.0887 | 0 | 365.6918 | 0 | 365.6918 | 0 | 365.6918 | 0 | 408.8218 | 0.035211 | 365.6918 | 0 | 365.6918 | 0.00010155 |  |  | 365.0887 | 0 | 359.62 | -0.036959 | 365.6918 | 0 | 365.0887 | 0 | 408.0551 | 0.00018027 | 365.6918 | 0 | 365.6918 | 0.012076 | 365.0887 | 0 | 365.6918 | 0 | 365.6918 | 0 | 365.6918 | 0 | 622.8188 | 0.021197 | 365.0887 | 0 | 365.0887 | 0 | 365.6918 | 0.0017287 | 621.9707 | 0 | 365.0887 | 0 | 624.7633 | 0.00027862 | 622.8188 | 0.019346 | 365.0887 | 0 | 853.8114 | 0.0019518 | 990.6507 | 0.43968 | 1109.2361 | 0.0054648 | 1009.5397 | 0.013849 | 1040.7203 | 0 | 1040.083 | 0 | 1040.0765 | 0.0049285 | 365.089 | 4.8162e-05 | 365.6918 | 0 | 365.0887 | 0 | 365.0887 | 0 | 365.6918 | #REF! | 365.0887 | 0 | 362.8988 | 0
| 237.5503 | 0 | 237.5503 | 0.033691 | 237.5503 | 0.034613 | 237.5503 | 0 | 237.5503 | 0 | 237.5503 | 0 | 408.9345 | 0.023851 | 365.3038 | 73.489 | 237.5503 | 0 | 408.9345 | 0.15024 | 365.3038 | 0.69687 | 365.3038 | 0.0096619 | 359.5927 | -0.085733 | 365.3038 | 0 | 365.3038 | 0 | 365.9071 | 0 | 364.3094 | 0 | 365.3038 | 0 | 365.9071 | 0 | 365.9071 | 0 | 365.9071 | 0 | 408.9345 | 0.042106 | 365.9071 | 0 | 365.9071 | 0 |  |  | 365.3038 | 0 | 359.84 | -0.031712 | 365.9071 | 0 | 365.3038 | 0 | 408.1682 | 0.0001635 | 365.9071 | 0 | 365.9071 | 0 | 365.3038 | 0 | 365.9071 | 0 | 365.9071 | 0 | 365.9071 | 0 | 622.9788 | 0.017834 | 365.3038 | 0 | 365.3038 | 0 | 365.9071 | 0.00054485 | 622.131 | 0.00026087 | 365.3038 | 0 | 624.923 | 0.0002128 | 622.9788 | 0.020002 | 365.3038 | 0 | 853.884 | 0.0022764 | 990.8942 | 0.44348 | 1109.2964 | 0.0054853 | 1009.5521 | 0.013831 | 1040.7733 | 0 | 1040.136 | 0 | 1040.1296 | 0.0049046 | 365.304 | 5.8886e-05 | 365.9071 | 0 | 365.3038 | 0 | 365.3038 | 0 | 365.9071 | #REF! | 365.3038 | 0 | 363.1139 | 0
| 237.6233 | 0 | 237.6233 | 0.038041 | 237.6233 | 0.034613 | 237.6233 | 0 | 237.6233 | 0 | 237.6233 | 0 | 409.0473 | 0 | 365.5189 | 76.056 | 237.6233 | 0 | 409.0473 | 0.063191 | 365.5189 | 0.9664 | 365.5189 | 0.012026 | 359.8081 | 0.20726 | 365.5189 | 0 | 365.5189 | 0 | 366.1224 | 0 | 364.5258 | 0 | 365.5189 | 0 | 366.1224 | 0 | 366.1224 | 0 | 366.1224 | 0 | 409.0473 | 0.0233 | 366.1224 | 0 | 366.1224 | 9.8614e-05 |  |  | 365.5189 | 0 | 360.05 | 0.00046636 | 366.1224 | 0 | 365.5189 | 0 | 408.2813 | 0.00016312 | 366.1224 | 0 | 366.1224 | 0.010412 | 365.5189 | 0 | 366.1224 | 0 | 366.1224 | 0 | 366.1224 | 0 | 623.1388 | 0.026003 | 365.5189 | 0 | 365.5189 | 0 | 366.1224 | 0.00031214 | 622.2914 | 0.00017392 | 365.5189 | 0 | 625.0827 | 0.00025448 | 623.1388 | 0.018909 | 365.5189 | 0 | 853.9565 | 0.0019014 | 991.1377 | 0.44574 | 1109.3566 | 0.0055057 | 1009.5646 | 0.013815 | 1040.8264 | 0 | 1040.189 | 0 | 1040.1826 | 0.0049046 | 365.519 | 8.0313e-05 | 366.1224 | 0 | 365.5189 | 0 | 365.5189 | 0 | 366.1224 | #REF! | 365.5189 | 0 | 363.329 | 0
| 237.6964 | 0 | 237.6964 | -0.023298 | 237.6964 | 0.034613 | 237.6964 | 0 | 237.6964 | 0 | 237.6964 | 0 | 409.1601 | 0.011533 | 365.7341 | 78.2286 | 237.6964 | 0 | 409.1601 | 0.1036 | 365.7341 | 0.83806 | 365.7341 | -0.0016183 | 360.0234 | 0.043168 | 365.7341 | 0 | 365.7341 | 0 | 366.3377 | 0 | 364.7422 | 0 | 365.7341 | 0 | 366.3377 | 0 | 366.3377 | 0 | 366.3377 | 0 | 409.1601 | 0.034061 | 366.3377 | 0 | 366.3377 | 0 |  |  | 365.7341 | 0 | 360.27 | -0.026815 | 366.3377 | 0 | 365.7341 | 0 | 408.3945 | 0.00016426 | 366.3377 | 0 | 366.3377 | 0 | 365.7341 | 0 | 366.3377 | 0 | 366.3377 | 0 | 366.3377 | 0 | 623.2988 | 0.016606 | 365.7341 | 0 | 365.7341 | 0 | 366.3377 | 0.0011208 | 622.4518 | 0.00026087 | 365.7341 | 0 | 625.2424 | 0.00018538 | 623.2988 | 0.019346 | 365.7341 | 0 | 854.0291 | 0.0012972 | 991.3812 | 0.45081 | 1109.4169 | 0.0055262 | 1009.5771 | 0.013801 | 1040.8795 | 0 | 1040.2421 | 0 | 1040.2356 | 0.0049251 | 365.734 | 7.5e-05 | 366.3377 | 0 | 365.7341 | 0 | 365.7341 | 0 | 366.3377 | #REF! | 365.7341 | 0 | 363.5441 | 0
| 237.7694 | 0 | 237.7694 | -0.046665 | 237.7694 | 0.034613 | 237.7694 | 0 | 237.7694 | 0 | 237.7694 | 0 | 409.2729 | 0 | 365.9492 | 80.5647 | 237.7694 | 0 | 409.2729 | 0.060612 | 365.9492 | 0.91756 | 365.9492 | 0.014903 | 360.2388 | 0.16892 | 365.9492 | 0 | 365.9492 | 0 | 366.553 | 0 | 364.9585 | 0 | 365.9492 | 0 | 366.553 | 0 | 366.553 | 0 | 366.553 | 0 | 409.2729 | 0.033434 | 366.553 | 0 | 366.553 | 0.00010108 |  |  | 365.9492 | 0 | 360.48 | -0.014574 | 366.553 | 0 | 365.9492 | 0 | 408.5077 | 0.00015626 | 366.553 | 0 | 366.553 | 0.011099 | 365.9492 | 0 | 366.553 | 0 | 366.553 | 0 | 366.553 | 0 | 623.4588 | 0.028139 | 365.9492 | 0 | 365.9492 | 0 | 366.553 | -0.00061616 | 622.6122 | 0 | 365.9492 | 0 | 625.4021 | 0.00027642 | 623.4588 | 0.0188 | 365.9492 | 0 | 854.1017 | 0.0016896 | 991.6247 | 0.45258 | 1109.4772 | 0.0055467 | 1009.5896 | 0.013788 | 1040.9326 | 0 | 1040.295 | 0 | 1040.2886 | 0.0049592 | 365.949 | 4.8176e-05 | 366.553 | 0 | 365.9492 | 0 | 365.9492 | 0 | 366.553 | #REF! | 365.9492 | 0 | 363.7592 | 0
| 237.8425 | 0 | 237.8425 | 0.0052693 | 237.8425 | 0.034613 | 237.8425 | 0 | 237.8425 | 0 | 237.8425 | 0 | 409.3856 | 0.014695 | 366.1644 | 82.2448 | 237.8425 | 0 | 409.3856 | 0.11585 | 366.1644 | 0.91625 | 366.1644 | 0.0097628 | 360.4542 | -0.082608 | 366.1644 | 0 | 366.1644 | 0 | 366.7684 | 0 | 365.175 | 0 | 366.1644 | 0 | 366.7684 | 0 | 366.7684 | 0 | 366.7684 | 0 | 409.3856 | 0.043883 | 366.7684 | 0 | 366.7684 | 0 |  |  | 366.1644 | 0 | 360.7 | 0.0036143 | 366.7684 | 0 | 366.1644 | 0 | 408.6208 | 0.00018027 | 366.7684 | 0 | 366.7684 | 0 | 366.1644 | 0 | 366.7684 | 0 | 366.7684 | 0 | 366.7684 | 0 | 623.6188 | 0.019702 | 366.1644 | 0 | 366.1644 | 0 | 366.7684 | -0.0020472 | 622.7726 | 0.00026087 | 366.1644 | 0 | 625.5618 | 0.00016563 | 623.6188 | 0.020002 | 366.1644 | 0 | 854.1743 | 0.0019889 | 991.8683 | 0.45374 | 1109.5375 | 0.0055621 | 1009.6021 | 0.013776 | 1040.9856 | 0 | 1040.348 | 0 | 1040.3417 | 0.0049978 | 366.164 | 3.21e-05 | 366.7684 | 0 | 366.1644 | 0 | 366.1644 | 0 | 366.7684 | #REF! | 366.1644 | 0 | 363.9744 | 0
| 237.9155 | 0 | 237.9155 | 0.015303 | 237.9155 | 0.034613 | 237.9155 | 0 | 237.9155 | 0 | 237.9155 | 0 | 409.4984 | 0 | 366.3795 | 83.6006 | 237.9155 | 0 | 409.4984 | 0.059322 | 366.3795 | 1.1818 | 366.3795 | 0.022245 | 360.6696 | 0.2491 | 366.3795 | 0 | 366.3795 | 0 | 366.9838 | 0 | 365.3914 | 0 | 366.3795 | 0 | 366.9838 | 0 | 366.9838 | 0 | 366.9838 | 0 | 409.4984 | 0.048584 | 366.9838 | 0 | 366.9838 | 9.2262e-05 |  |  | 366.3795 | 0 | 360.91 | 0.0018654 | 366.9838 | 0 | 366.3795 | 0 | 408.734 | 0.00019056 | 366.9838 | 0 | 366.9838 | 0.011522 | 366.3795 | 0 | 366.9838 | 0 | 366.9838 | 0 | 366.9838 | 0 | 623.7788 | 0.027391 | 366.3795 | 0 | 366.3795 | 0 | 366.9838 | 0.0011685 | 622.933 | 0.00017392 | 366.3795 | 0 | 625.7216 | 0.00032139 | 623.7788 | 0.019893 | 366.3795 | 0 | 854.2469 | 0.0023822 | 992.1118 | 0.45899 | 1109.5978 | 0.0055826 | 1009.6146 | 0.013766 | 1041.0387 | 0 | 1040.4011 | 0 | 1040.3946 | 0.0050364 | 366.38 | 5.3554e-05 | 366.9838 | 0 | 366.3795 | 0 | 366.3795 | 0 | 366.9838 | #REF! | 366.3795 | 0 | 364.1895 | 0
| 237.9886 | 0 | 237.9886 | -0.069933 | 237.9886 | 0.034613 | 237.9886 | 0 | 237.9886 | 0 | 237.9886 | 0 | 409.6112 | 0 | 366.5947 | 84.6949 | 237.9886 | 0 | 409.6112 | 0.10446 | 366.5947 | 1.1835 | 366.5947 | 0.050018 | 360.885 | -0.018987 | 366.5947 | 0 | 366.5947 | 0 | 367.1992 | 0 | 365.6078 | 0 | 366.5947 | 0 | 367.1992 | 0 | 367.1992 | 0 | 367.1992 | 0 | 409.6112 | 0.046495 | 367.1992 | 0 | 367.1992 | 0 |  |  | 366.5947 | 0 | 361.13 | -0.0086277 | 367.1992 | 0 | 366.5947 | 0 | 408.8472 | 0.0002138 | 367.1992 | 0 | 367.1992 | 0 | 366.5947 | 0 | 367.1992 | 0 | 367.1992 | 0 | 367.1992 | 0 | 623.9388 | 0.022372 | 366.5947 | 0 | 366.5947 | 0 | 367.1992 | -0.002275 | 623.0934 | 0 | 366.5947 | 0 | 625.8813 | 0.00016234 | 623.9388 | 0.020548 | 366.5947 | 0 | 854.3195 | 0.0017114 | 992.3554 | 0.46139 | 1109.6581 | 0.0056031 | 1009.627 | 0.013757 | 1041.0918 | 0 | 1040.4541 | 0 | 1040.4478 | 0.0050671 | 366.595 | 5.3531e-05 | 367.1992 | 0 | 366.5947 | 0 | 366.5947 | 0 | 367.1992 | #REF! | 366.5947 | 0 | 364.4047 | 0
| 238.0617 | 0 | 238.0617 | -0.035091 | 238.0617 | 0.034613 | 238.0617 | 0 | 238.0617 | 0 | 238.0617 | 0 | 409.724 | 0 | 366.8099 | 85.0431 | 238.0617 | 0 | 409.724 | 0.051584 | 366.8099 | 1.3133 | 366.8099 | 0.0016013 | 361.1004 | 0.21469 | 366.8099 | 0 | 366.8099 | 0 | 367.4146 | 0 | 365.8242 | 0 | 366.8099 | 0 | 367.4146 | 0 | 367.4146 | 0 | 367.4146 | 0 | 409.724 | 0.049734 | 367.4146 | 0 | 367.4146 | 6.0523e-05 |  |  | 366.8099 | 0 | 361.35 | 0.01061 | 367.4146 | 0 | 366.8099 | 0 | 408.9604 | 0.00017455 | 367.4146 | 0 | 367.4146 | 0.0055687 | 366.8099 | 0 | 367.4146 | 0 | 367.4146 | 0 | 367.4146 | 0 | 624.0988 | 0.033211 | 366.8099 | 0 | 366.8099 | 0 | 367.4146 | 0.0078752 | 623.2538 | 0 | 366.8099 | 0 | 626.041 | 0.00033236 | 624.0988 | 0.019018 | 366.8099 | 0 | 854.3922 | 0.0010663 | 992.5989 | 0.46534 | 1109.7184 | 0.0056184 | 1009.6395 | 0.01375 | 1041.1449 | 0 | 1040.5072 | 0 | 1040.5007 | 0.0050876 | 366.81 | 5.8908e-05 | 367.4146 | 0 | 366.8099 | 0 | 366.8099 | 0 | 367.4146 | #REF! | 366.8099 | 0 | 364.6199 | 0
| 238.1347 | 0 | 238.1347 | 0.003043 | 238.1347 | 0.034613 | 238.1347 | 0 | 238.1347 | 0 | 238.1347 | 0 | 409.8367 | 0.011533 | 367.0252 | 85.5826 | 238.1347 | 0 | 409.8367 | 0.099515 | 367.0252 | 1.1676 | 367.0251 | -0.012177 | 361.3159 | -0.043008 | 367.0252 | 0 | 367.0251 | 0 | 367.63 | 0 | 366.0407 | 0 | 367.0251 | 0 | 367.63 | 0 | 367.63 | 0 | 367.63 | 0 | 409.8367 | 0.034375 | 367.63 | 0 | 367.63 | 0 |  |  | 367.0252 | 0 | 361.56 | -0.0089774 | 367.63 | 0 | 367.0251 | 0 | 409.0735 | 0.00016578 | 367.63 | 0 | 367.63 | 0 | 367.0251 | 0 | 367.63 | 0 | 367.63 | 0 | 367.63 | 0 | 624.2589 | 0.023654 | 367.0252 | 0 | 367.0252 | 0 | 367.63 | -0.0045646 | 623.4142 | 0.00026087 | 367.0252 | 0 | 626.2008 | 0.00018977 | 624.2589 | 0.02033 | 367.0251 | 0 | 854.4648 | 0.00132 | 992.8425 | 0.46685 | 1109.7787 | 0.0056389 | 1009.652 | 0.013744 | 1041.198 | 0 | 1040.5602 | 0 | 1040.5537 | 0.0050967 | 367.025 | 6.964e-05 | 367.63 | 0 | 367.0251 | 0 | 367.0251 | 0 | 367.63 | #REF! | 367.0251 | 0 | 364.8351 | 0
| 238.2078 | 0 | 238.2078 | 0.0073432 | 238.2078 | 0.034613 | 238.2078 | 0 | 238.2078 | 0 | 238.2078 | 0 | 409.9495 | 0 | 367.2404 | 85.7366 | 238.2078 | 0 | 409.9495 | 0.02092 | 367.2404 | 1.4541 | 367.2404 | 0.0069704 | 361.5313 | 0.20927 | 367.2404 | 0 | 367.2404 | 0 | 367.8454 | 0 | 366.2571 | 0 | 367.2404 | 0 | 367.8454 | 0 | 367.8454 | 0 | 367.8454 | 0 | 409.9495 | 0.040226 | 367.8454 | 0 | 367.8454 | 8.5766e-05 |  |  | 367.2404 | 0 | 361.78 | -0.011776 | 367.8454 | 0 | 367.2404 | 0 | 409.1867 | 0.0001776 | 367.8454 | 0 | 367.8454 | 0.0073614 | 367.2404 | 0 | 367.8454 | 0 | 367.8454 | 0 | 367.8454 | 0 | 624.4189 | 0.028726 | 367.2404 | 0 | 367.2404 | 0 | 367.8454 | 0.0052814 | 623.5746 | 0.00069566 | 367.2404 | 0 | 626.3605 | 0.00031043 | 624.4189 | 0.020002 | 367.2404 | 0 | 854.5375 | 0.0020739 | 993.086 | 0.46897 | 1109.839 | 0.0056543 | 1009.6645 | 0.013739 | 1041.2511 | 0 | 1040.6133 | 0 | 1040.6068 | 0.0050955 | 367.24 | 6.964e-05 | 367.8454 | 0 | 367.2404 | 0 | 367.2404 | 0 | 367.8454 | #REF! | 367.2404 | 0 | 365.0503 | 0
| 238.2809 | 0 | 238.2809 | -0.058004 | 238.2809 | 0.034613 | 238.2809 | 0 | 238.2809 | 0 | 238.2809 | 0 | 410.0623 | 0.00099528 | 367.4556 | 85.5325 | 238.2809 | 0 | 410.0623 | 0.086189 | 367.4556 | 1.4776 | 367.4556 | 0.016742 | 361.7468 | -0.05744 | 367.4556 | 0 | 367.4556 | 0 | 368.0608 | 0 | 366.4736 | 0 | 367.4556 | 0 | 368.0608 | 0 | 368.0608 | 0 | 368.0608 | 0 | 410.0623 | 0.034061 | 368.0608 | 0 | 368.0609 | 0 |  |  | 367.4556 | 0 | 361.99 | -0.022969 | 368.0608 | 0 | 367.4556 | 0 | 409.2999 | 0.0001917 | 368.0608 | 0 | 368.0609 | 0 | 367.4556 | 0 | 368.0608 | 0 | 368.0608 | 0 | 368.0608 | 0 | 624.5789 | 0.019916 | 367.4556 | 0 | 367.4556 | 0 | 368.0609 | -0.0011761 | 623.735 | 0.00026087 | 367.4556 | 0 | 626.5203 | 0.00016234 | 624.5789 | 0.021204 | 367.4556 | 0 | 854.61 | 0.0019452 | 993.3296 | 0.47217 | 1109.8993 | 0.0056748 | 1009.677 | 0.013736 | 1041.3043 | 0 | 1040.6663 | 0 | 1040.6599 | 0.0050853 | 367.456 | 4.8221e-05 | 368.0608 | 0 | 367.4556 | 0 | 367.4556 | 0 | 368.0609 | #REF! | 367.4556 | 0 | 365.2656 | 0
| 238.354 | 0 | 238.354 | -0.040489 | 238.354 | 0.034613 | 238.354 | 0 | 238.354 | 0 | 238.354 | 0 | 410.175 | 0 | 367.6709 | 85.0743 | 238.354 | 0 | 410.175 | 0.026437 | 367.6709 | 1.6837 | 367.6709 | 0.045856 | 361.9622 | 0.16376 | 367.6709 | 0 | 367.6709 | 0 | 368.2763 | 0 | 366.6901 | 0 | 367.6709 | 0 | 368.2763 | 0 | 368.2763 | 0 | 368.2763 | 0 | 410.175 | 0.035211 | 368.2763 | 0 | 368.2763 | 0.00010905 |  |  | 367.6709 | 0 | 362.21 | 0.0053631 | 368.2763 | 0 | 367.6709 | 0 | 409.4131 | 0.00022257 | 368.2763 | 0 | 368.2763 | 0.012278 | 367.6709 | 0 | 368.2763 | 0 | 368.2763 | 0 | 368.2763 | 0 | 624.739 | 0.027391 | 367.6709 | 0 | 367.6709 | 0 | 368.2763 | 0.0057305 | 623.8955 | 0 | 367.6709 | 0 | 626.6801 | 0.00035321 | 624.739 | 0.019018 | 367.6709 | 0 | 854.6827 | 0.0015682 | 993.5732 | 0.47609 | 1109.9597 | 0.0056901 | 1009.6895 | 0.013734 | 1041.3574 | 0 | 1040.7194 | 0 | 1040.7129 | 0.0050683 | 367.671 | 8.034e-05 | 368.2763 | 0 | 367.6709 | 0 | 367.6709 | 0 | 368.2763 | #REF! | 367.6709 | 0 | 365.4808 | 0
| 238.4271 | 0 | 238.4271 | 0.021194 | 238.4271 | 0.034613 | 238.4271 | 0 | 238.4271 | 0 | 238.4271 | 0 | 410.2878 | 0.034799 | 367.8862 | 84.4505 | 238.4271 | 0 | 410.2878 | 0.080815 | 367.8862 | 1.6443 | 367.8862 | -0.0076916 | 362.1777 | 0.041705 | 367.8862 | 0 | 367.8862 | 0 | 368.4918 | 0 | 366.9066 | 0 | 367.8862 | 0 | 368.4918 | 0 | 368.4918 | 0 | 368.4918 | 0 | 410.2878 | 0.036987 | 368.4918 | 0 | 368.4918 | 0 |  |  | 367.8862 | 0 | 362.42 | 0.0011659 | 368.4918 | 0 | 367.8862 | 0 | 409.5263 | 0.00020656 | 368.4918 | 0 | 368.4918 | 0 | 367.8862 | 0 | 368.4918 | 0 | 368.4918 | 0 | 368.4918 | 0 | 624.8991 | 0.020076 | 367.8862 | 0 | 367.8862 | 0 | 368.4918 | -0.00084702 | 624.0559 | 0 | 367.8862 | 0 | 626.8399 | 0.00019196 | 624.8991 | 0.019674 | 367.8862 | 0 | 854.7554 | 0.0017176 | 993.8168 | 0.47721 | 1110.02 | 0.0057106 | 1009.702 | 0.013734 | 1041.4105 | 0 | 1040.7725 | 0 | 1040.766 | 0.0050444 | 367.886 | 6.4238e-05 | 368.4918 | 0 | 367.8862 | 0 | 367.8862 | 0 | 368.4918 | #REF! | 367.8862 | 0 | 365.696 | 0
| 238.5001 | 0 | 238.5002 | 0.027813 | 238.5001 | 0.034613 | 238.5001 | 0 | 238.5001 | 0 | 238.5002 | 0 | 410.4006 | 0 | 368.1015 | 83.6012 | 238.5001 | 0 | 410.4006 | 0.036969 | 368.1015 | 1.9571 | 368.1015 | 0.043747 | 362.3932 | 0.1563 | 368.1015 | 0 | 368.1015 | 0 | 368.7073 | 0 | 367.1231 | 0 | 368.1015 | 0 | 368.7073 | 0 | 368.7073 | 0 | 368.7073 | 0 | 410.4006 | 0.033121 | 368.7073 | 0 | 368.7072 | 7.8374e-05 |  |  | 368.1015 | 0 | 362.64 | -0.014574 | 368.7073 | 0 | 368.1015 | 0 | 409.6395 | 0.00021037 | 368.7073 | 0 | 368.7072 | 0.009182 | 368.1015 | 0 | 368.7073 | 0 | 368.7073 | 0 | 368.7073 | 0 | 625.0591 | 0.016872 | 368.1015 | 0 | 368.1015 | 0 | 368.7072 | 0.0023193 | 624.2164 | 0.00017392 | 368.1015 | 0 | 626.9997 | 0.00036527 | 625.0591 | 0.01869 | 368.1015 | 0 | 854.8281 | 0.00147 | 994.0603 | 0.47891 | 1110.0803 | 0.005726 | 1009.7144 | 0.013735 | 1041.4636 | 0 | 1040.8254 | 0 | 1040.8191 | 0.0050148 | 368.101 | 5.8952e-05 | 368.7073 | 0 | 368.1015 | 0 | 368.1015 | 0 | 368.7072 | #REF! | 368.1015 | 0 | 365.9113 | 0
| 238.5733 | 0 | 238.5732 | -0.028902 | 238.5733 | 0.034613 | 238.5733 | 0 | 238.5733 | 0 | 238.5732 | 0 | 410.5134 | 0 | 368.3168 | 82.0366 | 238.5733 | 0 | 410.5134 | 0.057388 | 368.3168 | 1.8165 | 368.3168 | -0.038546 | 362.6087 | -0.069426 | 368.3168 | 0 | 368.3168 | 0 | 368.9228 | 0 | 367.3396 | 0 | 368.3168 | 0 | 368.9228 | 0 | 368.9228 | 0 | 368.9228 | 0 | 410.5134 | 0.04148 | 368.9228 | 0 | 368.9228 | 0 |  |  | 368.3168 | 0 | 362.86 | 0.013758 | 368.9228 | 0 | 368.3168 | 0 | 409.7528 | 0.00017569 | 368.9228 | 0 | 368.9228 | 0 | 368.3168 | 0 | 368.9228 | 0 | 368.9228 | 0 | 368.9228 | 0 | 625.2192 | 0.020557 | 368.3168 | 0 | 368.3168 | 0 | 368.9228 | -0.0052603 | 624.3768 | 0.00078262 | 368.3168 | 0 | 627.1595 | 0.00020622 | 625.2192 | 0.020986 | 368.3168 | 0 | 854.9009 | 0.0016184 | 994.3039 | 0.48264 | 1110.1408 | 0.0057465 | 1009.7269 | 0.013737 | 1041.5168 | 0 | 1040.8785 | 0 | 1040.8721 | 0.0049842 | 368.317 | 7.5068e-05 | 368.9228 | 0 | 368.3168 | 0 | 368.3168 | 0 | 368.9228 | #REF! | 368.3168 | 0 | 366.1266 | 0
| 238.6464 | 0 | 238.6463 | -0.024783 | 238.6464 | 0.034613 | 238.6464 | 0 | 238.6464 | 0 | 238.6464 | 0 | 410.6261 | 0.0080919 | 368.5321 | 80.2161 | 238.6464 | 0 | 410.6261 | 0.020546 | 368.5321 | 2.1753 | 368.5321 | 0.023923 | 362.8242 | 0.27081 | 368.5321 | 0 | 368.5321 | 0 | 369.1383 | 0 | 367.5561 | 0 | 368.5321 | 0 | 369.1383 | 0 | 369.1383 | 0 | 369.1383 | 0 | 410.6261 | 0.034897 | 369.1383 | 0 | 369.1383 | 6.2545e-05 |  |  | 368.5321 | 0 | 363.07 | 0.012009 | 369.1383 | 0 | 368.5321 | 0 | 409.866 | 0.00015245 | 369.1383 | 0 | 369.1383 | 0.0094122 | 368.5321 | 0 | 369.1383 | 0 | 369.1383 | 0 | 369.1383 | 0 | 625.3793 | 0.030702 | 368.5321 | 0 | 368.5321 | 0 | 369.1383 | 0.004945 | 624.5373 | 0.00017392 | 368.5321 | 0 | 627.3193 | 0.00031481 | 625.3793 | 0.020002 | 368.5321 | 0 | 854.9736 | 0.0020217 | 994.5476 | 0.48564 | 1110.201 | 0.0057618 | 1009.7394 | 0.013741 | 1041.57 | 0 | 1040.9316 | 0 | 1040.9252 | 0.0049535 | 368.532 | 5.8958e-05 | 369.1383 | 0 | 368.5321 | 0 | 368.5321 | 0 | 369.1383 | #REF! | 368.5321 | 0 | 366.3419 | 0
| 238.7195 | 0 | 238.7195 | 0.0020591 | 238.7195 | 0.034613 | 238.7195 | 0 | 238.7195 | 0 | 238.7195 | 0 | 410.7389 | 0.0087231 | 368.7475 | 78.0703 | 238.7195 | 0 | 410.7389 | 0.061901 | 368.7475 | 2.0913 | 368.7475 | 0.0091291 | 363.0398 | -0.096066 | 368.7475 | 0 | 368.7475 | 0 | 369.3538 | 0 | 367.7726 | 0 | 368.7475 | 0 | 369.3538 | 0 | 369.3538 | 0 | 369.3538 | 0 | 410.7389 | 0.042942 | 369.3538 | 0 | 369.3538 | 0 |  |  | 368.7475 | 0 | 363.29 | 0.0046636 | 369.3538 | 0 | 368.7475 | 0 | 409.9792 | 0.00014635 | 369.3538 | 0 | 369.3538 | 0 | 368.7475 | 0 | 369.3538 | 0 | 369.3538 | 0 | 369.3538 | 0 | 625.5394 | 0.021411 | 368.7475 | 0 | 368.7475 | 0 | 369.3538 | 0.003293 | 624.6977 | 0.00078262 | 368.7475 | 0 | 627.4791 | 0.00020073 | 625.5394 | 0.020439 | 368.7475 | 0 | 855.0463 | 0.0018905 | 994.7912 | 0.4873 | 1110.2615 | 0.0057823 | 1009.7519 | 0.013745 | 1041.623 | 0 | 1040.9847 | 0 | 1040.9783 | 0.0049285 | 368.747 | 4.8211e-05 | 369.3538 | 0 | 368.7475 | 0 | 368.7475 | 0 | 369.3538 | #REF! | 368.7475 | 0 | 366.5572 | 0
| 238.7926 | 0 | 238.7926 | 0.034635 | 238.7926 | 0.034613 | 238.7926 | 0 | 238.7926 | 0 | 238.7926 | 0 | 410.8517 | 0 | 368.9628 | 76.0853 | 238.7926 | 0 | 410.8517 | 0.023213 | 368.9628 | 2.4293 | 368.9629 | 0.031128 | 363.2553 | 0.13162 | 368.9628 | 0 | 368.9629 | 0 | 369.5693 | 0 | 367.9892 | 0 | 368.9629 | 0 | 369.5694 | 0 | 369.5694 | 0 | 369.5694 | 0 | 410.8517 | 0.039599 | 369.5693 | 0 | 369.5693 | 8.2184e-05 |  |  | 368.9628 | 0 | 363.5 | -0.0072287 | 369.5694 | 0 | 368.9629 | 0 | 410.0924 | 0.00014559 | 369.5694 | 0 | 369.5693 | 0.0062528 | 368.9629 | 0 | 369.5694 | 0 | 369.5694 | 0 | 369.5694 | 0 | 625.6995 | 0.028139 | 368.9628 | 0 | 368.9628 | 0 | 369.5693 | 0.0051962 | 624.8582 | 0.00069566 | 368.9628 | 0 | 627.6389 | 0.00029178 | 625.6995 | 0.0188 | 368.9629 | 0 | 855.1191 | 0.0016182 | 995.0348 | 0.49219 | 1110.3219 | 0.0057977 | 1009.7644 | 0.013752 | 1041.6763 | 0 | 1041.0378 | 0 | 1041.0314 | 0.0049137 | 368.963 | 7.4943e-05 | 369.5693 | 0 | 368.9629 | 0 | 368.9629 | 0 | 369.5693 | #REF! | 368.9629 | 0 | 366.7725 | 0
| 238.8657 | 0 | 238.8657 | -0.036057 | 238.8657 | 0.034613 | 238.8657 | 0 | 238.8657 | 0 | 238.8657 | 0 | 410.9644 | 0.0069668 | 369.1782 | 74.5408 | 238.8657 | 0 | 410.9644 | 0.06706 | 369.1782 | 2.4728 | 369.1782 | 0.027965 | 363.4709 | 0.041955 | 369.1782 | 0 | 369.1782 | 0 | 369.7849 | 0 | 368.2057 | 0 | 369.1782 | 0 | 369.7849 | 0 | 369.7849 | 0 | 369.7849 | 0 | 410.9644 | 0.04033 | 369.7849 | 0 | 369.7849 | 0 |  |  | 369.1782 | 0 | 363.72 | -0.016322 | 369.7849 | 0 | 369.1782 | 0 | 410.2057 | 0.00016769 | 369.7849 | 0 | 369.7849 | 0 | 369.1782 | 0 | 369.7849 | 0 | 369.7849 | 0 | 369.7849 | 0 | 625.8596 | 0.019702 | 369.1782 | 0 | 369.1782 | 0 | 369.7849 | -0.0031819 | 625.0187 | 0.00078262 | 369.1782 | 0 | 627.7988 | 0.00019635 | 625.8596 | 0.019565 | 369.1782 | 0 | 855.1919 | 0.0022539 | 995.2784 | 0.49509 | 1110.3822 | 0.0058182 | 1009.7769 | 0.013759 | 1041.7294 | 0 | 1041.0909 | 0 | 1041.0845 | 0.004916 | 369.178 | 6.4219e-05 | 369.7849 | 0 | 369.1782 | 0 | 369.1782 | 0 | 369.7849 | #REF! | 369.1782 | 0 | 366.9879 | 0
| 238.9388 | 0 | 238.9388 | 0.015682 | 238.9388 | 0.034613 | 238.9388 | 0 | 238.9388 | 0 | 238.9388 | 0 | 411.0772 | 0 | 369.3936 | 73.1947 | 238.9388 | 0 | 411.0772 | 0.021708 | 369.3936 | 2.8088 | 369.3936 | 0.031219 | 363.6865 | 0.17872 | 369.3936 | 0 | 369.3936 | 0 | 370.0005 | 0 | 368.4223 | 0 | 369.3936 | 0 | 370.0005 | 0 | 370.0005 | 0 | 370.0005 | 0 | 411.0772 | 0.025389 | 370.0005 | 0 | 370.0005 | 4.644e-05 |  |  | 369.3936 | 0 | 363.93 | 0.00046636 | 370.0005 | 0 | 369.3936 | 0 | 410.3189 | 0.00016235 | 370.0005 | 0 | 370.0005 | 0.0080673 | 369.3936 | 0 | 370.0005 | 0 | 370.0005 | 0 | 370.0005 | 0 | 626.0197 | 0.030488 | 369.3936 | 0 | 369.3936 | 0 | 370.0005 | 0.004673 | 625.1792 | 0 | 369.3936 | 0 | 627.9586 | 0.00036198 | 626.0197 | 0.018909 | 369.3936 | 0 | 855.2646 | 0.0022086 | 995.522 | 0.4991 | 1110.4426 | 0.0058335 | 1009.7894 | 0.013767 | 1041.7826 | 0 | 1041.144 | 0 | 1041.1376 | 0.0049398 | 369.394 | 5.3531e-05 | 370.0005 | 0 | 369.3936 | 0 | 369.3936 | 0 | 370.0005 | #REF! | 369.3936 | 0 | 367.2032 | 0
| 239.0119 | 0 | 239.0119 | 0.067415 | 239.0119 | 0.034613 | 239.0119 | 0 | 239.0119 | 0 | 239.0119 | 0 | 411.19 | 0 | 369.609 | 71.331 | 239.0119 | 0 | 411.19 | 0.072218 | 369.609 | 2.883 | 369.609 | 0.020908 | 363.9021 | -0.029755 | 369.609 | 0 | 369.609 | 0 | 370.2161 | 0 | 368.6389 | 0 | 369.609 | 0 | 370.2161 | 0 | 370.2161 | 0 | 370.2161 | 0 | 411.19 | 0.040539 | 370.2161 | 0 | 370.2161 | 0 |  |  | 369.609 | 0 | 364.15 | -0.012475 | 370.2161 | 0 | 369.609 | 0 | 410.4321 | 0.00018179 | 370.2161 | 0 | 370.2161 | 0 | 369.609 | 0 | 370.2161 | 0 | 370.2161 | 0 | 370.2161 | 0 | 626.1798 | 0.018955 | 369.609 | 0 | 369.609 | 0 | 370.2161 | -0.0050635 | 625.3397 | 0.00026087 | 369.609 | 0 | 628.1185 | 0.00016673 | 626.1798 | 0.019565 | 369.609 | 0 | 855.3375 | 0.0021844 | 995.7657 | 0.50189 | 1110.5031 | 0.005854 | 1009.8019 | 0.013777 | 1041.8357 | 0 | 1041.1971 | 0 | 1041.1907 | 0.0049876 | 369.609 | 4.2842e-05 | 370.2161 | 0 | 369.609 | 0 | 369.609 | 0 | 370.2161 | #REF! | 369.609 | 0 | 367.4186 | 0
| 239.085 | 0 | 239.0851 | 0.025118 | 239.085 | 0.034613 | 239.085 | 0 | 239.085 | 0 | 239.085 | 0 | 411.3028 | 0 | 369.8244 | 69.7135 | 239.085 | 0 | 411.3028 | 0.0056034 | 369.8244 | 3.1292 | 369.8245 | 0.051694 | 364.1176 | 0.11678 | 369.8244 | 0 | 369.8245 | 0 | 370.4317 | 0 | 368.8554 | 0 | 369.8245 | 0 | 370.4317 | 0 | 370.4317 | 0 | 370.4317 | 0 | 411.3028 | 0.024867 | 370.4317 | 0 | 370.4317 | 9.9452e-05 |  |  | 369.8244 | 0 | 364.37 | -0.0016322 | 370.4317 | 0 | 369.8245 | 0 | 410.5454 | 0.00017379 | 370.4317 | 0 | 370.4317 | 0.0068093 | 369.8245 | 0 | 370.4317 | 0 | 370.4317 | 0 | 370.4317 | 0 | 626.3399 | 0.025522 | 369.8244 | 0 | 369.8244 | 0 | 370.4317 | 0.0022289 | 625.5001 | 0.00017392 | 369.8244 | 0 | 628.2783 | 0.00037295 | 626.3399 | 0.01869 | 369.8245 | 0 | 855.4103 | 0.001732 | 996.0093 | 0.50601 | 1110.5633 | 0.0058745 | 1009.8143 | 0.013787 | 1041.8889 | 0 | 1041.2502 | 0 | 1041.2438 | 0.0050614 | 369.824 | 5.3531e-05 | 370.4317 | 0 | 369.8245 | 0 | 369.8245 | 0 | 370.4317 | #REF! | 369.8245 | 0 | 367.634 | 0
| 239.1582 | 0 | 239.1582 | -0.039705 | 239.1582 | 0.033957 | 239.1582 | 0 | 239.1582 | 0 | 239.1582 | 0 | 411.4155 | 0.0080204 | 370.0399 | 67.2961 | 239.1582 | 0 | 411.4155 | 0.051154 | 370.0399 | 3.1874 | 370.0399 | 0.0016792 | 364.3333 | -0.035101 | 370.0399 | 0 | 370.0399 | 0 | 370.6473 | 0 | 369.072 | 0 | 370.0399 | 0 | 370.6473 | 0 | 370.6473 | 0 | 370.6473 | 0 | 411.4155 | 0.035524 | 370.6473 | 0 | 370.6473 | 0 |  |  | 370.0399 | 0 | 364.58 | -0.017373 | 370.6473 | 0 | 370.0399 | 0 | 410.6587 | 0.00017455 | 370.6473 | 0 | 370.6473 | 0 | 370.0399 | 0 | 370.6473 | 0 | 370.6473 | 0 | 370.6473 | 0 | 626.5 | 0.019435 | 370.0399 | 0 | 370.0399 | 0 | 370.6473 | 0.0034081 | 625.6607 | 0.00078262 | 370.0399 | 0 | 628.4382 | 0.00016344 | 626.5 | 0.020548 | 370.0399 | 0 | 855.4831 | 0.001711 | 996.2529 | 0.51116 | 1110.6238 | 0.0058899 | 1009.8268 | 0.013799 | 1041.9421 | 0 | 1041.3033 | 0 | 1041.2969 | 0.0051592 | 370.04 | 6.9574e-05 | 370.6473 | 0 | 370.0399 | 0 | 370.0399 | 0 | 370.6473 | #REF! | 370.0399 | 0 | 367.8494 | 0
| 239.2313 | 0 | 239.2313 | -0.052317 | 239.2313 | 0.038177 | 239.2313 | 0 | 239.2313 | 0 | 239.2313 | 0 | 411.5283 | 0 | 370.2553 | 64.7695 | 239.2313 | 0 | 411.5283 | 0.0056034 | 370.2553 | 3.5329 | 370.2553 | 0.053138 | 364.5489 | 0.15536 | 370.2553 | 0 | 370.2553 | 0 | 370.8629 | 0 | 369.2886 | 0 | 370.2553 | 0 | 370.8629 | 0 | 370.8629 | 0 | 370.8629 | 0 | 411.5283 | 0.044405 | 370.8629 | 0 | 370.8629 | 0.00011651 |  |  | 370.2553 | 0 | 364.8 | 0.0050134 | 370.8629 | 0 | 370.2553 | 0 | 410.7719 | 0.00015511 | 370.8629 | 0 | 370.8629 | 0.01477 | 370.2553 | 0 | 370.8629 | 0 | 370.8629 | 0 | 370.8629 | 0 | 626.6602 | 0.027498 | 370.2553 | 0 | 370.2553 | 0 | 370.8629 | 0.0032507 | 625.8212 | 0.00017392 | 370.2553 | 0 | 628.5981 | 0.00030823 | 626.6602 | 0.019783 | 370.2553 | 0 | 855.5559 | 0.0014945 | 996.4966 | 0.51465 | 1110.6842 | 0.0059104 | 1009.8393 | 0.013812 | 1041.9952 | 0 | 1041.3564 | 0 | 1041.35 | 0.0052762 | 370.255 | 6.9574e-05 | 370.8629 | 0 | 370.2553 | 0 | 370.2553 | 0 | 370.8629 | #REF! | 370.2553 | 0 | 368.0648 | 0
| 239.3045 | 0 | 239.3045 | 0.014828 | 239.3045 | 0.034584 | 239.3045 | 0 | 239.3045 | 0 | 239.3045 | 0 | 411.6411 | 0.0016977 | 370.4708 | 62.2938 | 239.3045 | 0 | 411.6411 | 0.042557 | 370.4708 | 3.6865 | 370.4708 | 0.096282 | 364.7645 | 0.069638 | 370.4708 | 0 | 370.4708 | 0 | 371.0786 | 0 | 369.5053 | 0 | 370.4708 | 0 | 371.0786 | 0 | 371.0786 | 0 | 371.0786 | 0 | 411.6411 | 0.044405 | 371.0786 | 0 | 371.0786 | 3.4873e-05 |  |  | 370.4708 | 0 | 365.01 | -0.040807 | 371.0786 | 0 | 370.4708 | 0 | 410.8852 | 0.00015892 | 371.0786 | 0 | 371.0786 | 0 | 370.4708 | 0 | 371.0786 | 0 | 371.0786 | 0 | 371.0786 | 0 | 626.8203 | 0.019329 | 370.4708 | 0 | 370.4708 | 0 | 371.0786 | -0.0036731 | 625.9817 | 0.00026087 | 370.4708 | 0 | 628.7579 | 0.00023913 | 626.8203 | 0.020548 | 370.4708 | 0 | 855.6288 | 0.0015659 | 996.7402 | 0.51972 | 1110.7446 | 0.0059308 | 1009.8518 | 0.013825 | 1042.0485 | 0 | 1041.4096 | 0 | 1041.4032 | 0.0054035 | 370.471 | 6.964e-05 | 371.0786 | 0 | 370.4708 | 0 | 370.4708 | 0 | 371.0786 | #REF! | 370.4708 | 0 | 368.2802 | 0
| 239.3776 | 0 | 239.3776 | 0.020376 | 239.3776 | 0.032988 | 239.3776 | 0 | 239.3776 | 0 | 239.3776 | 0 | 411.7538 | 0 | 370.6863 | 59.8998 | 239.3776 | 0 | 411.7538 | 0 | 370.6863 | 3.9096 | 370.6863 | 0.031587 | 364.9802 | 0.23457 | 370.6863 | 0 | 370.6863 | 0 | 371.2942 | 0 | 369.7219 | 0 | 370.6863 | 0 | 371.2942 | 0 | 371.2942 | 0 | 371.2942 | 0 | 411.7538 | 0.032494 | 371.2942 | 0 | 371.2942 | 6.6158e-05 |  |  | 370.6863 | 0 | 365.23 | 0.0064125 | 371.2942 | 0 | 370.6863 | 0 | 410.9984 | 0.00012577 | 371.2942 | 0 | 371.2942 | 0.0081167 | 370.6863 | 0 | 371.2942 | 0 | 371.2942 | 0 | 371.2942 | 0 | 626.9805 | 0.031449 | 370.6863 | 0 | 370.6863 | 0 | 371.2943 | 0.0041535 | 626.1422 | 0 | 370.6863 | 0 | 628.9178 | 0.00026545 | 626.9805 | 0.019018 | 370.6863 | 0 | 855.7017 | 0.0017426 | 996.9839 | 0.52452 | 1110.805 | 0.0059462 | 1009.8643 | 0.01384 | 1042.1017 | 0 | 1041.4628 | 0 | 1041.4563 | 0.005533 | 370.686 | 5.3583e-05 | 371.2942 | 0 | 370.6863 | 0 | 370.6863 | 0 | 371.2943 | #REF! | 370.6863 | 0 | 368.4957 | 0
| 239.4507 | 0 | 239.4507 | -0.057307 | 239.4507 | 0.027371 | 239.4507 | 0 | 239.4507 | 0 | 239.4508 | 0 | 411.8666 | 0.019261 | 370.9018 | 57.8069 | 239.4507 | 0 | 411.8666 | 0.052444 | 370.9018 | 4.0184 | 370.9018 | 0.03297 | 365.1958 | -0.08961 | 370.9018 | 0 | 370.9018 | 0 | 371.5099 | 0 | 369.9385 | 0 | 370.9018 | 0 | 371.5099 | 0 | 371.5099 | 0 | 371.5099 | 0 | 411.8666 | 0.046808 | 371.5099 | 0 | 371.5099 | 0 |  |  | 370.9018 | 0 | 365.45 | -0.0093273 | 371.5099 | 0 | 370.9018 | 0 | 411.1117 | 0.00014216 | 371.5099 | 0 | 371.5099 | 0 | 370.9018 | 0 | 371.5099 | 0 | 371.5099 | 0 | 371.5099 | 0 | 627.1406 | 0.022052 | 370.9018 | 0 | 370.9018 | 0 | 371.5099 | -0.0044175 | 626.3027 | 0.00026087 | 370.9018 | 0 | 629.0777 | 0.00029617 | 627.1406 | 0.02022 | 370.9018 | 0 | 855.7745 | 0.0020297 | 997.2276 | 0.52797 | 1110.8655 | 0.0059667 | 1009.8768 | 0.013855 | 1042.1549 | 0 | 1041.5159 | 0 | 1041.5094 | 0.0056512 | 370.902 | 8.5674e-05 | 371.5099 | 0 | 370.9018 | 0 | 370.9018 | 0 | 371.5099 | #REF! | 370.9018 | 0 | 368.7111 | 0
| 239.5239 | 0 | 239.5239 | -0.035704 | 239.5239 | 0.030906 | 239.5239 | 0 | 239.5239 | 0 | 239.5239 | 0 | 411.9794 | 0 | 371.1173 | 55.8274 | 239.5239 | 0 | 411.9794 | 0.009339 | 371.1173 | 4.4651 | 371.1173 | 0.070893 | 365.4115 | 0.24926 | 371.1173 | 0 | 371.1173 | 0 | 371.7256 | 0 | 370.1552 | 0 | 371.1173 | 0 | 371.7256 | 0 | 371.7256 | 0 | 371.7256 | 0 | 411.9794 | 0.037823 | 371.7256 | 0 | 371.7256 | 8.6697e-05 |  |  | 371.1173 | 0 | 365.66 | 0.0095605 | 371.7256 | 0 | 371.1173 | 0 | 411.225 | 0.00014635 | 371.7256 | 0 | 371.7256 | 0.01003 | 371.1173 | 0 | 371.7256 | 0 | 371.7256 | 0 | 371.7256 | 0 | 627.3008 | 0.034439 | 371.1173 | 0 | 371.1173 | 0 | 371.7256 | 0.0042928 | 626.4633 | 0 | 371.1173 | 0 | 629.2376 | 0.00025668 | 627.3008 | 0.018909 | 371.1173 | 0 | 855.8475 | 0.0020042 | 997.4713 | 0.53284 | 1110.926 | 0.0059872 | 1009.8893 | 0.013871 | 1042.2081 | 0 | 1041.569 | 0 | 1041.5626 | 0.0057467 | 371.117 | 9.6398e-05 | 371.7256 | 0 | 371.1173 | 0 | 371.1173 | 0 | 371.7256 | #REF! | 371.1173 | 0 | 368.9266 | 0
| 239.5971 | 0 | 239.5971 | -0.0010867 | 239.5971 | 0.02663 | 239.5971 | 0 | 239.5971 | 0 | 239.5971 | 0 | 412.0922 | 0.0076692 | 371.3328 | 53.5902 | 239.5971 | 0 | 412.0922 | 0.045781 | 371.3328 | 4.6038 | 371.3329 | 0.041983 | 365.6272 | 0.027994 | 371.3328 | 0 | 371.3329 | 0 | 371.9413 | 0 | 370.3718 | 0 | 371.3329 | 0 | 371.9413 | 0 | 371.9413 | 0 | 371.9413 | 0 | 412.0922 | 0.051301 | 371.9413 | 0 | 371.9413 | 0 |  |  | 371.3328 | 0 | 365.88 | 0.0067623 | 371.9413 | 0 | 371.3329 | 0 | 411.3383 | 0.00019094 | 371.9413 | 0 | 371.9413 | 0 | 371.3329 | 0 | 371.9413 | 0 | 371.9413 | 0 | 371.9413 | 0 | 627.461 | 0.011266 | 371.3328 | 0 | 371.3328 | 0 | 371.9413 | -0.0044887 | 626.6238 | 0.0013044 | 371.3328 | 0 | 629.3976 | 0.00025119 | 627.461 | 0.019783 | 371.3329 | 0 | 855.9203 | 0.0020968 | 997.7149 | 0.53647 | 1110.9865 | 0.0060077 | 1009.9018 | 0.013888 | 1042.2613 | 0 | 1041.6222 | 0 | 1041.6157 | 0.0058092 | 371.333 | 4.8205e-05 | 371.9413 | 0 | 371.3329 | 0 | 371.3329 | 0 | 371.9413 | #REF! | 371.3329 | 0 | 369.1421 | 0
| 239.6702 | 0 | 239.6702 | 0.045677 | 239.6702 | 0.030051 | 239.6702 | 0 | 239.6702 | 0 | 239.6702 | 0 | 412.2049 | 0 | 371.5484 | 51.8757 | 239.6702 | 0 | 412.2049 | 0.003362 | 371.5484 | 5.0907 | 371.5484 | 0.057636 | 365.8429 | 0.21165 | 371.5484 | 0 | 371.5484 | 0 | 372.157 | 0 | 370.5885 | 0 | 371.5484 | 0 | 372.157 | 0 | 372.157 | 0 | 372.157 | 0 | 412.2049 | 0.04148 | 372.157 | 0 | 372.157 | 8.742e-05 |  |  | 371.5484 | 0 | 366.09 | -0.0061794 | 372.157 | 0 | 371.5484 | 0 | 411.4516 | 0.00020694 | 372.157 | 0 | 372.157 | 0.0075172 | 371.5484 | 0 | 372.157 | 0 | 372.157 | 0 | 372.157 | 0 | 627.6211 | 0.021037 | 371.5484 | 0 | 371.5484 | 0 | 372.157 | 0.0063216 | 626.7843 | 0 | 371.5484 | 0 | 629.5575 | 0.00030055 | 627.6211 | 0.018581 | 371.5484 | 0 | 855.9932 | 0.0022995 | 997.9586 | 0.54196 | 1111.0469 | 0.0060282 | 1009.9142 | 0.013906 | 1042.3146 | 0 | 1041.6753 | 0 | 1041.6688 | 0.0058308 | 371.548 | 1.6129e-05 | 372.157 | 0 | 371.5484 | 0 | 371.5484 | 0 | 372.157 | #REF! | 371.5484 | 0 | 369.3575 | 0
| 239.7434 | 0 | 239.7434 | -0.038649 | 239.7434 | 0.026145 | 239.7434 | 0 | 239.7434 | 0 | 239.7434 | 0 | 412.3177 | 0.028347 | 371.764 | 49.8886 | 239.7434 | 0 | 412.3177 | 0.054378 | 371.764 | 5.1513 | 371.764 | 0.022585 | 366.0586 | -0.067338 | 371.764 | 0 | 371.764 | 0 | 372.3728 | 0 | 370.8052 | 0 | 371.764 | 0 | 372.3728 | 0 | 372.3728 | 0 | 372.3728 | 0 | 412.3177 | 0.046495 | 372.3728 | 0 | 372.3728 | 0 |  |  | 371.764 | 0 | 366.31 | -0.013175 | 372.3728 | 0 | 371.764 | 0 | 411.5649 | 0.00018103 | 372.3728 | 0 | 372.3728 | 0 | 371.764 | 0 | 372.3728 | 0 | 372.3728 | 0 | 372.3728 | 0 | 627.7813 | 0.016445 | 371.764 | 0 | 371.764 | 0 | 372.3728 | 0.0027165 | 626.9449 | 0 | 371.764 | 0 | 629.7174 | 0.00018538 | 627.7813 | 0.019893 | 371.764 | 0 | 856.0661 | 0.0018297 | 998.2023 | 0.5481 | 1111.1073 | 0.0060486 | 1009.9268 | 0.013924 | 1042.3678 | 0 | 1041.7285 | 0 | 1041.7221 | 0.0058092 | 371.764 | 1.6143e-05 | 372.3728 | 0 | 371.764 | 0 | 371.764 | 0 | 372.3728 | #REF! | 371.764 | 0 | 369.5731 | 0
| 239.8166 | 0 | 239.8166 | -0.051196 | 239.8166 | 0.026373 | 239.8166 | 0 | 239.8166 | 0 | 239.8166 | 0 | 412.4305 | 0 | 371.9795 | 48.0431 | 239.8166 | 0 | 412.4305 | 0 | 371.9795 | 5.6693 | 371.9795 | 0.058778 | 366.2743 | 0.20434 | 371.9795 | 0 | 371.9795 | 0 | 372.5885 | 0 | 371.0219 | 0 | 371.9795 | 0 | 372.5885 | 0 | 372.5885 | 0 | 372.5885 | 0 | 412.4305 | 0.034061 | 372.5885 | 0 | 372.5885 | 4.4071e-05 |  |  | 371.9795 | 0 | 366.53 | 0.01096 | 372.5885 | 0 | 371.9795 | 0 | 411.6782 | 0.00014825 | 372.5885 | 0 | 372.5885 | 0.013823 | 371.9795 | 0 | 372.5885 | 0 | 372.5885 | 0 | 372.5885 | 0 | 627.9415 | 0.030435 | 371.9795 | 0 | 371.9795 | 0 | 372.5885 | -0.0025222 | 627.1055 | 0 | 371.9795 | 0 | 629.8774 | 0.00032688 | 627.9415 | 0.018581 | 371.9795 | 0 | 856.139 | 0.0016272 | 998.446 | 0.55324 | 1111.1679 | 0.0060691 | 1009.9393 | 0.013943 | 1042.421 | 0 | 1041.7816 | 0 | 1041.7751 | 0.0057444 | 371.98 | 5.3589e-05 | 372.5885 | 0 | 371.9795 | 0 | 371.9795 | 0 | 372.5885 | #REF! | 371.9795 | 0 | 369.7886 | 0
| 239.8897 | 0 | 239.8897 | 0.031015 | 239.8897 | 0.0205 | 239.8897 | 0 | 239.8897 | 0 | 239.8897 | 0 | 412.5432 | 0.0052105 | 372.1951 | 46.2723 | 239.8897 | 0 | 412.5432 | 0.035679 | 372.1951 | 5.8716 | 372.1951 | 0.039837 | 366.4901 | -0.010235 | 372.1951 | 0 | 372.1951 | 0 | 372.8043 | 0 | 371.2386 | 0 | 372.1951 | 0 | 372.8043 | 0 | 372.8043 | 0 | 372.8043 | 0 | 412.5432 | 0.043569 | 372.8043 | 0 | 372.8043 | 0 |  |  | 372.1951 | 0 | 366.74 | -0.0054798 | 372.8043 | 0 | 372.1951 | 0 | 411.7915 | 0.00013225 | 372.8043 | 0 | 372.8043 | 0 | 372.1951 | 0 | 372.8043 | 0 | 372.8043 | 0 | 372.8043 | 0 | 628.1017 | 0.013882 | 372.1951 | 0 | 372.1951 | 0 | 372.8043 | -0.00029576 | 627.266 | 0.00078262 | 372.1951 | 0 | 630.0373 | 0.00016454 | 628.1017 | 0.02022 | 372.1951 | 0 | 856.212 | 0.0017408 | 998.6897 | 0.55642 | 1111.2283 | 0.0060896 | 1009.9517 | 0.013962 | 1042.4742 | 0 | 1041.8348 | 0 | 1041.8284 | 0.0056421 | 372.195 | 8.0296e-05 | 372.8043 | 0 | 372.1951 | 0 | 372.1951 | 0 | 372.8043 | #REF! | 372.1951 | 0 | 370.0041 | 0
| 239.9629 | 0 | 239.9629 | 0.040424 | 239.9629 | 0.024976 | 239.9629 | 0 | 239.9629 | 0 | 239.9629 | 0 | 412.656 | 0 | 372.4107 | 44.4615 | 239.9629 | 0 | 412.656 | 0.0014942 | 372.4107 | 6.3401 | 372.4107 | 0.084509 | 366.7058 | 0.14745 | 372.4107 | 0 | 372.4107 | 0 | 373.0201 | 0 | 371.4553 | 0 | 372.4107 | 0 | 373.0201 | 0 | 373.0201 | 0 | 373.0201 | 0 | 412.656 | 0.042002 | 373.0201 | 0 | 373.0201 | 0.00013305 |  |  | 372.4107 | 0 | 366.96 | -0.0023318 | 373.0201 | 0 | 372.4107 | 0 | 411.9048 | 0.00015549 | 373.0201 | 0 | 373.0201 | 0.0071027 | 372.4107 | 0 | 373.0201 | 0 | 373.0201 | 0 | 373.0201 | 0 | 628.2619 | 0.023867 | 372.4107 | 0 | 372.4107 | 0 | 373.0201 | 0.005505 | 627.4266 | 0 | 372.4107 | 0 | 630.1973 | 0.00041683 | 628.2619 | 0.020002 | 372.4107 | 0 | 856.285 | 0.0016741 | 998.9334 | 0.56339 | 1111.2888 | 0.0061101 | 1009.9642 | 0.013982 | 1042.5275 | 0 | 1041.8879 | 0 | 1041.8816 | 0.0055149 | 372.411 | 3.7498e-05 | 373.0201 | 0 | 372.4107 | 0 | 372.4107 | 0 | 373.0201 | #REF! | 372.4107 | 0 | 370.2197 | 0
| 240.0361 | 0 | 240.0361 | -0.03766 | 240.0361 | 0.024406 | 240.0361 | -0.11889 | 240.0361 | 0 | 240.0361 | 0 | 412.7688 | 0.0059129 | 372.6264 | 42.7099 | 240.0361 | 0 | 412.7688 | 0.039548 | 372.6264 | 6.7248 | 372.6264 | 0.064291 | 366.9215 | 0.023369 | 372.6264 | 0 | 372.6264 | 0 | 373.2359 | 0 | 371.672 | 0 | 372.6264 | 0 | 373.2358 | 0 | 373.2358 | 0 | 373.2358 | 0 | 412.7688 | 0.046181 | 373.2359 | 0 | 373.2358 | 0 |  |  | 372.6264 | 0 | 367.17 | -0.029963 | 373.2358 | 0 | 372.6264 | 0 | 412.0181 | 0.00015778 | 373.2358 | 0 | 373.2358 | 0 | 372.6264 | 0 | 373.2358 | 0 | 373.2358 | 0 | 373.2358 | 0 | 628.4221 | 0.025522 | 372.6264 | 0 | 372.6264 | 0 | 373.2358 | -0.0041626 | 627.5871 | 0.0013044 | 372.6264 | 0 | 630.3573 | 0.00018428 | 628.4221 | 0.020658 | 372.6264 | 0 | 856.3579 | 0.0021312 | 999.1772 | 0.57154 | 1111.3492 | 0.0061306 | 1009.9767 | 0.014003 | 1042.5807 | 0 | 1041.9412 | 0 | 1041.9347 | 0.0053728 | 372.626 | 1.6058e-05 | 373.2359 | 0 | 372.6264 | 0 | 372.6264 | 0 | 373.2358 | #REF! | 372.6264 | 0 | 370.4352 | 0
| 240.1093 | 0 | 240.1093 | -0.033479 | 240.1093 | 0.029737 | 240.1093 | 0.066232 | 240.1093 | 0 | 240.1093 | 0 | 412.8816 | 0 | 372.842 | 40.7906 | 240.1093 | 0 | 412.8816 | 0 | 372.842 | 7.2632 | 372.842 | 0.066766 | 367.1373 | 0.16404 | 372.842 | 0 | 372.842 | 0 | 373.4517 | 0 | 371.8887 | 0 | 372.842 | 0 | 373.4517 | 0 | 373.4517 | 0 | 373.4517 | 0 | 412.8816 | 0.040853 | 373.4517 | 0 | 373.4517 | 9.5946e-05 |  |  | 372.842 | 0 | 367.39 | 0.0046636 | 373.4517 | 0 | 372.842 | 0 | 412.1314 | 0.00015168 | 373.4517 | 0 | 373.4517 | 0.0085179 | 372.842 | 0 | 373.4517 | 0 | 373.4517 | 0 | 373.4517 | 0 | 628.5823 | 0.02093 | 372.842 | 0 | 372.842 | 0 | 373.4517 | 0.0033467 | 627.7477 | 0.00017392 | 372.842 | 0 | 630.5172 | 0.00028629 | 628.5823 | 0.019127 | 372.842 | 0 | 856.4309 | 0.0014847 | 999.4209 | 0.57552 | 1111.4098 | 0.0061511 | 1009.9892 | 0.014023 | 1042.6339 | 0 | 1041.9944 | 0 | 1041.9879 | 0.0052296 | 372.842 | 8.0313e-05 | 373.4517 | 0 | 372.842 | 0 | 372.842 | 0 | 373.4517 | #REF! | 372.842 | 0 | 370.6508 | 0
| 240.1825 | 0 | 240.1825 | 0.019075 | 240.1825 | 0.024235 | 240.1825 | -0.088216 | 240.1825 | 0 | 240.1825 | 0 | 412.9943 | 0 | 373.0577 | 39.1984 | 240.1825 | 0 | 412.9943 | 0.046211 | 373.0577 | 7.6168 | 373.0577 | 0.065014 | 367.3531 | -0.011153 | 373.0577 | 0 | 373.0577 | 0 | 373.6675 | 0 | 372.1055 | 0 | 373.0577 | 0 | 373.6675 | 0 | 373.6675 | 0 | 373.6675 | 0 | 412.9943 | 0.031658 | 373.6675 | 0 | 373.6675 | 0 |  |  | 373.0577 | 0 | 367.61 | -0.0026815 | 373.6675 | 0 | 373.0577 | 0 | 412.2448 | 0.00018446 | 373.6675 | 0 | 373.6675 | 0 | 373.0577 | 0 | 373.6675 | 0 | 373.6675 | 0 | 373.6675 | 0 | 628.7426 | 0.018474 | 373.0577 | 0 | 373.0577 | 0 | 373.6675 | -0.0052625 | 627.9083 | 0.00026087 | 373.0577 | 0 | 630.6772 | 0.00023254 | 628.7426 | 0.019127 | 373.0577 | 0 | 856.5039 | 0.0015332 | 999.6646 | 0.58119 | 1111.4702 | 0.0061767 | 1010.0017 | 0.014044 | 1042.6873 | 0 | 1042.0475 | 0 | 1042.0411 | 0.0050967 | 373.058 | 5.3516e-05 | 373.6675 | 0 | 373.0577 | 0 | 373.0577 | 0 | 373.6675 | #REF! | 373.0577 | 0 | 370.8664 | 0
| 240.2557 | 0 | 240.2557 | 0.0034432 | 240.2557 | 0.028568 | 240.2557 | 0.04157 | 240.2557 | 0 | 240.2557 | 0 | 413.1071 | 0 | 373.2733 | 37.6365 | 240.2557 | 0 | 413.1071 | 0 | 373.2733 | 8.0657 | 373.2733 | 0.081257 | 367.5689 | 0.17964 | 373.2733 | 0 | 373.2733 | 0 | 373.8833 | 0 | 372.3222 | 0 | 373.2733 | 0 | 373.8833 | 0 | 373.8833 | 0 | 373.8833 | 0 | 413.1071 | 0.043778 | 373.8833 | 0 | 373.8833 | 3.893e-05 |  |  | 373.2733 | 0 | 367.82 | -0.0065291 | 373.8833 | 0 | 373.2733 | 0 | 412.3581 | 0.00019437 | 373.8833 | 0 | 373.8833 | 0.0052528 | 373.2733 | 0 | 373.8833 | 0 | 373.8833 | 0 | 373.8833 | 0 | 628.9028 | 0.025042 | 373.2733 | 0 | 373.2733 | 0 | 373.8833 | 0.0047685 | 628.0689 | 0 | 373.2733 | 0 | 630.8372 | 0.00028629 | 628.9028 | 0.018362 | 373.2733 | 0 | 856.5769 | 0.001058 | 999.9084 | 0.58387 | 1111.5308 | 0.0061972 | 1010.0142 | 0.014066 | 1042.7405 | 0 | 1042.1007 | 0 | 1042.0944 | 0.004983 | 373.273 | 5.8952e-05 | 373.8833 | 0 | 373.2733 | 0 | 373.2733 | 0 | 373.8833 | #REF! | 373.2733 | 0 | 371.082 | 0
| 240.3289 | 0 | 240.3289 | -0.056056 | 240.3289 | 0.024862 | 240.3289 | -0.076726 | 240.3289 | 0 | 240.3289 | 0 | 413.2199 | 0.02737 | 373.489 | 35.7974 | 240.3289 | 0 | 413.2199 | 0.045781 | 373.489 | 8.6122 | 373.489 | 0.03482 | 367.7847 | 0.049995 | 373.489 | 0 | 373.489 | 0 | 374.0992 | 0 | 372.539 | 0 | 373.489 | 0 | 374.0992 | 0 | 374.0992 | 0 | 374.0992 | 0 | 413.2199 | 0.034897 | 374.0992 | 0 | 374.0992 | 0 |  |  | 373.489 | 0 | 368.04 | -0.0016322 | 374.0992 | 0 | 373.489 | 0 | 412.4714 | 0.0001997 | 374.0992 | 0 | 374.0992 | 0 | 373.489 | 0 | 374.0992 | 0 | 374.0992 | 0 | 374.0992 | 0 | 629.063 | 0.024988 | 373.489 | 0 | 373.489 | 0 | 374.0992 | 0.0010176 | 628.2295 | 0.00026087 | 373.489 | 0 | 630.9972 | 0.0003203 | 629.063 | 0.01869 | 373.489 | 0 | 856.6499 | 0.0014086 | 1000.1521 | 0.58779 | 1111.5913 | 0.0062177 | 1010.0267 | 0.014087 | 1042.7937 | 0 | 1042.1539 | 0 | 1042.1475 | 0.0048933 | 373.489 | 5.3597e-05 | 374.0992 | 0 | 373.489 | 0 | 373.489 | 0 | 374.0992 | #REF! | 373.489 | 0 | 371.2976 | 0
| 240.4021 | 0 | 240.4021 | -0.0436 | 240.4021 | 0.028397 | 240.4021 | 0.095067 | 240.4021 | 0 | 240.4021 | 0 | 413.3326 | 0 | 373.7047 | 34.6212 | 240.4021 | 0 | 413.3326 | 0 | 373.7047 | 9.3665 | 373.7047 | 0.1308 | 368.0005 | 0.17931 | 373.7047 | 0 | 373.7047 | 0 | 374.315 | 0 | 372.7557 | 0 | 373.7047 | 0 | 374.315 | 0 | 374.315 | 0 | 374.315 | 0 | 413.3326 | 0.043256 | 374.315 | 0 | 374.315 | 0.00011807 |  |  | 373.7047 | 0 | 368.25 | 0.0246 | 374.315 | 0 | 373.7047 | 0 | 412.5847 | 0.00016769 | 374.315 | 0 | 374.315 | 0.0093738 | 373.7047 | 0 | 374.315 | 0 | 374.315 | 0 | 374.315 | 0 | 629.2233 | 0.02611 | 373.7047 | 0 | 373.7047 | 0 | 374.315 | 0.0087087 | 628.3901 | 0.00017392 | 373.7047 | 0 | 631.1572 | 0.0002501 | 629.2233 | 0.017597 | 373.7047 | 0 | 856.7229 | 0.0020594 | 1000.3958 | 0.59173 | 1111.6517 | 0.0062433 | 1010.0392 | 0.014109 | 1042.8471 | 0 | 1042.2071 | 0 | 1042.2007 | 0.0048273 | 373.705 | 4.8176e-05 | 374.315 | 0 | 373.7047 | 0 | 373.7047 | 0 | 374.315 | #REF! | 373.7047 | 0 | 371.5133 | 0
| 240.4753 | 0 | 240.4753 | 0.024359 | 240.4753 | 0.027827 | 240.4753 | -0.091237 | 240.4753 | 0 | 240.4753 | 0 | 413.4454 | 0.00064407 | 373.9204 | 33.2536 | 240.4753 | 0 | 413.4454 | 0.028371 | 373.9204 | 9.7548 | 373.9204 | 0.1387 | 368.2163 | 0.066433 | 373.9204 | 0 | 373.9204 | 0 | 374.5309 | 0 | 372.9725 | 0 | 373.9204 | 0 | 374.5309 | 0 | 374.5309 | 0 | 374.5309 | 0 | 413.4454 | 0.057152 | 374.5309 | 0 | 374.5309 | 0 |  |  | 373.9204 | 0 | 368.47 | 0.0029147 | 374.5309 | 0 | 373.9204 | 0 | 412.6981 | 0.00020237 | 374.5309 | 0 | 374.5309 | 0 | 373.9204 | 0 | 374.5309 | 0 | 374.5309 | 0 | 374.5309 | 0 | 629.3835 | 0.022372 | 373.9204 | 0 | 373.9204 | 0 | 374.5309 | 0.0020534 | 628.5507 | 0.00026087 | 373.9204 | 0 | 631.3172 | 0.00023693 | 629.3835 | 0.019455 | 373.9204 | 0 | 856.796 | 0.0012377 | 1000.6396 | 0.59399 | 1111.7123 | 0.0062689 | 1010.0517 | 0.01413 | 1042.9003 | 0 | 1042.2604 | 0 | 1042.2539 | 0.004783 | 373.92 | 4.8178e-05 | 374.5309 | 0 | 373.9204 | 0 | 373.9204 | 0 | 374.5309 | #REF! | 373.9204 | 0 | 371.7289 | 0
| 240.5485 | 0 | 240.5485 | 0.039092 | 240.5485 | 0.032303 | 240.5485 | 0.12023 | 240.5485 | 0 | 240.5485 | 0 | 413.5582 | 0 | 374.1362 | 31.7796 | 240.5485 | 0 | 413.5582 | 0 | 374.1362 | 10.5237 | 374.1362 | 0.12996 | 368.4322 | 0.24776 | 374.1362 | 0 | 374.1362 | 0 | 374.7468 | 0 | 373.1893 | 0 | 374.1362 | 0 | 374.7468 | 0 | 374.7468 | 0 | 374.7468 | 0 | 413.5582 | 0.03845 | 374.7468 | 0 | 374.7468 | 7.8753e-05 |  |  | 374.1362 | 0 | 368.69 | 0.0011659 | 374.7468 | 0 | 374.1362 | 0 | 412.8114 | 0.00018293 | 374.7468 | 0 | 374.7468 | 0.010684 | 374.1362 | 0 | 374.7468 | 0 | 374.7468 | 0 | 374.7468 | 0 | 629.5438 | 0.020824 | 374.1362 | 0 | 374.1362 | 0 | 374.7468 | 0.0031291 | 628.7114 | 0 | 374.1362 | 0 | 631.4773 | 0.00027313 | 629.5438 | 0.019346 | 374.1362 | 0 | 856.8691 | 0.0018919 | 1000.8834 | 0.5972 | 1111.7728 | 0.0062894 | 1010.0642 | 0.014152 | 1042.9536 | 0 | 1042.3136 | 0 | 1042.3071 | 0.0047546 | 374.136 | 6.9551e-05 | 374.7468 | 0 | 374.1362 | 0 | 374.1362 | 0 | 374.7468 | #REF! | 374.1362 | 0 | 371.9446 | 0
| 240.6217 | 0 | 240.6217 | -0.049731 | 240.6217 | 0.031562 | 240.6217 | -0.067447 | 240.6217 | 0 | 240.6217 | 0 | 413.6709 | 0.024828 | 374.3519 | 30.5224 | 240.6217 | 0 | 413.6709 | 0.063406 | 374.3519 | 11.1381 | 374.3519 | 0.12489 | 368.6481 | 0.066219 | 374.3519 | 0 | 374.3519 | 0 | 374.9627 | 0 | 373.4061 | 0 | 374.3519 | 0 | 374.9627 | 0 | 374.9627 | 0 | 374.9627 | 0 | 413.6709 | 0.038554 | 374.9627 | 0 | 374.9627 | 0 |  |  | 374.3519 | 0 | 368.9 | -0.0023318 | 374.9627 | 0 | 374.3519 | 0 | 412.9248 | 0.0001978 | 374.9627 | 0 | 374.9627 | 0 | 374.3519 | 0 | 374.9627 | 0 | 374.9627 | 0 | 374.9627 | 0 | 629.7041 | 0.016339 | 374.3519 | 0 | 374.3519 | 0 | 374.9627 | 0.0007185 | 628.872 | 0.00026087 | 374.3519 | 0 | 631.6373 | 0.00028629 | 629.7041 | 0.02033 | 374.3519 | 0 | 856.9421 | 0.0019933 | 1001.1271 | 0.60157 | 1111.8334 | 0.006315 | 1010.0767 | 0.014173 | 1043.0068 | 0 | 1042.3668 | 0 | 1042.3603 | 0.0047342 | 374.352 | 8.0267e-05 | 374.9627 | 0 | 374.3519 | 0 | 374.3519 | 0 | 374.9627 | #REF! | 374.3519 | 0 | 372.1602 | 0
| 240.6949 | 0 | 240.6949 | -0.057141 | 240.6949 | 0.035639 | 240.6949 | 0.042349 | 240.6949 | 0 | 240.6949 | 0 | 413.7837 | 0 | 374.5677 | 29.3547 | 240.6949 | 0 | 413.7837 | 0 | 374.5677 | 12.0014 | 374.5677 | 0.17473 | 368.8639 | 0.27622 | 374.5677 | 0 | 374.5677 | 0 | 375.1786 | 0 | 373.6229 | 0 | 374.5677 | 0 | 375.1786 | 0 | 375.1786 | 0 | 375.1786 | 0 | 413.7837 | 0.042002 | 375.1786 | 0 | 375.1787 | 0.00014436 |  |  | 374.5677 | 0 | 369.12 | 0.0053631 | 375.1786 | 0 | 374.5677 | 0 | 413.0382 | 0.0001635 | 375.1786 | 0 | 375.1787 | 0.013518 | 374.5677 | 0 | 375.1786 | 0 | 375.1786 | 0 | 375.1786 | 0 | 629.8643 | 0.024615 | 374.5677 | 0 | 374.5677 | 0 | 375.1786 | -0.0028784 | 629.0326 | 0.00017392 | 374.5677 | 0 | 631.7973 | 0.00025558 | 629.8643 | 0.019346 | 374.5677 | 0 | 857.0151 | 0.0018723 | 1001.3709 | 0.60365 | 1111.8939 | 0.0063406 | 1010.0892 | 0.014195 | 1043.0602 | 0 | 1042.42 | 0 | 1042.4136 | 0.004716 | 374.568 | 6.4224e-05 | 375.1786 | 0 | 374.5677 | 0 | 374.5677 | 0 | 375.1786 | #REF! | 374.5677 | 0 | 372.3759 | 0
| 240.7682 | 0 | 240.7682 | 0.010821 | 240.7682 | 0.033301 | 240.7682 | -0.053154 | 240.7682 | 0 | 240.7682 | 0 | 413.8965 | 0.027761 | 374.7835 | 27.8607 | 240.7682 | 0 | 413.8965 | 0.036539 | 374.7835 | 12.5681 | 374.7835 | 0.11082 | 369.0798 | -0.071639 | 374.7835 | 0 | 374.7835 | 0 | 375.3946 | 0 | 373.8398 | 0 | 374.7835 | 0 | 375.3946 | 0 | 375.3946 | 0 | 375.3946 | 0 | 413.8965 | 0.038241 | 375.3946 | 0 | 375.3946 | 0 |  |  | 374.7835 | 0 | 369.33 | 0.030897 | 375.3946 | 0 | 374.7835 | 0 | 413.1515 | 0.00017036 | 375.3946 | 0 | 375.3946 | 0 | 374.7835 | 0 | 375.3946 | 0 | 375.3946 | 0 | 375.3946 | 0 | 630.0246 | 0.025736 | 374.7835 | 0 | 374.7835 | 0 | 375.3946 | -0.0020543 | 629.1932 | 0.0013044 | 374.7835 | 0 | 631.9574 | 0.00030165 | 630.0246 | 0.019783 | 374.7835 | 0 | 857.0883 | 0.0022798 | 1001.6147 | 0.60731 | 1111.9545 | 0.0063662 | 1010.1017 | 0.014216 | 1043.1135 | 0 | 1042.4733 | 0 | 1042.4668 | 0.0046944 | 374.783 | 5.3508e-05 | 375.3946 | 0 | 374.7835 | 0 | 374.7835 | 0 | 375.3946 | #REF! | 374.7835 | 0 | 372.5916 | 0.01587
| 240.8414 | 0 | 240.8414 | 0.034637 | 240.8414 | 0.037236 | 240.8414 | 0.048296 | 240.8414 | 0 | 240.8414 | 0 | 414.0092 | 0 | 374.9993 | 26.9005 | 240.8414 | 0 | 414.0092 | 0 | 374.9993 | 13.4411 | 374.9993 | 0.14123 | 369.2957 | 0.16317 | 374.9993 | 0 | 374.9993 | 0 | 375.6105 | 0 | 374.0566 | 0 | 374.9993 | 0 | 375.6105 | 0 | 375.6105 | 0 | 375.6105 | 0 | 414.0092 | 0.035524 | 375.6105 | 0 | 375.6105 | 8.7879e-05 |  |  | 374.9993 | 0 | 369.55 | 0.0053631 | 375.6105 | 0 | 374.9993 | 0 | 413.2649 | 0.00019361 | 375.6105 | 0 | 375.6105 | 0.0092917 | 374.9993 | 0 | 375.6105 | 0 | 375.6105 | 0 | 375.6105 | 0 | 630.1849 | 0.022906 | 374.9993 | 0 | 374.9993 | 0 | 375.6105 | 0.0045592 | 629.3539 | 0 | 374.9993 | 0 | 632.1174 | 0.0001788 | 630.1849 | 0.019565 | 374.9993 | 0 | 857.1613 | 0.0026289 | 1001.8585 | 0.6126 | 1112.015 | 0.0063918 | 1010.1141 | 0.014238 | 1043.1668 | 0 | 1042.5265 | 0 | 1042.5201 | 0.0046694 | 374.999 | 6.9574e-05 | 375.6105 | 0 | 374.9993 | 0 | 374.9993 | 0 | 375.6105 | #REF! | 374.9993 | 0 | 372.8073 | 0.021854
| 240.9146 | 0 | 240.9146 | -0.020122 | 240.9146 | 0.031933 | 240.9146 | -0.087407 | 240.9146 | 0 | 240.9146 | 0 | 414.122 | 0.0062641 | 375.2151 | 25.5267 | 240.9146 | 0 | 414.122 | 0.054808 | 375.2151 | 14.3074 | 375.2151 | 0.094523 | 369.5116 | 0.035968 | 375.2151 | 0 | 375.2151 | 0 | 375.8265 | 0 | 374.2734 | 0 | 375.2151 | 0 | 375.8265 | 0 | 375.8265 | 0 | 375.8265 | 0 | 414.122 | 0.025703 | 375.8265 | 0 | 375.8265 | 0 |  |  | 375.2151 | 0 | 369.77 | -0.014574 | 375.8265 | 0 | 375.2151 | 0 | 413.3783 | 0.0001917 | 375.8265 | 0 | 375.8265 | 0 | 375.2151 | 0 | 375.8265 | 0 | 375.8265 | 0 | 375.8265 | 0 | 630.3452 | 0.018421 | 375.2151 | 0 | 375.2151 | 0 | 375.8265 | -0.003256 | 629.5145 | 0.00026087 | 375.2151 | 0 | 632.2775 | 0.00027094 | 630.3452 | 0.020002 | 375.2151 | 0 | 857.2344 | 0.0024732 | 1002.1023 | 0.61419 | 1112.0756 | 0.0064174 | 1010.1266 | 0.014259 | 1043.2201 | 0 | 1042.5797 | 0 | 1042.5734 | 0.004641 | 375.215 | 6.4205e-05 | 375.8265 | 0 | 375.2151 | 0 | 375.2151 | 0 | 375.8265 | #REF! | 375.2151 | 0 | 373.0231 | 0.015309
| 240.9879 | 0 | 240.9879 | -0.031673 | 240.9879 | 0.036209 | 240.9879 | 0.076664 | 240.9879 | 0 | 240.9879 | 0 | 414.2348 | 0 | 375.4309 | 24.791 | 240.9879 | 0 | 414.2348 | 0 | 375.4309 | 15.4172 | 375.4309 | 0.17265 | 369.7275 | 0.19428 | 375.4309 | 0 | 375.4309 | 0 | 376.0425 | 0 | 374.4903 | 0 | 375.4309 | 0 | 376.0425 | 0 | 376.0425 | 0 | 376.0425 | 0 | 414.2348 | 0.057465 | 376.0425 | 0 | 376.0425 | 0.00011873 |  |  | 375.4309 | 0 | 369.98 | 0.0032645 | 376.0425 | 0 | 375.4309 | 0 | 413.4916 | 0.00019589 | 376.0425 | 0 | 376.0425 | 0.0070111 | 375.4309 | 0 | 376.0425 | 0 | 376.0425 | 0 | 376.0425 | 0 | 630.5055 | 0.028833 | 375.4309 | 0 | 375.4309 | 0 | 376.0425 | 0.0088062 | 629.6752 | 0.00017392 | 375.4309 | 0 | 632.4376 | 0.00029507 | 630.5055 | 0.019565 | 375.4309 | 0 | 857.3076 | 0.0023672 | 1002.3461 | 0.61753 | 1112.1362 | 0.006443 | 1010.1392 | 0.01428 | 1043.2734 | 0 | 1042.6331 | 0 | 1042.6266 | 0.0046148 | 375.431 | 2.144e-05 | 376.0425 | 0 | 375.4309 | 0 | 375.4309 | 0 | 376.0425 | #REF! | 375.4309 | 0 | 373.2388 | 0.018992
| 241.0611 | 0 | 241.0611 | 0.039121 | 241.0611 | 0.026002 | 241.0611 | -0.08859 | 241.0611 | 0 | 241.0611 | 0 | 414.3475 | 0.013289 | 375.6467 | 23.8292 | 241.0611 | 0 | 414.3475 | 0.022353 | 375.6467 | 16.3648 | 375.6467 | 0.22306 | 369.9435 | 0.07653 | 375.6467 | 0 | 375.6467 | 0 | 376.2585 | 0 | 374.7072 | 0 | 375.6467 | 0 | 376.2585 | 0 | 376.2585 | 0 | 376.2585 | 0 | 414.3475 | 0.047435 | 376.2585 | 0 | 376.2585 | 0 |  |  | 375.6467 | 0 | 370.2 | -0.020171 | 376.2585 | 0 | 375.6467 | 0 | 413.605 | 0.00017188 | 376.2585 | 0 | 376.2585 | 0 | 375.6467 | 0 | 376.2585 | 0 | 376.2585 | 0 | 376.2585 | 0 | 630.6658 | 0.02312 | 375.6467 | 0 | 375.6467 | 0 | 376.2585 | -0.0059588 | 629.8359 | 0 | 375.6467 | 0 | 632.5977 | 0.00020183 | 630.6658 | 0.020002 | 375.6467 | 0 | 857.3807 | 0.0023802 | 1002.5899 | 0.62187 | 1112.1968 | 0.0064686 | 1010.1517 | 0.0143 | 1043.3268 | 0 | 1042.6863 | 0 | 1042.6798 | 0.0045944 | 375.647 | 5.3516e-05 | 376.2585 | 0 | 375.6467 | 0 | 375.6467 | 0 | 376.2585 | #REF! | 375.6467 | 0 | 373.4546 | 0.014604
| 241.1344 | 0 | 241.1344 | 0.024239 | 241.1344 | 0.033814 | 241.1344 | 0.077536 | 241.1344 | 0 | 241.1344 | 0 | 414.4603 | 0 | 375.8626 | 23.0461 | 241.1344 | 0 | 414.4603 | 0 | 375.8626 | 17.553 | 375.8626 | 0.20122 | 370.1594 | 0.21056 | 375.8626 | 0 | 375.8626 | 0 | 376.4745 | 0 | 374.924 | 0 | 375.8626 | 0 | 376.4745 | 0 | 376.4745 | 0 | 376.4745 | 0 | 414.4603 | 0.050883 | 376.4745 | 0 | 376.4745 | 9.8829e-05 |  |  | 375.8626 | 0 | 370.41 | -0.0037309 | 376.4745 | 0 | 375.8626 | 0 | 413.7184 | 0.00017036 | 376.4745 | 0 | 376.4745 | 0.0042242 | 375.8626 | 0 | 376.4745 | 0 | 376.4745 | 0 | 376.4745 | 0 | 630.8261 | 0.021945 | 375.8626 | 0 | 375.8626 | 0 | 376.4745 | 0.0069574 | 629.9965 | 0.00017392 | 375.8626 | 0 | 632.7578 | 0.00034114 | 630.8261 | 0.018909 | 375.8626 | 0 | 857.4539 | 0.0019058 | 1002.8337 | 0.62483 | 1112.2573 | 0.0064993 | 1010.1641 | 0.01432 | 1043.3801 | 0 | 1042.7395 | 0 | 1042.7332 | 0.0045864 | 375.863 | 3.7498e-05 | 376.4745 | 0 | 375.8626 | 0 | 375.8626 | 0 | 376.4745 | #REF! | 375.8626 | 0 | 373.6704 | 0.01859
| 241.2076 | 0 | 241.2076 | -0.015174 | 241.2076 | 0.032959 | 241.2076 | -0.084449 | 241.2076 | 0 | 241.2076 | 0 | 414.5731 | 0.014343 | 376.0785 | 22.1071 | 241.2076 | 0 | 414.5731 | 0.021923 | 376.0785 | 18.6721 | 376.0785 | 0.23983 | 370.3754 | 0.083047 | 376.0785 | 0 | 376.0785 | 0 | 376.6905 | 0 | 375.1409 | 0 | 376.0785 | 0 | 376.6905 | 0 | 376.6905 | 0 | 376.6905 | 0 | 414.5731 | 0.047435 | 376.6905 | 0 | 376.6905 | 0 |  |  | 376.0785 | 0 | 370.63 | -0.010726 | 376.6905 | 0 | 376.0785 | 0 | 413.8318 | 0.00016426 | 376.6905 | 0 | 376.6905 | 0 | 376.0785 | 0 | 376.6905 | 0 | 376.6905 | 0 | 376.6905 | 0 | 630.9864 | 0.02029 | 376.0785 | 0 | 376.0785 | 0 | 376.6905 | 0.0012079 | 630.1572 | 0.00078262 | 376.0785 | 0 | 632.9179 | 0.00015796 | 630.9864 | 0.019565 | 376.0785 | 0 | 857.5272 | 0.0015711 | 1003.0775 | 0.63167 | 1112.318 | 0.006525 | 1010.1766 | 0.01434 | 1043.4334 | 0 | 1042.7929 | 0 | 1042.7864 | 0.0045933 | 376.078 | 4.8228e-05 | 376.6905 | 0 | 376.0785 | 0 | 376.0785 | 0 | 376.6905 | #REF! | 376.0785 | 0 | 373.8861 | 0.016263
| 241.2809 | 0 | 241.2809 | -0.020732 | 241.2809 | 0.040942 | 241.2809 | 0.069253 | 241.2809 | 0 | 241.2809 | 0 | 414.6859 | 0 | 376.2944 | 21.1077 | 241.2809 | 0 | 414.6859 | 0 | 376.2944 | 19.8957 | 376.2944 | 0.1798 | 370.5913 | 0.26092 | 376.2944 | 0 | 376.2944 | 0 | 376.9065 | 0 | 375.3578 | 0 | 376.2944 | 0 | 376.9066 | 0 | 376.9066 | 0 | 376.9066 | 0 | 414.6859 | 0.039076 | 376.9065 | 0 | 376.9066 | 0.00011581 |  |  | 376.2944 | 0 | 370.85 | 0.0067623 | 376.9066 | 0 | 376.2944 | 0 | 413.9452 | 0.00014177 | 376.9066 | 0 | 376.9066 | 0.013024 | 376.2944 | 0 | 376.9066 | 0 | 376.9066 | 0 | 376.9066 | 0 | 631.1468 | 0.018581 | 376.2944 | 0 | 376.2944 | 0 | 376.9066 | 0.0021603 | 630.3179 | 0.00017392 | 376.2944 | 0 | 633.078 | 0.00031262 | 631.1468 | 0.0188 | 376.2944 | 0 | 857.6003 | 0.0021394 | 1003.3213 | 0.63407 | 1112.3785 | 0.0065506 | 1010.1891 | 0.014359 | 1043.4867 | 0 | 1042.8461 | 0 | 1042.8396 | 0.0046183 | 376.294 | 6.4263e-05 | 376.9065 | 0 | 376.2944 | 0 | 376.2944 | 0 | 376.9066 | #REF! | 376.2944 | 0 | 374.1019 | 0.017197
| 241.3541 | 0 | 241.3541 | 0.085071 | 241.3541 | 0.032702 | 241.3541 | -0.094974 | 241.3541 | 0 | 241.3541 | 0 | 414.7986 | 0.023851 | 376.5103 | 20.5379 | 241.3541 | 0 | 414.7986 | 0.037184 | 376.5103 | 21.1515 | 376.5103 | 0.24813 | 370.8073 | -0.02159 | 376.5103 | 0 | 376.5103 | 0 | 377.1226 | 0 | 375.5747 | 0 | 376.5103 | 0 | 377.1226 | 0 | 377.1226 | 0 | 377.1226 | 0 | 414.7986 | 0.048898 | 377.1226 | 0 | 377.1226 | 0 |  |  | 376.5103 | 0 | 371.06 | 0.0043138 | 377.1226 | 0 | 376.5103 | 0 | 414.0586 | 0.00016845 | 377.1226 | 0 | 377.1226 | 0 | 376.5103 | 0 | 377.1226 | 0 | 377.1226 | 0 | 377.1226 | 0 | 631.3071 | 0.022159 | 376.5103 | 0 | 376.5103 | 0 | 377.1226 | -0.0044395 | 630.4786 | 0 | 376.5103 | 0 | 633.2381 | 0.00025119 | 631.3071 | 0.02033 | 376.5103 | 0 | 857.6735 | 0.0022408 | 1003.5652 | 0.6414 | 1112.4392 | 0.0065813 | 1010.2017 | 0.014377 | 1043.54 | 0 | 1042.8994 | 0 | 1042.8929 | 0.0046614 | 376.51 | 3.744e-05 | 377.1226 | 0 | 376.5103 | 0 | 376.5103 | 0 | 377.1226 | #REF! | 376.5103 | 0 | 374.3178 | 0.012894
| 241.4274 | 0 | 241.4274 | 0.040386 | 241.4274 | 0.03772 | 241.4274 | 0.066046 | 241.4274 | 0 | 241.4274 | 0 | 414.9114 | 0 | 376.7262 | 19.9013 | 241.4274 | 0 | 414.9114 | 0 | 376.7262 | 22.8387 | 376.7262 | 0.27344 | 371.0233 | 0.31379 | 376.7262 | 0 | 376.7262 | 0 | 377.3387 | 0 | 375.7916 | 0 | 376.7262 | 0 | 377.3387 | 0 | 377.3387 | 0 | 377.3387 | 0 | 414.9114 | 0.043778 | 377.3387 | 0 | 377.3387 | 0.00012941 |  |  | 376.7262 | 0 | 371.28 | -0.010377 | 377.3387 | 0 | 376.7262 | 0 | 414.172 | 0.00017646 | 377.3387 | 0 | 377.3387 | 0.010578 | 376.7262 | 0 | 377.3387 | 0 | 377.3387 | 0 | 377.3387 | 0 | 631.4674 | 0.033959 | 376.7262 | 0 | 376.7262 | 0 | 377.3387 | 0.010206 | 630.6392 | 0.00017392 | 376.7262 | 0 | 633.3982 | 0.00020841 | 631.4674 | 0.0188 | 376.7262 | 0 | 857.7466 | 0.0020224 | 1003.809 | 0.64919 | 1112.4998 | 0.006612 | 1010.2142 | 0.014396 | 1043.5934 | 0 | 1042.9526 | 0 | 1042.9462 | 0.0047205 | 376.726 | 5.3515e-05 | 377.3387 | 0 | 376.7262 | 0 | 376.7262 | 0 | 377.3387 | #REF! | 376.7262 | 0 | 374.5336 | 0.019424
| 241.5007 | 0 | 241.5007 | -0.043049 | 241.5007 | 0.031847 | 241.5007 | -0.061375 | 241.5007 | 0 | 241.5007 | 0 | 415.0242 | 0.0080204 | 376.9421 | 19.158 | 241.5007 | 0 | 415.0242 | 0.037184 | 376.9421 | 24.0519 | 376.9421 | 0.26326 | 371.2393 | 0.051086 | 376.9421 | 0 | 376.9421 | 0 | 377.5548 | 0 | 376.0086 | 0 | 376.9421 | 0 | 377.5548 | 0 | 377.5548 | 0 | 377.5548 | 0 | 415.0242 | 0.029882 | 377.5548 | 0 | 377.5548 | 0 |  |  | 376.9421 | 0 | 371.5 | -0.018421 | 377.5548 | 0 | 376.9421 | 0 | 414.2854 | 0.00021838 | 377.5548 | 0 | 377.5548 | 0 | 376.9421 | 0 | 377.5548 | 0 | 377.5548 | 0 | 377.5548 | 0 | 631.6278 | 0.025843 | 376.9421 | 0 | 376.9421 | 0 | 377.5547 | -0.0020008 | 630.7999 | 0 | 376.9421 | 0 | 633.5584 | 0.00030384 | 631.6278 | 0.020002 | 376.9421 | 0 | 857.8199 | 0.0021978 | 1004.0528 | 0.65677 | 1112.5604 | 0.0066376 | 1010.2266 | 0.014413 | 1043.6469 | 0 | 1043.006 | 0 | 1042.9995 | 0.004791 | 376.942 | 5.8952e-05 | 377.5548 | 0 | 376.9421 | 0 | 376.9421 | 0 | 377.5547 | #REF! | 376.9421 | 0 | 374.7494 | 0.015633
| 241.5739 | 0 | 241.5739 | -0.04279 | 241.5739 | 0.037293 | 241.5739 | 0.027433 | 241.5739 | 0 | 241.5739 | 0 | 415.1369 | 0 | 377.1581 | 18.5311 | 241.5739 | 0 | 415.1369 | 0 | 377.1581 | 25.9563 | 377.1581 | 0.31943 | 371.4553 | 0.36595 | 377.1581 | 0 | 377.1581 | 0 | 377.7709 | 0 | 376.2255 | 0 | 377.1581 | 0 | 377.7709 | 0 | 377.7709 | 0 | 377.7709 | 0 | 415.1369 | 0.037614 | 377.7709 | 0 | 377.7708 | 0.0001345 |  |  | 377.1581 | 0 | 371.71 | 0.01026 | 377.7709 | 0 | 377.1581 | 0 | 414.3988 | 0.00017455 | 377.7709 | 0 | 377.7708 | 0.0086696 | 377.1581 | 0 | 377.7709 | 0 | 377.7709 | 0 | 377.7709 | 0 | 631.7881 | 0.031182 | 377.1581 | 0 | 377.1581 | 0 | 377.7708 | 0.0056693 | 630.9606 | 0.00017392 | 377.1581 | 0 | 633.7185 | 0.00023254 | 631.7881 | 0.018253 | 377.1581 | 0 | 857.8931 | 0.0023383 | 1004.2967 | 0.66642 | 1112.621 | 0.0066684 | 1010.2391 | 0.01443 | 1043.7002 | 0 | 1043.0592 | 0 | 1043.0529 | 0.0048683 | 377.158 | 3.2143e-05 | 377.7709 | 0 | 377.1581 | 0 | 377.1581 | 0 | 377.7708 | #REF! | 377.1581 | 0 | 374.9653 | 0.018755
| 241.6472 | 0 | 241.6472 | 0.027087 | 241.6472 | 0.033415 | 241.6472 | -0.076103 | 241.6472 | 0 | 241.6472 | 0 | 415.2497 | 0.028738 | 377.374 | 18.0092 | 241.6472 | 0 | 415.2497 | 0.027512 | 377.374 | 27.5916 | 377.374 | 0.31468 | 371.6714 | 0.14333 | 377.374 | 0 | 377.374 | 0 | 377.987 | 0 | 376.4425 | 0 | 377.374 | 0 | 377.987 | 0 | 377.987 | 0 | 377.987 | 0 | 415.2497 | 0.052137 | 377.987 | 0 | 377.987 | 0 |  |  | 377.374 | 0 | 371.93 | -0.011776 | 377.987 | 0 | 377.374 | 0 | 414.5123 | 0.00018255 | 377.987 | 0 | 377.987 | 0 | 377.374 | 0 | 377.987 | 0 | 377.987 | 0 | 377.987 | 0 | 631.9485 | 0.023921 | 377.374 | 0 | 377.374 | 0 | 377.987 | 0.00035933 | 631.1214 | 0.00078262 | 377.374 | 0 | 633.8786 | 0.00030494 | 631.9485 | 0.02033 | 377.374 | 0 | 857.9664 | 0.0014307 | 1004.5405 | 0.6667 | 1112.6816 | 0.0066991 | 1010.2516 | 0.014446 | 1043.7535 | 0 | 1043.1126 | 0 | 1043.1061 | 0.0049467 | 377.374 | 5.3566e-05 | 377.987 | 0 | 377.374 | 0 | 377.374 | 0 | 377.987 | #REF! | 377.374 | 0 | 375.1811 | 0.016183
| 241.7205 | 0 | 241.7205 | 0.042797 | 241.7205 | 0.040229 | 241.7205 | 0.09843 | 241.7205 | 0 | 241.7205 | 0 | 415.3625 | 0 | 377.59 | 17.3657 | 241.7205 | 0 | 415.3625 | 0 | 377.59 | 29.3214 | 377.59 | 0.31477 | 371.8874 | 0.22225 | 377.59 | 0 | 377.59 | 0 | 378.2031 | 0 | 376.6594 | 0 | 377.59 | 0 | 378.2031 | 0 | 378.2031 | 0 | 378.2031 | 0 | 415.3625 | 0.046495 | 378.2031 | 0 | 378.2031 | 6.9847e-05 |  |  | 377.59 | 0 | 372.15 | -0.00023318 | 378.2031 | 0 | 377.59 | 0 | 414.6257 | 0.00014444 | 378.2031 | 0 | 378.2031 | 0.0052073 | 377.59 | 0 | 378.2031 | 0 | 378.2031 | 0 | 378.2031 | 0 | 632.1089 | 0.028619 | 377.59 | 0 | 377.59 | 0 | 378.2031 | 0.0016043 | 631.2821 | 0.00069566 | 377.59 | 0 | 634.0388 | 0.00027642 | 632.1089 | 0.018034 | 377.59 | 0 | 858.0396 | 0.0010651 | 1004.7844 | 0.67629 | 1112.7423 | 0.0067298 | 1010.2642 | 0.014462 | 1043.8069 | 0 | 1043.1659 | 0 | 1043.1594 | 0.0050239 | 377.59 | 4.2842e-05 | 378.2031 | 0 | 377.59 | 0 | 377.59 | 0 | 378.2031 | #REF! | 377.59 | 0 | 375.397 | 0.019564
| 241.7938 | 0 | 241.7938 | -0.054809 | 241.7938 | 0.031049 | 241.7938 | -0.085663 | 241.7938 | 0 | 241.7938 | 0 | 415.4752 | 0.0090743 | 377.806 | 17.0317 | 241.7938 | 0 | 415.4752 | 0.026007 | 377.806 | 31.6548 | 377.806 | 0.33973 | 372.1035 | 0.15681 | 377.806 | 0 | 377.806 | -0.65251 | 378.4192 | -0.52121 | 376.8764 | 0 | 377.806 | 0 | 378.4192 | 0 | 378.4192 | 0 | 378.4192 | -0.012205 | 415.4752 | 0.050987 | 378.4192 | 0 | 378.4192 | 0 |  |  | 377.806 | 0 | 372.36 | -0.050949 | 378.4192 | 0 | 377.806 | 0 | 414.7391 | 0.00015892 | 378.4192 | 0 | 378.4192 | 0 | 377.806 | 0 | 378.4192 | -0.043674 | 378.4192 | 0 | 378.4192 | -0.041518 | 632.2693 | 0.021785 | 377.806 | 0 | 377.806 | 0 | 378.4193 | 0.0025719 | 631.4428 | 0.00026087 | 377.806 | 0 | 634.199 | 0.00022706 | 632.2693 | 0.019783 | 377.806 | 0 | 858.1129 | 0.0016413 | 1005.0282 | 0.68412 | 1112.803 | 0.0067605 | 1010.2767 | 0.014477 | 1043.8602 | 0 | 1043.2191 | 0 | 1043.2128 | 0.0051001 | 377.806 | 5.3597e-05 | 378.4192 | -0.026901 | 377.806 | 0 | 377.806 | 0 | 378.4193 | #REF! | 377.806 | 0 | 375.6129 | 0.016811
| 241.8671 | 0 | 241.8671 | -0.0098149 | 241.8671 | 0.031505 | 241.8671 | 0.088279 | 241.8671 | 0 | 241.8671 | 0 | 415.588 | 0 | 378.022 | 16.4036 | 241.8671 | 0 | 415.588 | 0 | 378.022 | 34.0668 | 378.022 | 0.3168 | 372.3195 | 0.28968 | 378.022 | 0 | 378.022 | 0.62211 | 378.6354 | 0.49693 | 377.0934 | 0 | 378.022 | 0 | 378.6354 | 0.24109 | 378.6354 | 0.24367 | 378.6354 | 0.0066106 | 415.588 | 0.044092 | 378.6354 | 0.055164 | 378.6354 | 0.051846 |  |  | 378.022 | 0 | 372.58 | -0.0079281 | 378.6354 | 0.050355 | 378.022 | 0 | 414.8526 | 0.0001311 | 378.6354 | 0.1383 | 378.6354 | 0.0068815 | 378.022 | 0 | 378.6354 | 0.044052 | 378.6354 | 0 | 378.6354 | 0.064036 | 632.4296 | 0.032677 | 378.022 | 0 | 378.022 | 0 | 378.6354 | 0.0028471 | 631.6035 | 0 | 378.022 | 0 | 634.3592 | 0.00029068 | 632.4296 | 0.017597 | 378.022 | 0 | 858.1862 | 0.0018885 | 1005.2721 | 0.68666 | 1112.8637 | 0.0067964 | 1010.2891 | 0.014491 | 1043.9137 | 0 | 1043.2725 | 0 | 1043.266 | 0.0051717 | 378.022 | 9.634e-05 | 378.6354 | -0.023708 | 378.022 | 0 | 378.022 | 0 | 378.6354 | #REF! | 378.022 | 0 | 375.8288 | 0.021309
| 241.9404 | 0 | 241.9404 | 0.01706 | 241.9404 | 0.019559 | 241.9404 | -0.081646 | 241.9404 | 0 | 241.9404 | 0 | 415.7008 | 0.0080204 | 378.2381 | 15.8121 | 241.9404 | 0 | 415.7008 | 0.024503 | 378.2381 | 35.1345 | 378.2381 | 0.42709 | 372.5356 | 0.17652 | 378.2381 | 0 | 378.2381 | -0.59982 | 378.8516 | -0.47912 | 377.3104 | 0 | 378.2381 | 0 | 378.8516 | 0 | 378.8516 | 0.043707 | 378.8516 | -0.026368 | 415.7008 | 0.039076 | 378.8516 | 0 | 378.8516 | 0 |  |  | 378.2381 | 0 | 372.79 | -0.014574 | 378.8516 | 0 | 378.2381 | 0 | 414.966 | 0.00015511 | 378.8516 | 0 | 378.8516 | 0 | 378.2381 | 0 | 378.8516 | -0.048828 | 378.8516 | 0 | 378.8516 | -0.045168 | 632.59 | 0.016606 | 378.2381 | 0 | 378.2381 | 0 | 378.8516 | -0.0046813 | 631.7643 | 0.00026087 | 378.2381 | 0 | 634.5193 | 0.00025777 | 632.59 | 0.019783 | 378.2381 | 0 | 858.2595 | 0.0017305 | 1005.516 | 0.69127 | 1112.9242 | 0.0068271 | 1010.3016 | 0.014505 | 1043.967 | 0 | 1043.3258 | 0 | 1043.3193 | 0.0052399 | 378.238 | 8.0325e-05 | 378.8516 | -0.019487 | 378.2381 | 0 | 378.2381 | 0 | 378.8516 | #REF! | 378.2381 | 0 | 376.0448 | 0.016947
| 242.0137 | 0 | 242.0137 | 0.085581 | 242.0137 | 0.02891 | 242.0137 | 0.073488 | 242.0137 | 0 | 242.0137 | 0 | 415.8135 | 0 | 378.4541 | 15.1233 | 242.0137 | 0 | 415.8135 | 0 | 378.4541 | 36.8352 | 378.4541 | 0.47142 | 372.7517 | 0.29436 | 378.4541 | 0 | 378.4541 | 0.31409 | 379.0677 | 0.25089 | 377.5274 | 0 | 378.4541 | 0 | 379.0677 | 0.23283 | 379.0677 | 0.20545 | 379.0677 | 0.031172 | 415.8135 | 0.046181 | 379.0677 | 0.072499 | 379.0677 | 0.037071 |  |  | 378.4541 | 0 | 373.01 | 0.020753 | 379.0677 | 0.018319 | 378.4541 | 0 | 415.0795 | 0.00020123 | 379.0677 | 0.11089 | 379.0677 | 0.0064527 | 378.4541 | 0 | 379.0677 | 0.027807 | 379.0677 | 0 | 379.0677 | 0.030992 | 632.7504 | 0.026163 | 378.4541 | 0 | 378.4541 | 0 | 379.0677 | 0.0023886 | 631.925 | 0 | 378.4541 | 0 | 634.6795 | 0.00033895 | 632.7504 | 0.017816 | 378.4541 | 0 | 858.3328 | 0.0018765 | 1005.7599 | 0.70463 | 1112.9849 | 0.0068579 | 1010.3141 | 0.014517 | 1044.0204 | 0 | 1043.3791 | 0 | 1043.3727 | 0.0053035 | 378.454 | 7.5037e-05 | 379.0677 | 0.02268 | 378.4541 | 0 | 378.4541 | 0 | 379.0677 | #REF! | 378.4541 | 0 | 376.2607 | 0.016935
| 242.087 | 0 | 242.087 | -0.050017 | 242.087 | 0.020899 | 242.087 | -0.084853 | 242.087 | 0 | 242.087 | 0 | 415.9263 | 0.0097769 | 378.6702 | 14.3931 | 242.087 | 0 | 415.9263 | 0.021708 | 378.6702 | 38.6021 | 378.6702 | 0.4205 | 372.9678 | 0.14021 | 378.6702 | 0 | 378.6702 | -0.48533 | 379.284 | -0.38767 | 377.7444 | 0 | 378.6702 | 0 | 379.2839 | 0 | 379.2839 | 0 | 379.2839 | -0.04941 | 415.9263 | 0.042629 | 379.284 | 0 | 379.2839 | 0 |  |  | 378.6702 | 0 | 373.23 | -0.025417 | 379.2839 | 0 | 378.6702 | 0 | 415.1929 | 0.00023515 | 379.2839 | 0 | 379.2839 | 0 | 378.6702 | 0 | 379.2839 | -0.066155 | 379.2839 | 0 | 379.2839 | -0.09489 | 632.9108 | 0.019435 | 378.6702 | 0 | 378.6702 | 0 | 379.2839 | 2.5898e-05 | 632.0857 | 0.00026087 | 378.6702 | 0 | 634.8397 | 0.0001777 | 632.9108 | 0.01869 | 378.6702 | 0 | 858.4061 | 0.0019085 | 1006.0038 | 0.70964 | 1113.0457 | 0.0068937 | 1010.3267 | 0.014529 | 1044.0738 | 0 | 1043.4325 | 0 | 1043.426 | 0.0053603 | 378.67 | 4.2809e-05 | 379.284 | -0.03391 | 378.6702 | 0 | 378.6702 | 0 | 379.2839 | #REF! | 378.6702 | 0 | 376.4767 | 0.011342
| 242.1603 | 0 | 242.1603 | -0.052073 | 242.1603 | 0.027827 | 242.1603 | 0.07327 | 242.1603 | 0 | 242.1603 | 0 | 416.0391 | 0 | 378.8862 | 14.3794 | 242.1603 | 0 | 416.0391 | 0.0011206 | 378.8862 | 41.4349 | 378.8862 | 0.53622 | 373.1839 | 0.30581 | 378.8862 | 0 | 378.8862 | 0.45189 | 379.5002 | 0.36096 | 377.9614 | 0 | 378.8862 | 0 | 379.5002 | 0.17383 | 379.5002 | 0.2236 | 379.5002 | 0.051816 | 416.0391 | 0.048584 | 379.5002 | 0.074456 | 379.5002 | 0.042175 |  |  | 378.8862 | 0 | 373.44 | 0.011659 | 379.5002 | 0.01885 | 378.8862 | 0 | 415.3064 | 0.00023667 | 379.5002 | 0.10633 | 379.5002 | 0.0016627 | 378.8862 | 0 | 379.5002 | 0.01887 | 379.5002 | 0 | 379.5002 | 0.051175 | 633.0712 | 0.032784 | 378.8862 | 0 | 378.8862 | 0 | 379.5002 | 0.0043648 | 632.2465 | 0 | 378.8862 | 0 | 635 | 0.00035869 | 633.0712 | 0.017925 | 378.8862 | 0 | 858.4794 | 0.0020994 | 1006.2477 | 0.71647 | 1113.1063 | 0.0069296 | 1010.3392 | 0.01454 | 1044.1272 | 0 | 1043.4858 | 0 | 1043.4794 | 0.0054058 | 378.886 | 5.8887e-05 | 379.5002 | 0.022203 | 378.8862 | 0 | 378.8862 | 0 | 379.5002 | #REF! | 378.8862 | 0 | 376.6926 | 0.016
| 242.2336 | 0 | 242.2336 | 0.0074274 | 242.2336 | 0.020671 | 242.2336 | -0.051099 | 242.2336 | 0 | 242.2336 | 0 | 416.1518 | 0.014695 | 379.1023 | 14.2119 | 242.2336 | 0 | 416.1518 | 0.023213 | 379.1023 | 44.6101 | 379.1023 | 0.58394 | 373.4001 | 0.1561 | 379.1023 | 0 | 379.1023 | -0.33335 | 379.7164 | -0.26627 | 378.1784 | 0 | 379.1023 | 0 | 379.7164 | 0 | 379.7164 | 0.013747 | 379.7164 | -0.0055185 | 416.1518 | 0.046181 | 379.7164 | 0 | 379.7164 | 0.0085763 |  |  | 379.1023 | 0 | 373.66 | 0.0081613 | 379.7164 | 0 | 379.1023 | 0 | 415.4198 | 0.00021495 | 379.7164 | 0 | 379.7164 | 0 | 379.1023 | 0 | 379.7164 | -0.015085 | 379.7164 | 0 | 379.7164 | -0.032519 | 633.2317 | 0.019168 | 379.1023 | 0 | 379.1023 | 0 | 379.7164 | -0.0012081 | 632.4072 | 0.00026087 | 379.1023 | 0 | 635.1602 | 0.00016234 | 633.2317 | 0.019237 | 379.1023 | 0 | 858.5527 | 0.0021953 | 1006.4916 | 0.72705 | 1113.167 | 0.0069603 | 1010.3516 | 0.01455 | 1044.1807 | 0 | 1043.5392 | 0 | 1043.5327 | 0.0054364 | 379.102 | 8.5717e-05 | 379.7164 | 0.013248 | 379.1023 | 0 | 379.1023 | 0 | 379.7164 | #REF! | 379.1023 | 0 | 376.9086 | 0.012186
| 242.3069 | 0 | 242.3069 | 0.051235 | 242.3069 | 0.023921 | 242.3069 | 0.043501 | 242.3069 | 0 | 242.3069 | 0 | 416.2646 | 0 | 379.3184 | 14.0528 | 242.3069 | 0 | 416.2646 | 0 | 379.3184 | 47.9159 | 379.3184 | 0.61526 | 373.6162 | 0.33609 | 379.3184 | 0 | 379.3184 | 0.37083 | 379.9326 | 0.29622 | 378.3955 | 0 | 379.3184 | 0 | 379.9326 | 0.19615 | 379.9326 | 0.22085 | 379.9326 | 0.034797 | 416.2646 | 0.05151 | 379.9326 | 0.052842 | 379.9326 | 0.028475 |  |  | 379.3184 | 0 | 373.88 | 0.0046636 | 379.9326 | 0.023054 | 379.3184 | 0 | 415.5333 | 0.00023057 | 379.9326 | 0.11414 | 379.9326 | 0.0054849 | 379.3184 | 0 | 379.9326 | 0.02012 | 379.9326 | 0 | 379.9326 | 0.060848 | 633.3921 | 0.027605 | 379.3184 | 0 | 379.3184 | 0 | 379.9326 | 0.0022687 | 632.568 | 0.00017392 | 379.3184 | 0 | 635.3204 | 0.00037624 | 633.3921 | 0.0188 | 379.3184 | 0 | 858.6261 | 0.0020329 | 1006.7355 | 0.73096 | 1113.2277 | 0.0069961 | 1010.3641 | 0.01456 | 1044.2341 | 0 | 1043.5925 | 0 | 1043.5861 | 0.0054467 | 379.318 | 5.8967e-05 | 379.9326 | 0.030497 | 379.3184 | 0 | 379.3184 | 0 | 379.9326 | #REF! | 379.3184 | 0 | 377.1246 | 0.01893
| 242.3802 | 0 | 242.3802 | -0.058361 | 242.3802 | 0.014199 | 242.3802 | -0.073021 | 242.3802 | 0 | 242.3802 | 0 | 416.3774 | 0.011533 | 379.5345 | 13.7823 | 242.3802 | 0 | 416.3774 | 0.029446 | 379.5345 | 50.8306 | 379.5345 | 0.69277 | 373.8323 | 0.17683 | 379.5345 | 0 | 379.5345 | -0.12564 | 380.1489 | -0.10036 | 378.6125 | 0 | 379.5345 | 0 | 380.1489 | 0 | 380.1489 | 0.048046 | 380.1489 | 0.03846 | 416.3774 | 0.053286 | 380.1489 | 0 | 380.1489 | 0.00439 |  |  | 379.5345 | 0 | 374.09 | -0.0037309 | 380.1489 | 0 | 379.5345 | 0 | 415.6468 | 0.00019856 | 380.1489 | 0 | 380.1489 | 0 | 379.5345 | 0 | 380.1489 | -0.011403 | 380.1489 | 0 | 380.1489 | 6.4968e-06 | 633.5525 | 0.016125 | 379.5345 | 0 | 379.5345 | 0 | 380.1489 | -0.0054034 | 632.7288 | 0.00026087 | 379.5345 | 0 | 635.4806 | 0.00021938 | 633.5525 | 0.019346 | 379.5345 | 0 | 858.6995 | 0.0019542 | 1006.9794 | 0.73618 | 1113.2883 | 0.007032 | 1010.3766 | 0.014568 | 1044.2875 | 0 | 1043.6459 | 0 | 1043.6394 | 0.0054342 | 379.535 | 6.4352e-05 | 380.1489 | 0.028038 | 379.5345 | 0 | 379.5345 | 0 | 380.1489 | #REF! | 379.5345 | 0 | 377.3406 | 0.012613
| 242.4535 | 0 | 242.4535 | -0.040095 | 242.4535 | 0.016736 | 242.4535 | 0.06782 | 242.4535 | 0 | 242.4535 | 0 | 416.4901 | 0 | 379.7507 | 13.491 | 242.4535 | 0 | 416.4901 | 0 | 379.7507 | 54.3751 | 379.7507 | 0.68309 | 374.0485 | 0.41931 | 379.7507 | 0 | 379.7507 | 0.15806 | 380.3652 | 0.12626 | 378.8296 | 0 | 379.7507 | 0 | 380.3652 | 0.23591 | 380.3652 | 0.15488 | 380.3652 | 0.015346 | 416.4901 | 0.061854 | 380.3652 | 0.050301 | 380.3652 | 0.019342 |  |  | 379.7507 | 0 | 374.31 | 0.017256 | 380.3652 | 0.050012 | 379.7507 | 0 | 415.7603 | 0.00018522 | 380.3652 | 0.026259 | 380.3652 | 0.0016974 | 379.7507 | 0 | 380.3652 | 0.0069106 | 380.3652 | 0 | 380.3652 | 0.011041 | 633.713 | 0.025789 | 379.7507 | 0 | 379.7507 | 0 | 380.3652 | 0.0052618 | 632.8896 | 0.00017392 | 379.7507 | 0 | 635.6409 | 0.0002852 | 633.713 | 0.018581 | 379.7507 | 0 | 858.7729 | 0.0022988 | 1007.2233 | 0.74404 | 1113.349 | 0.0070678 | 1010.3892 | 0.014576 | 1044.3409 | 0 | 1043.6992 | 0 | 1043.6927 | 0.0053989 | 379.751 | 4.822e-05 | 380.3652 | 0.0016059 | 379.7507 | 0 | 379.7507 | 0 | 380.3652 | #REF! | 379.7507 | 0 | 377.5566 | 0.015943
| 242.5269 | 0 | 242.5269 | 0.036006 | 242.5269 | 0.0085819 | 242.5269 | -0.035125 | 242.5269 | 0 | 242.5269 | 0 | 416.6029 | 0.043792 | 379.9668 | 13.2796 | 242.5269 | 0 | 416.6029 | 0.013044 | 379.9668 | 57.7782 | 379.9668 | 0.76019 | 374.2647 | 0.19977 | 379.9668 | 0 | 379.9668 | -0.26445 | 380.5814 | -0.21124 | 379.0467 | 0 | 379.9668 | 0 | 380.5814 | 0 | 380.5814 | 0 | 380.5814 | -0.04276 | 416.6029 | 0.034061 | 380.5814 | 0 | 380.5815 | 0 |  |  | 379.9668 | 0 | 374.53 | -0.0058295 | 380.5814 | 0 | 379.9668 | 0 | 415.8737 | 0.00016312 | 380.5814 | 0 | 380.5815 | 0 | 379.9668 | 0 | 380.5814 | -0.027923 | 380.5814 | 0 | 380.5814 | -0.061605 | 633.8734 | 0.021945 | 379.9668 | 0 | 379.9668 | 0 | 380.5815 | -0.0015371 | 633.0503 | 0.00078262 | 379.9668 | 0 | 635.8011 | 0.00026106 | 633.8734 | 0.019018 | 379.9668 | 0 | 858.8463 | 0.0025135 | 1007.4672 | 0.74802 | 1113.4098 | 0.0071037 | 1010.4017 | 0.014583 | 1044.3944 | 0 | 1043.7526 | 0 | 1043.7461 | 0.0053421 | 379.967 | 7.4987e-05 | 380.5814 | -0.0013108 | 379.9668 | 0 | 379.9668 | 0 | 380.5815 | #REF! | 379.9668 | 0 | 377.7727 | 0.010501
| 242.6002 | 0 | 242.6002 | 0.053438 | 242.6002 | 0.012146 | 242.6002 | 0.033568 | 242.6002 | 0 | 242.6002 | 0 | 416.7157 | 0 | 380.183 | 13.1668 | 242.6002 | 0 | 416.7157 | 0 | 380.183 | 61.2626 | 380.183 | 0.83738 | 374.4809 | 0.35159 | 380.183 | 0 | 380.183 | 0.41845 | 380.7977 | 0.33425 | 379.2638 | 0 | 380.183 | 0 | 380.7977 | 0.19753 | 380.7977 | 0.17876 | 380.7977 | 0.026998 | 416.7157 | 0.031972 | 380.7977 | 0.042047 | 380.7977 | 0.043519 |  |  | 380.183 | 0 | 374.74 | -0.011076 | 380.7977 | 0.038613 | 380.183 | 0 | 415.9872 | 0.00018522 | 380.7977 | 0.14395 | 380.7977 | 0.006794 | 380.183 | 0 | 380.7977 | 0.047247 | 380.7977 | 0 | 380.7977 | 0.029483 | 634.0339 | 0.02627 | 380.183 | 0 | 380.183 | 0 | 380.7977 | 0.00048353 | 633.2111 | 0 | 380.183 | 0 | 635.9614 | 0.00024132 | 634.0339 | 0.018362 | 380.183 | 0 | 858.9196 | 0.0023922 | 1007.7112 | 0.74954 | 1113.4705 | 0.0071447 | 1010.4142 | 0.014589 | 1044.4478 | 0 | 1043.8059 | 0 | 1043.7996 | 0.005266 | 380.183 | 8.0348e-05 | 380.7977 | 0.028442 | 380.183 | 0 | 380.183 | 0 | 380.7977 | #REF! | 380.183 | 0 | 377.9887 | 0.013117
| 242.6735 | 0 | 242.6735 | -0.021748 | 242.6735 | 0.007641 | 242.6735 | -0.080214 | 242.6735 | 0 | 242.6735 | 0 | 416.8284 | 0.02561 | 380.3992 | 12.8134 | 242.6735 | 0 | 416.8284 | 0.044277 | 380.3992 | 64.8875 | 380.3992 | 0.88131 | 374.6971 | 0.23144 | 380.3992 | 0 | 380.3992 | -0.064682 | 381.0141 | -0.051667 | 379.4809 | 0 | 380.3992 | 0 | 381.0141 | 0 | 381.0141 | 0 | 381.0141 | -0.013794 | 416.8284 | 0.058092 | 381.0141 | 0 | 381.0141 | 0 |  |  | 380.3992 | 0 | 374.96 | -0.0086277 | 381.0141 | 0 | 380.3992 | 0 | 416.1007 | 0.00022791 | 381.0141 | 0 | 381.0141 | 0 | 380.3992 | 0 | 381.0141 | -0.031998 | 381.0141 | 0 | 381.0141 | -0.048298 | 634.1943 | 0.024882 | 380.3992 | 0 | 380.3992 | 0 | 381.0141 | 0.0034893 | 633.3719 | 0 | 380.3992 | 0 | 636.1216 | 0.00027971 | 634.1943 | 0.019127 | 380.3992 | 0 | 858.993 | 0.0015783 | 1007.9551 | 0.7538 | 1113.5312 | 0.0071805 | 1010.4267 | 0.014594 | 1044.5012 | 0 | 1043.8594 | 0 | 1043.8529 | 0.0051774 | 380.399 | 3.2062e-05 | 381.0141 | 0.0032869 | 380.3992 | 0 | 380.3992 | 0 | 381.0141 | #REF! | 380.3992 | 0 | 378.2048 | 0.013311
| 242.7469 | 0 | 242.7469 | -0.039424 | 242.7469 | 0.015453 | 242.7469 | 0.043626 | 242.7469 | 0 | 242.7469 | 0 | 416.9412 | 0 | 380.6154 | 12.6566 | 242.7469 | 0 | 416.9412 | 0 | 380.6154 | 69.078 | 380.6154 | 0.9143 | 374.9133 | 0.39783 | 380.6154 | 0 | 380.6154 | 0.22392 | 381.2304 | 0.17886 | 379.698 | 0 | 380.6154 | 0 | 381.2304 | 0.17758 | 381.2304 | 0.13621 | 381.2304 | 0.016436 | 416.9412 | 0.059869 | 381.2304 | 0.062081 | 381.2304 | 0.01567 |  |  | 380.6154 | 0 | 375.18 | 0.011659 | 381.2304 | 0.010904 | 380.6154 | 0 | 416.2142 | 0.00024772 | 381.2304 | 0.051097 | 381.2304 | 0.0066586 | 380.6154 | 0 | 381.2304 | 0.0093937 | 381.2304 | 0 | 381.2304 | 0.024563 | 634.3548 | 0.033905 | 380.6154 | 0 | 380.6154 | 0 | 381.2304 | 0.0077688 | 633.5327 | 0.00017392 | 380.6154 | 0 | 636.2819 | 0.00027203 | 634.3548 | 0.0188 | 380.6154 | 0 | 859.0665 | 0.0018331 | 1008.1991 | 0.75877 | 1113.5919 | 0.0072164 | 1010.4391 | 0.014598 | 1044.5547 | 0 | 1043.9127 | 0 | 1043.9062 | 0.0050808 | 380.615 | 5.8827e-05 | 381.2304 | -0.0064591 | 380.6154 | 0 | 380.6154 | 0 | 381.2304 | #REF! | 380.6154 | 0 | 378.4208 | 0.013564
| 242.8202 | 0 | 242.8202 | 0.003318 | 242.8202 | 0.0073844 | 242.8202 | -0.09242 | 242.8202 | 0 | 242.8202 | 0 | 417.054 | 0.013641 | 380.8316 | 12.439 | 242.8202 | 0 | 417.054 | 0.03353 | 380.8316 | 73.4381 | 380.8316 | 0.98058 | 375.1295 | 0.31349 | 380.8316 | 0 | 380.8316 | -0.52484 | 381.4467 | -0.41923 | 379.9151 | 0 | 380.8316 | 0 | 381.4467 | 0 | 381.4467 | 0 | 381.4467 | -0.039756 | 417.054 | 0.052764 | 381.4467 | 0 | 381.4467 | 0 |  |  | 380.8316 | 0 | 375.39 | -0.024717 | 381.4467 | 0 | 380.8316 | 0 | 416.3277 | 0.00025001 | 381.4467 | 0 | 381.4467 | 0 | 380.8316 | 0 | 381.4467 | -0.044054 | 381.4467 | 0 | 381.4467 | -0.04779 | 634.5153 | 0.024988 | 380.8316 | 0 | 380.8316 | 0 | 381.4467 | -0.0055087 | 633.6935 | 0.00026087 | 380.8316 | 0 | 636.4422 | 0.00022596 | 634.5153 | 0.019127 | 380.8316 | 0 | 859.1399 | 0.0017901 | 1008.443 | 0.76801 | 1113.6527 | 0.0072573 | 1010.4517 | 0.014602 | 1044.6082 | 0 | 1043.9661 | 0 | 1043.9597 | 0.004983 | 380.832 | 6.4182e-05 | 381.4467 | -0.021249 | 380.8316 | 0 | 380.8316 | 0 | 381.4467 | #REF! | 380.8316 | 0 | 378.6369 | 0.010153
| 242.8936 | 0 | 242.8936 | 0.043041 | 242.8936 | 0.014769 | 242.8936 | 0.064302 | 242.8936 | 0 | 242.8936 | 0 | 417.1668 | 0 | 381.0478 | 12.316 | 242.8936 | 0 | 417.1668 | 0 | 381.0478 | 77.761 | 381.0478 | 1.0821 | 375.3458 | 0.4519 | 381.0478 | 0.87624 | 381.0478 | 0.47418 | 381.6631 | 0.37877 | 380.1322 | 0 | 381.0478 | 0.33338 | 381.6631 | 0.19567 | 381.6631 | 0.16429 | 381.6631 | 0.013513 | 417.1668 | 0.053913 | 381.6631 | 0.089526 | 381.6631 | 0.024983 |  |  | 381.0478 | 0 | 375.61 | 0.00011659 | 381.6631 | 0.043561 | 381.0478 | 0 | 416.4412 | 0.00019589 | 381.6631 | 0.15623 | 381.6631 | 0.011811 | 381.0478 | 0.22122 | 381.6631 | 0.01467 | 381.6631 | 0 | 381.6631 | 0.058726 | 634.6757 | 0.025522 | 381.0478 | 0 | 381.0478 | -0.0090634 | 381.6631 | 0.0039036 | 633.8543 | 0 | 381.0478 | 0.1767 | 636.6025 | 0.00028958 | 634.6757 | 0.018362 | 381.0478 | 0 | 859.2134 | 0.0017893 | 1008.687 | 0.77558 | 1113.7134 | 0.0072983 | 1010.4642 | 0.014604 | 1044.6616 | 0 | 1044.0195 | 0 | 1044.0131 | 0.0048887 | 381.048 | 6.9639e-05 | 381.6631 | 0.021322 | 381.0478 | 0.11008 | 381.0478 | 0 | 381.6631 | #REF! | 381.0478 | 0.2171 | 378.853 | 0.012965
| 242.9669 | 0 | 242.9669 | -0.039701 | 242.9669 | 0.00035296 | 242.9669 | -0.08121 | 242.9669 | 0 | 242.9669 | 0 | 417.2795 | 0.015046 | 381.2641 | 12.0509 | 242.9669 | 0 | 417.2795 | 0.024288 | 381.2641 | 78.5496 | 381.264 | 1.1476 | 375.562 | 0.30653 | 381.2641 | 0.30185 | 381.264 | -0.23101 | 381.8795 | -0.18453 | 380.3493 | 0 | 381.264 | -0.54331 | 381.8795 | 0 | 381.8795 | 0 | 381.8795 | -0.020459 | 417.2795 | 0.018598 | 381.8795 | 0 | 381.8795 | 0 |  |  | 381.2641 | 0 | 375.83 | 0.0022152 | 381.8795 | 0 | 381.264 | 0 | 416.5547 | 0.00018522 | 381.8795 | 0 | 381.8795 | 0 | 381.264 | -0.31288 | 381.8795 | -0.036803 | 381.8795 | 0 | 381.8795 | -0.073852 | 634.8362 | 0.019222 | 381.2641 | 0 | 381.2641 | 0.0029415 | 381.8795 | -0.00067173 | 634.0152 | 0.00026087 | 381.2641 | -0.20922 | 636.7628 | 0.00020073 | 634.8362 | 0.0188 | 381.264 | 0 | 859.2868 | 0.0018247 | 1008.9309 | 0.78496 | 1113.7742 | 0.0073393 | 1010.4767 | 0.014606 | 1044.7151 | 0 | 1044.0729 | 0 | 1044.0665 | 0.0048035 | 381.264 | 4.2851e-05 | 381.8795 | -0.010459 | 381.264 | 0.003931 | 381.264 | 0 | 381.8795 | #REF! | 381.264 | 0.052411 | 379.0692 | 0.01336
| 243.0403 | 0 | 243.0403 | 0.0062399 | 243.0403 | 0.0041626 | 243.0403 | 0.091424 | 243.0403 | 0 | 243.0403 | 0 | 417.3923 | 0 | 381.4803 | 12.0349 | 243.0403 | 0 | 417.3923 | 0 | 381.4803 | 79.4172 | 381.4803 | 1.2641 | 375.7783 | 0.43269 | 381.4803 | 0.91507 | 381.4803 | 0.32321 | 382.0958 | 0.25818 | 380.5665 | 0 | 381.4803 | 0.15871 | 382.0958 | 0.12226 | 382.0958 | 0.10966 | 382.0958 | 0.024447 | 417.3923 | 0.048793 | 382.0958 | 0.046622 | 382.0959 | 0.026237 |  |  | 381.4803 | 0 | 376.04 | -0.0089774 | 382.0958 | 0.038718 | 381.4803 | 0 | 416.6683 | 0.00015892 | 382.0958 | 0.064434 | 382.0959 | 0.0093989 | 381.4803 | 0.13877 | 382.0958 | 0.01874 | 382.0958 | 0 | 382.0958 | 0.057017 | 634.9967 | 0.024775 | 381.4803 | 0 | 381.4803 | 0.081276 | 382.0959 | 0.0063349 | 634.176 | 0 | 381.4803 | 0.1772 | 636.9231 | 0.00029726 | 634.9967 | 0.018909 | 381.4803 | 0 | 859.3603 | 0.002518 | 1009.1749 | 0.78767 | 1113.835 | 0.0073751 | 1010.4892 | 0.014607 | 1044.7686 | 0 | 1044.1263 | 0 | 1044.1199 | 0.0047319 | 381.48 | 5.3539e-05 | 382.0958 | 0.021212 | 381.4803 | 0.11099 | 381.4803 | 0 | 382.0959 | #REF! | 381.4803 | 0.15659 | 379.2853 | 0.014752
| 243.1136 | 0 | 243.1136 | 0.027662 | 243.1136 | 0 | 243.1136 | -0.083296 | 243.1136 | 0 | 243.1136 | 0 | 417.5051 | 0.0031028 | 381.6966 | 11.9212 | 243.1136 | 0 | 417.5051 | 0.036539 | 381.6966 | 83.783 | 381.6966 | 1.3381 | 375.9946 | 0.32767 | 381.6966 | 0.348 | 381.6966 | -0.31815 | 382.3123 | -0.25413 | 380.7837 | 0 | 381.6966 | -0.36529 | 382.3122 | 0 | 382.3122 | 0 | 382.3122 | -0.020586 | 417.5051 | 0.042106 | 382.3123 | 0 | 382.3123 | 0 |  |  | 381.6966 | -0.042753 | 376.26 | 0.0036143 | 382.3122 | 0 | 381.6966 | -0.038861 | 416.7818 | 0.00018179 | 382.3122 | 0 | 382.3123 | 0 | 381.6966 | -0.17337 | 382.3122 | -0.028931 | 382.3122 | 0 | 382.3122 | -0.038743 | 635.1572 | 0.019916 | 381.6966 | 0 | 381.6966 | -0.055179 | 382.3123 | 0.001745 | 634.3368 | 0.00026087 | 381.6966 | -0.13809 | 637.0834 | 0.00021499 | 635.1572 | 0.019565 | 381.6966 | 0 | 859.4339 | 0.0019081 | 1009.4189 | 0.79088 | 1113.8957 | 0.0074212 | 1010.5017 | 0.014607 | 1044.822 | 0 | 1044.1797 | 0 | 1044.1733 | 0.0046751 | 381.697 | 4.2786e-05 | 382.3123 | -0.0077803 | 381.6966 | 0.026062 | 381.6966 | 0 | 382.3123 | #REF! | 381.6966 | -0.034515 | 379.5014 | 0.010863
| 243.187 | 0 | 243.187 | 0.057055 | 243.187 | 0.0072134 | 243.187 | 0.093012 | 243.187 | 0 | 243.187 | 0 | 417.6178 | 0 | 381.9129 | 11.9914 | 243.187 | 0 | 417.6178 | 0 | 381.9129 | 88.4041 | 381.9129 | 1.4804 | 376.2108 | 0.43721 | 381.9129 | 1.0587 | 381.9129 | 0.36779 | 382.5287 | 0.29379 | 381.0008 | 0 | 381.9129 | 0.28551 | 382.5287 | 0.23539 | 382.5287 | 0.11944 | 382.5287 | 0.017535 | 417.6178 | 0.036673 | 382.5287 | 0.044782 | 382.5287 | 0.023103 |  |  | 381.9129 | 0.0070127 | 376.48 | 0.0074619 | 382.5287 | 0.02491 | 381.9129 | 0.013241 | 416.8953 | 0.00020428 | 382.5287 | 0.083777 | 382.5287 | 0.0067216 | 381.9129 | 0.14761 | 382.5287 | 0.0075145 | 382.5287 | 0 | 382.5287 | 0.042158 | 635.3177 | 0.027978 | 381.9129 | 0 | 381.9129 | 0.028446 | 382.5287 | 0.00096515 | 634.4977 | 0 | 381.9129 | 0.16017 | 637.2437 | 0.00030384 | 635.3177 | 0.019237 | 381.9129 | 0 | 859.5073 | 0.0012378 | 1009.6628 | 0.79998 | 1113.9565 | 0.0074622 | 1010.5142 | 0.014606 | 1044.8755 | 0 | 1044.2332 | 0 | 1044.2267 | 0.0046376 | 381.913 | 4.2828e-05 | 382.5287 | 0.020001 | 381.9129 | 0.089985 | 381.9129 | 0 | 382.5287 | #REF! | 381.9129 | 0.16725 | 379.7176 | 0.012962
| 243.2604 | 0 | 243.2604 | -0.028061 | 243.2604 | 0.003906 | 243.2604 | -0.089119 | 243.2604 | 0 | 243.2604 | 0 | 417.7306 | 0.0083718 | 382.1292 | 11.9117 | 243.2604 | 0 | 417.7306 | 0.0067085 | 382.1292 | 91.3619 | 382.1292 | 1.5798 | 376.4272 | 0.3939 | 382.1292 | 0.496 | 382.1292 | -0.37793 | 382.7451 | -0.30188 | 381.218 | 0 | 382.1292 | -0.2494 | 382.7451 | 0 | 382.7451 | 0 | 382.7451 | -0.026246 | 417.7306 | 0.044405 | 382.7451 | 0 | 382.7451 | 0 |  |  | 382.1292 | -0.0086134 | 376.69 | -0.0089774 | 382.7451 | 0 | 382.1292 | -0.05885 | 417.0088 | 0.00023972 | 382.7451 | 0 | 382.7451 | 0 | 382.1292 | -0.20245 | 382.7451 | -0.030218 | 382.7451 | 0 | 382.7451 | -0.051007 | 635.4782 | 0.013776 | 382.1292 | 0 | 382.1292 | -0.20175 | 382.7451 | 0.0014575 | 634.6585 | 0.00078262 | 382.1292 | -0.1745 | 637.4041 | 0.00016892 | 635.4782 | 0.019565 | 382.1292 | 0 | 859.5808 | 0.0018152 | 1009.9068 | 0.79983 | 1114.0172 | 0.0075032 | 1010.5267 | 0.014604 | 1044.929 | 0 | 1044.2865 | 0 | 1044.2802 | 0.0046183 | 382.129 | 4.2741e-05 | 382.7451 | -0.014349 | 382.1292 | -0.015948 | 382.1292 | 0 | 382.7451 | #REF! | 382.1292 | 0.0092836 | 379.9338 | 0.010751
| 243.3338 | 0 | 243.3338 | -0.017588 | 243.3338 | 0.0069282 | 243.3338 | 0.079248 | 243.3338 | 0 | 243.3337 | 0 | 417.8434 | 0 | 382.3455 | 12.0081 | 243.3338 | 0 | 417.8434 | 0 | 382.3455 | 93.0823 | 382.3455 | 1.7855 | 376.6435 | 0.54622 | 382.3455 | 1.1253 | 382.3455 | 0.26343 | 382.9615 | 0.21043 | 381.4352 | 0 | 382.3455 | 0.24604 | 382.9615 | 0.086793 | 382.9615 | 0.1746 | 382.9615 | 0.042152 | 417.8434 | 0.048793 | 382.9615 | 0.046609 | 382.9615 | 0.039221 |  |  | 382.3455 | 0.059372 | 376.91 | -0.0061794 | 382.9615 | 0.043899 | 382.3455 | 0.018111 | 417.1224 | 0.00024239 | 382.9615 | 0.078806 | 382.9615 | 0.0057068 | 382.3455 | 0.23779 | 382.9615 | 0.02525 | 382.9615 | 0 | 382.9615 | 0.040016 | 635.6387 | 0.02926 | 382.3455 | 0 | 382.3455 | 0.12663 | 382.9615 | 0.0095384 | 634.8193 | 0.00017392 | 382.3455 | -0.010459 | 637.5644 | 0.00036746 | 635.6387 | 0.018472 | 382.3455 | 0 | 859.6544 | 0.0019143 | 1010.1508 | 0.80533 | 1114.078 | 0.0075442 | 1010.5392 | 0.014602 | 1044.9824 | 0 | 1044.34 | 0 | 1044.3335 | 0.0046171 | 382.346 | 4.2851e-05 | 382.9615 | 0.029249 | 382.3455 | 0.11268 | 382.3455 | 0 | 382.9615 | #REF! | 382.3455 | 0.14104 | 380.15 | 0.01285
| 243.4071 | 0 | 243.4071 | 0.014045 | 243.4071 | 0.0059303 | 243.4071 | -0.065828 | 243.4071 | 0 | 243.4071 | 0 | 417.9561 | 0.00029265 | 382.5618 | 11.6401 | 243.4071 | 0 | 417.9561 | 0.023428 | 382.5618 | 92.6026 | 382.5618 | 1.8497 | 376.8598 | 0.48333 | 382.5618 | 0.62494 | 382.5618 | -0.21885 | 383.178 | -0.17482 | 381.6524 | 0 | 382.5618 | -0.25864 | 383.178 | 0 | 383.178 | 0 | 383.178 | -0.0007727 | 417.9561 | 0.037927 | 383.178 | 0 | 383.178 | 0 |  |  | 382.5618 | 0.0032858 | 377.13 | -0.013175 | 383.178 | 0 | 382.5618 | -0.030338 | 417.2359 | 0.00023781 | 383.178 | 0 | 383.178 | 0 | 382.5618 | -0.14576 | 383.178 | -0.037463 | 383.178 | 0 | 383.178 | -0.042689 | 635.7993 | 0.015217 | 382.5618 | 0 | 382.5618 | -0.013057 | 383.178 | 0.0024761 | 634.9802 | 0.00078262 | 382.5618 | -0.12633 | 637.7248 | 0.00012176 | 635.7993 | 0.0188 | 382.5618 | 0 | 859.7279 | 0.0025051 | 1010.3948 | 0.81274 | 1114.1388 | 0.0075902 | 1010.5517 | 0.014599 | 1045.036 | 0 | 1044.3934 | 0 | 1044.387 | 0.004633 | 382.562 | 2.6832e-05 | 383.178 | -0.005248 | 382.5618 | -0.0067014 | 382.5618 | 0 | 383.178 | #REF! | 382.5618 | 0.013343 | 380.3662 | 0.00943
| 243.4805 | 0 | 243.4805 | 0.048219 | 243.4805 | 0.011547 | 243.4805 | 0.049822 | 243.4805 | 0 | 243.4805 | 0 | 418.0689 | 0 | 382.7782 | 11.537 | 243.4805 | 0 | 418.0689 | 0 | 382.7782 | 97.119 | 382.7782 | 2.0054 | 377.0761 | 0.63713 | 382.7782 | 1.1378 | 382.7782 | 0.5674 | 383.3945 | 0.45323 | 381.8696 | 0 | 382.7782 | 0.31658 | 383.3945 | 0.12859 | 383.3945 | 0.092729 | 383.3945 | 0.027901 | 418.0689 | 0.028942 | 383.3945 | 0.04414 | 383.3945 | 0.017013 |  |  | 382.7782 | 0.025685 | 377.34 | 0.017955 | 383.3945 | 0.022608 | 382.7782 | -0.0048631 | 417.3495 | 0.00019322 | 383.3945 | 0.066647 | 383.3945 | 0.0041951 | 382.7782 | 0.090183 | 383.3945 | -0.0020059 | 383.3945 | 0 | 383.3945 | 0.048186 | 635.9598 | 0.02328 | 382.7782 | 0 | 382.7782 | -0.043896 | 383.3945 | 0.0064802 | 635.1411 | 0.00017392 | 382.7782 | 0.13179 | 637.8851 | 0.0003905 | 635.9598 | 0.017816 | 382.7782 | 0 | 859.8015 | 0.0025677 | 1010.6388 | 0.81936 | 1114.1996 | 0.0076363 | 1010.5642 | 0.014595 | 1045.0895 | 0 | 1044.4469 | 0 | 1044.4404 | 0.0046603 | 382.778 | 6.4172e-05 | 383.3945 | 0.010166 | 382.7782 | 0.094782 | 382.7782 | 0 | 383.3945 | #REF! | 382.7782 | 0.15958 | 380.5824 | 0.013312
| 243.5539 | 0 | 243.5539 | -0.0252 | 243.5539 | 0.007527 | 243.5539 | -0.1277 | 243.5539 | 0 | 243.5539 | 0 | 418.1817 | 0.012587 | 382.9945 | 11.3135 | 243.5539 | 0 | 418.1817 | 0.032025 | 382.9945 | 96.9493 | 382.9946 | 2.1497 | 377.2925 | 0.48094 | 382.9945 | 0.75975 | 382.9946 | 0.074639 | 383.611 | 0.05962 | 382.0868 | 0 | 382.9946 | -0.081885 | 383.611 | 0 | 383.611 | 0 | 383.611 | -0.0067243 | 418.1817 | 0.034061 | 383.611 | 0 | 383.611 | 0 |  |  | 382.9945 | 0.0014891 | 377.56 | 0.015507 | 383.611 | 0 | 382.9946 | 0.01659 | 417.463 | 0.00019361 | 383.611 | 0 | 383.611 | 0 | 382.9946 | -0.10527 | 383.611 | -0.027884 | 383.611 | 0 | 383.611 | -0.033107 | 636.1204 | 0.021945 | 382.9945 | 0 | 382.9945 | -0.025657 | 383.611 | -0.0021863 | 635.3019 | 0.00078262 | 382.9945 | -0.16089 | 638.0455 | 0.00019306 | 636.1204 | 0.01869 | 382.9946 | 0 | 859.8751 | 0.002076 | 1010.8828 | 0.82416 | 1114.2605 | 0.0076824 | 1010.5767 | 0.01459 | 1045.1429 | 0 | 1044.5002 | 0 | 1044.4939 | 0.0046955 | 382.995 | 6.9632e-05 | 383.611 | 0.0021638 | 382.9946 | 0.0008876 | 382.9946 | 0 | 383.611 | #REF! | 382.9946 | -0.011558 | 380.7986 | 0.0078352
| 243.6273 | 0 | 243.6273 | -0.029851 | 243.6273 | 0.015054 | 243.6273 | 0.10329 | 243.6273 | 0 | 243.6273 | 0 | 418.2945 | 0 | 383.2109 | 11.0217 | 243.6273 | 0 | 418.2945 | 0 | 383.2109 | 99.8177 | 383.2109 | 2.2586 | 377.5089 | 0.62131 | 383.2109 | 1.1986 | 383.2109 | 0.14489 | 383.8275 | 0.11573 | 382.3041 | 0 | 383.2109 | 0.22253 | 383.8275 | 0.12204 | 383.8275 | 0.097685 | 383.8275 | 0.0075573 | 418.2945 | 0.042002 | 383.8275 | 0.028205 | 383.8274 | 0.015312 |  |  | 383.2109 | 0.048694 | 377.78 | -0.0023318 | 383.8275 | 0.0019535 | 383.2109 | -0.0055806 | 417.5766 | 0.00016159 | 383.8275 | 0.070594 | 383.8274 | 0.0035801 | 383.2109 | 0.14576 | 383.8275 | 0.0047701 | 383.8275 | 0 | 383.8275 | 0.0061239 | 636.2809 | 0.024294 | 383.2109 | 0 | 383.2109 | 0.030778 | 383.8275 | 0.0057453 | 635.4628 | 0 | 383.2109 | 0.042313 | 638.2059 | 0.0002501 | 636.2809 | 0.018472 | 383.2109 | 0 | 859.9486 | 0.0019664 | 1011.1268 | 0.83216 | 1114.3213 | 0.0077285 | 1010.5892 | 0.014585 | 1045.1965 | 0 | 1044.5537 | 0 | 1044.5474 | 0.0047376 | 383.211 | 4.8172e-05 | 383.8275 | 0.0032849 | 383.2109 | 0.031119 | 383.2109 | 0 | 383.8275 | #REF! | 383.2109 | 0.10951 | 381.0148 | 0.011
| 243.7007 | 0 | 243.7007 | 0.028167 | 243.7007 | 0.012146 | 243.7007 | -0.070374 | 243.7007 | 0 | 243.7007 | 0 | 418.4072 | 0.015046 | 383.4273 | 10.8685 | 243.7007 | 0 | 418.4072 | 0.016399 | 383.4273 | 101.3473 | 383.4273 | 2.4496 | 377.7252 | 0.58966 | 383.4273 | 0.8484 | 383.4273 | -0.21581 | 384.044 | -0.17239 | 382.5213 | 0 | 383.4273 | -0.46858 | 384.044 | 0 | 384.044 | 0 | 384.044 | -0.0083098 | 418.4072 | 0.039076 | 384.044 | 0.00030478 | 384.044 | 0 |  |  | 383.4273 | -0.062393 | 377.99 | 0.013408 | 384.044 | 0 | 383.4273 | -0.0098928 | 417.6901 | 0.00020313 | 384.044 | 0 | 384.044 | 0 | 383.4273 | -0.20245 | 384.044 | -0.010102 | 384.044 | 0 | 384.044 | -0.02704 | 636.4415 | 0.022372 | 383.4273 | 0 | 383.4273 | -0.0077911 | 384.044 | -0.0066247 | 635.6237 | 0.00026087 | 383.4273 | -0.093593 | 638.3662 | 0.00027752 | 636.4415 | 0.019783 | 383.4273 | 0 | 860.0222 | 0.002322 | 1011.3709 | 0.8397 | 1114.3821 | 0.0077746 | 1010.6017 | 0.014579 | 1045.25 | 0 | 1044.6072 | 0 | 1044.6007 | 0.0047819 | 383.427 | 2.1454e-05 | 384.044 | 0.0027301 | 383.4273 | 0.00010439 | 383.4273 | 0 | 384.044 | #REF! | 383.4273 | -0.029188 | 381.2311 | 0.0082723
| 243.7741 | 0 | 243.7741 | 0.022775 | 243.7741 | 0.021326 | 243.7741 | 0.10232 | 243.7741 | 0 | 243.7741 | 0 | 418.52 | 0 | 383.6437 | 10.6785 | 243.7741 | 0 | 418.52 | 0 | 383.6437 | 106.2358 | 383.6437 | 2.6027 | 377.9416 | 0.68096 | 383.6437 | 1.3122 | 383.6437 | 0.32828 | 384.2605 | 0.26222 | 382.7386 | 0 | 383.6437 | 0.21749 | 384.2605 | 0.1668 | 384.2605 | 0.10946 | 384.2605 | 0.0027404 | 418.52 | 0.04942 | 384.2605 | 0.0082267 | 384.2605 | 0.026416 |  |  | 383.6437 | 0.038148 | 378.21 | 0.0043138 | 384.2605 | 0.0015204 | 383.6437 | 0.010654 | 417.8037 | 0.00020123 | 384.2605 | 0.078571 | 384.2605 | 0.00841 | 383.6437 | 0.10564 | 384.2605 | 0.0020554 | 384.2605 | 0 | 384.2605 | 0.011501 | 636.602 | 0.02344 | 383.6437 | 0 | 383.6437 | 0.070957 | 384.2605 | 0.0022731 | 635.7846 | 0 | 383.6437 | 0.14779 | 638.5266 | 0.00017221 | 636.602 | 0.019565 | 383.6437 | 0 | 860.0958 | 0.0023845 | 1011.6149 | 0.84661 | 1114.4429 | 0.0078207 | 1010.6143 | 0.014572 | 1045.3036 | 0 | 1044.6606 | 0 | 1044.6542 | 0.0048319 | 383.644 | 9.102e-05 | 384.2605 | 0.004881 | 383.6437 | 0.066386 | 383.6437 | 0 | 384.2605 | #REF! | 383.6437 | 0.037284 | 381.4474 | 0.010336
| 243.8475 | 0 | 243.8475 | -0.05448 | 243.8475 | 0.016422 | 243.8475 | -0.076602 | 243.8475 | 0 | 243.8475 | 0 | 418.6328 | 0.012587 | 383.8602 | 10.4269 | 243.8475 | 0 | 418.6328 | 0.064051 | 383.8602 | 107.6814 | 383.8602 | 2.6421 | 378.158 | 0.6259 | 383.8602 | 0.9832 | 383.8602 | -0.28572 | 384.4771 | -0.22823 | 382.9558 | 0 | 383.8602 | -0.35857 | 384.4771 | 0 | 384.4771 | 0 | 384.4771 | -0.021722 | 418.6328 | 0.034061 | 384.4771 | 0 | 384.4771 | 0 |  |  | 383.8602 | -0.026718 | 378.43 | -0.028565 | 384.4771 | 0 | 383.8602 | -0.017097 | 417.9173 | 0.00025115 | 384.4771 | 0 | 384.4771 | 0 | 383.8602 | -0.16196 | 384.4771 | -0.026476 | 384.4771 | 0 | 384.4771 | -0.055829 | 636.7626 | 0.019649 | 383.8602 | 0 | 383.8602 | -0.015674 | 384.4771 | -0.0040814 | 635.9455 | 0.00078262 | 383.8602 | -0.039292 | 638.687 | 0.00033785 | 636.7626 | 0.019893 | 383.8602 | 0 | 860.1694 | 0.0022309 | 1011.8589 | 0.84936 | 1114.5038 | 0.0078668 | 1010.6268 | 0.014564 | 1045.3571 | 0 | 1044.7141 | 0 | 1044.7076 | 0.0048864 | 383.86 | 6.9616e-05 | 384.4771 | -0.014056 | 383.8602 | 0.0035218 | 383.8602 | 0 | 384.4771 | #REF! | 383.8602 | -0.030893 | 381.6637 | 0.0071426
| 243.9209 | 0 | 243.9209 | -0.029568 | 243.9209 | 0.020842 | 243.9209 | 0.018403 | 243.9209 | 0 | 243.9209 | 0 | 418.7455 | 0 | 384.0766 | 10.3436 | 243.9209 | 0 | 418.7455 | 0 | 384.0766 | 112.8991 | 384.0766 | 2.9642 | 378.3744 | 0.75842 | 384.0766 | 1.5136 | 384.0766 | 0.36374 | 384.6936 | 0.29055 | 383.1731 | 0 | 384.0766 | 0.27544 | 384.6936 | 0.13209 | 384.6936 | 0.10148 | 384.6936 | 0.02638 | 418.7455 | 0.039912 | 384.6936 | 0.026197 | 384.6936 | 0.02955 |  |  | 384.0766 | 0.023522 | 378.64 | 0.00081613 | 384.6936 | 0.027465 | 384.0766 | 0.013799 | 418.0308 | 0.00023134 | 384.6936 | 0.091972 | 384.6936 | 0.011332 | 384.0766 | 0.074355 | 384.6936 | 0.017109 | 384.6936 | 0 | 384.6936 | 0.035123 | 636.9231 | 0.024401 | 384.0766 | 0 | 384.0766 | 0.017479 | 384.6936 | 0.0025336 | 636.1064 | 0 | 384.0766 | 0.073115 | 638.8474 | 0.00019635 | 636.9231 | 0.01869 | 384.0766 | 0 | 860.2431 | 0.0014041 | 1012.103 | 0.85362 | 1114.5646 | 0.007918 | 1010.6393 | 0.014556 | 1045.4106 | 0 | 1044.7676 | 0 | 1044.7611 | 0.0049478 | 384.077 | 0.0036299 | 384.6936 | 0.011524 | 384.0766 | 0.10671 | 384.0766 | 0.010614 | 384.6936 | #REF! | 384.0766 | 0.15361 | 381.88 | 0.010842
| 243.9943 | 0 | 243.9943 | 0.021061 | 243.9943 | 0.016223 | 243.9943 | -0.11219 | 243.9943 | 0 | 243.9943 | 0 | 418.8583 | 0.017505 | 384.2931 | 10.2019 | 243.9943 | 0 | 418.8583 | 0.036109 | 384.2931 | 113.5411 | 384.2931 | 2.9392 | 378.5909 | 0.67288 | 384.2931 | 1.1393 | 384.2931 | -0.32828 | 384.9102 | -0.26222 | 383.3904 | 0 | 384.2931 | -0.34765 | 384.9102 | 0 | 384.9102 | 0 | 384.9102 | -0.029233 | 418.8583 | 0.052137 | 384.9102 | 0 | 384.9102 | 0 |  |  | 384.2931 | -0.0024675 | 378.86 | -0.011076 | 384.9102 | 0 | 384.2931 | -0.027193 | 418.1444 | 0.00023515 | 384.9102 | 0 | 384.9102 | 0 | 384.2931 | -0.15607 | 384.9102 | -0.022683 | 384.9102 | 0 | 384.9102 | -0.040377 | 637.0837 | 0.02312 | 384.2931 | 0 | 384.2931 | -0.0035405 | 384.9102 | -0.0045395 | 636.2673 | 0.00026087 | 384.2931 | -0.084467 | 639.0078 | 0.00021609 | 637.0837 | 0.018472 | 384.2931 | 0.005432 | 860.3167 | 0.0015989 | 1012.347 | 0.86265 | 1114.6254 | 0.0079641 | 1010.6518 | 0.014548 | 1045.4641 | 0 | 1044.821 | 0 | 1044.8147 | 0.0050148 | 384.293 | 0.022765 | 384.9102 | -0.0041837 | 384.2931 | 0.005932 | 384.2931 | 0.069967 | 384.9102 | #REF! | 384.2931 | 0.023436 | 382.0963 | 0.0068785
| 244.0677 | 0 | 244.0677 | -0.0034576 | 244.0677 | 0.020443 | 244.0677 | 0.095659 | 244.0677 | 0 | 244.0677 | 0 | 418.9711 | 0 | 384.5095 | 9.9815 | 244.0677 | 0 | 418.9711 | 0 | 384.5095 | 116.6721 | 384.5095 | 3.1986 | 378.8073 | 0.84335 | 384.5095 | 1.6917 | 384.5095 | 0.20163 | 385.1268 | 0.16106 | 383.6077 | 0 | 384.5095 | 0.28467 | 385.1268 | 0.21254 | 385.1268 | 0.099538 | 385.1268 | 0.011919 | 418.9711 | 0.056212 | 385.1268 | 0.041715 | 385.1268 | 0.024446 |  |  | 384.5095 | 0.0074485 | 379.08 | 0.016905 | 385.1268 | 0.0081827 | 384.5095 | -0.0017398 | 418.258 | 0.00017646 | 385.1268 | 0.030839 | 385.1268 | 0.0071539 | 384.5095 | 0.047852 | 385.1268 | -0.0080662 | 385.1268 | 0 | 385.1268 | 0.030272 | 637.2443 | 0.025149 | 384.5095 | 0 | 384.5095 | -0.0087161 | 385.1268 | 0.0058552 | 636.4282 | 0.00017392 | 384.5095 | 0.17457 | 639.1683 | 0.00027094 | 637.2443 | 0.016941 | 384.5095 | 0.0036213 | 860.3904 | 0.00148 | 1012.5911 | 0.86871 | 1114.6863 | 0.0080153 | 1010.6643 | 0.014539 | 1045.5177 | 0 | 1044.8745 | 0 | 1044.8682 | 0.0050853 | 384.51 | 0.026635 | 385.1268 | 0.0030248 | 384.5095 | 0.056143 | 384.5095 | 0.081466 | 385.1268 | #REF! | 384.5095 | 0.10802 | 382.3126 | 0.010312
| 244.1412 | 0 | 244.1411 | -0.055475 | 244.1412 | 0.012203 | 244.1412 | -0.054431 | 244.1412 | 0 | 244.1411 | 0 | 419.0838 | 0 | 384.726 | 9.8207 | 244.1412 | 0 | 419.0838 | 0.036969 | 384.726 | 118.2629 | 384.726 | 3.2895 | 379.0237 | 0.78205 | 384.726 | 1.4147 | 384.726 | 0.043852 | 385.3434 | 0.035028 | 383.825 | 0 | 384.726 | -0.076366 | 385.3434 | 0 | 385.3434 | 0 | 385.3434 | -0.0066793 | 419.0838 | 0.044405 | 385.3434 | 0.0078553 | 385.3434 | 0.0089545 |  |  | 384.726 | -0.0062004 | 379.29 | -0.0068788 | 385.3434 | 0 | 384.726 | -0.008726 | 418.3716 | 0.00018979 | 385.3434 | 0 | 385.3434 | 0 | 384.726 | -0.0773 | 385.3434 | -0.0046555 | 385.3434 | 0 | 385.3434 | -0.028751 | 637.4049 | 0.019916 | 384.726 | 0 | 384.726 | -0.12171 | 385.3434 | -0.0047745 | 636.5891 | 0.00026087 | 384.726 | -0.081151 | 639.3287 | 0.00015028 | 637.4049 | 0.018253 | 384.726 | 0.010851 | 860.4641 | 0.0019422 | 1012.8351 | 0.87664 | 1114.7471 | 0.0080666 | 1010.6768 | 0.014529 | 1045.5713 | 0 | 1044.9281 | 0 | 1044.9216 | 0.0051535 | 384.726 | 0.037669 | 385.3434 | 0.015377 | 384.726 | -0.002882 | 384.726 | 0.075274 | 385.3434 | #REF! | 384.726 | 0.022797 | 382.5289 | 0.0088131
| 244.2146 | 0 | 244.2146 | -0.042856 | 244.2146 | 0.020272 | 244.2146 | 0.066295 | 244.2146 | 0 | 244.2146 | 0 | 419.1966 | 0 | 384.9425 | 9.605 | 244.2146 | 0 | 419.1966 | 0 | 384.9425 | 119.8469 | 384.9425 | 3.5754 | 379.2402 | 0.93983 | 384.9425 | 1.8404 | 384.9425 | 0.41339 | 385.56 | 0.33021 | 384.0423 | 0 | 384.9425 | 0.19482 | 385.56 | 0.096659 | 385.56 | 0.14105 | 385.56 | 0.031363 | 419.1966 | 0.067809 | 385.56 | 0.021323 | 385.56 | 0.028296 |  |  | 384.9425 | 0.016319 | 379.51 | 0.0246 | 385.56 | 0.018074 | 384.9425 | 0.041854 | 418.4852 | 0.0001635 | 385.56 | 0.11496 | 385.56 | 0.010415 | 384.9425 | 0.048588 | 385.56 | 0.016919 | 385.56 | 0 | 385.56 | 0.034417 | 637.5655 | 0.027017 | 384.9425 | 0 | 384.9425 | 0.10459 | 385.56 | 0.004255 | 636.75 | 0.00017392 | 384.9425 | 0.12773 | 639.4891 | 0.00037076 | 637.5655 | 0.017816 | 384.9425 | 0.039877 | 860.5378 | 0.0027649 | 1013.0792 | 0.88834 | 1114.808 | 0.0081178 | 1010.6893 | 0.014518 | 1045.6248 | 0 | 1044.9816 | 0 | 1044.9751 | 0.0052114 | 384.943 | 0.048655 | 385.56 | 0.02947 | 384.9425 | 0.092448 | 384.9425 | 0.097432 | 385.56 | #REF! | 384.9425 | 0.11334 | 382.7453 | 0.0098534
| 244.288 | 0 | 244.288 | 0.0073868 | 244.288 | 0.014769 | 244.288 | -0.09323 | 244.288 | 0 | 244.288 | 0 | 419.3094 | 0.0016977 | 385.159 | 9.0558 | 244.288 | 0 | 419.3094 | 0.056958 | 385.159 | 119.5249 | 385.159 | 3.6022 | 379.4567 | 0.84112 | 385.159 | 1.4821 | 385.159 | -0.22189 | 385.7766 | -0.17724 | 384.2596 | -0.018158 | 385.159 | -0.32918 | 385.7766 | 0 | 385.7766 | 0.00070503 | 385.7766 | -0.036114 | 419.3094 | 0.032285 | 385.7766 | 0 | 385.7766 | 0 |  |  | 385.159 | -0.03899 | 379.73 | 0.0011659 | 385.7766 | 0 | 385.159 | -0.060017 | 418.5988 | 0.00020923 | 385.7766 | 0 | 385.7766 | 0 | 385.159 | -0.097545 | 385.7766 | -0.032294 | 385.7766 | 0 | 385.7766 | -0.052494 | 637.7261 | 0.023867 | 385.159 | 0 | 385.159 | -0.063109 | 385.7766 | 0.0017386 | 636.9109 | 0 | 385.159 | -0.1074 | 639.6496 | 0.00015247 | 637.7261 | 0.019018 | 385.159 | 0.028936 | 860.6115 | 0.0029409 | 1013.3233 | 0.90032 | 1114.8689 | 0.008169 | 1010.7018 | 0.014508 | 1045.6783 | 0 | 1045.035 | 0 | 1045.0286 | 0.0052558 | 385.159 | 0.043582 | 385.7766 | -0.023194 | 385.159 | 0.029174 | 385.159 | 0.08412 | 385.7766 | #REF! | 385.159 | 0.012468 | 382.9617 | 0.0087017
| 244.3614 | 0 | 244.3614 | 0.005507 | 244.3614 | 0.021355 | 244.3614 | 0.11876 | 244.3614 | 0 | 244.3614 | 0 | 419.4222 | 0 | 385.3756 | 9.1457 | 244.3614 | 0 | 419.4222 | 0 | 385.3756 | 120.5311 | 385.3756 | 3.9595 | 379.6732 | 1.0241 | 385.3756 | 2.088 | 385.3756 | 0.5522 | 385.9933 | 0.44109 | 384.477 | 0.13957 | 385.3756 | 0.059669 | 385.9933 | 0.055194 | 385.9933 | 0.099869 | 385.9933 | 0.0018367 | 419.4222 | 0.049107 | 385.9933 | 0.035398 | 385.9933 | 0.017461 |  |  | 385.3756 | 0.024594 | 379.94 | -0.0075784 | 385.9933 | 0.0056209 | 385.3756 | 0.00014673 | 418.7124 | 0.00019361 | 385.9933 | 0.096429 | 385.9933 | 0.013256 | 385.3756 | 0.078404 | 385.9933 | 0.0019535 | 385.9933 | 0 | 385.9933 | 0.049289 | 637.8867 | 0.0291 | 385.3756 | 0 | 385.3756 | -0.034873 | 385.9933 | 0.0028383 | 637.0719 | 0 | 385.3756 | 0.10367 | 639.81 | 0.00033785 | 637.8867 | 0.017269 | 385.3756 | 0.019893 | 860.6852 | 0.0028701 | 1013.5673 | 0.91175 | 1114.9297 | 0.0082253 | 1010.7144 | 0.014496 | 1045.7319 | 0 | 1045.0885 | 0 | 1045.0821 | 0.0052785 | 385.376 | 0.035433 | 385.9933 | 0.013359 | 385.3756 | 0.10814 | 385.3756 | 0.082351 | 385.9933 | #REF! | 385.3756 | 0.11015 | 383.178 | 0.0097802
| 244.4349 | 0 | 244.4349 | -0.017944 | 244.4349 | 0.014341 | 244.4349 | -0.075636 | 244.4349 | 0 | 244.4349 | 0 | 419.5349 | 0 | 385.5921 | 8.8497 | 244.4349 | 0 | 419.5349 | 0.017144 | 385.5921 | 120.8117 | 385.5921 | 3.9462 | 379.8896 | 0.99326 | 385.5921 | 1.7481 | 385.5921 | -0.015644 | 386.2099 | -0.012496 | 384.6943 | -0.029908 | 385.5921 | -0.41399 | 386.2099 | 0 | 386.2099 | 0 | 386.2099 | -0.026899 | 419.5349 | 0.05151 | 386.2099 | 0 | 386.2099 | 0 |  |  | 385.5921 | 0.0039242 | 380.16 | -0.011426 | 386.2099 | 0 | 385.5921 | -0.020445 | 418.826 | 0.00021457 | 386.2099 | 0 | 386.2099 | 0 | 385.5921 | -0.13877 | 386.2099 | -0.031331 | 386.2099 | 0 | 386.2099 | -0.035395 | 638.0474 | 0.018581 | 385.5921 | 0 | 385.5921 | -0.04194 | 386.2099 | -0.0018941 | 637.2328 | 0.00026087 | 385.5921 | -0.12579 | 639.9705 | 0.00015796 | 638.0474 | 0.018909 | 385.5921 | 0.012659 | 860.7589 | 0.0029609 | 1013.8114 | 0.92165 | 1114.9906 | 0.0082765 | 1010.7269 | 0.014485 | 1045.7855 | 0 | 1045.1421 | 0 | 1045.1356 | 0.0052785 | 385.592 | 0.032188 | 386.2099 | -0.007817 | 385.5921 | 0.0027067 | 385.5921 | 0.069082 | 386.2099 | #REF! | 385.5921 | -0.020279 | 383.3944 | 0.0081635
| 244.5083 | 0 | 244.5083 | -0.031099 | 244.5083 | 0.015254 | 244.5083 | 0.066264 | 244.5083 | 0 | 244.5083 | 0 | 419.6477 | 0 | 385.8087 | 8.6083 | 244.5083 | 0 | 419.6477 | 0 | 385.8087 | 122.8385 | 385.8087 | 4.3593 | 380.1062 | 1.1552 | 385.8087 | 2.3283 | 385.8087 | 0.44885 | 386.4266 | 0.35853 | 384.9117 | 0.163 | 385.8087 | 0.2007 | 386.4266 | 0.22219 | 386.4266 | 0.10563 | 386.4266 | 0.018733 | 419.6477 | 0.044405 | 386.4266 | 0.042245 | 386.4266 | 0.029102 |  |  | 385.8087 | 0.028822 | 380.38 | 0.00046636 | 386.4266 | 0.011701 | 385.8087 | -0.005885 | 418.9396 | 0.00022257 | 386.4266 | 0.114 | 386.4266 | 0.010705 | 385.8087 | 0.10012 | 386.4266 | 0.022326 | 386.4266 | 0 | 386.4266 | 0.060505 | 638.208 | 0.028245 | 385.8087 | 0 | 385.8087 | 0.02111 | 386.4266 | -0.00056409 | 637.3938 | 0 | 385.8087 | 0.072306 | 640.131 | 0.00029836 | 638.208 | 0.0188 | 385.8087 | 0.043494 | 860.8326 | 0.00287 | 1014.0555 | 0.92976 | 1115.0515 | 0.0083329 | 1010.7394 | 0.014473 | 1045.8391 | 0 | 1045.1956 | 0 | 1045.1891 | 0.0052558 | 385.809 | 0.045361 | 386.4266 | 0.0046241 | 385.8087 | 0.06496 | 385.8087 | 0.096547 | 386.4266 | #REF! | 385.8087 | 0.15489 | 383.6108 | 0.011491
| 244.5818 | 0 | 244.5818 | 0.04727 | 244.5818 | 0.01283 | 244.5818 | -0.084044 | 244.5818 | 0 | 244.5818 | 0 | 419.7605 | 0.014695 | 386.0253 | 8.5372 | 244.5818 | 0 | 419.7605 | 0.035034 | 386.0253 | 119.7354 | 386.0253 | 4.3338 | 380.3227 | 1.0685 | 386.0253 | 1.9855 | 386.0253 | -0.037434 | 386.6433 | -0.029902 | 385.129 | -0.025471 | 386.0253 | -0.22169 | 386.6433 | 0 | 386.6433 | 0 | 386.6433 | -0.0087081 | 419.7605 | 0.055689 | 386.6433 | 0 | 386.6433 | 0 |  |  | 386.0253 | -0.015605 | 380.6 | 0.0046636 | 386.6433 | 0 | 386.0253 | -0.018872 | 419.0532 | 0.00026792 | 386.6433 | 0 | 386.6433 | 0 | 386.0253 | -0.091287 | 386.6433 | -0.021324 | 386.6433 | 0 | 386.6433 | -0.021538 | 638.3686 | 0.023173 | 386.0253 | 0 | 386.0253 | -0.053844 | 386.6433 | 0.00096682 | 637.5547 | 0.00078262 | 386.0253 | -0.18727 | 640.2915 | 0.00022267 | 638.3686 | 0.019346 | 386.0253 | 0.028936 | 860.9064 | 0.0026142 | 1014.2996 | 0.9391 | 1115.1124 | 0.0083892 | 1010.7519 | 0.01446 | 1045.8927 | 0 | 1045.249 | 0 | 1045.2427 | 0.0052126 | 386.025 | 0.039856 | 386.6433 | -0.0066059 | 386.0253 | -0.016208 | 386.0253 | 0.078812 | 386.6433 | #REF! | 386.0253 | 0.014236 | 383.8273 | 0.0072506
| 244.6552 | 0 | 244.6552 | 0.035903 | 244.6552 | 0.020129 | 244.6552 | 0.089337 | 244.6552 | 0 | 244.6552 | 0 | 419.8733 | 0 | 386.2419 | 8.3835 | 244.6552 | 0 | 419.8733 | 0 | 386.2419 | 118.4213 | 386.2419 | 4.6509 | 380.5392 | 1.2389 | 386.2419 | 2.4426 | 386.2419 | 0.40832 | 386.86 | 0.32616 | 385.3464 | 0.10825 | 386.2419 | 0.16711 | 386.86 | 0.11142 | 386.86 | 0.074566 | 386.86 | 0.013685 | 419.8733 | 0.042315 | 386.86 | 0.022758 | 386.86 | 0.020953 |  |  | 386.2419 | 0.0087786 | 380.81 | 0.034394 | 386.86 | 0.02215 | 386.2419 | 0.019431 | 419.1669 | 0.00026068 | 386.86 | 0.093924 | 386.86 | 0.0070557 | 386.2419 | 0.043435 | 386.86 | 0.0068691 | 386.86 | 0 | 386.86 | 0.021694 | 638.5293 | 0.025255 | 386.2419 | 0 | 386.2419 | 0.015055 | 386.86 | 0.0056471 | 637.7157 | 0.00069566 | 386.2419 | 0.13714 | 640.452 | 0.00032469 | 638.5293 | 0.018253 | 386.2419 | 0.014468 | 860.9801 | 0.0019527 | 1014.5437 | 0.94816 | 1115.1733 | 0.0084404 | 1010.7644 | 0.014447 | 1045.9463 | 0 | 1045.3026 | 0 | 1045.2961 | 0.0051546 | 386.242 | 0.043366 | 386.86 | 0.013469 | 386.2419 | 0.051994 | 386.2419 | 0.075274 | 386.86 | #REF! | 386.2419 | 0.12485 | 384.0437 | 0.0091855
| 244.7287 | 0 | 244.7287 | -0.056854 | 244.7287 | 0.021326 | 244.7287 | -0.080369 | 244.7287 | 0 | 244.7287 | 0 | 419.986 | 0.0090743 | 386.4585 | 8.1517 | 244.7287 | 0 | 419.986 | 0.037184 | 386.4585 | 116.7309 | 386.4585 | 4.7355 | 380.7558 | 1.2507 | 386.4585 | 2.2382 | 386.4585 | -0.01657 | 387.0767 | -0.013236 | 385.5638 | -0.041329 | 386.4585 | -0.22505 | 387.0767 | 0 | 387.0767 | 0 | 387.0767 | -0.017797 | 419.986 | 0.052764 | 387.0767 | 0 | 387.0767 | 0 |  |  | 386.4585 | -0.048913 | 381.03 | 0.020404 | 387.0767 | 0 | 386.4585 | -0.01111 | 419.2805 | 0.00024849 | 387.0767 | 0 | 387.0767 | 0 | 386.4585 | -0.12257 | 387.0767 | -0.022569 | 387.0767 | 0 | 387.0767 | -0.035086 | 638.6899 | 0.020396 | 386.4585 | 0 | 386.4585 | -0.027058 | 387.0767 | -0.0042136 | 637.8766 | 0.0013044 | 386.4585 | -0.079007 | 640.6124 | 0.00021609 | 638.6899 | 0.01869 | 386.4585 | 0.010851 | 861.0538 | 0.0020851 | 1014.7878 | 0.95404 | 1115.2342 | 0.0084968 | 1010.7769 | 0.014434 | 1045.9999 | 0 | 1045.3561 | 0 | 1045.3497 | 0.0050887 | 386.458 | 0.033246 | 387.0767 | -0.012955 | 386.4585 | -0.018023 | 386.4585 | 0.066429 | 387.0767 | #REF! | 386.4585 | -0.0041949 | 384.2601 | 0.0066624
| 244.8021 | 0 | 244.8021 | -0.034287 | 244.8021 | 0.034898 | 244.8021 | -0.00015808 | 244.8021 | 0 | 244.8021 | 0 | 420.0988 | 0 | 386.6751 | 8.0552 | 244.8021 | 0 | 420.0988 | 0 | 386.6751 | 116.9203 | 386.6751 | 5.026 | 380.9724 | 1.4132 | 386.6751 | 2.6478 | 386.6751 | 0.30498 | 387.2935 | 0.24361 | 385.7812 | 0.14765 | 386.6751 | 0.15955 | 387.2935 | 0.060527 | 387.2935 | 0.092071 | 387.2935 | 0.00327 | 420.0988 | 0.042629 | 387.2935 | 0.0022263 | 387.2935 | 0.012357 |  |  | 386.6751 | -0.030282 | 381.25 | -0.010027 | 387.2935 | 0 | 386.6751 | -0.0085738 | 419.3941 | 0.00020961 | 387.2935 | 0.031588 | 387.2935 | 0.0036153 | 386.6751 | 0.041595 | 387.2935 | -0.0057456 | 387.2935 | 0 | 387.2935 | -0.0011913 | 638.8506 | 0.031983 | 386.6751 | 0 | 386.6751 | -0.0065731 | 387.2935 | 0.010571 | 638.0376 | 0.00017392 | 386.6751 | 0.11304 | 640.773 | 0.00027642 | 638.8506 | 0.018253 | 386.6751 | 0.041686 | 861.1276 | 0.0023296 | 1015.0319 | 0.96472 | 1115.2952 | 0.0085582 | 1010.7894 | 0.01442 | 1046.0535 | 0 | 1045.4097 | 0 | 1045.4032 | 0.0050194 | 386.675 | 0.05214 | 387.2935 | 0.00058633 | 386.6751 | 0.043696 | 386.6751 | 0.091196 | 387.2935 | #REF! | 386.6751 | 0.12549 | 384.4766 | 0.0088299
| 244.8756 | 0 | 244.8756 | 0.0026933 | 244.8756 | 0.027371 | 244.8756 | -0.096655 | 244.8756 | 0 | 244.8756 | 0 | 420.2116 | 0.0087231 | 386.8917 | 7.8404 | 244.8756 | 0 | 420.2116 | 0.037614 | 386.8917 | 111.1356 | 386.8917 | 5.0748 | 381.1889 | 1.3714 | 386.8917 | 2.3474 | 386.8917 | 0.064848 | 387.5102 | 0.0518 | 385.9986 | -0.036335 | 386.8917 | -0.32078 | 387.5102 | 0 | 387.5102 | 0 | 387.5102 | -0.0085779 | 420.2116 | 0.0373 | 387.5102 | 0 | 387.5102 | 0 |  |  | 386.8917 | -0.0048352 | 381.46 | 0.0092106 | 387.5102 | 0 | 386.8917 | -0.0046375 | 419.5078 | 0.00019894 | 387.5102 | 0 | 387.5102 | 0 | 386.8917 | -0.029912 | 387.5102 | -0.018988 | 387.5102 | 0 | 387.5102 | -0.037762 | 639.0112 | 0.025469 | 386.8917 | 0 | 386.8917 | -0.047784 | 387.5102 | -0.0035637 | 638.1986 | 0.00026087 | 386.8917 | -0.0604 | 640.9335 | 0.00020403 | 639.0112 | 0.018362 | 386.8917 | 0.012659 | 861.2014 | 0.0020978 | 1015.276 | 0.96821 | 1115.3561 | 0.0086146 | 1010.8019 | 0.014407 | 1046.1071 | 0 | 1045.4633 | 0 | 1045.4568 | 0.0049512 | 386.892 | 0.020409 | 387.5102 | -0.0018542 | 386.8917 | -0.011022 | 386.8917 | 0.05493 | 387.5102 | #REF! | 386.8917 | 0.033236 | 384.6931 | 0.0058468
| 244.9491 | 0 | 244.9491 | 0.022285 | 244.9491 | 0.030935 | 244.9491 | 0.073363 | 244.9491 | 0 | 244.9491 | 0 | 420.3243 | 0 | 387.1084 | 7.6096 | 244.9491 | 0 | 420.3243 | 0 | 387.1084 | 109.9747 | 387.1084 | 5.3351 | 381.4055 | 1.562 | 387.1084 | 2.8888 | 387.1084 | 0.49647 | 387.727 | 0.39657 | 386.216 | 0.13938 | 387.1084 | 0.22925 | 387.727 | 0.12522 | 387.727 | 0.085639 | 387.727 | 0.0085656 | 420.3243 | 0.051823 | 387.727 | 0.043761 | 387.727 | 0.020237 |  |  | 387.1084 | 0.028481 | 381.68 | -0.016322 | 387.727 | 0.0082837 | 387.1084 | 0.013444 | 419.6214 | 0.00019361 | 387.727 | 0.035331 | 387.727 | 0.0041612 | 387.1084 | 0.096808 | 387.727 | 0.021011 | 387.727 | 0 | 387.727 | 0.019914 | 639.1719 | 0.036041 | 387.1084 | 0 | 387.1084 | 0.039628 | 387.727 | 0.0084174 | 638.3596 | 0 | 387.1084 | 0.061639 | 641.094 | 0.00029946 | 639.1719 | 0.017488 | 387.1084 | 0.0090425 | 861.2752 | 0.0018955 | 1015.5201 | 0.97776 | 1115.417 | 0.0086709 | 1010.8145 | 0.014393 | 1046.1606 | 0 | 1045.5167 | 0 | 1045.5104 | 0.0048887 | 387.108 | 0.025914 | 387.727 | 0.010386 | 387.1084 | 0.077926 | 387.1084 | 0.067313 | 387.727 | #REF! | 387.1084 | 0.075421 | 384.9096 | 0.0083431
| 245.0225 | 0 | 245.0225 | -0.065038 | 245.0225 | 0.026715 | 245.0225 | -0.045027 | 245.0225 | 0 | 245.0225 | 0 | 420.4371 | 0.010128 | 387.3251 | 7.4704 | 245.0225 | 0 | 420.4371 | 0.0059633 | 387.3251 | 107.7857 | 387.3251 | 5.5297 | 381.6221 | 1.5812 | 387.3251 | 2.6932 | 387.3251 | 0.1459 | 387.9437 | 0.11654 | 386.4335 | -0.03004 | 387.3251 | -0.09825 | 387.9437 | 0 | 387.9437 | 0 | 387.9437 | -0.01492 | 420.4371 | 0.046495 | 387.9437 | 0 | 387.9437 | 0 |  |  | 387.3251 | -0.030994 | 381.9 | -0.019821 | 387.9437 | 0 | 387.3251 | -0.0074069 | 419.7351 | 0.00019894 | 387.9437 | 0 | 387.9437 | 0 | 387.3251 | -0.072514 | 387.9437 | -0.028672 | 387.9437 | 0 | 387.9437 | -0.033539 | 639.3326 | 0.014577 | 387.3251 | 0 | 387.3251 | -0.067696 | 387.9437 | -0.0041881 | 638.5205 | 0.00026087 | 387.3251 | -0.041176 | 641.2545 | 0.00021061 | 639.3326 | 0.018581 | 387.3251 | 0.014468 | 861.3491 | 0.0020519 | 1015.7643 | 0.97653 | 1115.4779 | 0.0087324 | 1010.827 | 0.014378 | 1046.2144 | 0 | 1045.5703 | 0 | 1045.5638 | 0.004833 | 387.325 | 0.02714 | 387.9437 | 5.446e-05 | 387.3251 | -0.012147 | 387.3251 | 0.057583 | 387.9437 | #REF! | 387.3251 | 0.010214 | 385.1261 | 0.0068571
| 245.096 | 0 | 245.096 | -0.042588 | 245.096 | 0.032075 | 245.096 | 0.088403 | 245.096 | 0 | 245.096 | 0 | 420.5499 | 0 | 387.5417 | 7.4084 | 245.096 | 0 | 420.5499 | 0 | 387.5417 | 109.0629 | 387.5417 | 6.0138 | 381.8387 | 1.7628 | 387.5417 | 3.3057 | 387.5417 | 0.55828 | 388.1605 | 0.44594 | 386.6509 | 0.15826 | 387.5417 | 0.21161 | 388.1605 | 0.14379 | 388.1605 | 0.117 | 388.1605 | 0.017648 | 420.5499 | 0.052659 | 388.1605 | 0.037351 | 388.1605 | 0.028654 |  |  | 387.5417 | 0.043663 | 382.11 | -0.00058295 | 388.1605 | 0.022252 | 387.5417 | 0.0027451 | 419.8487 | 0.00022981 | 388.1605 | 0.07952 | 388.1605 | 0.0082687 | 387.5417 | 0.059263 | 388.1605 | 0.0087058 | 388.1605 | 0 | 388.1605 | 0.034805 | 639.4932 | 0.025629 | 387.5417 | 0 | 387.5417 | -0.008816 | 388.1605 | 0.0067602 | 638.6815 | 0.00017392 | 387.5417 | 0.12444 | 641.415 | 0.00025558 | 639.4932 | 0.018144 | 387.5417 | 0.016276 | 861.423 | 0.0022452 | 1016.0084 | 0.98333 | 1115.5389 | 0.0087938 | 1010.8395 | 0.014364 | 1046.2679 | 0 | 1045.6239 | 0 | 1045.6174 | 0.0047853 | 387.542 | 0.02714 | 388.1605 | 0.022644 | 387.5417 | 0.063404 | 387.5417 | 0.065544 | 388.1605 | #REF! | 387.5417 | 0.13955 | 385.3426 | 0.0091522
| 245.1695 | 0 | 245.1695 | 0.036712 | 245.1695 | 0.032873 | 245.1695 | -0.097652 | 245.1695 | 0 | 245.1695 | 0 | 420.6627 | 0.021309 | 387.7584 | 7.2153 | 245.1695 | 0 | 420.6627 | 0.0044723 | 387.7584 | 103.8078 | 387.7584 | 6.0381 | 382.0553 | 1.7387 | 387.7584 | 3.0089 | 387.7584 | 0.26647 | 388.3773 | 0.21285 | 386.8684 | 0.016245 | 387.7584 | -0.14947 | 388.3773 | 0 | 388.3773 | 0 | 388.3773 | 0.001478 | 420.6627 | 0.053077 | 388.3773 | 0 | 388.3773 | 0.010566 |  |  | 387.7584 | -0.019814 | 382.33 | -0.019821 | 388.3773 | 0 | 387.7584 | 0.0073562 | 419.9624 | 0.00023515 | 388.3773 | 0 | 388.3773 | 0 | 387.7584 | -0.055214 | 388.3773 | -0.0033701 | 388.3773 | 0 | 388.3773 | -0.006449 | 639.6539 | 0.017567 | 387.7584 | 0 | 387.7584 | 0.018159 | 388.3773 | 0.0023076 | 638.8425 | 0 | 387.7584 | -0.054399 | 641.5756 | 0.00024571 | 639.6539 | 0.019674 | 387.7584 | 0.0036213 | 861.4967 | 0.0020517 | 1016.2525 | 0.98858 | 1115.5999 | 0.0088553 | 1010.852 | 0.014349 | 1046.3215 | 0 | 1045.6775 | 0 | 1045.671 | 0.0047455 | 387.758 | 0.020265 | 388.3773 | 0.017469 | 387.7584 | -0.0012884 | 387.7584 | 0.050463 | 388.3773 | #REF! | 387.7584 | 0.013916 | 385.5591 | 0.0070803
| 245.243 | 0 | 245.243 | 0.031873 | 245.243 | 0.034042 | 245.243 | 0.084355 | 245.243 | 0 | 245.243 | 0 | 420.7754 | 0 | 387.9752 | 7.0727 | 245.243 | 0 | 420.7754 | 0 | 387.9752 | 103.7483 | 387.9752 | 6.4335 | 382.272 | 1.9211 | 387.9752 | 3.5474 | 387.9752 | 0.56537 | 388.5941 | 0.45161 | 387.0858 | 0.10254 | 387.9752 | 0.062233 | 388.5941 | 0.11305 | 388.5941 | 0.085355 | 388.5941 | 0.031543 | 420.7754 | 0.052973 | 388.5941 | 0.029321 | 388.5942 | 0.025699 |  |  | 387.9752 | 0.021224 | 382.55 | -0.018771 | 388.5941 | 0.023849 | 387.9752 | 0.024808 | 420.076 | 0.00023858 | 388.5941 | 0.062173 | 388.5942 | 0.0030664 | 387.9752 | 0.072882 | 388.5941 | 0.01618 | 388.5941 | 0 | 388.5941 | 0.036704 | 639.8146 | 0.034332 | 387.9752 | 0 | 387.9752 | 0.070034 | 388.5941 | 0.0039675 | 639.0035 | 0 | 387.9752 | 0.022108 | 641.7361 | 0.00025448 | 639.8146 | 0.017816 | 387.9752 | 0.0090425 | 861.5706 | 0.001966 | 1016.4967 | 0.99585 | 1115.6608 | 0.0089168 | 1010.8645 | 0.014334 | 1046.3752 | 0 | 1045.731 | 0 | 1045.7246 | 0.004716 | 387.975 | 0.027356 | 388.5941 | 0.017946 | 387.9752 | 0.058477 | 387.9752 | 0.06466 | 388.5941 | #REF! | 387.9752 | 0.10227 | 385.7757 | 0.0081677
| 245.3165 | 0 | 245.3165 | -0.054645 | 245.3165 | 0.029509 | 245.3165 | -0.079684 | 245.3165 | 0 | 245.3165 | 0 | 420.8882 | 0.010831 | 388.1919 | 6.7643 | 245.3165 | 0 | 420.8882 | 0.025362 | 388.1919 | 99.4649 | 388.1919 | 6.549 | 382.4886 | 2.0071 | 388.1919 | 3.3555 | 388.1919 | 0.17123 | 388.811 | 0.13678 | 387.3033 | -0.0067368 | 388.1919 | -0.16207 | 388.811 | 0 | 388.811 | 0 | 388.811 | -0.015063 | 420.8882 | 0.048898 | 388.811 | 0 | 388.811 | 0 |  |  | 388.1919 | 0.011389 | 382.77 | -0.0065291 | 388.811 | 0 | 388.1919 | -0.0059864 | 420.1897 | 0.00024506 | 388.811 | 0 | 388.811 | 0 | 388.1919 | -0.12184 | 388.811 | -0.014126 | 388.811 | 0 | 388.811 | -0.043531 | 639.9753 | 0.017567 | 388.1919 | 0 | 388.1919 | -0.0029657 | 388.811 | -0.002238 | 639.1645 | 0.00026087 | 388.1919 | -0.10383 | 641.8967 | 0.00026216 | 639.9753 | 0.019455 | 388.1919 | 0.021702 | 861.6445 | 0.0017754 | 1016.7408 | 1.0013 | 1115.7218 | 0.0089782 | 1010.877 | 0.014319 | 1046.4288 | 0 | 1045.7846 | 0 | 1045.7782 | 0.0046967 | 388.192 | 0.032116 | 388.811 | -0.00077714 | 388.1919 | -0.0034915 | 388.1919 | 0.062006 | 388.811 | #REF! | 388.1919 | -0.01498 | 385.9922 | 0.0063001
| 245.3899 | 0 | 245.39 | -0.035438 | 245.3899 | 0.034385 | 245.3899 | 0.059818 | 245.3899 | 0 | 245.3899 | 0 | 421.001 | 0 | 388.4086 | 6.6522 | 245.3899 | 0 | 421.001 | 0 | 388.4086 | 97.8709 | 388.4086 | 6.9361 | 382.7053 | 2.1503 | 388.4086 | 3.9416 | 388.4086 | 0.56132 | 389.0278 | 0.44837 | 387.5208 | 0.14542 | 388.4086 | 0.18054 | 389.0278 | 0.14991 | 389.0278 | 0.1095 | 389.0278 | 0.018911 | 421.001 | 0.057465 | 389.0278 | 0.021872 | 389.0278 | 0.013074 |  |  | 388.4086 | 0.027039 | 382.98 | 0.0092106 | 389.0278 | 0.019387 | 388.4086 | 0.00099486 | 420.3034 | 0.00022562 | 389.0278 | 0.07465 | 389.0278 | 0.0066432 | 388.4086 | 0.10748 | 389.0278 | 0.0035173 | 389.0278 | 0 | 389.0278 | 0.025561 | 640.136 | 0.025629 | 388.4086 | 0 | 388.4086 | 0.028767 | 389.0278 | 0.001127 | 639.3256 | 0 | 388.4086 | 0.11866 | 642.0573 | 0.00020951 | 640.136 | 0.018144 | 388.4086 | 0.0018125 | 861.7184 | 0.0020969 | 1016.985 | 1.0069 | 1115.7827 | 0.0090397 | 1010.8895 | 0.014304 | 1046.4825 | 0 | 1045.8381 | 0 | 1045.8317 | 0.004691 | 388.409 | 0.02351 | 389.0278 | 0.011487 | 388.4086 | 0.062756 | 388.4086 | 0.058468 | 389.0278 | #REF! | 388.4086 | 0.073504 | 386.2088 | 0.0081443
| 245.4634 | 0 | 245.4634 | -0.0071498 | 245.4634 | 0.027114 | 245.4634 | -0.063118 | 245.4634 | 0 | 245.4634 | 0 | 421.1138 | 0 | 388.6254 | 6.4092 | 245.4634 | 0 | 421.1138 | 0.03138 | 388.6254 | 94.3415 | 388.6254 | 7.0994 | 382.9219 | 2.1509 | 388.6254 | 3.7672 | 388.6254 | 0.21987 | 389.2447 | 0.17562 | 387.7383 | -0.038085 | 388.6254 | -0.17719 | 389.2447 | 0 | 389.2447 | 0 | 389.2447 | -0.015236 | 421.1138 | 0.04033 | 389.2447 | 0 | 389.2447 | 0 |  |  | 388.6254 | 0.0053579 | 383.2 | 0.0060627 | 389.2447 | 0 | 388.6254 | -0.022627 | 420.4171 | 0.00022791 | 389.2447 | 0 | 389.2447 | 0 | 388.6254 | -0.075827 | 389.2447 | -0.025896 | 389.2447 | 0 | 389.2447 | -0.01222 | 640.2968 | 0.016606 | 388.6254 | 0 | 388.6254 | -0.02901 | 389.2447 | 1.8787e-05 | 639.4866 | 0.00026087 | 388.6254 | -0.079215 | 642.2178 | 0.00030165 | 640.2968 | 0.019565 | 388.6254 | 0.027127 | 861.7922 | 0.0017915 | 1017.2292 | 1.0111 | 1115.8438 | 0.0091011 | 1010.902 | 0.014289 | 1046.5361 | 0 | 1045.8917 | 0 | 1045.8853 | 0.0046978 | 388.625 | 0.036659 | 389.2447 | -0.011744 | 388.6254 | 0.018931 | 388.6254 | 0.062891 | 389.2447 | #REF! | 388.6254 | 0.033236 | 386.4254 | 0.0065908
| 245.5369 | 0 | 245.5369 | 0.027222 | 245.5369 | 0.030621 | 245.5369 | 0.062153 | 245.5369 | 0 | 245.5369 | 0 | 421.2265 | 0 | 388.8422 | 6.3351 | 245.5369 | 0 | 421.2265 | 0 | 388.8422 | 92.9447 | 388.8422 | 7.5732 | 383.1386 | 2.391 | 388.8422 | 4.2984 | 388.8422 | 0.60691 | 389.4616 | 0.48479 | 387.9558 | 0.05969 | 388.8422 | 0.12344 | 389.4616 | 0.1104 | 389.4616 | 0.089683 | 389.4616 | 0.0082695 | 421.2265 | 0.066973 | 389.4616 | 0.01712 | 389.4615 | 0.016655 |  |  | 388.8422 | 0.0184 | 383.42 | 0.00081613 | 389.4616 | 0.020883 | 388.8422 | -0.012125 | 420.5307 | 0.0001856 | 389.4616 | 0.043823 | 389.4615 | 0.012122 | 388.8422 | 0.051533 | 389.4616 | -0.0018618 | 389.4616 | 0 | 389.4616 | 0.023646 | 640.4575 | 0.016499 | 388.8422 | 0 | 388.8422 | -0.021339 | 389.4615 | 0.0024015 | 639.6476 | 0 | 388.8422 | 0.11369 | 642.3784 | 0.00019854 | 640.4575 | 0.018253 | 388.8422 | 0.012659 | 861.8661 | 0.0015507 | 1017.4733 | 1.0227 | 1115.9047 | 0.0091677 | 1010.9146 | 0.014273 | 1046.5898 | 0 | 1045.9453 | 0 | 1045.9388 | 0.0047171 | 388.842 | 0.028702 | 389.4616 | -0.0031288 | 388.8422 | 0.040195 | 388.8422 | 0.04604 | 389.4615 | #REF! | 388.8422 | 0.16149 | 386.642 | 0.0077949
| 245.6104 | 0 | 245.6105 | -0.034838 | 245.6104 | 0.026002 | 245.6104 | -0.088279 | 245.6104 | 0 | 245.6105 | 0 | 421.3393 | 0.024437 | 389.059 | 6.1316 | 245.6104 | 0 | 421.3393 | 0.030091 | 389.059 | 90.0037 | 389.059 | 7.8539 | 383.3553 | 2.4476 | 389.059 | 4.2251 | 389.059 | 0.1844 | 389.6784 | 0.1473 | 388.1733 | 0.016474 | 389.059 | -0.23261 | 389.6784 | 0 | 389.6784 | 0 | 389.6784 | -0.020293 | 421.3393 | 0.05663 | 389.6784 | 0 | 389.6784 | 0 |  |  | 389.059 | -0.042708 | 383.63 | 0.002565 | 389.6784 | 0 | 389.059 | -0.031099 | 420.6444 | 0.00018903 | 389.6784 | 0 | 389.6784 | 0 | 389.059 | -0.14613 | 389.6784 | -0.025952 | 389.6784 | 0 | 389.6784 | -0.046081 | 640.6182 | 0.012387 | 389.059 | 0 | 389.059 | -0.018614 | 389.6784 | -0.0033742 | 639.8087 | 0 | 389.059 | -0.1241 | 642.539 | 0.00026984 | 640.6182 | 0.019565 | 389.059 | 0.0090425 | 861.9401 | 0.0012795 | 1017.7175 | 1.0301 | 1115.9657 | 0.0092292 | 1010.9271 | 0.014258 | 1046.6434 | 0 | 1045.9989 | 0 | 1045.9925 | 0.0047489 | 389.059 | 0.016779 | 389.6784 | -0.016221 | 389.059 | -0.0065376 | 389.059 | 0.054001 | 389.6784 | #REF! | 389.059 | 0.015156 | 386.8586 | 0.0060419
| 245.684 | 0 | 245.684 | -0.04881 | 245.684 | 0.027856 | 245.684 | 0.083795 | 245.684 | 0 | 245.684 | 0 | 421.4521 | 0 | 389.2758 | 6.2365 | 245.684 | 0 | 421.4521 | 0 | 389.2758 | 90.496 | 389.2758 | 8.522 | 383.572 | 2.7339 | 389.2758 | 4.9827 | 389.2758 | 0.78321 | 389.8954 | 0.62561 | 388.3908 | 0.090718 | 389.2758 | 0.079878 | 389.8954 | 0.19537 | 389.8954 | 0.1089 | 389.8954 | 0.029479 | 421.4521 | 0.031658 | 389.8954 | 0.043092 | 389.8954 | 0.032057 |  |  | 389.2758 | 0.039732 | 383.85 | -0.0075784 | 389.8954 | 0.034517 | 389.2758 | 0.02009 | 420.7581 | 0.00017226 | 389.8954 | 0.065602 | 389.8954 | 0.019671 | 389.2758 | 0.07914 | 389.8954 | 0.023986 | 389.8954 | 0 | 389.8954 | 0.05134 | 640.779 | 0.023066 | 389.2758 | 0 | 389.2758 | 0.0028496 | 389.8954 | 0.0027505 | 639.9697 | 0.00017392 | 389.2758 | 0.064995 | 642.6996 | 0.00023364 | 640.779 | 0.018909 | 389.2758 | 0.03617 | 862.014 | 0.0014917 | 1017.9617 | 1.033 | 1116.0267 | 0.0092958 | 1010.9396 | 0.014242 | 1046.6971 | 0 | 1046.0525 | 0 | 1046.0461 | 0.004791 | 389.276 | 0.041659 | 389.8954 | 0.031598 | 389.2758 | 0.057699 | 389.2758 | 0.077043 | 389.8954 | #REF! | 389.2758 | 0.076486 | 387.0752 | 0.0085838
| 245.7575 | 0 | 245.7575 | -0.0041686 | 245.7575 | 0.026801 | 245.7575 | -0.078221 | 245.7575 | 0 | 245.7575 | 0 | 421.5649 | 0.015748 | 389.4926 | 5.8541 | 245.7575 | 0 | 421.5649 | 0.035034 | 389.4926 | 87.7754 | 389.4926 | 8.8273 | 383.7887 | 2.7023 | 389.4926 | 4.9211 | 389.4926 | 0.33537 | 390.1123 | 0.26789 | 388.6083 | -0.032801 | 389.4926 | -0.30819 | 390.1123 | 0 | 390.1123 | 0.0031853 | 390.1123 | -0.019386 | 421.5649 | 0.056316 | 390.1123 | 0 | 390.1123 | 0 |  |  | 389.4926 | -0.024587 | 384.07 | -0.0023318 | 390.1123 | 0 | 389.4926 | -0.025011 | 420.8718 | 0.00022562 | 390.1123 | 0 | 390.1123 | 0 | 389.4926 | -0.065889 | 390.1123 | -0.031585 | 390.1123 | 0 | 390.1123 | -0.038635 | 640.9397 | 0.018047 | 389.4926 | 0 | 389.4926 | 0.0036075 | 390.1123 | 0.0015485 | 640.1308 | 0 | 389.4926 | -0.12353 | 642.8602 | 0.0002479 | 640.9397 | 0.019565 | 389.4926 | 0.0072445 | 862.088 | 0.0020192 | 1018.2059 | 1.0472 | 1116.0876 | 0.0093623 | 1010.9521 | 0.014227 | 1046.7508 | 0 | 1046.1062 | 0 | 1046.0997 | 0.0048387 | 389.493 | 0.020217 | 390.1123 | -0.016148 | 389.4926 | -0.0038115 | 389.4926 | 0.052232 | 390.1123 | #REF! | 389.4926 | 0.018957 | 387.2919 | 0.0064569
| 245.831 | 0 | 245.831 | 0.04034 | 245.831 | 0.029253 | 245.831 | 0.01915 | 245.831 | 0 | 245.831 | 0 | 421.6777 | 0 | 389.7094 | 5.8404 | 245.831 | 0 | 421.6777 | 0 | 389.7094 | 87.5547 | 389.7094 | 9.5198 | 384.0055 | 3.0077 | 389.7094 | 5.6802 | 389.7094 | 0.91695 | 390.3292 | 0.73244 | 388.8259 | 0.16255 | 389.7094 | 0.17467 | 390.3292 | 0.16504 | 390.3292 | 0.1099 | 390.3292 | 0.021484 | 421.6777 | 0.056003 | 390.3292 | 0.02864 | 390.3292 | 0.022118 |  |  | 389.7094 | 0.045829 | 384.29 | -0.016322 | 390.3292 | 0.016704 | 389.7094 | -0.0023195 | 420.9855 | 0.00020237 | 390.3292 | 0.072684 | 390.3292 | 0.0045028 | 389.7094 | 0.088342 | 390.3292 | 0.018365 | 390.3292 | 0 | 390.3292 | 0.040026 | 641.1004 | 0.0354 | 389.7094 | 0 | 389.7094 | -0.033386 | 390.3292 | 0.0030669 | 640.2918 | 0.00017392 | 389.7094 | 0.15903 | 643.0209 | 0.00026984 | 641.1004 | 0.017488 | 389.7094 | 0.018085 | 862.1619 | 0.0019249 | 1018.4501 | 1.06 | 1116.1487 | 0.0094289 | 1010.9647 | 0.014211 | 1046.8044 | 0 | 1046.1598 | 0 | 1046.1533 | 0.004891 | 389.709 | 0.028005 | 390.3292 | 0.019304 | 389.7094 | 0.055365 | 389.7094 | 0.065544 | 390.3292 | #REF! | 389.7094 | 0.1093 | 387.5085 | 0.0080874
| 245.9045 | 0 | 245.9045 | -0.040204 | 245.9045 | 0.02834 | 245.9045 | -0.071931 | 245.9045 | 0 | 245.9045 | 0 | 421.7904 | 0.024437 | 389.9263 | 5.6565 | 245.9045 | 0 | 421.7904 | 0.023428 | 389.9263 | 84.2736 | 389.9263 | 9.8274 | 384.2222 | 3.0763 | 389.9263 | 5.645 | 389.9263 | 0.49647 | 390.5462 | 0.39657 | 389.0434 | 0.017433 | 389.9263 | -0.19146 | 390.5461 | 0 | 390.5461 | 0 | 390.5461 | -0.017682 | 421.7904 | 0.052137 | 390.5462 | 0 | 390.5461 | 0 |  |  | 389.9263 | -0.022034 | 384.5 | 0.013758 | 390.5461 | 0 | 389.9263 | -0.029932 | 421.0992 | 0.00019589 | 390.5461 | 0 | 390.5461 | 0 | 389.9263 | -0.10086 | 390.5461 | -0.024151 | 390.5461 | 0 | 390.5461 | -0.027763 | 641.2612 | 0.018314 | 389.9263 | 0 | 389.9263 | 0.0045058 | 390.5461 | 0.00094283 | 640.4529 | 0.00078262 | 389.9263 | -0.060288 | 643.1815 | 0.000249 | 641.2612 | 0.018581 | 389.9263 | 0.0090425 | 862.2359 | 0.0016096 | 1018.6943 | 1.0653 | 1116.2097 | 0.0094955 | 1010.9772 | 0.014196 | 1046.8582 | 0 | 1046.2134 | 0 | 1046.2069 | 0.004941 | 389.926 | 0.024159 | 390.5462 | -0.0052847 | 389.9263 | 0.005418 | 389.9263 | 0.050463 | 390.5461 | #REF! | 389.9263 | -0.0014427 | 387.7252 | 0.0060322
| 245.978 | 0 | 245.978 | -0.017462 | 245.978 | 0.034014 | 245.978 | 0.053465 | 245.978 | 0 | 245.978 | 0 | 421.9032 | 0 | 390.1432 | 5.5928 | 245.978 | 0 | 421.9032 | 0 | 390.1432 | 82.0581 | 390.1432 | 10.3272 | 384.439 | 3.3777 | 390.1432 | 6.2633 | 390.1432 | 0.89669 | 390.7631 | 0.71626 | 389.261 | 0.16393 | 390.1432 | 0.1881 | 390.7631 | 0.14376 | 390.7631 | 0.049745 | 390.7631 | -0.006405 | 421.9032 | 0.059869 | 390.7631 | 0.027288 | 390.7631 | 0.016745 |  |  | 390.1432 | -0.0081646 | 384.72 | 0.016905 | 390.7631 | 0.019186 | 390.1432 | 0.0045207 | 421.2129 | 0.00016845 | 390.7631 | 0.054339 | 390.7631 | 0.0053562 | 390.1432 | -0.030903 | 390.7631 | -0.0061798 | 390.7631 | 0 | 390.7631 | 0.026157 | 641.422 | 0.027872 | 390.1432 | 0 | 390.1432 | 0.010004 | 390.7631 | 0.00086416 | 640.6139 | 0 | 390.1432 | 0.083238 | 643.3421 | 0.00022267 | 641.422 | 0.017597 | 390.1432 | 0.034361 | 862.31 | 0.0015667 | 1018.9385 | 1.0807 | 1116.2707 | 0.0095621 | 1010.9897 | 0.01418 | 1046.9119 | 0 | 1046.267 | 0 | 1046.2606 | 0.0049853 | 390.143 | 0.037501 | 390.7631 | 0.0044773 | 390.1432 | 0.054198 | 390.1432 | 0.075274 | 390.7631 | #REF! | 390.1432 | 0.097579 | 387.9419 | 0.0083445
| 246.0516 | 0 | 246.0516 | 0.03125 | 246.0516 | 0.027485 | 246.0516 | -0.046926 | 246.0516 | 0 | 246.0516 | 0 | 422.016 | 0 | 390.36 | 5.3917 | 246.0516 | 0 | 422.016 | 0.012299 | 390.36 | 79.0467 | 390.36 | 10.7482 | 384.6557 | 3.4634 | 390.36 | 6.2516 | 390.36 | 0.50255 | 390.9801 | 0.40143 | 389.4786 | -0.0053095 | 390.36 | -0.17635 | 390.9801 | 0 | 390.9801 | 0 | 390.9801 | -0.011916 | 422.016 | 0.058928 | 390.9801 | 0 | 390.9801 | 0 |  |  | 390.36 | -0.034917 | 384.94 | -0.0068788 | 390.9801 | 0 | 390.36 | -0.0077621 | 421.3266 | 0.00017493 | 390.9801 | 0 | 390.9801 | 0 | 390.36 | -0.10307 | 390.9801 | -0.028712 | 390.9801 | 0 | 390.9801 | -0.022302 | 641.5827 | 0.023013 | 390.36 | 0 | 390.36 | -0.043683 | 390.9801 | -0.0058995 | 640.775 | 0.00078262 | 390.36 | -0.035461 | 643.5028 | 0.00030055 | 641.5827 | 0.019127 | 390.36 | 0.016276 | 862.3839 | 0.0014941 | 1019.1827 | 1.0877 | 1116.3318 | 0.0096287 | 1011.0022 | 0.014164 | 1046.9656 | 0 | 1046.3207 | 0 | 1046.3142 | 0.0050194 | 390.36 | 0.030794 | 390.9801 | -0.0059453 | 390.36 | 0.013874 | 390.36 | 0.056699 | 390.9801 | #REF! | 390.36 | 0.016938 | 388.1586 | 0.0051213
| 246.1251 | 0 | 246.1251 | 0.021541 | 246.1251 | 0.031505 | 246.1251 | 0.04649 | 246.1251 | 0 | 246.1251 | 0 | 422.1288 | 0 | 390.5769 | 5.3094 | 246.1251 | 0 | 422.1288 | 0 | 390.5769 | 77.0902 | 390.5769 | 11.1748 | 384.8725 | 3.717 | 390.5769 | 6.8663 | 390.5769 | 0.93722 | 391.1971 | 0.74863 | 389.6962 | 0.10901 | 390.5769 | 0.082472 | 391.1971 | 0.1383 | 391.1971 | 0.090597 | 391.1971 | 0.0032724 | 422.1288 | 0.057465 | 391.1971 | 0.028699 | 391.1971 | 0.011104 |  |  | 390.5769 | 0.018176 | 385.15 | 0.00046636 | 391.1971 | 0.0038872 | 390.5769 | 0.010907 | 421.4404 | 0.00018903 | 391.1971 | 0.068566 | 391.1971 | 0.0023227 | 390.5769 | 0.028959 | 391.1971 | -0.013782 | 391.1971 | 0 | 391.1971 | 0.03806 | 641.7435 | 0.031449 | 390.5769 | 0 | 390.5769 | 0.026468 | 391.1971 | 0.0010601 | 640.9361 | 0.00017392 | 390.5769 | 0.014125 | 643.6634 | 0.00020512 | 641.7435 | 0.017379 | 390.5769 | 0.018085 | 862.4579 | 0.0015693 | 1019.4269 | 1.1069 | 1116.3928 | 0.0096952 | 1011.0147 | 0.014149 | 1047.0193 | 0 | 1046.3743 | 0 | 1046.3678 | 0.0050387 | 390.577 | 0.028222 | 391.1971 | 0.0036632 | 390.5769 | 0.029044 | 390.5769 | 0.062891 | 391.1971 | #REF! | 390.5769 | 0.12762 | 388.3753 | 0.0076811
| 246.1986 | 0 | 246.1986 | -0.039121 | 246.1986 | 0.027798 | 246.1986 | -0.069689 | 246.1986 | 0 | 246.1986 | 0 | 422.2415 | 0.00029265 | 390.7939 | 5.1715 | 246.1986 | 0 | 422.2415 | 0.028371 | 390.7939 | 71.8889 | 390.7939 | 11.309 | 385.0893 | 3.8634 | 390.7939 | 6.793 | 390.7939 | 0.39515 | 391.4141 | 0.31564 | 389.9138 | -0.016861 | 390.7939 | -0.22505 | 391.4141 | 0 | 391.4141 | 0 | 391.4141 | -0.017484 | 422.2415 | 0.04148 | 391.4141 | 0 | 391.4141 | 0 |  |  | 390.7939 | -0.027515 | 385.37 | -0.013525 | 391.4141 | 0 | 390.7939 | -0.025163 | 421.5541 | 0.00016045 | 391.4141 | 0 | 391.4141 | 0 | 390.7939 | -0.0946 | 391.4141 | -0.025133 | 391.4141 | 0 | 391.4141 | -0.054798 | 641.9043 | 0.030435 | 390.7939 | 0 | 390.7939 | -0.064329 | 391.4141 | 0.0017713 | 641.0972 | 0.00026087 | 390.7939 | -0.11181 | 643.8241 | 0.0002501 | 641.9043 | 0.018909 | 390.7939 | -0.0036195 | 862.5319 | 0.0020957 | 1019.6711 | 1.1154 | 1116.4539 | 0.0097618 | 1011.0272 | 0.014133 | 1047.073 | 0 | 1046.4279 | 0 | 1046.4215 | 0.005041 | 390.794 | 0.0066828 | 391.4141 | -0.010753 | 390.7939 | -0.011984 | 390.7939 | 0.03631 | 391.4141 | #REF! | 390.7939 | -0.018076 | 388.592 | 0.0062688
| 246.2722 | 0 | 246.2722 | -0.0012902 | 246.2722 | 0.035725 | 246.2722 | 0.071619 | 246.2722 | 0 | 246.2722 | 0 | 422.3543 | 0 | 391.0108 | 5.0705 | 246.2722 | 0 | 422.3543 | 0 | 391.0108 | 70.8056 | 391.0108 | 11.9865 | 385.3061 | 4.1662 | 391.0108 | 7.4744 | 391.0108 | 1.0912 | 391.6311 | 0.87165 | 390.1314 | 0.16606 | 391.0108 | 0.24269 | 391.6311 | 0.13418 | 391.6311 | 0.081235 | 391.6311 | 0.012437 | 422.3543 | 0.044405 | 391.6311 | 0.024518 | 391.6311 | 0.022028 |  |  | 391.0108 | 0.04829 | 385.59 | 0.0246 | 391.6311 | 0.023053 | 391.0108 | 0.0041622 | 421.6678 | 0.00021571 | 391.6311 | 0.052604 | 391.6311 | 0.011492 | 391.0108 | 0.021496 | 391.6311 | 0.0060385 | 391.6311 | 0 | 391.6311 | 0.015173 | 642.0651 | 0.027391 | 391.0108 | 0 | 391.0108 | 0.081857 | 391.6311 | 0.0074114 | 641.2582 | 0.00017392 | 391.0108 | 0.10881 | 643.9847 | 0.00027313 | 642.0651 | 0.017816 | 391.0108 | 0 | 862.6061 | 0.0022127 | 1019.9153 | 1.1251 | 1116.5149 | 0.0098335 | 1011.0397 | 0.014118 | 1047.1267 | 0 | 1046.4816 | 0 | 1046.4751 | 0.0050251 | 391.011 | 0.023991 | 391.6311 | 0.0078537 | 391.0108 | 0.042529 | 391.0108 | 0.054001 | 391.6311 | #REF! | 391.0108 | 0.10354 | 388.8087 | 0.0080179
| 246.3457 | 0 | 246.3457 | 0.014608 | 246.3457 | 0.030079 | 246.3457 | -0.068568 | 246.3457 | 0 | 246.3457 | 0 | 422.4671 | 0.019941 | 391.2277 | 4.9577 | 246.3457 | 0 | 422.4671 | 0.031595 | 391.2277 | 66.3348 | 391.2277 | 12.0593 | 385.5229 | 4.2347 | 391.2277 | 7.3594 | 391.2277 | 0.59577 | 391.8481 | 0.47589 | 390.349 | 0.024817 | 391.2277 | -0.2452 | 391.8481 | 0 | 391.8481 | 0 | 391.8481 | -0.01604 | 422.4671 | 0.049211 | 391.8481 | 0 | 391.8481 | 0 |  |  | 391.2277 | 0.00067464 | 385.81 | -0.026116 | 391.8481 | 0 | 391.2277 | -0.007204 | 421.7816 | 0.00024315 | 391.8481 | 0 | 391.8481 | 0 | 391.2277 | -0.12073 | 391.8481 | -0.024335 | 391.8481 | 0 | 391.8481 | -0.037056 | 642.2259 | 0.01463 | 391.2277 | 0 | 391.2277 | -0.032134 | 391.8481 | 0.0018141 | 641.4193 | 0.00026087 | 391.2277 | -0.033062 | 644.1454 | 0.00022487 | 642.2259 | 0.019237 | 391.2277 | 0.021702 | 862.6801 | 0.0019186 | 1020.1596 | 1.1339 | 1116.5759 | 0.0099001 | 1011.0522 | 0.014102 | 1047.1804 | 0 | 1046.5352 | 0 | 1046.5288 | 0.0049921 | 391.228 | 0.032525 | 391.8481 | -0.0053948 | 391.2277 | 0.014522 | 391.2277 | 0.058468 | 391.8481 | #REF! | 391.2277 | 0.0075088 | 389.0255 | 0.0058724
| 246.4193 | 0 | 246.4193 | 0.0093265 | 246.4193 | 0.03025 | 246.4193 | 0.088154 | 246.4193 | 0 | 246.4193 | 0 | 422.5799 | 0 | 391.4447 | 4.8462 | 246.4193 | 0 | 422.5799 | 0 | 391.4447 | 64.7305 | 391.4447 | 12.7346 | 385.7398 | 4.6254 | 391.4447 | 8.1169 | 391.4447 | 1.0517 | 392.0652 | 0.84009 | 390.5666 | 0.11118 | 391.4447 | 0.21078 | 392.0652 | 0.15416 | 392.0652 | 0.074899 | 392.0652 | 0.018568 | 422.5799 | 0.058928 | 392.0652 | 0.030466 | 392.0652 | 0.020327 |  |  | 391.4447 | 0.029257 | 386.02 | 0.012359 | 392.0652 | 0.019732 | 391.4447 | 0.0024442 | 421.8953 | 0.00029269 | 392.0652 | 0.054884 | 392.0652 | 0.010921 | 391.4447 | 0.10012 | 392.0652 | 0.016668 | 392.0652 | 0 | 392.0652 | 0.026482 | 642.3867 | 0.02675 | 391.4447 | 0 | 391.4447 | 0.00050465 | 392.0652 | 0.0012878 | 641.5804 | 0 | 391.4447 | 0.074531 | 644.3061 | 0.00030823 | 642.3867 | 0.017707 | 391.4447 | 0.014468 | 862.7541 | 0.0019538 | 1020.1761 | 1.1329 | 1116.6371 | 0.0099718 | 1011.0648 | 0.014087 | 1047.2341 | 0 | 1046.5889 | 0 | 1046.5824 | 0.0049489 | 391.445 | 0.031611 | 392.0652 | 0.016478 | 391.4447 | 0.053161 | 391.4447 | 0.061122 | 392.0652 | #REF! | 391.4447 | 0.13998 | 389.2423 | 0.0091068
| 246.4928 | 0 | 246.4928 | -0.06477 | 246.4928 | 0.026487 | 246.4928 | -0.061281 | 246.4928 | 0 | 246.4928 | 0 | 422.6926 | 0.020332 | 391.6617 | 4.6947 | 246.4928 | 0 | 422.6926 | 0.024503 | 391.6617 | 61.3741 | 391.6617 | 13.0448 | 385.9566 | 4.7259 | 391.6617 | 8.1806 | 391.6617 | 0.73154 | 392.2822 | 0.58434 | 390.7843 | -0.013834 | 391.6617 | -0.015146 | 392.2822 | 0 | 392.2822 | 0 | 392.2822 | -0.02259 | 422.6926 | 0.054226 | 392.2822 | 0 | 392.2822 | 0 |  |  | 391.6617 | -0.020727 | 386.24 | -0.010726 | 392.2822 | 0 | 391.6617 | -0.025569 | 422.0091 | 0.00026792 | 392.2822 | 0 | 392.2822 | 0 | 391.6617 | -0.071042 | 392.2822 | -0.024595 | 392.2822 | 0 | 392.2822 | -0.036631 | 642.5475 | 0.020023 | 391.6617 | 0 | 391.6617 | -0.0015499 | 392.2822 | -0.0028593 | 641.7415 | 0 | 391.6617 | -0.15001 | 644.4668 | 0.00024022 | 642.5475 | 0.018581 | 391.6617 | -0.0072409 | 862.8282 | 0.0023208 | 1020.4311 | 1.1463 | 1116.6981 | 0.010038 | 1011.0773 | 0.014071 | 1047.2878 | 0 | 1046.6426 | 0 | 1046.6361 | 0.0048989 | 391.662 | 0.0065386 | 392.2822 | -0.0051746 | 391.6617 | -0.0018934 | 391.6617 | 0.033657 | 392.2822 | #REF! | 391.6617 | 0.00058461 | 389.459 | 0.0065573
| 246.5664 | 0 | 246.5664 | -0.025383 | 246.5664 | 0.022666 | 246.5664 | 0.060378 | 246.5664 | 0 | 246.5664 | 0 | 422.8054 | 0 | 391.8787 | 4.639 | 246.5664 | 0 | 422.8054 | 0 | 391.8787 | 60.09 | 391.8786 | 13.7755 | 386.1735 | 5.078 | 391.8787 | 9.0393 | 391.8786 | 1.1976 | 392.4993 | 0.95663 | 391.0019 | 0.077754 | 391.8786 | 0.12008 | 392.4993 | 0.098315 | 392.4993 | 0.058688 | 392.4993 | 0.011823 | 422.8054 | 0.057465 | 392.4993 | 0.027943 | 392.4993 | 0.019252 |  |  | 391.8787 | 0.012637 | 386.46 | -0.011076 | 392.4993 | 0.0086239 | 391.8786 | 0.0075084 | 422.1228 | 0.0002805 | 392.4993 | 0.058609 | 392.4993 | 0.011673 | 391.8786 | 0.058895 | 392.4993 | 0.010385 | 392.4993 | 0 | 392.4993 | 0.046343 | 642.7083 | 0.023547 | 391.8787 | 0 | 391.8787 | -0.00077999 | 392.4993 | 0.0070982 | 641.9027 | 0 | 391.8787 | 0.062594 | 644.6275 | 0.00022267 | 642.7083 | 0.017488 | 391.8786 | 0.025319 | 862.9023 | 0.0029215 | 1020.6862 | 1.1558 | 1116.7592 | 0.01011 | 1011.0898 | 0.014056 | 1047.3416 | 0 | 1046.6962 | 0 | 1046.6897 | 0.0048523 | 391.879 | 0.030385 | 392.4993 | 0.0024294 | 391.8786 | 0.059903 | 391.8786 | 0.062006 | 392.4993 | #REF! | 391.8786 | 0.11036 | 389.6758 | 0.0090609
| 246.64 | 0 | 246.64 | 0.0096613 | 246.64 | 0.016137 | 246.64 | -0.08641 | 246.64 | 0 | 246.64 | 0 | 422.9182 | 0.016451 | 392.0957 | 4.4965 | 246.64 | 0 | 422.9182 | 0.019753 | 392.0957 | 56.5009 | 392.0957 | 14.0272 | 386.3903 | 5.2657 | 392.0957 | 8.9917 | 392.0957 | 0.92506 | 392.7164 | 0.73892 | 391.2196 | 0.054818 | 392.0957 | -0.15787 | 392.7164 | 0 | 392.7164 | 0 | 392.7164 | -0.019919 | 422.9182 | 0.046181 | 392.7164 | 0 | 392.7164 | 0 |  |  | 392.0957 | -0.0069968 | 386.68 | 0.01061 | 392.7164 | 0 | 392.0957 | -0.02699 | 422.2366 | 0.00025458 | 392.7164 | 0 | 392.7164 | 0 | 392.0957 | -0.1108 | 392.7164 | -0.01851 | 392.7164 | 0 | 392.7164 | -0.032933 | 642.8691 | 0.02328 | 392.0957 | 0 | 392.0957 | -0.039504 | 392.7164 | -0.0092983 | 642.0638 | 0.00078262 | 392.0957 | -0.070232 | 644.7882 | 0.00024351 | 642.8691 | 0.0188 | 392.0957 | 0.0036232 | 862.9764 | 0.002586 | 1020.9414 | 1.1689 | 1116.8203 | 0.010182 | 1011.1024 | 0.01404 | 1047.3954 | 0 | 1046.7499 | 0 | 1046.7434 | 0.0048137 | 392.096 | 0.014616 | 392.7164 | -0.0052847 | 392.0957 | 0.0020017 | 392.0957 | 0.04604 | 392.7164 | #REF! | 392.0957 | -0.021518 | 389.8926 | 0.007332
| 246.7135 | 0 | 246.7135 | 0.047976 | 246.7135 | 0.023009 | 246.7135 | 0.073145 | 246.7135 | 0 | 246.7135 | 0 | 423.031 | 0 | 392.3127 | 4.3401 | 246.7135 | 0 | 423.031 | 0 | 392.3127 | 54.7895 | 392.3127 | 14.537 | 386.6072 | 5.6385 | 392.3127 | 9.7141 | 392.3127 | 1.2746 | 392.9335 | 1.0181 | 391.4372 | 0.10829 | 392.3127 | 0.19146 | 392.9335 | 0.068867 | 392.9335 | 0.086339 | 392.9335 | 0.014131 | 423.031 | 0.046181 | 392.9335 | 0.025388 | 392.9335 | 0.0098499 |  |  | 392.3127 | 0.015803 | 386.89 | -0.0030314 | 392.9335 | 0.015908 | 392.3127 | -0.02288 | 422.3503 | 0.00022791 | 392.9335 | 0.022652 | 392.9335 | 0.0082617 | 392.3127 | 0.054846 | 392.9335 | -0.0040661 | 392.9335 | 0 | 392.9335 | 0.021 | 643.0299 | 0.025789 | 392.3127 | 0 | 392.3127 | 0.025739 | 392.9335 | 0.003608 | 642.2249 | 0 | 392.3127 | 0.061695 | 644.9489 | 0.00023803 | 643.0299 | 0.018034 | 392.3127 | 0.005432 | 863.0505 | 0.0021442 | 1021.1968 | 1.1763 | 1116.8814 | 0.010248 | 1011.1149 | 0.014025 | 1047.4491 | 0 | 1046.8036 | 0 | 1046.7971 | 0.0047887 | 392.313 | 0.02 | 392.9335 | 0.0084776 | 392.3127 | 0.04201 | 392.3127 | 0.055814 | 392.9335 | #REF! | 392.3127 | 0.093104 | 390.1095 | 0.0071499
| 246.7871 | 0 | 246.7871 | 0.0046743 | 246.7871 | 0.020956 | 246.7871 | -0.059133 | 246.7871 | 0 | 246.7871 | 0 | 423.1438 | 0.02737 | 392.5297 | 4.2195 | 246.7871 | 0 | 423.1438 | 0.034604 | 392.5297 | 51.9596 | 392.5297 | 14.7157 | 386.8241 | 5.8491 | 392.5297 | 9.7705 | 392.5297 | 0.98585 | 393.1506 | 0.78748 | 391.6549 | 0.0043415 | 392.5297 | -0.27544 | 393.1506 | 0 | 393.1506 | 0 | 393.1506 | -0.025055 | 423.1438 | 0.053913 | 393.1506 | 0 | 393.1506 | 0 |  |  | 392.5297 | -0.013986 | 387.11 | -0.014574 | 393.1506 | 0 | 392.5297 | -0.017706 | 422.4641 | 0.00022638 | 393.1506 | 0 | 393.1506 | 0 | 392.5297 | -0.052269 | 393.1506 | -0.028423 | 393.1506 | 0 | 393.1506 | -0.027512 | 643.1908 | 0.021892 | 392.5297 | 0 | 392.5297 | -0.055983 | 393.1506 | -0.00070891 | 642.386 | 0 | 392.5297 | -0.069731 | 645.1096 | 0.00026545 | 643.1908 | 0.019565 | 392.5297 | 0.02351 | 863.1246 | 0.001805 | 1021.4523 | 1.1916 | 1116.9425 | 0.01032 | 1011.1274 | 0.014009 | 1047.5028 | 0 | 1046.8572 | 0 | 1046.8508 | 0.0047808 | 392.53 | 0.025337 | 393.1506 | -0.0036694 | 392.5297 | -0.0019278 | 392.5297 | 0.053117 | 393.1506 | #REF! | 392.5297 | -0.00067695 | 390.3263 | 0.0064006
| 246.8607 | 0 | 246.8607 | -0.050535 | 246.8607 | 0.024035 | 246.8607 | 0.037927 | 246.8607 | 0 | 246.8607 | 0 | 423.2565 | 0.020723 | 392.7468 | 4.1284 | 246.8607 | 0 | 423.2565 | 0 | 392.7468 | 49.6501 | 392.7468 | 15.0769 | 387.041 | 6.302 | 392.7468 | 10.4606 | 392.7468 | 1.6171 | 393.3678 | 1.2917 | 391.8726 | 0.12448 | 392.7468 | 0.043769 | 393.3678 | 0.16697 | 393.3678 | 0.072742 | 393.3678 | 0.007871 | 423.2565 | 0.072302 | 393.3678 | 0.02523 | 393.3678 | 0.016028 |  |  | 392.7468 | 0.025213 | 387.33 | 0.0081613 | 393.3678 | 0.018638 | 392.7468 | 0.015727 | 422.5779 | 0.00025382 | 393.3678 | 0.075371 | 393.3678 | 0.0057059 | 392.7468 | 0.11742 | 393.3678 | 0.0028625 | 393.3678 | 0 | 393.3678 | 0.022852 | 643.3516 | 0.02611 | 392.7468 | 0 | 392.7468 | 0.017339 | 393.3678 | 0.0049437 | 642.5472 | 0 | 392.7468 | 0.049788 | 645.2704 | 0.00031701 | 643.3516 | 0.018362 | 392.7468 | 0.016276 | 863.1987 | 0.0016899 | 1021.7079 | 1.1961 | 1117.0035 | 0.010392 | 1011.1399 | 0.013994 | 1047.5566 | 0 | 1046.9109 | 0 | 1046.9045 | 0.004791 | 392.747 | 0.020529 | 393.3678 | 0.0021137 | 392.7468 | 0.039417 | 392.7468 | 0.055814 | 393.3678 | #REF! | 392.7468 | 0.1159 | 390.5431 | 0.0085395
| 246.9343 | 0 | 246.9343 | 0.026536 | 246.9343 | 0.017877 | 246.9343 | -0.04758 | 246.9343 | 0 | 246.9343 | 0 | 423.3693 | 0 | 392.9638 | 3.9853 | 246.9343 | 0 | 423.3693 | 0.029446 | 392.9638 | 47.0222 | 392.9638 | 15.4722 | 387.2579 | 6.4604 | 392.9638 | 10.5441 | 392.9638 | 1.0375 | 393.5849 | 0.82875 | 392.0903 | 0.009359 | 392.9638 | -0.076159 | 393.5849 | 0 | 393.5849 | 0 | 393.5849 | -0.011083 | 423.3693 | 0.046495 | 393.5849 | 0 | 393.5849 | 0 |  |  | 392.9638 | -0.021279 | 387.55 | 0.029147 | 393.5849 | 0 | 392.9638 | -0.029374 | 422.6916 | 0.00029917 | 393.5849 | 0 | 393.5849 | 0 | 392.9638 | -0.10932 | 393.5849 | -0.017677 | 393.5849 | 0 | 393.5849 | -0.013497 | 643.5125 | 0.016819 | 392.9638 | 0 | 392.9638 | -0.032844 | 393.5849 | 0.0049272 | 642.7083 | 0.00026087 | 392.9638 | -0.07144 | 645.4311 | 0.00013711 | 643.5125 | 0.02033 | 392.9638 | 0.010851 | 863.2728 | 0.0014912 | 1021.9637 | 1.2114 | 1117.0647 | 0.010463 | 1011.1524 | 0.013979 | 1047.6103 | 0 | 1046.9646 | 0 | 1046.9581 | 0.0048148 | 392.964 | 0.013558 | 393.5849 | -0.011303 | 392.9638 | 0.0059849 | 392.9638 | 0.046925 | 393.5849 | #REF! | 392.9638 | 0.027697 | 390.76 | 0.0074736
| 247.0078 | 0 | 247.0078 | 0.040303 | 247.0078 | 0.0201 | 247.0078 | 0.040823 | 247.0078 | 0 | 247.0078 | 0 | 423.4821 | 0 | 393.1809 | 3.98 | 247.0078 | 0 | 423.4821 | 0 | 393.1809 | 45.6553 | 393.1809 | 15.9243 | 387.4749 | 6.8704 | 393.1809 | 11.2533 | 393.1809 | 1.538 | 393.8021 | 1.2286 | 392.308 | 0.13653 | 393.1809 | 0.19314 | 393.8021 | 0.11013 | 393.8021 | 0.054618 | 393.8021 | 0.010681 | 423.4821 | 0.067809 | 393.8021 | 0.023636 | 393.8021 | 0.014238 |  |  | 393.1809 | 0.030337 | 387.76 | 0.007112 | 393.8021 | 0.01908 | 393.1809 | 0.014307 | 422.8054 | 0.00029346 | 393.8021 | 0.0395 | 393.8021 | 0.014816 | 393.1809 | 0.021415 | 393.8021 | 0.0098843 | 393.8021 | 0 | 393.8021 | 0.02482 | 643.6733 | 0.017834 | 393.1809 | 0 | 393.1809 | 0.037209 | 393.8021 | 0.0046554 | 642.8695 | 0 | 393.1809 | 0.085292 | 645.5919 | 0.00030055 | 643.6733 | 0.018909 | 393.1809 | 0.0090425 | 863.347 | 0.001301 | 1022.2196 | 1.2286 | 1117.1258 | 0.010535 | 1011.165 | 0.013964 | 1047.6641 | 0 | 1047.0183 | 0 | 1047.0118 | 0.0048512 | 393.181 | 0.024904 | 393.8021 | 0.014019 | 393.1809 | 0.055236 | 393.1809 | 0.051347 | 393.8021 | #REF! | 393.1809 | 0.084369 | 390.9769 | 0.0087174
| 247.0814 | 0 | 247.0814 | -0.034993 | 247.0814 | 0.016907 | 247.0814 | -0.071588 | 247.0814 | 0 | 247.0814 | 0 | 423.5949 | 0.016451 | 393.398 | 3.8477 | 247.0814 | 0 | 423.5949 | 0.017144 | 393.398 | 43.0854 | 393.398 | 16.2703 | 387.6918 | 7.1352 | 393.398 | 11.4731 | 393.398 | 1.2807 | 394.0192 | 1.023 | 392.5257 | 0.037322 | 393.398 | -0.21497 | 394.0192 | 0 | 394.0192 | 0 | 394.0192 | -0.013646 | 423.5949 | 0.057779 | 394.0192 | 0 | 394.0193 | 0 |  |  | 393.398 | -0.0070388 | 387.98 | -0.011076 | 394.0192 | 0 | 393.398 | -0.017503 | 422.9192 | 0.00031518 | 394.0192 | 0 | 394.0193 | 0 | 393.398 | -0.090551 | 394.0192 | -0.01872 | 394.0192 | 0 | 394.0192 | -0.025268 | 643.8342 | 0.016712 | 393.398 | 0 | 393.398 | -0.048904 | 394.0193 | -0.0032442 | 643.0306 | 0.00078262 | 393.398 | -0.021001 | 645.7526 | 0.00017331 | 643.8342 | 0.019893 | 393.398 | 0.018085 | 863.4212 | 0.0013321 | 1022.4756 | 1.2382 | 1117.1869 | 0.010607 | 1011.1775 | 0.013948 | 1047.7179 | 0 | 1047.072 | 0 | 1047.0656 | 0.0048944 | 393.398 | 0.02452 | 394.0192 | -0.0015561 | 393.398 | -0.0061499 | 393.398 | 0.048694 | 394.0193 | #REF! | 393.398 | -0.0079364 | 391.1938 | 0.0078812
| 247.155 | 0 | 247.155 | -0.023822 | 247.155 | 0.021697 | 247.155 | 0.028741 | 247.155 | 0 | 247.155 | 0 | 423.7077 | 0.0073885 | 393.6151 | 3.8328 | 247.155 | 0 | 423.7077 | 0 | 393.6151 | 41.793 | 393.6151 | 16.7664 | 387.9088 | 7.7009 | 393.6151 | 12.3545 | 393.6151 | 1.7154 | 394.2364 | 1.3702 | 392.7435 | 0.13468 | 393.6151 | 0.29391 | 394.2364 | 0.17692 | 394.2364 | 0.10139 | 394.2364 | 0.020577 | 423.7077 | 0.045032 | 394.2364 | 0.047096 | 394.2364 | 0.022923 |  |  | 393.6151 | 0.011163 | 388.2 | 0.016905 | 394.2364 | 0 | 393.6151 | 0.021612 | 423.033 | 0.00027173 | 394.2364 | 0.066277 | 394.2364 | 0.012589 | 393.6151 | 0.030436 | 394.2364 | 0.015777 | 394.2364 | 0 | 394.2364 | 0.032334 | 643.9951 | 0.031182 | 393.6151 | 0 | 393.6151 | 0.018206 | 394.2364 | 0.0027598 | 643.1918 | 0 | 393.6151 | 0.13957 | 645.9134 | 0.00033127 | 643.9951 | 0.017816 | 393.6151 | 0.0018125 | 863.4954 | 0.0021186 | 1022.7318 | 1.246 | 1117.248 | 0.010673 | 1011.19 | 0.013933 | 1047.7717 | 0 | 1047.1257 | 0 | 1047.1193 | 0.0049364 | 393.615 | 0.015048 | 394.2364 | 0.020698 | 393.6151 | 0.040584 | 393.6151 | 0.045156 | 394.2364 | #REF! | 393.6151 | 0.090335 | 391.4107 | 0.0089594
| 247.2286 | 0 | 247.2286 | 0.02362 | 247.2286 | 0.018618 | 247.2286 | -0.049137 | 247.2286 | 0 | 247.2286 | 0 | 423.8204 | 0.016451 | 393.8322 | 3.6398 | 247.2286 | 0 | 423.8204 | 0.019753 | 393.8322 | 39.8513 | 393.8322 | 17.3315 | 388.1257 | 7.9405 | 393.8322 | 12.6336 | 393.8322 | 1.5077 | 394.4536 | 1.2043 | 392.9612 | 0.03777 | 393.8322 | -0.17467 | 394.4536 | 0 | 394.4536 | 0 | 394.4536 | -0.017184 | 423.8204 | 0.055062 | 394.4536 | 0 | 394.4536 | 0 |  |  | 393.8322 | -0.011478 | 388.42 | -0.010377 | 394.4536 | 0 | 393.8322 | -0.0011295 | 423.1468 | 0.00025839 | 394.4536 | 0 | 394.4536 | 0 | 393.8322 | -0.078404 | 394.4536 | -0.017713 | 394.4536 | 0 | 394.4536 | -0.026617 | 644.1559 | 0.021411 | 393.8322 | 0 | 393.8322 | 0.024391 | 394.4536 | 0.0015628 | 643.3529 | 0.00026087 | 393.8322 | -0.033566 | 646.0742 | 0.0002139 | 644.1559 | 0.019018 | 393.8322 | 0.0090425 | 863.5696 | 0.0025466 | 1022.988 | 1.258 | 1117.3092 | 0.010745 | 1011.2025 | 0.013918 | 1047.8254 | 0 | 1047.1794 | 0 | 1047.173 | 0.0049739 | 393.832 | 0.014688 | 394.4536 | -0.0025146 | 393.8322 | -0.00034253 | 393.8322 | 0.043387 | 394.4536 | #REF! | 393.8322 | 0.023436 | 391.6276 | 0.0062039
| 247.3022 | 0 | 247.3022 | 0.030944 | 247.3022 | 0.02509 | 247.3022 | 0.026966 | 247.3022 | 0 | 247.3022 | 0 | 423.9332 | 0 | 394.0494 | 3.6493 | 247.3022 | 0 | 423.9332 | 0 | 394.0494 | 39.2763 | 394.0494 | 17.9824 | 388.3427 | 8.4491 | 394.0494 | 13.5707 | 394.0494 | 1.9271 | 394.6708 | 1.5393 | 393.179 | 0.12907 | 394.0494 | 0.35689 | 394.6709 | 0.14985 | 394.6709 | 0.071023 | 394.6709 | 0.014756 | 423.9332 | 0.054435 | 394.6708 | 0.022583 | 394.6708 | 0.021849 |  |  | 394.0494 | 0.060851 | 388.63 | 0.015157 | 394.6709 | 0.01175 | 394.0494 | 0.006443 | 423.2606 | 0.00022638 | 394.6709 | 0.051153 | 394.6708 | 0.010929 | 394.0494 | 0.12442 | 394.6709 | 0.0067386 | 394.6709 | 0 | 394.6709 | 0.015252 | 644.3168 | 0.030328 | 394.0494 | 0 | 394.0494 | 0.0569 | 394.6708 | 0.0031756 | 643.5141 | 0.00017392 | 394.0494 | 0.049826 | 646.2349 | 0.00024242 | 644.3168 | 0.017707 | 394.0494 | 0.0090425 | 863.6438 | 0.0023616 | 1023.2445 | 1.2726 | 1117.3704 | 0.010817 | 1011.215 | 0.013903 | 1047.8793 | 0 | 1047.2332 | 0 | 1047.2267 | 0.0050012 | 394.049 | 0.022909 | 394.6708 | 0.010166 | 394.0494 | 0.055106 | 394.0494 | 0.050463 | 394.6708 | #REF! | 394.0494 | 0.1142 | 391.8445 | 0.0080618
| 247.3758 | 0 | 247.3758 | -0.04409 | 247.3758 | 0.021669 | 247.3758 | -0.037616 | 247.3758 | 0 | 247.3758 | 0 | 424.046 | 0.0024003 | 394.2665 | 3.476 | 247.3758 | 0 | 424.046 | 0.0048451 | 394.2665 | 36.9854 | 394.2665 | 18.4009 | 388.5597 | 8.7987 | 394.2665 | 14.0066 | 394.2665 | 1.6232 | 394.8881 | 1.2965 | 393.3967 | 0.040198 | 394.2665 | -0.16795 | 394.8881 | 0 | 394.8881 | 0 | 394.8881 | -0.0096596 | 424.046 | 0.057779 | 394.8881 | 0 | 394.8881 | 0 |  |  | 394.2665 | -0.02328 | 388.85 | 0.022152 | 394.8881 | 0 | 394.2665 | -0.018162 | 423.3744 | 0.00024582 | 394.8881 | 0 | 394.8881 | 0 | 394.2665 | -0.11043 | 394.8881 | -0.026469 | 394.8881 | 0 | 394.8881 | -0.035355 | 644.4777 | 0.023173 | 394.2665 | 0 | 394.2665 | 0.030981 | 394.8881 | 0.0058333 | 643.6753 | 0.00078262 | 394.2665 | -0.12032 | 646.3957 | 0.00023364 | 644.4777 | 0.019018 | 394.2665 | 0.0090425 | 863.718 | 0.0024803 | 1023.501 | 1.2741 | 1117.4315 | 0.010889 | 1011.2275 | 0.013887 | 1047.933 | 0 | 1047.2869 | 0 | 1047.2805 | 0.0050171 | 394.267 | 0.017284 | 394.8881 | -0.0041837 | 394.2665 | 0.016726 | 394.2665 | 0.046925 | 394.8881 | #REF! | 394.2665 | -0.0017751 | 392.0614 | 0.0067813
| 247.4494 | 0 | 247.4494 | -0.026731 | 247.4494 | 0.023151 | 247.4494 | 0.051099 | 247.4494 | 0 | 247.4494 | 0 | 424.1588 | 0 | 394.4837 | 3.4519 | 247.4494 | 0 | 424.1588 | 0 | 394.4837 | 36.6613 | 394.4837 | 19.1754 | 388.7767 | 9.3204 | 394.4837 | 15.1854 | 394.4837 | 2.1429 | 395.1053 | 1.7117 | 393.6145 | 0.11648 | 394.4837 | 0.19734 | 395.1053 | 0.093053 | 395.1053 | 0.060678 | 395.1053 | 0.014942 | 424.1588 | 0.06457 | 395.1053 | 0.024888 | 395.1053 | 0.010924 |  |  | 394.4837 | 0.041641 | 389.07 | -0.017023 | 395.1053 | 0.024789 | 394.4837 | 0.0079143 | 423.4882 | 0.00025573 | 395.1053 | 0.023812 | 395.1053 | 0.0094353 | 394.4837 | 0.0013232 | 395.1053 | 0.010024 | 395.1053 | 0 | 395.1053 | 0.018746 | 644.6386 | 0.030061 | 394.4837 | 0 | 394.4837 | 0.0066848 | 395.1053 | -8.6925e-05 | 643.8365 | 0.00069566 | 394.4837 | 0.060092 | 646.5565 | 0.00022377 | 644.6386 | 0.017925 | 394.4837 | 0.0072427 | 863.7923 | 0.0023333 | 1023.7576 | 1.2914 | 1117.4927 | 0.01096 | 1011.2401 | 0.013872 | 1047.9868 | 0 | 1047.3407 | 0 | 1047.3342 | 0.0050217 | 394.484 | 0.015529 | 395.1053 | 0.0066793 | 394.4837 | 0.046419 | 394.4837 | 0.048694 | 395.1053 | #REF! | 394.4837 | 0.085648 | 392.2784 | 0.0081452
| 247.5231 | 0 | 247.5231 | 0.016229 | 247.5231 | 0.020984 | 247.5231 | -0.034284 | 247.5231 | 0 | 247.5231 | 0 | 424.2716 | 0.015748 | 394.7009 | 3.3944 | 247.5231 | 0 | 424.2716 | 0.035034 | 394.7009 | 34.7616 | 394.7009 | 19.5341 | 388.9937 | 9.5831 | 394.7009 | 15.4873 | 394.7009 | 2.0639 | 395.3226 | 1.6486 | 393.8323 | 0.029341 | 394.7009 | -0.12428 | 395.3226 | 0 | 395.3226 | 0 | 395.3226 | -7.7822e-05 | 424.2716 | 0.057152 | 395.3226 | 0.0091893 | 395.3226 | 0.0046817 |  |  | 394.7009 | 0.009758 | 389.29 | -0.022619 | 395.3226 | 0 | 394.7009 | -0.014915 | 423.602 | 0.00029994 | 395.3226 | 0 | 395.3226 | 0 | 394.7009 | -0.08871 | 395.3226 | -0.0036974 | 395.3226 | 0 | 395.3226 | -0.01843 | 644.7995 | 0.019435 | 394.7009 | 0 | 394.7009 | -0.048659 | 395.3226 | -0.00083433 | 643.9977 | 0.00078262 | 394.7009 | -0.12284 | 646.7173 | 0.00029617 | 644.7995 | 0.018909 | 394.7009 | -0.005432 | 863.8665 | 0.0020045 | 1024.0144 | 1.3066 | 1117.5538 | 0.011032 | 1011.2526 | 0.013857 | 1048.0406 | 0 | 1047.3944 | 0 | 1047.3879 | 0.0050194 | 394.701 | 0.013053 | 395.3226 | 0.010129 | 394.7009 | 0.012359 | 394.7009 | 0.03631 | 395.3226 | #REF! | 394.7009 | 0.00067699 | 392.4954 | 0.006567
| 247.5967 | 0 | 247.5967 | 0.021208 | 247.5967 | 0.022524 | 247.5967 | 0.03883 | 247.5967 | 0 | 247.5967 | 0 | 424.3844 | 0 | 394.9181 | 3.283 | 247.5967 | 0 | 424.3844 | 0 | 394.9181 | 33.9481 | 394.9181 | 20.1262 | 389.2107 | 10.1136 | 394.9181 | 16.5767 | 394.9181 | 2.4884 | 395.5399 | 1.9877 | 394.0501 | 0.12615 | 394.9181 | 0.36025 | 395.5399 | 0.13813 | 395.5399 | 0.076111 | 395.5399 | 0.023272 | 424.3844 | 0.074392 | 395.5399 | 0.023386 | 395.5399 | 0.019521 |  |  | 394.9181 | 0.044285 | 389.5 | 0.013758 | 395.5399 | 0.0042234 | 394.9181 | 0.014459 | 423.7158 | 0.00029803 | 395.5399 | 0.046932 | 395.5399 | 0.011837 | 394.9181 | 0.04638 | 395.5399 | 0.010319 | 395.5399 | 0 | 395.5399 | 0.013312 | 644.9604 | 0.025416 | 394.9181 | 0 | 394.9181 | 0.013179 | 395.5399 | 0.0049526 | 644.1589 | 0 | 394.9181 | 0.10017 | 646.8781 | 0.00019635 | 644.9604 | 0.017379 | 394.9181 | 0.0090425 | 863.9408 | 0.0017843 | 1024.2714 | 1.3218 | 1117.615 | 0.011099 | 1011.2651 | 0.013842 | 1048.0945 | 0 | 1047.4481 | 0 | 1047.4416 | 0.0050171 | 394.918 | 0.018438 | 395.5399 | 0.0093217 | 394.9181 | 0.07261 | 394.9181 | 0.05493 | 395.5399 | #REF! | 394.9181 | 0.1191 | 392.7123 | 0.0087533
| 247.6703 | 0 | 247.6703 | -0.049617 | 247.6703 | 0.019445 | 247.6703 | -0.054991 | 247.6703 | 0 | 247.6703 | 0 | 424.4971 | 0.014343 | 395.1353 | 3.1306 | 247.6703 | 0 | 424.4971 | 0.020871 | 395.1353 | 32.9623 | 395.1353 | 20.4 | 389.4277 | 10.5402 | 395.1353 | 17.1027 | 395.1353 | 2.3983 | 395.7572 | 1.9157 | 394.2679 | 0.046569 | 395.1353 | -0.29643 | 395.7572 | 0 | 395.7572 | 0 | 395.7572 | -0.011295 | 424.4971 | 0.058406 | 395.7572 | 0 | 395.7571 | 0 |  |  | 395.1353 | 0.0014747 | 389.72 | 0.011309 | 395.7572 | 0 | 395.1353 | -0.0021288 | 423.8296 | 0.00033004 | 395.7572 | 0 | 395.7571 | 0 | 395.1353 | -0.1303 | 395.7572 | -0.017725 | 395.7572 | 0 | 395.7572 | -0.023798 | 645.1213 | 0.020663 | 395.1353 | 0 | 395.1353 | -0.068628 | 395.7571 | -0.0039501 | 644.3201 | 0 | 395.1353 | -0.097721 | 647.0389 | 0.00023254 | 645.1213 | 0.018144 | 395.1353 | 0.0018107 | 864.0151 | 0.0019818 | 1024.5283 | 1.3324 | 1117.6762 | 0.01117 | 1011.2776 | 0.013826 | 1048.1483 | 0 | 1047.5018 | 0 | 1047.4955 | 0.0050183 | 395.135 | 0.0084136 | 395.7572 | -0.0046608 | 395.1353 | 0.011605 | 395.1353 | 0.039848 | 395.7571 | #REF! | 395.1353 | 0.020551 | 392.9293 | 0.0056771
| 247.7439 | 0 | 247.7439 | -0.048153 | 247.7439 | 0.019758 | 247.7439 | 0.05057 | 247.7439 | 0 | 247.7439 | 0 | 424.6099 | 0 | 395.3525 | 3.0853 | 247.7439 | 0 | 424.6099 | 0 | 395.3525 | 32.0251 | 395.3525 | 21.0573 | 389.6448 | 11.1965 | 395.3525 | 18.2823 | 395.3525 | 2.8755 | 395.9745 | 2.2969 | 394.4857 | 0.13226 | 395.3525 | 0.30567 | 395.9745 | 0.1038 | 395.9745 | 0.079121 | 395.9745 | 0.011112 | 424.6099 | 0.078257 | 395.9745 | 0.025455 | 395.9745 | 0.019521 |  |  | 395.3525 | 0.033313 | 389.94 | 0.015157 | 395.9745 | 0.034503 | 395.3525 | 0.013241 | 423.9435 | 0.00025992 | 395.9745 | 0.034937 | 395.9745 | 0.010456 | 395.3525 | 0.018941 | 395.9745 | 0.0012309 | 395.9745 | 0 | 395.9745 | 0.013914 | 645.2823 | 0.023867 | 395.3525 | 0 | 395.3525 | 0.0098132 | 395.9745 | 0.0048963 | 644.4813 | 0 | 395.3525 | 0.061204 | 647.1998 | 0.00025448 | 645.2823 | 0.017816 | 395.3525 | 0 | 864.0894 | 0.0015216 | 1024.7855 | 1.3346 | 1117.7373 | 0.011242 | 1011.2902 | 0.013811 | 1048.2022 | 0 | 1047.5557 | 0 | 1047.5492 | 0.0050296 | 395.353 | 0.0064184 | 395.9745 | 0.0068995 | 395.3525 | 0.069758 | 395.3525 | 0.045156 | 395.9745 | #REF! | 395.3525 | 0.080747 | 393.1464 | 0.0094336
| 247.8176 | 0 | 247.8176 | -0.0028741 | 247.8176 | 0.018675 | 247.8176 | -0.039795 | 247.8176 | 0 | 247.8176 | 0 | 424.7227 | 0.018207 | 395.5698 | 2.9573 | 247.8176 | 0 | 424.7227 | 0.0048451 | 395.5698 | 30.3641 | 395.5698 | 21.4636 | 389.8618 | 11.6057 | 395.5698 | 18.8794 | 395.5698 | 2.4104 | 396.1918 | 1.9254 | 394.7035 | 0.016561 | 395.5698 | -0.24352 | 396.1918 | 0 | 396.1918 | 0.0063787 | 396.1918 | -0.009757 | 424.7227 | 0.064048 | 396.1918 | 0 | 396.1918 | 0 |  |  | 395.5698 | -0.015953 | 390.16 | 0.01061 | 396.1918 | 0 | 395.5698 | -0.01319 | 424.0573 | 0.00029003 | 396.1918 | 0 | 396.1918 | 0 | 395.5698 | -0.052637 | 396.1918 | -0.022541 | 396.1918 | 0 | 396.1918 | -0.046589 | 645.4432 | 0.024988 | 395.5698 | 0 | 395.5698 | -0.021208 | 396.1918 | -0.0028209 | 644.6425 | 0.00026087 | 395.5698 | -0.12055 | 647.3606 | 0.00018428 | 645.4432 | 0.019127 | 395.5698 | 0.012659 | 864.1637 | 0.0018619 | 1025.0429 | 1.3566 | 1117.7986 | 0.011314 | 1011.3027 | 0.013796 | 1048.256 | 0 | 1047.6094 | 0 | 1047.6029 | 0.0050523 | 395.57 | 0.032957 | 396.1918 | -0.0028874 | 395.5698 | 0.021005 | 395.5698 | 0.047809 | 396.1918 | #REF! | 395.5698 | 0.022371 | 393.3634 | 0.0065032
| 247.8912 | 0 | 247.8912 | 0.065412 | 247.8912 | 0.023921 | 247.8912 | 0.039733 | 247.8912 | 0 | 247.8912 | 0 | 424.8355 | 0 | 395.787 | 3.0347 | 247.8912 | 0 | 424.8355 | 0 | 395.787 | 29.4746 | 395.7871 | 22.0326 | 390.0789 | 12.3101 | 395.787 | 20.1527 | 395.7871 | 3.1906 | 396.4091 | 2.5486 | 394.9214 | 0.13724 | 395.7871 | 0.20826 | 396.4091 | 0.15961 | 396.4091 | 0.10335 | 396.4091 | 0.0096906 | 424.8355 | 0.050361 | 396.4091 | 0.029506 | 396.4091 | 0.017193 |  |  | 395.787 | 0.028027 | 390.37 | -0.0065291 | 396.4091 | 0.018276 | 395.7871 | 0.0048555 | 424.1711 | 0.00021457 | 396.4091 | 0.029388 | 396.4091 | 0.012884 | 395.7871 | 0.078036 | 396.4091 | 0.0082553 | 396.4091 | 0 | 396.4091 | 0.017053 | 645.6041 | 0.023921 | 395.787 | 0 | 395.787 | 0.05463 | 396.4091 | 0.0018267 | 644.8037 | 0 | 395.787 | 0.060596 | 647.5215 | 0.00034772 | 645.6041 | 0.018144 | 395.7871 | 0.019893 | 864.238 | 0.0015952 | 1025.3003 | 1.3615 | 1117.8597 | 0.01138 | 1011.3152 | 0.01378 | 1048.3098 | 0 | 1047.6632 | 0 | 1047.6567 | 0.0050842 | 395.787 | 0.036948 | 396.4091 | 0.014313 | 395.7871 | 0.072999 | 395.7871 | 0.060237 | 396.4091 | #REF! | 395.7871 | 0.079469 | 393.5804 | 0.0088518
| 247.9648 | 0 | 247.9648 | -0.060466 | 247.9648 | 0.022524 | 247.9648 | -0.069751 | 247.9648 | 0 | 247.9648 | 0 | 424.9483 | 0.014343 | 396.0043 | 2.8296 | 247.9648 | 0 | 424.9483 | 0.0055905 | 396.0043 | 28.2532 | 396.0043 | 22.3292 | 390.296 | 12.8016 | 396.0043 | 20.9139 | 396.0043 | 2.8127 | 396.6264 | 2.2467 | 395.1392 | 0.032581 | 396.0043 | -0.10329 | 396.6265 | 0 | 396.6265 | 0 | 396.6265 | -0.024626 | 424.9483 | 0.051823 | 396.6264 | 0 | 396.6265 | 0 |  |  | 396.0043 | -0.0088478 | 390.59 | -0.0047802 | 396.6265 | 0 | 396.0043 | -0.032164 | 424.285 | 0.00022524 | 396.6265 | 0 | 396.6265 | 0 | 396.0043 | -0.11006 | 396.6265 | -0.021428 | 396.6265 | 0 | 396.6265 | -0.051219 | 645.7651 | 0.018101 | 396.0043 | 0 | 396.0043 | -0.023854 | 396.6265 | -0.0037948 | 644.9649 | 0 | 396.0043 | -0.1103 | 647.6823 | 0.00012395 | 645.7651 | 0.018909 | 396.0043 | 0.0090425 | 864.3123 | 0.001581 | 1025.5579 | 1.3794 | 1117.9209 | 0.011452 | 1011.3278 | 0.013765 | 1048.3637 | 0 | 1047.7169 | 0 | 1047.7105 | 0.0051194 | 396.004 | 0.01762 | 396.6264 | -0.01123 | 396.0043 | -0.0035006 | 396.0043 | 0.043387 | 396.6265 | #REF! | 396.0043 | 0.014551 | 393.7975 | 0.0060118
| 248.0385 | 0 | 248.0385 | -0.059857 | 248.0385 | 0.024064 | 248.0385 | 0.056455 | 248.0385 | 0 | 248.0385 | 0 | 425.0611 | 0 | 396.2216 | 2.8323 | 248.0385 | 0 | 425.0611 | 0 | 396.2216 | 28.0271 | 396.2216 | 22.8048 | 390.5131 | 13.525 | 396.2216 | 22.1535 | 396.2216 | 3.5412 | 396.8438 | 2.8286 | 395.3571 | 0.13653 | 396.2216 | 0.3107 | 396.8438 | 0.13015 | 396.8438 | 0.060669 | 396.8438 | 0.026165 | 425.0611 | 0.049107 | 396.8438 | 0.028628 | 396.8438 | 0.017372 |  |  | 396.2216 | 0.030694 | 390.81 | 0.0011659 | 396.8438 | 0 | 396.2216 | 0.014814 | 424.3988 | 0.0001917 | 396.8438 | 0.077788 | 396.8438 | 0.0097941 | 396.2216 | 0.10527 | 396.8438 | 0.0082309 | 396.8438 | 0 | 396.8438 | 0.03034 | 645.926 | 0.020557 | 396.2216 | 0 | 396.2216 | 0.0052321 | 396.8438 | 0.0075121 | 645.1262 | 0 | 396.2216 | 0.087314 | 647.8432 | 0.000283 | 645.926 | 0.018253 | 396.2216 | 0 | 864.3867 | 0.0018447 | 1025.8156 | 1.3881 | 1117.9822 | 0.011524 | 1011.3403 | 0.013749 | 1048.4175 | 0 | 1047.7707 | 0 | 1047.7643 | 0.0051489 | 396.222 | 0.012861 | 396.8438 | 0.00745 | 396.2216 | 0.054069 | 396.2216 | 0.045156 | 396.8438 | #REF! | 396.2216 | 0.12591 | 394.0145 | 0.0075152
| 248.1121 | 0 | 248.1121 | 0.013592 | 248.1121 | 0.019445 | 248.1121 | -0.064457 | 248.1121 | 0 | 248.1121 | 0 | 425.1739 | 0.0094255 | 396.4389 | 2.7802 | 248.1121 | 0 | 425.1739 | 0.024932 | 396.4389 | 26.4143 | 396.4389 | 23.0647 | 390.7302 | 14.0988 | 396.4389 | 22.9199 | 396.4389 | 3.3 | 397.0612 | 2.636 | 395.5749 | 0.080689 | 396.4389 | -0.094891 | 397.0612 | 0 | 397.0612 | 0 | 397.0612 | -0.013982 | 425.1739 | 0.063107 | 397.0612 | 0 | 397.0612 | 0 |  |  | 396.4389 | -0.028645 | 391.03 | -0.016322 | 397.0612 | 0 | 396.4389 | -0.024352 | 424.5127 | 0.00022981 | 397.0612 | 0 | 397.0612 | 0 | 396.4389 | -0.18331 | 397.0612 | -0.028164 | 397.0612 | 0 | 397.0612 | -0.031338 | 646.087 | 0.02894 | 396.4389 | 0 | 396.4389 | -0.014679 | 397.0612 | -0.0021432 | 645.2874 | 0.00078262 | 396.4389 | -0.14287 | 648.004 | 0.00024242 | 646.087 | 0.019127 | 396.4389 | 0 | 864.4611 | 0.0021721 | 1026.0734 | 1.4015 | 1118.0433 | 0.01159 | 1011.3528 | 0.013733 | 1048.4713 | 0 | 1047.8245 | 0 | 1047.8181 | 0.0051649 | 396.439 | 0.010192 | 397.0612 | -0.0085877 | 396.4389 | -0.0035213 | 396.4389 | 0.037195 | 397.0612 | #REF! | 396.4389 | 0.014749 | 394.2316 | 0.0066921
| 248.1858 | 0 | 248.1858 | 0.044374 | 248.1858 | 0.027285 | 248.1858 | 0.03911 | 248.1858 | 0 | 248.1858 | 0 | 425.2866 | 0 | 396.6562 | 2.7876 | 248.1858 | 0 | 425.2866 | 0 | 396.6562 | 26.1626 | 396.6562 | 23.3683 | 390.9474 | 14.9746 | 396.6562 | 24.3339 | 396.6562 | 3.8745 | 397.2786 | 3.0949 | 395.7928 | 0.16143 | 396.6562 | 0.13688 | 397.2786 | 0.14846 | 397.2786 | 0.10712 | 397.2786 | 0.0093185 | 425.2866 | 0.055689 | 397.2786 | 0.021225 | 397.2786 | 0.0097604 |  |  | 396.6562 | 0.030061 | 391.24 | 0.027749 | 397.2786 | 0.01044 | 396.6562 | 0.012988 | 424.6265 | 0.00026259 | 397.2786 | 0.071503 | 397.2786 | 0.0066513 | 396.6562 | 0.043067 | 397.2786 | 0.0020466 | 397.2786 | 0 | 397.2786 | 0.015455 | 646.2479 | 0.026003 | 396.6562 | 0 | 396.6562 | 0.052226 | 397.2786 | 0.0043067 | 645.4487 | 0.00069566 | 396.6562 | 0.11204 | 648.1649 | 0.00022158 | 646.2479 | 0.017597 | 396.6562 | -0.0018089 | 864.5354 | 0.0024389 | 1026.3313 | 1.4105 | 1118.1046 | 0.011662 | 1011.3654 | 0.013718 | 1048.5251 | 0 | 1047.8783 | 0 | 1047.8718 | 0.0051592 | 396.656 | 0.0091107 | 397.2786 | 0.010019 | 396.6562 | 0.050827 | 396.6562 | 0.045156 | 397.2786 | #REF! | 396.6562 | 0.11462 | 394.4487 | 0.0084705
| 248.2594 | 0 | 248.2594 | -0.045548 | 248.2594 | 0.026031 | 248.2594 | -0.05194 | 248.2594 | 0 | 248.2594 | 0 | 425.3994 | 0.026588 | 396.8736 | 2.7063 | 248.2594 | 0 | 425.3994 | 0.025792 | 396.8736 | 25.1533 | 396.8736 | 23.605 | 391.1645 | 15.4997 | 396.8736 | 25.2101 | 396.8736 | 3.8238 | 397.496 | 3.0544 | 396.0107 | 0.052509 | 396.8736 | -0.32582 | 397.496 | 0 | 397.496 | 0 | 397.496 | -0.020533 | 425.3994 | 0.070839 | 397.496 | 0 | 397.496 | 0 |  |  | 396.8736 | 0.00023848 | 391.46 | -0.015623 | 397.496 | 0 | 396.8736 | -0.016234 | 424.7404 | 0.00027173 | 397.496 | 0 | 397.496 | 0 | 396.8736 | -0.085766 | 397.496 | -0.019283 | 397.496 | 0 | 397.496 | -0.023534 | 646.4089 | 0.019542 | 396.8736 | 0 | 396.8736 | -0.040003 | 397.496 | -0.0049771 | 645.6099 | 0.00026087 | 396.8736 | -0.08379 | 648.3258 | 0.00026545 | 646.4089 | 0.019565 | 396.8736 | 0.027127 | 864.6098 | 0.0017096 | 1026.5894 | 1.4243 | 1118.1659 | 0.011729 | 1011.3779 | 0.013702 | 1048.579 | 0 | 1047.9321 | 0 | 1047.9257 | 0.0051239 | 396.874 | 0.032813 | 397.496 | -0.00025329 | 396.8736 | 0.0034051 | 396.8736 | 0.05493 | 397.496 | #REF! | 396.8736 | 0.043463 | 394.6658 | 0.0063901
| 248.3331 | 0 | 248.3331 | -0.063546 | 248.3331 | 0.028682 | 248.3331 | 0.044466 | 248.3331 | 0 | 248.3331 | 0 | 425.5122 | 0 | 397.0909 | 2.6961 | 248.3331 | 0 | 425.5122 | 0 | 397.0909 | 24.4243 | 397.0909 | 23.7963 | 391.3816 | 16.338 | 397.0909 | 26.6182 | 397.0909 | 4.3791 | 397.7134 | 3.4979 | 396.2286 | 0.15915 | 397.0909 | 0.17635 | 397.7134 | 0.076131 | 397.7134 | 0.09733 | 397.7134 | 0.013889 | 425.5122 | 0.062167 | 397.7134 | 0.027801 | 397.7134 | 0.01379 |  |  | 397.0909 | 0.02306 | 391.68 | -0.0019821 | 397.7134 | 0.0090301 | 397.0909 | 0.0058342 | 424.8543 | 0.00025916 | 397.7134 | 0.073788 | 397.7134 | 0.0076366 | 397.0909 | 0.10307 | 397.7134 | 0.016218 | 397.7134 | 0 | 397.7134 | 0.024982 | 646.5699 | 0.025255 | 397.0909 | 0 | 397.0909 | 0.01742 | 397.7134 | 0.0032476 | 645.7712 | 0.00017392 | 397.0909 | 0.056947 | 648.4867 | 0.00017331 | 646.5699 | 0.018362 | 397.0909 | -0.0018089 | 864.6842 | 0.0015855 | 1026.8475 | 1.4396 | 1118.227 | 0.011795 | 1011.3904 | 0.013686 | 1048.6329 | 0 | 1047.9858 | 0 | 1047.9795 | 0.0050592 | 397.091 | 0.010265 | 397.7134 | 0.0022201 | 397.0909 | 0.087132 | 397.0909 | 0.045156 | 397.7134 | #REF! | 397.0909 | 0.11867 | 394.8829 | 0.0079322
| 248.4067 | 0 | 248.4067 | 0.0252 | 248.4067 | 0.028597 | 248.4067 | -0.04702 | 248.4067 | 0 | 248.4067 | 0 | 425.625 | 0.024437 | 397.3083 | 2.5478 | 248.4067 | 0 | 425.625 | 0.018262 | 397.3083 | 22.8374 | 397.3083 | 23.9334 | 391.5988 | 16.9946 | 397.3083 | 27.5714 | 397.3083 | 4.2585 | 397.9308 | 3.4016 | 396.4465 | 0.076457 | 397.3083 | -0.23009 | 397.9308 | 0 | 397.9308 | 0 | 397.9308 | -0.020418 | 425.625 | 0.04148 | 397.9308 | 0 | 397.9308 | 0 |  |  | 397.3083 | -0.010289 | 391.9 | -0.00093273 | 397.9308 | 0 | 397.3083 | -0.016031 | 424.9681 | 0.00027783 | 397.9308 | 0 | 397.9308 | 0 | 397.3083 | -0.11669 | 397.9308 | -0.027285 | 397.9308 | 0 | 397.9308 | -0.046361 | 646.7309 | 0.023547 | 397.3083 | 0 | 397.3083 | -0.029676 | 397.9308 | -0.0026691 | 645.9324 | 0.00026087 | 397.3083 | -0.11774 | 648.6476 | 0.00024461 | 646.7309 | 0.020111 | 397.3083 | 0.0090425 | 864.7586 | 0.0021625 | 1027.106 | 1.4629 | 1118.2883 | 0.011867 | 1011.403 | 0.01367 | 1048.6868 | 0 | 1048.0397 | 0 | 1048.0332 | 0.0049683 | 397.308 | 0.018606 | 397.9308 | -0.013542 | 397.3083 | 0.0053131 | 397.3083 | 0.047809 | 397.9308 | #REF! | 397.3083 | 0.00018715 | 395.1001 | 0.005472
| 248.4804 | 0 | 248.4804 | 0.015335 | 248.4804 | 0.03256 | 248.4804 | 0.032322 | 248.4804 | 0 | 248.4804 | 0 | 425.7378 | 0 | 397.5257 | 2.6413 | 248.4804 | 0 | 425.7378 | 0 | 397.5257 | 23.182 | 397.5257 | 24.1571 | 391.8159 | 17.8813 | 397.5257 | 29.0953 | 397.5257 | 4.8918 | 398.1483 | 3.9074 | 396.6644 | 0.12771 | 397.5257 | 0.33254 | 398.1483 | 0.12533 | 398.1483 | 0.067582 | 398.1483 | 0.01598 | 425.7378 | 0.070526 | 398.1483 | 0.023202 | 398.1483 | 0.028923 |  |  | 397.5257 | 0.048097 | 392.11 | 0.022503 | 398.1483 | 0.017577 | 397.5257 | 0.026178 | 425.082 | 0.00025839 | 398.1483 | 0.048598 | 398.1483 | 0.011374 | 397.5257 | 0.060735 | 398.1483 | 0.022362 | 398.1483 | 0 | 398.1483 | 0.052126 | 646.8918 | 0.021678 | 397.5257 | 0 | 397.5257 | 0.069728 | 398.1483 | 0.0031541 | 646.0937 | 0.00017392 | 397.5257 | 0.021227 | 648.8085 | 0.00032249 | 646.8918 | 0.017707 | 397.5257 | 0.0072427 | 864.833 | 0.0018137 | 1027.3644 | 1.4705 | 1118.3496 | 0.011933 | 1011.4155 | 0.013654 | 1048.7406 | 0 | 1048.0935 | 0 | 1048.087 | 0.0048626 | 397.526 | 0.015241 | 398.1483 | 0.016955 | 397.5257 | 0.073388 | 397.5257 | 0.050463 | 398.1483 | #REF! | 397.5257 | 0.1551 | 395.3172 | 0.0080842
| 248.5541 | 0 | 248.5541 | -0.013575 | 248.5541 | 0.030193 | 248.5541 | -0.078968 | 248.5541 | 0 | 248.5541 | 0 | 425.8506 | 0.010831 | 397.7431 | 2.5192 | 248.5541 | 0 | 425.8506 | 0.036969 | 397.7431 | 21.8073 | 397.7431 | 23.7935 | 392.0331 | 18.5704 | 397.7431 | 29.9261 | 397.7431 | 4.7722 | 398.3657 | 3.8119 | 396.8824 | 0.11206 | 397.7431 | 0.0022668 | 398.3657 | 0 | 398.3657 | 0 | 398.3657 | -0.018569 | 425.8506 | 0.055689 | 398.3657 | 0.0013945 | 398.3657 | 0 |  |  | 397.7431 | 0.0011012 | 392.33 | -0.019821 | 398.3657 | 0 | 397.7431 | -0.018314 | 425.1959 | 0.00027783 | 398.3657 | 0 | 398.3657 | 0 | 397.7431 | -0.070674 | 398.3657 | -0.01871 | 398.3657 | 0 | 398.3657 | -0.021047 | 647.0528 | 0.015965 | 397.7431 | 0 | 397.7431 | -0.0027016 | 398.3657 | 0.002662 | 646.255 | 0.00026087 | 397.7431 | -0.13853 | 648.9694 | 0.00016783 | 647.0528 | 0.019455 | 397.7431 | 0.0090425 | 864.9075 | 0.0020939 | 1027.623 | 1.4832 | 1118.4109 | 0.012 | 1011.428 | 0.013638 | 1048.7946 | 0 | 1048.1473 | 0 | 1048.1409 | 0.0047546 | 397.743 | 0.022861 | 398.3657 | 0.0026394 | 397.7431 | 0.016986 | 397.7431 | 0.053117 | 398.3657 | #REF! | 397.7431 | 0.02058 | 395.5344 | 0.0068902
| 248.6278 | 0 | 248.6278 | -0.071453 | 248.6278 | 0.031305 | 248.6278 | 0.038457 | 248.6278 | 0 | 248.6278 | 0 | 425.9634 | 0 | 397.9605 | 2.481 | 248.6278 | 0 | 425.9634 | 0 | 397.9605 | 21.1356 | 397.9605 | 23.7993 | 392.2503 | 19.5997 | 397.9605 | 31.4288 | 397.9605 | 5.5686 | 398.5832 | 4.4481 | 397.1003 | 0.15616 | 397.9605 | 0.10833 | 398.5832 | 0.15352 | 398.5832 | 0.10541 | 398.5832 | 0.024377 | 425.9634 | 0.071048 | 398.5832 | 0.022349 | 398.5832 | 0.024177 |  |  | 397.9605 | 0.061583 | 392.55 | 0.0067623 | 398.5832 | 0.023849 | 397.9605 | 0.0076099 | 425.3098 | 0.00023591 | 398.5832 | 0.051567 | 398.5832 | 0.0054337 | 397.9605 | 0.080244 | 398.5832 | 0.010904 | 398.5832 | 0 | 398.5832 | 0.02369 | 647.2138 | 0.023066 | 397.9605 | 0 | 397.9605 | 0.034959 | 398.5832 | 0.006036 | 646.4162 | 0.00017392 | 397.9605 | 0.088583 | 649.1303 | 0.00027752 | 647.2138 | 0.017597 | 397.9605 | 0.0072445 | 864.9819 | 0.0023646 | 1027.8817 | 1.4915 | 1118.4722 | 0.012067 | 1011.4405 | 0.013622 | 1048.8484 | 0 | 1048.2012 | 0 | 1048.1947 | 0.0046637 | 397.96 | 0.015169 | 398.5832 | 0.016441 | 397.9605 | 0.079093 | 397.9605 | 0.054001 | 398.5832 | #REF! | 397.9605 | 0.14253 | 395.7515 | 0.007758
| 248.7014 | 0 | 248.7014 | 0.028903 | 248.7014 | 0.02797 | 248.7014 | -0.033474 | 248.7014 | 0 | 248.7014 | 0 | 426.0762 | 0.042814 | 398.1779 | 2.4117 | 248.7014 | 0 | 426.0762 | 0.0096901 | 398.1779 | 19.2008 | 398.1779 | 23.5847 | 392.4676 | 20.19 | 398.1779 | 32.2361 | 398.1779 | 5.2748 | 398.8007 | 4.2134 | 397.3183 | 0.077499 | 398.1779 | -0.22757 | 398.8007 | 0 | 398.8007 | 0 | 398.8007 | -0.011768 | 426.0762 | 0.07972 | 398.8007 | 0 | 398.8007 | 0 |  |  | 398.1779 | -0.015492 | 392.77 | -0.010027 | 398.8007 | 0 | 398.1779 | -0.0088782 | 425.4237 | 0.00025839 | 398.8007 | 0 | 398.8007 | 0 | 398.1779 | -0.10932 | 398.8007 | -0.02279 | 398.8007 | 0 | 398.8007 | -0.035944 | 647.3749 | 0.015698 | 398.1779 | 0 | 398.1779 | 0.0065572 | 398.8007 | 0.0024753 | 646.5775 | 0.0013044 | 398.1779 | -0.03536 | 649.2913 | 0.00018318 | 647.3749 | 0.01869 | 398.1779 | 0 | 865.0563 | 0.0026575 | 1028.1406 | 1.5022 | 1118.5333 | 0.012133 | 1011.4531 | 0.013605 | 1048.9023 | 0 | 1048.255 | 0 | 1048.2485 | 0.0046035 | 398.178 | 0.012092 | 398.8007 | -0.0019874 | 398.1779 | -0.0073044 | 398.1779 | 0.04604 | 398.8007 | #REF! | 398.1779 | 0.055394 | 395.9687 | 0.0064325
| 248.7751 | 0 | 248.7751 | 0.022256 | 248.7751 | 0.032902 | 248.7751 | 0.0098399 | 248.7751 | 0 | 248.7751 | 0 | 426.1889 | 0 | 398.3954 | 2.4181 | 248.7751 | 0 | 426.1889 | 0 | 398.3954 | 19.5633 | 398.3954 | 23.4978 | 392.6848 | 21.3581 | 398.3954 | 33.9681 | 398.3954 | 5.8006 | 399.0182 | 4.6334 | 397.5362 | 0.1812 | 398.3954 | 0.27963 | 399.0182 | 0.12804 | 399.0182 | 0.095969 | 399.0182 | 0.012866 | 426.1889 | 0.061018 | 399.0182 | 0.01894 | 399.0182 | 0.020148 |  |  | 398.3954 | 0.041764 | 392.99 | -0.013175 | 399.0182 | 0.0073797 | 398.3954 | 0.0080157 | 425.5376 | 0.00024239 | 399.0182 | 0.071632 | 399.0182 | 0.0077399 | 398.3954 | 0.039754 | 399.0182 | 0.0022122 | 399.0182 | 0 | 399.0182 | 0.046048 | 647.5359 | 0.019969 | 398.3954 | 0 | 398.3954 | -0.028336 | 399.0182 | 0.0045814 | 646.7388 | 0.00017392 | 398.3954 | 0.079538 | 649.4522 | 0.00026326 | 647.5359 | 0.017269 | 398.3954 | 0.0018125 | 865.1309 | 0.0027179 | 1028.3995 | 1.5197 | 1118.5946 | 0.0122 | 1011.4656 | 0.013589 | 1048.9562 | 0 | 1048.3088 | 0 | 1048.3024 | 0.0045842 | 398.395 | 0.012861 | 399.0182 | 0.016405 | 398.3954 | 0.062367 | 398.3954 | 0.053117 | 399.0182 | #REF! | 398.3954 | 0.13103 | 396.1859 | 0.0082542
| 248.8488 | 0 | 248.8488 | -0.059352 | 248.8488 | 0.028255 | 248.8488 | -0.037709 | 248.8488 | 0 | 248.8488 | 0 | 426.3017 | 0.0024003 | 398.6128 | 2.1847 | 248.8488 | 0 | 426.3017 | 0.01789 | 398.6128 | 17.8532 | 398.6128 | 23.3283 | 392.902 | 22.2145 | 398.6128 | 34.9029 | 398.6128 | 5.6902 | 399.2357 | 4.5452 | 397.7542 | 0.11348 | 398.6128 | -0.074041 | 399.2357 | 0 | 399.2357 | 0 | 399.2357 | -0.023529 | 426.3017 | 0.070526 | 399.2357 | 0 | 399.2357 | 0 |  |  | 398.6128 | 0.00095951 | 393.2 | -0.0058295 | 399.2357 | 0 | 398.6128 | -0.024149 | 425.6515 | 0.00027936 | 399.2357 | 0 | 399.2357 | 0 | 398.6128 | -0.07141 | 399.2357 | -0.018651 | 399.2357 | 0 | 399.2357 | -0.038065 | 647.6969 | 0.021785 | 398.6128 | 0 | 398.6128 | -0.063868 | 399.2357 | -0.0024806 | 646.9001 | 0.00078262 | 398.6128 | -0.067996 | 649.6132 | 0.00021829 | 647.6969 | 0.018581 | 398.6128 | 0.0090425 | 865.2053 | 0.0019971 | 1028.6587 | 1.5316 | 1118.656 | 0.012266 | 1011.4781 | 0.013572 | 1049.0101 | 0 | 1048.3627 | 0 | 1048.3562 | 0.0046092 | 398.613 | 0.014063 | 399.2357 | -0.014716 | 398.6128 | 0.032545 | 398.6128 | 0.046925 | 399.2357 | #REF! | 398.6128 | 0.0032366 | 396.4031 | 0.006461
| 248.9225 | 0 | 248.9225 | -0.041354 | 248.9225 | 0.029452 | 248.9225 | 0.040418 | 248.9225 | 0 | 248.9225 | 0 | 426.4145 | 0 | 398.8303 | 2.3048 | 248.9225 | 0 | 426.4145 | 0 | 398.8303 | 17.973 | 398.8303 | 22.867 | 393.1192 | 23.2233 | 398.8303 | 36.4261 | 398.8303 | 6.5737 | 399.4532 | 5.2509 | 397.9722 | 0.21654 | 398.8303 | 0.29811 | 399.4532 | 0.15404 | 399.4532 | 0.062145 | 399.4532 | 0.0005128 | 426.4145 | 0.069272 | 399.4532 | 0.020581 | 399.4533 | 0.020506 |  |  | 398.8303 | 0.033507 | 393.42 | -0.0079281 | 399.4532 | 0.011155 | 398.8303 | -0.00031444 | 425.7654 | 0.00024925 | 399.4532 | 0.096309 | 399.4533 | 0.0092971 | 398.8303 | 0.032728 | 399.4532 | -0.0014842 | 399.4532 | 0 | 399.4532 | 0.022964 | 647.8579 | 0.0291 | 398.8303 | 0 | 398.8303 | -0.017422 | 399.4532 | 0.0040622 | 647.0614 | 0.00017392 | 398.8303 | 0.073426 | 649.7741 | 0.00025887 | 647.8579 | 0.017707 | 398.8303 | 0 | 865.2799 | 0.0019628 | 1028.918 | 1.5508 | 1118.7173 | 0.012333 | 1011.4907 | 0.013556 | 1049.064 | 0 | 1048.4165 | 0 | 1048.41 | 0.0046751 | 398.83 | 0.0087742 | 399.4532 | 0.013872 | 398.8303 | 0.04953 | 398.8303 | 0.051347 | 399.4532 | #REF! | 398.8303 | 0.10781 | 396.6204 | 0.00867
| 248.9962 | 0 | 248.9962 | 0.024665 | 248.9962 | 0.025147 | 248.9962 | -0.017189 | 248.9962 | 0 | 248.9962 | 0 | 426.5273 | 0.021309 | 399.0478 | 2.2345 | 248.9962 | 0 | 426.5273 | 0.029016 | 399.0478 | 16.6559 | 399.0478 | 22.6242 | 393.3365 | 24.0413 | 399.0478 | 37.5697 | 399.0478 | 6.3771 | 399.6708 | 5.0939 | 398.1902 | 0.14118 | 399.0478 | -0.057011 | 399.6708 | 0 | 399.6708 | 0 | 399.6708 | -0.026603 | 426.5273 | 0.06969 | 399.6708 | 0 | 399.6708 | 0 |  |  | 399.0478 | 0.0041429 | 393.64 | -0.02052 | 399.6708 | 0 | 399.0478 | -0.01385 | 425.8793 | 0.00027669 | 399.6708 | 0 | 399.6708 | 0 | 399.0478 | -0.11779 | 399.6708 | -0.025451 | 399.6708 | 0 | 399.6708 | -0.038651 | 648.0189 | 0.023013 | 399.0478 | 0 | 399.0478 | -0.014973 | 399.6708 | -0.00042644 | 647.2227 | 0.00026087 | 399.0478 | -0.14398 | 649.9351 | 0.00019964 | 648.0189 | 0.019127 | 399.0478 | 0.012659 | 865.3543 | 0.0020943 | 1029.1774 | 1.5659 | 1118.7786 | 0.012399 | 1011.5032 | 0.013539 | 1049.1179 | 0 | 1048.4703 | 0 | 1048.4639 | 0.0047683 | 399.048 | 0.02339 | 399.6708 | -0.0021245 | 399.0478 | -0.0031062 | 399.0478 | 0.053117 | 399.6708 | #REF! | 399.0478 | 0.037284 | 396.8376 | 0.00672
| 249.0699 | 0 | 249.0699 | 0.069367 | 249.0699 | 0.027998 | 249.0699 | 0.054119 | 249.0699 | 0 | 249.0699 | 0 | 426.6401 | 0 | 399.2653 | 2.2182 | 249.0699 | 0 | 426.6401 | 0 | 399.2653 | 17.0212 | 399.2653 | 22.5838 | 393.5538 | 25.344 | 399.2653 | 39.4328 | 399.2653 | 7.1512 | 399.8884 | 5.7123 | 398.4082 | 0.17293 | 399.2653 | 0.23681 | 399.8883 | 0.09949 | 399.8883 | 0.072512 | 399.8883 | 0.0050992 | 426.6401 | 0.071675 | 399.8884 | 0.020722 | 399.8883 | 0.018625 |  |  | 399.2653 | 0.059706 | 393.86 | 0.036842 | 399.8883 | 0.014256 | 399.2653 | -0.01111 | 425.9932 | 0.00023705 | 399.8883 | 0.0508 | 399.8883 | 0.01208 | 399.2653 | 0.038282 | 399.8883 | 0.0029432 | 399.8883 | 0 | 399.8883 | 0.029651 | 648.18 | 0.028085 | 399.2653 | 0 | 399.2653 | 0.011997 | 399.8883 | 0.0036885 | 647.384 | 0.00017392 | 399.2653 | 0.14493 | 650.0961 | 0.00028739 | 648.18 | 0.017925 | 399.2653 | 0.0090425 | 865.4288 | 0.0021718 | 1029.4369 | 1.575 | 1118.8398 | 0.012466 | 1011.5157 | 0.013522 | 1049.1719 | 0 | 1048.5242 | 0 | 1048.5177 | 0.0048751 | 399.265 | 0.02613 | 399.8884 | 0.0068261 | 399.2653 | 0.067553 | 399.2653 | 0.055814 | 399.8883 | #REF! | 399.2653 | 0.1355 | 397.0549 | 0.007618
| 249.1436 | 0 | 249.1436 | -0.055849 | 249.1436 | 0.02241 | 249.1436 | -0.039764 | 249.1436 | 0 | 249.1436 | 0 | 426.7529 | 0 | 399.4828 | 2.1206 | 249.1436 | 0 | 426.7529 | 0.024932 | 399.4828 | 15.4744 | 399.4828 | 21.9631 | 393.7711 | 26.1365 | 399.4828 | 40.556 | 399.4828 | 7.0256 | 400.1059 | 5.6119 | 398.6262 | 0.16269 | 399.4828 | -0.17047 | 400.1059 | 0 | 400.1059 | 0 | 400.1059 | -0.021878 | 426.7529 | 0.075018 | 400.1059 | 0 | 400.1059 | 0 |  |  | 399.4828 | 0.010034 | 394.07 | -0.01947 | 400.1059 | 0 | 399.4828 | -0.026837 | 426.1071 | 0.00028202 | 400.1059 | 0 | 400.1059 | 0 | 399.4828 | -0.1465 | 400.1059 | -0.023303 | 400.1059 | -0.018855 | 400.1059 | -0.027821 | 648.341 | 0.018474 | 399.4828 | 0 | 399.4828 | -0.038611 | 400.1059 | 0.0011244 | 647.5454 | 0 | 399.4828 | -0.062037 | 650.257 | 0.00018867 | 648.341 | 0.018472 | 399.4828 | -0.012659 | 865.5033 | 0.0027557 | 1029.6965 | 1.5883 | 1118.9011 | 0.012527 | 1011.5282 | 0.013505 | 1049.2258 | 0 | 1048.5781 | 0 | 1048.5717 | 0.0049762 | 399.483 | 0.0036779 | 400.1059 | -0.010239 | 399.4828 | 0.0064608 | 399.4828 | 0.039848 | 400.1059 | #REF! | 399.4828 | 0.063064 | 397.2721 | 0.0070322
| 249.2173 | 0 | 249.2173 | -0.05581 | 249.2173 | 0.0272 | 249.2173 | 0.023759 | 249.2173 | 0 | 249.2173 | 0 | 426.8657 | 0 | 399.7003 | 2.179 | 249.2173 | 0 | 426.8657 | 0 | 399.7003 | 15.4735 | 399.7003 | 21.7033 | 393.9883 | 27.387 | 399.7003 | 42.3964 | 399.7003 | 7.8716 | 400.3235 | 6.2877 | 398.8442 | 0.20566 | 399.7003 | 0.16375 | 400.3235 | 0.090149 | 400.3235 | 0.052056 | 400.3235 | 0.0030547 | 426.8657 | 0.072824 | 400.3235 | 0.015974 | 400.3235 | 0.014238 |  |  | 399.7003 | 0.022822 | 394.29 | 0.020753 | 400.3235 | 0.010544 | 399.7003 | 0.004196 | 426.221 | 0.00024506 | 400.3235 | 0.057742 | 400.3235 | 0.0086167 | 399.7003 | 0.077668 | 400.3235 | 0.0087091 | 400.3235 | -0.0018498 | 400.3235 | 0.019154 | 648.5021 | 0.023921 | 399.7003 | 0 | 399.7003 | 0.036446 | 400.3235 | 0.00059198 | 647.7067 | 0.00017392 | 399.7003 | 0.091047 | 650.418 | 0.00022158 | 648.5021 | 0.01716 | 399.7003 | 0 | 865.5779 | 0.0019543 | 1029.9563 | 1.6094 | 1118.9625 | 0.012594 | 1011.5408 | 0.013488 | 1049.2797 | 0 | 1048.632 | 0 | 1048.6255 | 0.0050592 | 399.7 | 0.013053 | 400.3235 | 0.0032066 | 399.7003 | 0.075203 | 399.7003 | 0.056699 | 400.3235 | #REF! | 399.7003 | 0.111 | 397.4894 | 0.0081441
| 249.291 | 0 | 249.291 | -0.00032591 | 249.291 | 0.026943 | 249.291 | -0.049449 | 249.291 | 0 | 249.291 | 0 | 426.9785 | 0.033235 | 399.9179 | 2.1008 | 249.291 | 0 | 426.9785 | 0.044277 | 399.9179 | 14.8093 | 399.9179 | 21.1917 | 394.2057 | 28.3889 | 399.9179 | 43.5752 | 399.9179 | 7.976 | 400.5411 | 6.3711 | 399.0622 | 0.16428 | 399.9179 | -0.069916 | 400.5411 | 0 | 400.5411 | 0 | 400.5411 | -0.016136 | 426.9785 | 0.063421 | 400.5411 | 0 | 400.5411 | 0 |  |  | 399.9179 | 0.0073547 | 394.51 | 0.00081613 | 400.5411 | 0 | 399.9179 | -0.013241 | 426.3349 | 0.00026792 | 400.5411 | 0 | 400.5411 | 0 | 399.9179 | -0.15718 | 400.5411 | -0.012401 | 400.5411 | -0.0089812 | 400.5411 | -0.0085567 | 648.6631 | 0.020023 | 399.9179 | 0 | 399.9179 | 0.013755 | 400.5411 | -0.0011175 | 647.868 | 0.00026087 | 399.9179 | -0.095067 | 650.579 | 0.00025887 | 648.6631 | 0.018362 | 399.9179 | 0 | 865.6524 | 0.0011302 | 1030.2162 | 1.6316 | 1119.0238 | 0.012661 | 1011.5533 | 0.013471 | 1049.3336 | 0 | 1048.6858 | 0 | 1048.6793 | 0.0051149 | 399.918 | 0.011803 | 400.5411 | -0.00054613 | 399.9179 | 0.012434 | 399.9179 | 0.049578 | 400.5411 | #REF! | 399.9179 | 0.040267 | 397.7067 | 0.0056005
| 249.3647 | 0 | 249.3647 | 0.053188 | 249.3647 | 0.030992 | 249.3647 | 0.031917 | 249.3647 | 0 | 249.3647 | 0 | 427.0913 | 0 | 400.1354 | 2.1863 | 249.3647 | 0 | 427.0913 | 0 | 400.1354 | 14.9091 | 400.1354 | 20.9019 | 394.423 | 29.8281 | 400.1354 | 45.4742 | 400.1354 | 8.5312 | 400.7587 | 6.8146 | 399.2803 | 0.2516 | 400.1354 | 0.19566 | 400.7587 | 0.10371 | 400.7587 | 0.078252 | 400.7587 | 0.030354 | 427.0913 | 0.074601 | 400.7587 | 0.019945 | 400.7587 | 0.020685 |  |  | 400.1354 | 0.048623 | 394.73 | -0.026815 | 400.7587 | 0.021458 | 400.1354 | 0.015981 | 426.4489 | 0.00025535 | 400.7587 | 0.062806 | 400.7587 | 0.0095445 | 400.1354 | 0.17963 | 400.7587 | 0.016928 | 400.7587 | 0.009153 | 400.7587 | 0.039814 | 648.8242 | 0.044477 | 400.1354 | 0 | 400.1354 | 0.019368 | 400.7587 | 0.00021489 | 648.0294 | 0.00017392 | 400.1354 | 0.11898 | 650.74 | 0.00020293 | 648.8242 | 0.018581 | 400.1354 | 0.018085 | 865.727 | 0.0016051 | 1030.4762 | 1.6397 | 1119.0851 | 0.012722 | 1011.5658 | 0.013454 | 1049.3876 | 0 | 1048.7397 | 0 | 1048.7333 | 0.0051376 | 400.135 | 0.027092 | 400.7587 | 0.022093 | 400.1354 | 0.066905 | 400.1354 | 0.069082 | 400.7587 | #REF! | 400.1354 | 0.15489 | 397.924 | 0.0086585
| 249.4385 | 0 | 249.4385 | -0.059715 | 249.4385 | 0.026801 | 249.4385 | -0.048701 | 249.4385 | 0 | 249.4385 | 0 | 427.2041 | 0.0048591 | 400.353 | 2.0923 | 249.4385 | 0 | 427.2041 | 0.015653 | 400.353 | 13.9693 | 400.353 | 20.4305 | 394.6403 | 30.8521 | 400.353 | 46.96 | 400.353 | 8.9112 | 400.9764 | 7.1181 | 399.4983 | 0.16013 | 400.353 | -0.095731 | 400.9764 | 0 | 400.9764 | 0 | 400.9764 | -0.010427 | 427.2041 | 0.068436 | 400.9764 | 0 | 400.9764 | 0 |  |  | 400.353 | -0.011721 | 394.95 | -0.025068 | 400.9764 | 0 | 400.353 | 0.0072547 | 426.5628 | 0.00031747 | 400.9764 | 0 | 400.9764 | 0 | 400.353 | -0.035616 | 400.9764 | -0.0025159 | 400.9764 | 0.0008288 | 400.9764 | -0.019092 | 648.9853 | 0.021518 | 400.353 | 0 | 400.353 | 0.015459 | 400.9763 | -0.0057403 | 648.1907 | 0 | 400.353 | -0.10261 | 650.901 | 0.00022596 | 648.9853 | 0.019565 | 400.353 | 0.014468 | 865.8016 | 0.0025032 | 1030.7365 | 1.6566 | 1119.1465 | 0.012789 | 1011.5784 | 0.013436 | 1049.4415 | 0 | 1048.7936 | 0 | 1048.7871 | 0.0051319 | 400.353 | 0.021971 | 400.9764 | 0.013872 | 400.353 | 0.023728 | 400.353 | 0.057583 | 400.9763 | #REF! | 400.353 | 0.045593 | 398.1413 | 0.0061268
| 249.5122 | 0 | 249.5122 | -0.065139 | 249.5122 | 0.029395 | 249.5122 | 0.04403 | 249.5122 | 0 | 249.5122 | 0 | 427.3169 | 0 | 400.5706 | 2.0485 | 249.5122 | 0 | 427.3169 | 0 | 400.5706 | 13.667 | 400.5706 | 19.8953 | 394.8576 | 32.1299 | 400.5706 | 48.3974 | 400.5706 | 9.6842 | 401.194 | 7.7356 | 399.7164 | 0.26134 | 400.5706 | 0.15871 | 401.194 | 0.1144 | 401.194 | 0.0389 | 401.194 | 0.016916 | 427.3169 | 0.073138 | 401.194 | 0.024598 | 401.194 | 0.023282 |  |  | 400.5706 | 0.041224 | 395.16 | 0.0029147 | 401.194 | 0.00421 | 400.5706 | 0.026279 | 426.6768 | 0.00030184 | 401.194 | 0.047394 | 401.194 | 0.012687 | 400.5706 | 0.052269 | 401.194 | 0.010077 | 401.194 | 0.0023351 | 401.194 | 0.020823 | 649.1464 | 0.028512 | 400.5706 | 0 | 400.5706 | -0.0015323 | 401.194 | 0.00095867 | 648.3521 | 0.00017392 | 400.5706 | 0.12799 | 651.0621 | 0.00027203 | 649.1464 | 0.018472 | 400.5706 | 0.0090425 | 865.8762 | 0.002683 | 1030.9967 | 1.6642 | 1119.2079 | 0.01285 | 1011.5909 | 0.013419 | 1049.4955 | 0 | 1048.8474 | 0 | 1048.8411 | 0.0051024 | 400.571 | 0.018294 | 401.194 | 0.01512 | 400.5706 | 0.074166 | 400.5706 | 0.056699 | 401.194 | #REF! | 400.5706 | 0.18472 | 398.3587 | 0.0081775
| 249.5859 | 0 | 249.5859 | 0.017534 | 249.5859 | 0.02931 | 249.5859 | -0.057046 | 249.5859 | 0 | 249.5859 | 0 | 427.4297 | 0.024242 | 400.7882 | 1.7957 | 249.5859 | 0 | 427.4297 | 0.028371 | 400.7882 | 12.8249 | 400.7882 | 19.1884 | 395.075 | 33.248 | 400.7882 | 49.4546 | 400.7882 | 9.8018 | 401.4117 | 7.8295 | 399.9345 | 0.18921 | 400.7882 | -0.15115 | 401.4117 | 0.014534 | 401.4117 | 0 | 401.4117 | -0.011058 | 427.4297 | 0.067287 | 401.4117 | 0 | 401.4117 | 0 |  |  | 400.7882 | 0.016356 | 395.38 | -0.010027 | 401.4117 | 0 | 400.7882 | -0.025214 | 426.7907 | 0.00031327 | 401.4117 | 0 | 401.4117 | 0 | 400.7882 | -0.017138 | 401.4117 | -0.0051561 | 401.4117 | -0.005999 | 401.4117 | -0.011384 | 649.3075 | 0.025042 | 400.7882 | 0 | 400.7882 | -0.036676 | 401.4117 | 0.00090962 | 648.5134 | 0 | 400.7882 | -0.19173 | 651.2231 | 0.0001426 | 649.3075 | 0.019018 | 400.7882 | 0.0090425 | 865.9508 | 0.0022534 | 1031.2571 | 1.6911 | 1119.2692 | 0.012917 | 1011.6034 | 0.013402 | 1049.5494 | 0 | 1048.9014 | 0 | 1048.8949 | 0.0050592 | 400.788 | 0.018005 | 401.4117 | -0.016662 | 400.7882 | 0.048234 | 400.7882 | 0.054001 | 401.4117 | #REF! | 400.7882 | 0.051772 | 398.576 | 0.0060472
| 249.6597 | 0 | 249.6597 | 0.028158 | 249.6597 | 0.031876 | 249.6597 | 0.024475 | 249.6597 | 0 | 249.6597 | 0 | 427.5425 | 0 | 401.0058 | 1.904 | 249.6597 | 0 | 427.5425 | 0 | 401.0058 | 12.4905 | 401.0058 | 18.5669 | 395.2924 | 34.4866 | 401.0058 | 50.6517 | 401.0058 | 10.51 | 401.6293 | 8.3952 | 400.1526 | 0.31068 | 401.0058 | 0.18222 | 401.6293 | 0.13338 | 401.6293 | 0.073208 | 401.6293 | -0.0018333 | 427.5425 | 0.080034 | 401.6293 | 0.019567 | 401.6293 | 0.012626 |  |  | 401.0058 | 0.052797 | 395.6 | 0.0095605 | 401.6293 | 0.012323 | 401.0058 | -0.0014644 | 426.9047 | 0.00027593 | 401.6293 | 0.040786 | 401.6293 | 0.0056258 | 401.0058 | 0.038282 | 401.6293 | -0.0013752 | 401.6293 | 0.0013522 | 401.6293 | 0.015123 | 649.4686 | 0.035934 | 401.0058 | 0 | 401.0058 | 0.028352 | 401.6293 | 0.004594 | 648.6748 | 0.00017392 | 401.0058 | 0.039016 | 651.3841 | 0.00032688 | 649.4686 | 0.017816 | 401.0058 | 0.019893 | 866.0255 | 0.0018845 | 1031.5177 | 1.6985 | 1119.3306 | 0.012978 | 1011.616 | 0.013384 | 1049.6034 | 0 | 1048.9552 | 0 | 1048.9488 | 0.0050103 | 401.006 | 0.029928 | 401.6293 | 0.011303 | 401.0058 | 0.058736 | 401.0058 | 0.073505 | 401.6293 | #REF! | 401.0058 | 0.086287 | 398.7934 | 0.0065933
| 249.7334 | 0 | 249.7334 | -0.056134 | 249.7334 | 0.02911 | 249.7334 | -0.021579 | 249.7334 | 0 | 249.7334 | 0 | 427.6553 | 0.0062641 | 401.2235 | 1.9451 | 249.7334 | 0 | 427.6553 | 0.041697 | 401.2235 | 12.0153 | 401.2235 | 18.0851 | 395.5097 | 35.6225 | 401.2235 | 52.2482 | 401.2235 | 10.7755 | 401.847 | 8.6072 | 400.3707 | 0.24193 | 401.2235 | 0.058764 | 401.847 | 0.03171 | 401.847 | 0.0013255 | 401.847 | -0.0068942 | 427.6553 | 0.090064 | 401.847 | 0 | 401.847 | 0.0026777 |  |  | 401.2235 | 0.037073 | 395.82 | -0.0093273 | 401.847 | 0 | 401.2235 | -0.0076606 | 427.0186 | 0.00027783 | 401.847 | 0 | 401.847 | 0 | 401.2235 | -0.11853 | 401.847 | -0.0072772 | 401.847 | -0.0018074 | 401.847 | -0.0047515 | 649.6296 | 0.021197 | 401.2235 | 0 | 401.2235 | 0.048465 | 401.847 | 0.0035934 | 648.8361 | 0.00078262 | 401.2235 | -0.061725 | 651.5452 | 0.00015028 | 649.6296 | 0.019127 | 401.2235 | -0.0090425 | 866.1001 | 0.0021092 | 1031.7784 | 1.7146 | 1119.3918 | 0.01304 | 1011.6285 | 0.013366 | 1049.6575 | 0 | 1049.0092 | 0 | 1049.0027 | 0.0049671 | 401.223 | -0.0032452 | 401.847 | 0.016001 | 401.2235 | 0.036435 | 401.2235 | 0.044271 | 401.847 | #REF! | 401.2235 | 0.081386 | 399.0108 | 0.0056922
| 249.8071 | 0 | 249.8071 | -0.024827 | 249.8071 | 0.02988 | 249.8071 | 0.031824 | 249.8071 | 0 | 249.8071 | 0 | 427.7681 | 0 | 401.4411 | 1.8601 | 249.8071 | 0 | 427.7681 | 0 | 401.4411 | 11.9682 | 401.4411 | 17.513 | 395.7271 | 37.1898 | 401.4411 | 53.6724 | 401.4411 | 11.4432 | 402.0647 | 9.1406 | 400.5888 | 0.33563 | 401.4411 | 0.30231 | 402.0647 | 0.10548 | 402.0647 | 0.069585 | 402.0647 | 0.011663 | 427.7681 | 0.065197 | 402.0647 | 0.020086 | 402.0647 | 0.014775 |  |  | 401.4411 | 0.055187 | 396.04 | 0.0095605 | 402.0647 | 0.012284 | 401.4411 | -0.0021364 | 427.1326 | 0.00027669 | 402.0647 | 0.052804 | 402.0647 | 0.013474 | 401.4411 | 0.1038 | 402.0647 | 0.0069426 | 402.0647 | 0.0067456 | 402.0647 | 0.029076 | 649.7908 | 0.032303 | 401.4411 | 0 | 401.4411 | 0.053362 | 402.0647 | 0.003522 | 648.9975 | 0 | 401.4411 | 0.038151 | 651.7062 | 0.00025668 | 649.7908 | 0.017707 | 401.4411 | 0.012659 | 866.1747 | 0.0016156 | 1032.0392 | 1.7284 | 1119.4533 | 0.013106 | 1011.6411 | 0.013349 | 1049.7114 | 0 | 1049.0631 | 0 | 1049.0566 | 0.0049342 | 401.441 | 0.023534 | 402.0647 | 0.01167 | 401.4411 | 0.073777 | 401.4411 | 0.068198 | 402.0647 | #REF! | 401.4411 | 0.16363 | 399.2282 | 0.0067318
| 249.8809 | 0 | 249.8809 | 0.024635 | 249.8809 | 0.027542 | 249.8809 | -0.0544 | 249.8809 | 0 | 249.8809 | 0 | 427.8809 | 0 | 401.6588 | 1.7846 | 249.8809 | -0.08891 | 427.8809 | 0.01789 | 401.6588 | 10.8441 | 401.6588 | 17.0391 | 395.9445 | 38.4594 | 401.6588 | 55.0029 | 401.6588 | 11.7117 | 402.2824 | 9.3551 | 400.8069 | 0.24171 | 401.6588 | 0.010681 | 402.2824 | 0 | 402.2824 | 0 | 402.2824 | -0.0013343 | 427.8809 | 0.081183 | 402.2824 | 0 | 402.2824 | 0.0020377 |  |  | 401.6588 | 0.031731 | 396.25 | 0.0050134 | 402.2824 | 0 | 401.6588 | -0.0056313 | 427.2465 | 0.00025268 | 402.2824 | 0 | 402.2824 | 0 | 401.6588 | -0.054478 | 402.2824 | -0.0066449 | 402.2824 | 0.00063951 | 402.2824 | -0.021064 | 649.9519 | 0.013776 | 401.6588 | 0 | 401.6588 | -0.030919 | 402.2824 | -0.0021316 | 649.1589 | 0 | 401.6588 | -0.070251 | 651.8673 | 0.00022487 | 649.9519 | 0.019127 | 401.6588 | 0.005432 | 866.2494 | 0.0014025 | 1032.3002 | 1.7435 | 1119.5147 | 0.013168 | 1011.6536 | 0.013331 | 1049.7654 | 0 | 1049.1169 | 0 | 1049.1106 | 0.0049205 | 401.659 | 0.013678 | 402.2824 | 0.0012608 | 401.6588 | 0.058347 | 401.6588 | 0.055814 | 402.2824 | #REF! | 401.6588 | 0.093531 | 399.4456 | 0.0064804
| 249.9546 | 0 | 249.9546 | 0.025903 | 249.9546 | 0.030051 | 249.9546 | 0.026904 | 249.9546 | 0 | 249.9546 | 0 | 427.9937 | 0 | 401.8765 | 1.7406 | 249.9546 | -0.04603 | 427.9937 | 0 | 401.8765 | 10.8892 | 401.8765 | 16.6871 | 396.1619 | 40.1085 | 401.8765 | 57.0623 | 401.8765 | 12.6246 | 402.5002 | 10.0843 | 401.025 | 0.35499 | 401.8765 | 0.33506 | 402.5002 | 0.17819 | 402.5002 | 0.05006 | 402.5002 | 0.0095699 | 427.9937 | 0.072824 | 402.5002 | 0.02255 | 402.5002 | 0.014148 |  |  | 401.8765 | 0.06392 | 396.47 | 0.027749 | 402.5002 | 0.013716 | 401.8765 | -0.0031469 | 427.3605 | 0.00022448 | 402.5002 | 0.036354 | 402.5002 | 0.0068235 | 401.8765 | 0.039754 | 402.5002 | -0.0031222 | 402.5002 | -0.001239 | 402.5002 | 0.0074171 | 650.113 | 0.022265 | 401.8765 | 0 | 401.8765 | 0.022497 | 402.5002 | 0.0079697 | 649.3203 | 0 | 401.8765 | 0.060817 | 652.0284 | 0.00020073 | 650.113 | 0.018581 | 401.8765 | 0.010851 | 866.3241 | 0.0014538 | 1032.5613 | 1.7551 | 1119.576 | 0.013229 | 1011.6661 | 0.013313 | 1049.8193 | 0 | 1049.1709 | 0 | 1049.1644 | 0.0049273 | 401.876 | 0.021371 | 402.5002 | 0.0018706 | 401.8765 | 0.069887 | 401.8765 | 0.068198 | 402.5002 | #REF! | 401.8765 | 0.13231 | 399.663 | 0.0070259
| 250.0284 | -0.0025867 | 250.0284 | -0.014912 | 250.0284 | 0.025831 | 250.0284 | -0.055957 | 250.0284 | 0.013246 | 250.0284 | 0 | 428.1064 | 0.02346 | 402.0942 | 1.7478 | 250.0284 | -0.1759 | 428.1064 | 0.024932 | 402.0942 | 10.0572 | 402.0942 | 16.2132 | 396.3794 | 41.5271 | 402.0942 | 58.8397 | 402.0942 | 13.1676 | 402.7179 | 10.5181 | 401.2432 | 0.23514 | 402.0942 | -0.12008 | 402.7179 | 0 | 402.7179 | 0 | 402.7179 | -0.028569 | 428.1064 | 0.095706 | 402.7179 | 0 | 402.7179 | 0 |  |  | 402.0942 | 0.017056 | 396.69 | -0.0079281 | 402.7179 | 0 | 402.0942 | -0.01177 | 427.4745 | 0.00025535 | 402.7179 | 0 | 402.7179 | 0 | 402.0942 | -0.11926 | 402.7179 | -0.019856 | 402.7179 | -0.016511 | 402.7179 | -0.028758 | 650.2741 | 0.021197 | 402.0942 | 0 | 402.0942 | -0.037044 | 402.7179 | 0.0047063 | 649.4817 | 0.00026087 | 402.0942 | -0.12457 | 652.1894 | 0.00025668 | 650.2741 | 0.019565 | 402.0942 | 0.0018107 | 866.3987 | 0.0014748 | 1032.8225 | 1.7796 | 1119.6374 | 0.013291 | 1011.6787 | 0.013296 | 1049.8734 | 0 | 1049.2249 | 0 | 1049.2184 | 0.004958 | 402.094 | 0.016635 | 402.7179 | -0.0028838 | 402.0942 | 0.018282 | 402.0942 | 0.054001 | 402.7179 | #REF! | 402.0942 | 0.067112 | 399.8804 | 0.0057702
| 250.1021 | 0.0026941 | 250.1022 | -0.025748 | 250.1021 | 0.028426 | 250.1021 | 0.08339 | 250.1021 | 0.025244 | 250.1022 | 0 | 428.2192 | 0 | 402.3119 | 1.7096 | 250.1021 | -0.07568 | 428.2192 | 0 | 402.3119 | 10.4853 | 402.3119 | 15.6339 | 396.5968 | 43.083 | 402.3119 | 59.7885 | 402.3119 | 14.2356 | 402.9357 | 11.3711 | 401.4613 | 0.38783 | 402.3119 | 0.27376 | 402.9357 | 0.14071 | 402.9357 | 0.06557 | 402.9357 | 0.0018568 | 428.2192 | 0.076168 | 402.9357 | 0.013156 | 402.9357 | 0.014954 |  |  | 402.3119 | 0.057916 | 396.91 | 0.005713 | 402.9357 | 0.0072462 | 402.3119 | -0.0079143 | 427.5885 | 0.00028126 | 402.9357 | 0.025964 | 402.9357 | 0.0037535 | 402.3119 | 0.027947 | 402.9357 | 0.00090131 | 402.9357 | -0.0010951 | 402.9357 | 0.013576 | 650.4352 | 0.027605 | 402.3119 | 0 | 402.3119 | 0.03351 | 402.9357 | 0.0083357 | 649.6431 | 0.00017392 | 402.3119 | 0.03405 | 652.3505 | 0.00023145 | 650.4352 | 0.019346 | 402.3119 | 0.027127 | 866.4734 | 0.0018536 | 1033.0839 | 1.8046 | 1119.6988 | 0.013357 | 1011.6912 | 0.013278 | 1049.9274 | 0 | 1049.2788 | 0 | 1049.2723 | 0.0050103 | 402.312 | 0.038222 | 402.9357 | 0.002969 | 402.3119 | 0.04979 | 402.3119 | 0.079697 | 402.9357 | #REF! | 402.3119 | 0.15127 | 400.0979 | 0.0067866
| 250.1759 | -0.0024958 | 250.1759 | 0.020356 | 250.1759 | 0.024263 | 250.1759 | -0.040885 | 250.1759 | 0.024011 | 250.1759 | 0 | 428.332 | 0 | 402.5296 | 1.7191 | 250.1759 | -0.21168 | 428.332 | 0.016771 | 402.5296 | 9.5976 | 402.5296 | 15.0986 | 396.8142 | 44.4316 | 402.5296 | 60.8391 | 402.5296 | 14.6074 | 403.1534 | 11.6681 | 401.6795 | 0.29514 | 402.5296 | -0.02341 | 403.1534 | 0.018281 | 403.1534 | 0 | 403.1534 | -0.010202 | 428.332 | 0.082646 | 403.1534 | 0.012688 | 403.1534 | 0 |  |  | 402.5296 | 0.026952 | 397.13 | -0.00093273 | 403.1534 | 0 | 402.5296 | -0.022018 | 427.7025 | 0.00032395 | 403.1534 | 0 | 403.1534 | 0 | 402.5296 | -0.075459 | 403.1534 | -0.0029443 | 403.1534 | -0.010893 | 403.1534 | -0.010924 | 650.5964 | 0.019222 | 402.5296 | 0 | 402.5296 | -0.028749 | 403.1534 | -0.0039333 | 649.8045 | 0.00026087 | 402.5296 | -0.076423 | 652.5116 | 0.00020183 | 650.5964 | 0.02033 | 402.5296 | 0.0036232 | 866.5482 | 0.0017712 | 1033.3453 | 1.8102 | 1119.7603 | 0.013419 | 1011.7037 | 0.01326 | 1049.9813 | 0 | 1049.3328 | 0 | 1049.3263 | 0.0050774 | 402.53 | 0.011683 | 403.1534 | 0.0041837 | 402.5296 | 0.016986 | 402.5296 | 0.058468 | 403.1534 | #REF! | 402.5296 | 0.082239 | 400.3153 | 0.0059724
| 250.2497 | 0.0031569 | 250.2497 | 0.079983 | 250.2497 | 0.026915 | 250.2497 | 0.048763 | 250.2497 | 0.01284 | 250.2497 | 0 | 428.4448 | 0 | 402.7474 | 1.6874 | 250.2497 | -0.12857 | 428.4448 | 0 | 402.7474 | 9.7201 | 402.7474 | 14.7218 | 397.0317 | 45.9158 | 402.7474 | 62.16 | 402.7474 | 15.5163 | 403.3712 | 12.3941 | 401.8976 | 0.40666 | 402.7474 | 0.20238 | 403.3712 | 0.17514 | 403.3712 | 0.054069 | 403.3712 | 0.013266 | 428.4448 | 0.078466 | 403.3712 | 0.018191 | 403.3712 | 0.021938 |  |  | 402.7474 | 0.035989 | 397.34 | 0.0099102 | 403.3712 | 0.011474 | 402.7474 | 0.013444 | 427.8164 | 0.00025839 | 403.3712 | 0.045748 | 403.3712 | 0.0053643 | 402.7474 | 0.072882 | 403.3712 | 0.0057345 | 403.3712 | -0.0027956 | 403.3712 | 0.017396 | 650.7575 | 0.039512 | 402.7474 | 0 | 402.7474 | 0.017607 | 403.3712 | 0.008013 | 649.9659 | 0 | 402.7474 | 0.068088 | 652.6727 | 0.00025668 | 650.7575 | 0.020002 | 402.7474 | 0.018085 | 866.6229 | 0.0016353 | 1033.6069 | 1.826 | 1119.8217 | 0.01348 | 1011.7162 | 0.013243 | 1050.0354 | 0 | 1049.3867 | 0 | 1049.3802 | 0.0051512 | 402.747 | 0.031395 | 403.3712 | 0.016588 | 402.7474 | 0.058477 | 402.7474 | 0.077043 | 403.3712 | #REF! | 402.7474 | 0.13998 | 400.5328 | 0.0071179
| 250.3235 | -0.00064682 | 250.3235 | -0.066696 | 250.3235 | 0.025061 | 250.3235 | -0.030329 | 250.3235 | 0.013441 | 250.3235 | 0 | 428.5577 | 0.03128 | 402.9651 | 1.7633 | 250.3235 | -0.22269 | 428.5577 | 0.03396 | 402.9651 | 9.1664 | 402.9651 | 14.3707 | 397.2492 | 47.2504 | 402.9651 | 63.8971 | 402.9651 | 16.2904 | 403.589 | 13.0124 | 402.1158 | 0.3506 | 402.9651 | -0.0052822 | 403.589 | 0 | 403.589 | 0 | 403.589 | -0.0062466 | 428.5577 | 0.091004 | 403.589 | 0.0049842 | 403.589 | 0.0016695 |  |  | 402.9651 | 0.030515 | 397.56 | 0.002565 | 403.589 | 0 | 402.9651 | 0.0025777 | 427.9304 | 0.00028202 | 403.589 | 0 | 403.589 | 0 | 402.9651 | -0.060735 | 403.589 | 0.001118 | 403.589 | -0.0090067 | 403.589 | -0.019739 | 650.9187 | 0.020557 | 402.9651 | 0 | 402.9651 | 0.024089 | 403.589 | 0.00076324 | 650.1273 | 0.00078262 | 402.9651 | -0.0065523 | 652.8338 | 0.00017441 | 650.9187 | 0.019237 | 402.9651 | 0.018085 | 866.6977 | 0.0015332 | 1033.8686 | 1.8463 | 1119.8831 | 0.013542 | 1011.7288 | 0.013225 | 1050.0894 | 0 | 1049.4406 | 0 | 1049.4342 | 0.0052183 | 402.965 | 0.028919 | 403.589 | 0.019157 | 402.9651 | 0.025284 | 402.9651 | 0.068198 | 403.589 | #REF! | 402.9651 | 0.10781 | 400.7503 | 0.0047962
| 250.3972 | 0.0030412 | 250.3972 | -0.044431 | 250.3972 | 0.027285 | 250.3972 | 0.054524 | 250.3972 | 0.0067657 | 250.3972 | 0 | 428.6705 | 0 | 403.1829 | 1.7207 | 250.3972 | -0.05918 | 428.6705 | 0 | 403.1829 | 9.4193 | 403.1829 | 14.0159 | 397.4667 | 48.8665 | 403.1829 | 65.5009 | 403.1829 | 17.2033 | 403.8068 | 13.7416 | 402.334 | 0.48498 | 403.1829 | 0.31658 | 403.8068 | 0.17974 | 403.8068 | 0.076357 | 403.8068 | 0.01713 | 428.6705 | 0.07878 | 403.8068 | 0.017774 | 403.8068 | 0.018894 |  |  | 403.1829 | 0.056328 | 397.78 | 0.00081613 | 403.8068 | 0.032073 | 403.1829 | 0.011415 | 428.0444 | 0.00023134 | 403.8068 | 0.051478 | 403.8068 | 0.011561 | 403.1829 | 0.090183 | 403.8068 | 0.011575 | 403.8068 | 0.0034298 | 403.8068 | 0.023383 | 651.0798 | 0.031609 | 403.1829 | 0 | 403.1829 | -0.01557 | 403.8068 | 0.0050389 | 650.2887 | 0 | 403.1829 | 0.076558 | 652.9949 | 0.00028191 | 651.0798 | 0.017816 | 403.1829 | 0.019893 | 866.7724 | 0.0011516 | 1034.1306 | 1.8679 | 1119.9445 | 0.013608 | 1011.7413 | 0.013207 | 1050.1434 | 0 | 1049.4945 | 0 | 1049.4882 | 0.0052694 | 403.183 | 0.034496 | 403.8068 | 0.020919 | 403.1829 | 0.065997 | 403.1829 | 0.078812 | 403.8068 | #REF! | 403.1829 | 0.18727 | 400.9678 | 0.0067434
| 250.471 | -0.0027437 | 250.471 | 0.027534 | 250.471 | 0.024349 | 250.471 | -0.044591 | 250.471 | 0.017365 | 250.471 | 0 | 428.7833 | 0.00064407 | 403.4007 | 1.6083 | 250.471 | -0.18813 | 428.7833 | 0.026867 | 403.4007 | 8.3283 | 403.4007 | 13.4507 | 397.6842 | 49.9983 | 403.4007 | 66.0416 | 403.4007 | 17.6217 | 404.0247 | 14.0759 | 402.5522 | 0.34932 | 403.4007 | -0.043137 | 404.0247 | 0 | 404.0247 | 0 | 404.0247 | -0.020474 | 428.7833 | 0.087452 | 404.0247 | 0 | 404.0247 | 0 |  |  | 403.4007 | 0.04146 | 398 | -0.014223 | 404.0247 | 0 | 403.4007 | -0.014966 | 428.1584 | 0.00027936 | 404.0247 | 0 | 404.0247 | 0 | 403.4007 | -0.078772 | 404.0247 | -0.022331 | 404.0247 | -0.010442 | 404.0247 | -0.034079 | 651.241 | 0.018314 | 403.4007 | 0 | 403.4007 | -0.024378 | 404.0247 | -0.0018285 | 650.4501 | 0.00026087 | 403.4007 | -0.049849 | 653.1561 | 0.00019744 | 651.241 | 0.0188 | 403.4007 | 0 | 866.8472 | 0.0016202 | 1034.3926 | 1.8945 | 1120.006 | 0.01367 | 1011.7538 | 0.013189 | 1050.1974 | 0 | 1049.5486 | 0 | 1049.5421 | 0.0052933 | 403.401 | 0.013798 | 404.0247 | -0.00017362 | 403.4007 | 0.011689 | 403.4007 | 0.060237 | 404.0247 | #REF! | 403.4007 | 0.087991 | 401.1853 | 0.0037411
| 250.5448 | 0.0038594 | 250.5448 | 0.048262 | 250.5448 | 0.027485 | 250.5448 | 0.047642 | 250.5448 | 0.02353 | 250.5448 | 0 | 428.8961 | 0 | 403.6185 | 1.6704 | 250.5448 | -0.11516 | 428.8961 | 0 | 403.6185 | 8.4094 | 403.6185 | 13.261 | 397.9017 | 51.3981 | 403.6185 | 67.7464 | 403.6185 | 18.716 | 404.2425 | 14.95 | 402.7704 | 0.49574 | 403.6185 | 0.24269 | 404.2425 | 0.19092 | 404.2425 | 0.089987 | 404.2425 | 0.010693 | 428.8961 | 0.076168 | 404.2425 | 0.029348 | 404.2425 | 0.016028 |  |  | 403.6185 | 0.070592 | 398.22 | 0.015157 | 404.2425 | 0.019579 | 403.6185 | 0.0087767 | 428.2724 | 0.00025573 | 404.2425 | 0.053259 | 404.2425 | 0.0044104 | 403.6185 | 0.069201 | 404.2425 | 0.0082586 | 404.2425 | 0.0072511 | 404.2425 | 0.021064 | 651.4022 | 0.033959 | 403.6185 | 0 | 403.6185 | 0.043301 | 404.2425 | 0.0069887 | 650.6116 | 0 | 403.6185 | 0.076119 | 653.3172 | 0.0002852 | 651.4022 | 0.018909 | 403.6185 | 0.03617 | 866.922 | 0.0019437 | 1034.6548 | 1.9026 | 1120.0674 | 0.013731 | 1011.7664 | 0.013172 | 1050.2515 | 0 | 1049.6025 | 0 | 1049.5961 | 0.0052842 | 403.618 | 0.045169 | 404.2425 | 0.017249 | 403.6185 | 0.068591 | 403.6185 | 0.092125 | 404.2425 | #REF! | 403.6185 | 0.15446 | 401.4028 | 0.0056687
| 250.6186 | -0.00058334 | 250.6186 | -0.032808 | 250.6186 | 0.025204 | 250.6186 | -0.019617 | 250.6186 | 0.0152 | 250.6186 | 0 | 429.0089 | 0.015046 | 403.8363 | 1.6022 | 250.6186 | -0.22227 | 429.0089 | 0.030521 | 403.8363 | 8.0918 | 403.8363 | 12.8097 | 398.1192 | 52.4921 | 403.8363 | 68.5963 | 403.8363 | 19.2064 | 404.4604 | 15.3417 | 402.9886 | 0.40399 | 403.8363 | -0.013652 | 404.4603 | 0 | 404.4603 | 0 | 404.4603 | -0.014618 | 429.0089 | 0.08181 | 404.4604 | 0.00072064 | 404.4604 | 0 |  |  | 403.8363 | 0.042726 | 398.44 | -0.042905 | 404.4603 | 0 | 403.8363 | -0.019532 | 428.3865 | 0.00035024 | 404.4603 | 0 | 404.4604 | 0 | 403.8363 | -0.082821 | 404.4603 | -0.014465 | 404.4603 | -0.0060549 | 404.4603 | -0.00018649 | 651.5634 | 0.016499 | 403.8363 | 0 | 403.8363 | -0.023305 | 404.4604 | -0.00044739 | 650.773 | 0.00026087 | 403.8363 | -0.052637 | 653.4783 | 0.0001777 | 651.5634 | 0.019565 | 403.8363 | 0.0036195 | 866.9968 | 0.0017396 | 1034.917 | 1.9182 | 1120.1288 | 0.013798 | 1011.7789 | 0.013154 | 1050.3055 | 0 | 1049.6565 | 0 | 1049.65 | 0.005241 | 403.836 | 0.011851 | 404.4604 | 0.019524 | 403.8363 | 0.042399 | 403.8363 | 0.060237 | 404.4604 | #REF! | 403.8363 | 0.085008 | 401.6203 | 0.0056684
| 250.6924 | 0.0021322 | 250.6924 | -0.020171 | 250.6924 | 0.028055 | 250.6924 | 0.038955 | 250.6924 | 0.02801 | 250.6924 | 0 | 429.1217 | 0 | 404.0541 | 1.6575 | 250.6924 | -0.22595 | 429.1217 | 0 | 404.0541 | 8.3633 | 404.0541 | 12.6281 | 398.3367 | 54.0202 | 404.0541 | 70.0235 | 404.0541 | 20.1183 | 404.6782 | 16.0701 | 403.2069 | 0.54235 | 404.0541 | 0.44422 | 404.6782 | 0.1177 | 404.6782 | 0.073925 | 404.6782 | 0.0091114 | 429.1217 | 0.085049 | 404.6782 | 0.019175 | 404.6782 | 0.0137 |  |  | 404.0541 | 0.068049 | 398.65 | 0.033345 | 404.6782 | 0.010191 | 404.0541 | 0.0018809 | 428.5005 | 0.00034605 | 404.6782 | 0.035399 | 404.6782 | 0.002681 | 404.0541 | 0.11558 | 404.6782 | 0.013898 | 404.6782 | -0.0042518 | 404.6782 | 0.021282 | 651.7245 | 0.033425 | 404.0541 | 0 | 404.0541 | 0.013265 | 404.6782 | 0.00038113 | 650.9345 | 0.00017392 | 404.0541 | 0.054332 | 653.6395 | 0.000249 | 651.7245 | 0.018144 | 404.0541 | 0.0090425 | 867.0716 | 0.0018547 | 1035.1794 | 1.9436 | 1120.1903 | 0.013859 | 1011.7914 | 0.013137 | 1050.3596 | 0 | 1049.7105 | 0 | 1049.704 | 0.0051671 | 404.054 | 0.024423 | 404.6782 | 0.01912 | 404.0541 | 0.075074 | 404.0541 | 0.077043 | 404.6782 | #REF! | 404.0541 | 0.19537 | 401.8379 | 0.0069313
| 250.7662 | -0.0014628 | 250.7662 | 0.022466 | 250.7662 | 0.027171 | 250.7662 | -0.048701 | 250.7662 | 0.0092314 | 250.7662 | 0 | 429.2345 | 0.003454 | 404.272 | 1.5942 | 250.7662 | -0.34292 | 429.2345 | 0.020498 | 404.272 | 7.5745 | 404.272 | 12.1933 | 398.5543 | 55.2199 | 404.272 | 70.3319 | 404.272 | 20.6897 | 404.8961 | 16.5265 | 403.4251 | 0.395 | 404.272 | 0.036892 | 404.8961 | 0 | 404.8961 | 0 | 404.8961 | -0.01099 | 429.2345 | 0.080034 | 404.8961 | 0 | 404.8961 | 0 |  |  | 404.272 | 0.041113 | 398.87 | 0.019004 | 404.8961 | 0 | 404.272 | -0.012937 | 428.6145 | 0.00034872 | 404.8961 | 0 | 404.8961 | 0 | 404.272 | -0.081349 | 404.8961 | -0.017811 | 404.8961 | -0.0097455 | 404.8961 | -0.029583 | 651.8857 | 0.026644 | 404.272 | 0 | 404.272 | 0.030003 | 404.8961 | -0.0015864 | 651.0959 | 0.00026087 | 404.272 | -0.068206 | 653.8006 | 0.00016125 | 651.8857 | 0.0188 | 404.272 | 0 | 867.1464 | 0.0017998 | 1035.442 | 1.9552 | 1120.2517 | 0.013921 | 1011.804 | 0.013119 | 1050.4136 | 0 | 1049.7644 | 0 | 1049.7579 | 0.0050671 | 404.272 | 0.012861 | 404.8961 | 0.0035217 | 404.272 | 0.033193 | 404.272 | 0.063775 | 404.8961 | #REF! | 404.272 | 0.058803 | 402.0555 | 0.0056354
| 250.84 | 0.0048758 | 250.84 | -0.006385 | 250.84 | 0.03122 | 250.84 | 0.0014368 | 250.84 | 0.0096674 | 250.84 | 0 | 429.3473 | 0 | 404.4898 | 1.5357 | 250.84 | -0.23951 | 429.3473 | 0 | 404.4898 | 7.5698 | 404.4898 | 11.8462 | 398.7719 | 56.3242 | 404.4898 | 70.8513 | 404.4898 | 21.9704 | 405.114 | 17.5495 | 403.6434 | 0.60441 | 404.4898 | 0.31742 | 405.114 | 0.17338 | 405.114 | 0.040743 | 405.114 | -0.0052612 | 429.3473 | 0.083273 | 405.114 | 0.02172 | 405.114 | 0.013163 |  |  | 404.4898 | 0.062068 | 399.09 | -0.0075784 | 405.114 | 0.011001 | 404.4898 | -0.0059864 | 428.7285 | 0.00029727 | 405.114 | 0.043919 | 405.114 | 0.0050172 | 404.4898 | 0.044171 | 405.114 | 0.0009303 | 405.114 | -0.0094543 | 405.114 | 0.011712 | 652.0469 | 0.024241 | 404.4898 | 0 | 404.4898 | 0.0012863 | 405.114 | 0.0024388 | 651.2574 | 0 | 404.4898 | 0.12446 | 653.9618 | 0.00031043 | 652.0469 | 0.018581 | 404.4898 | 0.014468 | 867.2213 | 0.0016566 | 1035.7047 | 1.9731 | 1120.3132 | 0.013987 | 1011.8165 | 0.013102 | 1050.4677 | 0 | 1049.8184 | 0 | 1049.812 | 0.0049535 | 404.49 | 0.025072 | 405.114 | 0.013946 | 404.4898 | 0.066127 | 404.4898 | 0.081466 | 405.114 | #REF! | 404.4898 | 0.17066 | 402.273 | 0.0059624
| 250.9138 | -0.0014049 | 250.9138 | -0.047297 | 250.9138 | 0.028711 | 250.9138 | -0.035685 | 250.9138 | 0.01293 | 250.9138 | 0 | 429.4601 | 0.025219 | 404.7077 | 1.5349 | 250.9138 | -0.40863 | 429.4601 | 0.030091 | 404.7077 | 6.845 | 404.7077 | 11.6092 | 398.9894 | 57.3105 | 404.7077 | 72.2214 | 404.7077 | 22.9725 | 405.3319 | 18.35 | 403.8616 | 0.48649 | 404.7077 | 0.053944 | 405.3319 | 0 | 405.3319 | 0 | 405.3319 | 0.0014849 | 429.4601 | 0.076168 | 405.3319 | 0 | 405.3319 | 0 |  |  | 404.7077 | 0.055348 | 399.31 | 0.0029147 | 405.3319 | 0 | 404.7077 | 0.0039539 | 428.8426 | 0.00028812 | 405.3319 | 0 | 405.3319 | 0 | 404.7077 | -0.06957 | 405.3319 | -0.0070453 | 405.3319 | -0.0034141 | 405.3319 | -0.026877 | 652.2081 | 0.017193 | 404.7077 | 0 | 404.7077 | -0.024593 | 405.3319 | -0.00042338 | 651.4188 | 0.00026087 | 404.7077 | -0.038927 | 654.123 | 0.00020512 | 652.2081 | 0.019346 | 404.7077 | 0.0090425 | 867.2961 | 0.001578 | 1035.9675 | 1.9872 | 1120.3746 | 0.014049 | 1011.829 | 0.013084 | 1050.5217 | 0 | 1049.8724 | 0 | 1049.866 | 0.0048353 | 404.708 | 0.020529 | 405.3319 | 0.010569 | 404.7077 | 0.046678 | 404.7077 | 0.073505 | 405.3319 | #REF! | 404.7077 | 0.11739 | 402.4906 | 0.0048758
| 250.9876 | 0.0030247 | 250.9876 | -0.042648 | 250.9876 | 0.033073 | 250.9876 | 0.028803 | 250.9876 | 0.013832 | 250.9876 | 0 | 429.5729 | 0 | 404.9256 | 1.5419 | 250.9876 | -0.23542 | 429.5729 | 0 | 404.9256 | 7.1044 | 404.9256 | 11.3584 | 399.207 | 58.3872 | 404.9256 | 72.4119 | 404.9256 | 24.0688 | 405.5498 | 19.2257 | 404.0799 | 0.6241 | 404.9256 | 0.43415 | 405.5498 | 0.11352 | 405.5498 | 0.056425 | 405.5498 | 0.0073089 | 429.5729 | 0.086198 | 405.5498 | 0.030604 | 405.5498 | 0.01379 |  |  | 404.9256 | 0.10205 | 399.53 | 0.0081613 | 405.5498 | 0.01168 | 404.9256 | 0.0057328 | 428.9566 | 0.00029269 | 405.5498 | 0.06101 | 405.5498 | 0.0047193 | 404.9256 | 0.028214 | 405.5498 | -0.0015925 | 405.5498 | 0.0054577 | 405.5498 | 0.021875 | 652.3693 | 0.019062 | 404.9256 | 0 | 404.9256 | 0.043699 | 405.5498 | 0.0093794 | 651.5803 | 0.00069566 | 404.9256 | 0.049696 | 654.2841 | 0.00027642 | 652.3693 | 0.0188 | 404.9256 | 0.025319 | 867.3709 | 0.0021373 | 1036.2305 | 2.0024 | 1120.4362 | 0.014115 | 1011.8416 | 0.013067 | 1050.5758 | 0 | 1049.9264 | 0 | 1049.9199 | 0.0047228 | 404.926 | 0.030529 | 405.5498 | 0.012074 | 404.9256 | 0.077926 | 404.9256 | 0.085889 | 405.5498 | #REF! | 404.9256 | 0.23223 | 402.7082 | 0.0057424
| 251.0614 | -0.0018512 | 251.0614 | 0.022511 | 251.0614 | 0.028511 | 251.0614 | -0.030578 | 251.0614 | 0.016328 | 251.0614 | 0 | 429.6857 | 0.017505 | 405.1435 | 1.4778 | 251.0614 | -0.39002 | 429.6857 | 0.011926 | 405.1435 | 6.7269 | 405.1435 | 10.8873 | 399.4246 | 59.323 | 405.1435 | 71.7466 | 405.1435 | 24.6321 | 405.7678 | 19.6756 | 404.2982 | 0.52828 | 405.1435 | 0.077792 | 405.7678 | 0.029372 | 405.7678 | 0 | 405.7678 | -0.010139 | 429.6857 | 0.092154 | 405.7678 | 0 | 405.7678 | 0 |  |  | 405.1435 | 0.046888 | 399.74 | 0.0039641 | 405.7678 | 0 | 405.1435 | -0.0086753 | 429.0707 | 0.0002885 | 405.7678 | 0 | 405.7678 | 0 | 405.1435 | -0.074723 | 405.7678 | -0.014483 | 405.7678 | -0.011849 | 405.7678 | -0.031429 | 652.5306 | 0.017086 | 405.1435 | 0 | 405.1435 | 0.0040718 | 405.7678 | -0.00538 | 651.7418 | 0.00026087 | 405.1435 | -0.10318 | 654.4453 | 0.00017989 | 652.5306 | 0.019127 | 405.1435 | 0.0090425 | 867.4458 | 0.002307 | 1036.4935 | 2.0225 | 1120.4977 | 0.014182 | 1011.8541 | 0.01305 | 1050.6299 | 0 | 1049.9805 | 0 | 1049.974 | 0.0046251 | 405.144 | 0.022765 | 405.7678 | 0.0064224 | 405.1435 | 0.020227 | 405.1435 | 0.073505 | 405.7678 | #REF! | 405.1435 | 0.12506 | 402.9259 | 0.0049088
| 251.1352 | 0.0034544 | 251.1352 | 0.013624 | 251.1352 | 0.030564 | 251.1352 | 0.043657 | 251.1352 | 0.013035 | 251.1352 | 0 | 429.7985 | 0 | 405.3614 | 1.5085 | 251.1352 | -0.27766 | 429.7985 | 0 | 405.3614 | 6.6602 | 405.3614 | 10.7238 | 399.6422 | 60.075 | 405.3614 | 72.2712 | 405.3614 | 25.9878 | 405.9857 | 20.7585 | 404.5165 | 0.69659 | 405.3614 | 0.4417 | 405.9857 | 0.11917 | 405.9857 | 0.052796 | 405.9857 | 0.012222 | 429.7985 | 0.077944 | 405.9857 | 0.016517 | 405.9857 | 0.019252 |  |  | 405.3614 | 0.089214 | 399.96 | -0.0033811 | 405.9857 | 0.0024616 | 405.3614 | 0.011364 | 429.1847 | 0.00027402 | 405.9857 | 0.033918 | 405.9857 | 0.013345 | 405.3614 | 0.050797 | 405.9857 | 0.010201 | 405.9857 | -0.00067412 | 405.9857 | 0.014116 | 652.6918 | 0.022692 | 405.3614 | 0 | 405.3614 | 0.025239 | 405.9857 | 0.0075891 | 651.9032 | 0.00017392 | 405.3614 | 0.012128 | 654.6065 | 0.00020951 | 652.6918 | 0.017488 | 405.3614 | 0.018085 | 867.5207 | 0.0021809 | 1036.7567 | 2.0491 | 1120.5592 | 0.014243 | 1011.8667 | 0.013033 | 1050.684 | 0 | 1050.0344 | 0 | 1050.0279 | 0.0045467 | 405.361 | 0.026563 | 405.9857 | 0.01523 | 405.3614 | 0.079482 | 405.3614 | 0.087658 | 405.9857 | #REF! | 405.3614 | 0.22477 | 403.1435 | 0.0055781
| 251.209 | -0.00040941 | 251.209 | -0.057436 | 251.209 | 0.025888 | 251.209 | -0.028741 | 251.209 | 0.01502 | 251.209 | 0 | 429.9113 | 0.0094255 | 405.5794 | 1.4298 | 251.209 | -0.50088 | 429.9113 | 0.023213 | 405.5794 | 6.2412 | 405.5794 | 10.5264 | 399.8598 | 60.5496 | 405.5794 | 72.9555 | 405.5794 | 26.8652 | 406.2037 | 21.4594 | 404.7348 | 0.64134 | 405.5794 | 0.067422 | 406.2037 | 0.010937 | 406.2037 | 0 | 406.2037 | -0.010162 | 429.9113 | 0.074078 | 406.2037 | 0 | 406.2037 | 0 |  |  | 405.5794 | 0.058088 | 400.18 | -0.0044305 | 406.2037 | 0 | 405.5794 | -0.0073055 | 429.2987 | 0.00030946 | 406.2037 | 0 | 406.2037 | 0 | 405.5794 | -0.08687 | 406.2037 | -0.017654 | 406.2037 | -0.0077921 | 406.2037 | -0.027536 | 652.853 | 0.021304 | 405.5794 | 0 | 405.5794 | -0.024744 | 406.2037 | 0.00071741 | 652.0647 | 0.00078262 | 405.5794 | -0.077727 | 654.7677 | 0.00025997 | 652.853 | 0.017707 | 405.5794 | 0.0054302 | 867.5956 | 0.0018218 | 1037.0201 | 2.0708 | 1120.6206 | 0.01431 | 1011.8792 | 0.013016 | 1050.738 | 0 | 1050.0885 | 0 | 1050.082 | 0.0044921 | 405.579 | 0.017693 | 406.2037 | 0.0077069 | 405.5794 | 0.028785 | 405.5794 | 0.075274 | 406.2037 | #REF! | 405.5794 | 0.14211 | 403.3611 | 0.0049604
| 251.2828 | 0.0035536 | 251.2829 | -0.037515 | 251.2828 | 0.027798 | 251.2828 | 0.023728 | 251.2828 | 0.017531 | 251.2829 | 0 | 430.0241 | 0 | 405.7973 | 1.4965 | 251.2828 | -0.22245 | 430.0241 | 0 | 405.7973 | 6.5582 | 405.7973 | 10.4115 | 400.0775 | 61.2469 | 405.7973 | 73.2639 | 405.7973 | 28.5461 | 406.4217 | 22.8021 | 404.9531 | 0.76935 | 405.7973 | 0.22001 | 406.4217 | 0.14532 | 406.4217 | 0.06462 | 406.4217 | 0.006497 | 430.0241 | 0.089437 | 406.4217 | 0.016936 | 406.4217 | 0.01764 |  |  | 405.7973 | 0.10936 | 400.4 | 0.0029147 | 406.4217 | 0.010792 | 405.7973 | 0.0076099 | 429.4128 | 0.00032318 | 406.4217 | 0.015059 | 406.4217 | 0.0067622 | 405.7973 | 0.010302 | 406.4217 | 0.0054637 | 406.4217 | 0.00769 | 406.4217 | 0.020463 | 653.0142 | 0.02675 | 405.7973 | 0 | 405.7973 | -0.010588 | 406.4217 | -0.0007806 | 652.2262 | 0 | 405.7973 | 0.041767 | 654.9289 | 0.0002117 | 653.0142 | 0.016723 | 405.7973 | 0.0090425 | 867.6704 | 0.0016903 | 1037.2836 | 2.0914 | 1120.6821 | 0.014376 | 1011.8918 | 0.012999 | 1050.7921 | 0 | 1050.1425 | 0 | 1050.136 | 0.0044592 | 405.797 | 0.015625 | 406.4217 | 0.024001 | 405.7973 | 0.097764 | 405.7973 | 0.087658 | 406.4217 | #REF! | 405.7973 | 0.2367 | 403.5788 | 0.0064277
| 251.3567 | -0.0002593 | 251.3567 | 0.02872 | 251.3567 | 0.028768 | 251.3567 | -0.037771 | 251.3567 | 0.01314 | 251.3567 | 0 | 430.1369 | 0.022091 | 406.0153 | 1.4037 | 251.3567 | -0.32254 | 430.1369 | 0.023428 | 406.0153 | 5.8717 | 406.0153 | 10.0513 | 400.2951 | 61.6427 | 406.0153 | 72.5855 | 406.0153 | 29.6049 | 406.6397 | 23.6478 | 405.1714 | 0.66891 | 406.0153 | 0.066736 | 406.6397 | 0.0037396 | 406.6397 | 0 | 406.6397 | -0.019159 | 430.1369 | 0.079407 | 406.6397 | 0 | 406.6397 | 0 |  |  | 406.0153 | 0.0753 | 400.62 | -0.023318 | 406.6397 | 0 | 406.0153 | -0.023743 | 429.5269 | 0.00035405 | 406.6397 | 0 | 406.6397 | 0 | 406.0153 | -0.062944 | 406.6397 | -0.023052 | 406.6397 | -0.011354 | 406.6397 | -0.023953 | 653.1755 | 0.016819 | 406.0153 | 0 | 406.0153 | -0.049515 | 406.6397 | -0.003984 | 652.3877 | 0.00026087 | 406.0153 | -0.072337 | 655.0901 | 0.00025668 | 653.1755 | 0.018362 | 406.0153 | 0 | 867.7454 | 0.0021299 | 1037.5472 | 2.1063 | 1120.7436 | 0.014443 | 1011.9043 | 0.012982 | 1050.8462 | 0 | 1050.1965 | 0 | 1050.1901 | 0.0044467 | 406.015 | 0.010842 | 406.6397 | 0.0020615 | 406.0153 | 0.041362 | 406.0153 | 0.077043 | 406.6397 | #REF! | 406.0153 | 0.16448 | 403.7965 | 0.0049816
| 251.4305 | 0.0040081 | 251.4305 | 0.039725 | 251.4305 | 0.026972 | 251.4305 | 0.043003 | 251.4305 | 0.01499 | 251.4305 | 0 | 430.2497 | 0 | 406.2333 | 1.4766 | 251.4305 | -0.15227 | 430.2497 | 0 | 406.2333 | 6.4407 | 406.2333 | 9.9082 | 400.5128 | 62.0071 | 406.2333 | 72.5108 | 406.2333 | 31.1014 | 406.8577 | 24.8432 | 405.3897 | 0.81973 | 406.2333 | 0.46774 | 406.8577 | 0.18278 | 406.8577 | 0.085633 | 406.8577 | 0.0040339 | 430.2497 | 0.10375 | 406.8577 | 0.028486 | 406.8577 | 0.014148 |  |  | 406.2333 | 0.10673 | 400.84 | 0.0022152 | 406.8577 | 0.016974 | 406.2333 | -0.012074 | 429.6409 | 0.00028583 | 406.8577 | 0.05712 | 406.8577 | 0.01088 | 406.2333 | 0.064416 | 406.8577 | 0.0010575 | 406.8577 | -0.0014388 | 406.8577 | 0.0081981 | 653.3367 | 0.021945 | 406.2333 | 0 | 406.2333 | 0.033228 | 406.8577 | 0.0027772 | 652.5492 | 0 | 406.2333 | 0.066833 | 655.2514 | 0.00021609 | 653.3367 | 0.018144 | 406.2333 | 0.0090425 | 867.8203 | 0.0027355 | 1037.8109 | 2.1109 | 1120.8052 | 0.01451 | 1011.9169 | 0.012965 | 1050.9003 | 0 | 1050.2505 | 0 | 1050.244 | 0.0044478 | 406.233 | 0.025962 | 406.8577 | 0.017285 | 406.2333 | 0.078445 | 406.2333 | 0.085889 | 406.8577 | #REF! | 406.2333 | 0.22775 | 404.0142 | 0.0058752
| 251.5043 | -0.0034131 | 251.5043 | -0.064046 | 251.5043 | 0.026858 | 251.5043 | -0.03472 | 251.5043 | 0.011351 | 251.5044 | 0 | 430.3625 | 0.02561 | 406.4513 | 1.4751 | 251.5043 | -0.42226 | 430.3625 | 0.038473 | 406.4513 | 5.5892 | 406.4513 | 9.7675 | 400.7304 | 62.3087 | 406.4513 | 72.1503 | 406.4513 | 32.3527 | 407.0757 | 25.8427 | 405.6081 | 0.72771 | 406.4513 | 0.11504 | 407.0757 | 0 | 407.0757 | 0 | 407.0757 | -0.0039778 | 430.3625 | 0.088288 | 407.0757 | 0 | 407.0757 | 0 |  |  | 406.4513 | 0.087217 | 401.05 | -0.008278 | 407.0757 | 0 | 406.4513 | -0.0082187 | 429.755 | 0.00030451 | 407.0757 | 0 | 407.0757 | 0 | 406.4513 | -0.027173 | 407.0757 | -0.0060015 | 407.0757 | -0.0056058 | 407.0757 | -0.0078298 | 653.498 | 0.01746 | 406.4513 | 0 | 406.4513 | -0.0015579 | 407.0757 | -0.0041843 | 652.7107 | 0.00078262 | 406.4513 | -0.030187 | 655.4126 | 0.00023693 | 653.498 | 0.019893 | 406.4513 | 0 | 867.8953 | 0.0025801 | 1038.0748 | 2.138 | 1120.8667 | 0.014581 | 1011.9294 | 0.012948 | 1050.9545 | 0 | 1050.3046 | 0 | 1050.2981 | 0.004458 | 406.451 | 0.015265 | 407.0757 | 0.013395 | 406.4513 | 0.054587 | 406.4513 | 0.080581 | 407.0757 | #REF! | 406.4513 | 0.18195 | 404.2319 | 0.0042387
| 251.5782 | 0.0037437 | 251.5782 | -0.041697 | 251.5782 | 0.026915 | 251.5782 | 0.040263 | 251.5782 | 0.020493 | 251.5782 | 0 | 430.4753 | 0 | 406.6693 | 1.451 | 251.5782 | -0.19695 | 430.4753 | 0 | 406.6693 | 5.677 | 406.6693 | 9.6454 | 400.9481 | 62.3821 | 406.6693 | 72.1745 | 406.6693 | 34.2616 | 407.2937 | 27.3675 | 405.8264 | 0.86157 | 406.6693 | 0.5114 | 407.2938 | 0.20253 | 407.2938 | 0.058873 | 407.2938 | 0.012835 | 430.4753 | 0.06875 | 407.2937 | 0.029091 | 407.2938 | 0.016745 |  |  | 406.6693 | 0.10343 | 401.27 | 0.012359 | 407.2938 | 0.011071 | 406.6693 | 0.0075591 | 429.8691 | 0.00027059 | 407.2938 | 0.038723 | 407.2938 | 0.0091133 | 406.6693 | 0.087238 | 407.2938 | 0.010392 | 407.2938 | -0.0032044 | 407.2938 | 0.01649 | 653.6593 | 0.026644 | 406.6693 | 0 | 406.6693 | 0.024733 | 407.2938 | 0.0099079 | 652.8722 | 0.00017392 | 406.6693 | 0.063415 | 655.5738 | 0.0002117 | 653.6593 | 0.019455 | 406.6693 | 0.012659 | 867.9702 | 0.0023346 | 1038.3389 | 2.1665 | 1120.9282 | 0.014648 | 1011.942 | 0.012932 | 1051.0085 | 0 | 1050.3586 | 0 | 1050.3522 | 0.0044717 | 406.669 | 0.027428 | 407.2937 | 0.021029 | 406.6693 | 0.08039 | 406.6693 | 0.096547 | 407.2938 | #REF! | 406.6693 | 0.24182 | 404.4496 | 0.0056993
| 251.652 | -0.0031734 | 251.652 | 0.040765 | 251.652 | 0.029053 | 251.652 | -0.029862 | 251.652 | 0.013065 | 251.652 | 0 | 430.5881 | 0.0083718 | 406.8873 | 1.4354 | 251.652 | -0.37605 | 430.5881 | 0.010808 | 406.8873 | 5.3612 | 406.8873 | 9.3182 | 401.1658 | 62.3873 | 406.8873 | 70.337 | 406.8873 | 35.5646 | 407.5118 | 28.4083 | 406.0448 | 0.80961 | 406.8873 | 0.1268 | 407.5118 | 0 | 407.5118 | 0 | 407.5118 | 1.7337e-06 | 430.5881 | 0.11441 | 407.5118 | 0 | 407.5118 | 0.0024668 |  |  | 406.8873 | 0.095373 | 401.49 | -0.0012825 | 407.5118 | 0 | 406.8873 | 0.0034599 | 429.9832 | 0.00029384 | 407.5118 | 0 | 407.5118 | 0 | 406.8873 | -0.091655 | 407.5118 | -0.006317 | 407.5118 | -0.0071542 | 407.5118 | -0.027538 | 653.8205 | 0.021197 | 406.8873 | 0 | 406.8873 | -0.024347 | 407.5118 | -0.0090511 | 653.0338 | 0.00078262 | 406.8873 | -0.054892 | 655.7351 | 0.00023254 | 653.8205 | 0.020111 | 406.8873 | 0.012659 | 868.0452 | 0.0018519 | 1038.603 | 2.1925 | 1120.9899 | 0.01472 | 1011.9545 | 0.012915 | 1051.0626 | 0 | 1050.4127 | 0 | 1050.4062 | 0.0044864 | 406.887 | 0.023053 | 407.5118 | 0.015707 | 406.8873 | 0.045511 | 406.8873 | 0.090311 | 407.5118 | #REF! | 406.8873 | 0.14935 | 404.6673 | 0.0048584
| 251.7259 | 0.0044378 | 251.7259 | 0.035112 | 251.7259 | 0.029452 | 251.7259 | 0.012082 | 251.7259 | 0.02389 | 251.7259 | 0 | 430.701 | 0 | 407.1053 | 1.3394 | 251.7259 | -0.25836 | 430.701 | 0 | 407.1053 | 5.3918 | 407.1053 | 9.1267 | 401.3835 | 62.219 | 407.1053 | 69.2644 | 407.1053 | 37.6103 | 407.7299 | 30.0424 | 406.2632 | 0.98373 | 407.1053 | 0.43918 | 407.7299 | 0.19333 | 407.7299 | 0.071736 | 407.7299 | 0.0093463 | 430.701 | 0.079093 | 407.7299 | 0.022468 | 407.7299 | 0.017551 |  |  | 407.1053 | 0.11279 | 401.71 | -0.013525 | 407.7299 | 0.013002 | 407.1053 | 0.00363 | 430.0972 | 0.00025992 | 407.7299 | 0.058498 | 407.7299 | 0.0048572 | 407.1053 | 0.064784 | 407.7299 | 0.0075999 | 407.7299 | 0.0028065 | 407.7299 | 0.023162 | 653.9818 | 0.022052 | 407.1053 | 0 | 407.1053 | 0.010054 | 407.7299 | 0.0041706 | 653.1953 | 0.00069566 | 407.1053 | 0.046723 | 655.8964 | 0.00026436 | 653.9818 | 0.01869 | 407.1053 | 0.016276 | 868.1202 | 0.0017484 | 1038.8673 | 2.2032 | 1121.0514 | 0.014786 | 1011.967 | 0.012899 | 1051.1168 | 0 | 1050.4667 | 0 | 1050.4602 | 0.0044989 | 407.105 | 0.024399 | 407.7299 | 0.012148 | 407.1053 | 0.082335 | 407.1053 | 0.10097 | 407.7299 | #REF! | 407.1053 | 0.27527 | 404.8851 | 0.0066387
| 251.7997 | -0.0012231 | 251.7997 | -0.014825 | 251.7997 | 0.031049 | 251.7997 | -0.044871 | 251.7997 | 0.016839 | 251.7997 | 0 | 430.8138 | 0.0048591 | 407.3234 | 1.3207 | 251.7997 | -0.41395 | 430.8138 | 0.036539 | 407.3234 | 4.7844 | 407.3234 | 8.8257 | 401.6012 | 61.7428 | 407.3234 | 67.5413 | 407.3234 | 38.7542 | 407.9479 | 30.9561 | 406.4816 | 0.91609 | 407.3234 | 0.16375 | 407.948 | 0.057557 | 407.948 | 0 | 407.948 | -0.014672 | 430.8138 | 0.090064 | 407.9479 | 0 | 407.948 | 0 |  |  | 407.3234 | 0.088208 | 401.93 | -0.0047802 | 407.948 | 0 | 407.3234 | -0.020394 | 430.2113 | 0.00027707 | 407.948 | 0 | 407.948 | 0 | 407.3234 | -0.078036 | 407.948 | -0.024143 | 407.948 | -0.016505 | 407.948 | -0.016815 | 654.1431 | 0.015858 | 407.3234 | 0 | 407.3234 | 0.0010456 | 407.948 | -0.0029325 | 653.3568 | 0.00026087 | 407.3234 | -0.059329 | 656.0576 | 0.00029946 | 654.1431 | 0.019783 | 407.3234 | 0 | 868.1952 | 0.0020353 | 1039.1317 | 2.2188 | 1121.1129 | 0.014858 | 1011.9796 | 0.012882 | 1051.1709 | 0 | 1050.5207 | 0 | 1050.5143 | 0.0045069 | 407.323 | 0.01113 | 407.9479 | 0.0063857 | 407.3234 | 0.040714 | 407.3234 | 0.085004 | 407.948 | #REF! | 407.3234 | 0.20389 | 405.1028 | 0.004506
| 251.8736 | 0.0058758 | 251.8736 | -0.03782 | 251.8736 | 0.030536 | 251.8736 | 0.043345 | 251.8736 | 0.012359 | 251.8736 | 0 | 430.9266 | 0 | 407.5415 | 1.3721 | 251.8736 | -0.23667 | 430.9266 | 0 | 407.5415 | 5.2226 | 407.5415 | 8.7459 | 401.819 | 61.269 | 407.5415 | 66.9837 | 407.5415 | 40.7451 | 408.166 | 32.5464 | 406.7 | 1.0932 | 407.5415 | 0.45598 | 408.166 | 0.17692 | 408.166 | 0.076104 | 408.166 | -0.00036698 | 430.9266 | 0.079093 | 408.166 | 0.022129 | 408.166 | 0.016387 |  |  | 407.5415 | 0.11355 | 402.15 | 0.002565 | 408.166 | 0 | 407.5415 | 0.0014207 | 430.3254 | 0.00032318 | 408.166 | 0.051005 | 408.166 | 0.0092933 | 407.5415 | 0.043067 | 408.166 | 0.0016502 | 408.166 | 0.00040232 | 408.166 | 0.016744 | 654.3044 | 0.025522 | 407.5415 | 0 | 407.5415 | 0.015175 | 408.166 | -0.0015219 | 653.5184 | 0.0012174 | 407.5415 | 0.052787 | 656.2189 | 0.00035321 | 654.3044 | 0.018034 | 407.5415 | 0.0036232 | 868.2702 | 0.0018642 | 1039.3964 | 2.249 | 1121.1744 | 0.01493 | 1011.9921 | 0.012866 | 1051.225 | 0 | 1050.5748 | 0 | 1050.5684 | 0.0045092 | 407.541 | 0.017284 | 408.166 | 0.017909 | 407.5415 | 0.10347 | 407.5415 | 0.091196 | 408.166 | #REF! | 407.5415 | 0.27633 | 405.3206 | 0.0058271
| 251.9475 | -0.001314 | 251.9475 | 0.0089996 | 251.9475 | 0.029766 | 251.9475 | -0.027963 | 251.9475 | 0.01738 | 251.9475 | 0 | 431.0394 | 0.019261 | 407.7595 | 1.3102 | 251.9475 | -0.41294 | 431.0394 | 0.016026 | 407.7595 | 4.5126 | 407.7595 | 8.4088 | 402.0367 | 60.6108 | 407.7595 | 65.1258 | 407.7595 | 42.0025 | 408.3842 | 33.5508 | 406.9184 | 1.0392 | 407.7595 | 0.29139 | 408.3842 | 0.029755 | 408.3842 | 0 | 408.3842 | -0.024849 | 431.0394 | 0.11148 | 408.3842 | 0 | 408.3842 | 0 |  |  | 407.7595 | 0.088173 | 402.36 | -0.012475 | 408.3842 | 0 | 407.7595 | -0.0047475 | 430.4395 | 0.00036892 | 408.3842 | 0 | 408.3842 | 0 | 407.7595 | -0.076195 | 408.3842 | -0.019688 | 408.3842 | -0.011461 | 408.3842 | -0.014401 | 654.4657 | 0.027765 | 407.7595 | 0 | 407.7595 | 0.025234 | 408.3842 | -0.0038272 | 653.6799 | 0.00078262 | 407.7595 | -0.034533 | 656.3802 | 0.00036417 | 654.4657 | 0.01869 | 407.7595 | 0.010851 | 868.3452 | 0.0019834 | 1039.661 | 2.2865 | 1121.2361 | 0.015001 | 1012.0046 | 0.01285 | 1051.2792 | 0 | 1050.6289 | 0 | 1050.6224 | 0.0045058 | 407.76 | 0.018414 | 408.3842 | 0.01145 | 407.7595 | 0.043177 | 407.7595 | 0.10451 | 408.3842 | #REF! | 407.7595 | 0.19857 | 405.5384 | 0.0036677
| 252.0213 | 0.0045701 | 252.0213 | 0.019109 | 252.0213 | 0.030564 | 252.0213 | 0.024755 | 252.0213 | 0.019921 | 252.0213 | 0 | 431.1522 | 0 | 407.9776 | 1.2307 | 252.0213 | -0.4217 | 431.1522 | 0 | 407.9776 | 4.6129 | 407.9776 | 8.2792 | 402.2545 | 59.861 | 407.9776 | 63.4246 | 407.9776 | 43.8456 | 408.6023 | 35.023 | 407.1368 | 1.1626 | 407.9776 | 0.5769 | 408.6023 | 0.15047 | 408.6023 | 0.041302 | 408.6023 | 0.0019404 | 431.1522 | 0.11681 | 408.6023 | 0.022305 | 408.6023 | 0.018267 |  |  | 407.9776 | 0.12241 | 402.58 | 0.0032645 | 408.6023 | 0.0038227 | 407.9776 | 0.0023644 | 430.5536 | 0.00035481 | 408.6023 | 0.049751 | 408.6023 | 0.0095536 | 407.9776 | 0.065521 | 408.6023 | -0.0028615 | 408.6023 | 0.0017019 | 408.6023 | 0.031762 | 654.627 | 0.027711 | 407.9776 | 0 | 407.9776 | 0.001365 | 408.6023 | 0.004781 | 653.8415 | 0.00017392 | 407.9776 | 0.049165 | 656.5415 | 8.2268e-05 | 654.627 | 0.01716 | 407.9776 | 0.018085 | 868.4202 | 0.0022269 | 1039.9258 | 2.3044 | 1121.2976 | 0.015073 | 1012.0172 | 0.012834 | 1051.3334 | 0 | 1050.683 | 0 | 1050.6765 | 0.0044967 | 407.978 | 0.018846 | 408.6023 | 0.0067894 | 407.9776 | 0.10866 | 407.9776 | 0.10628 | 408.6023 | #REF! | 407.9776 | 0.29977 | 405.7562 | 0.005927
| 252.0952 | 0.00051135 | 252.0952 | -0.030695 | 252.0952 | 0.029994 | 252.0952 | -0.045183 | 252.0952 | 0.01511 | 252.0952 | 0 | 431.265 | 0.019941 | 408.1958 | 1.2757 | 252.0952 | -0.38654 | 431.265 | 0.014163 | 408.1958 | 4.3023 | 408.1958 | 8.0428 | 402.4722 | 58.9527 | 408.1958 | 61.9036 | 408.1958 | 45.4809 | 408.8204 | 36.3292 | 407.3552 | 1.0979 | 408.1958 | 0.24688 | 408.8204 | 0.021321 | 408.8204 | 0 | 408.8204 | -0.012581 | 431.265 | 0.079093 | 408.8204 | 0 | 408.8204 | 0 |  |  | 408.1958 | 0.11311 | 402.8 | -0.0030314 | 408.8204 | 0 | 408.1958 | -0.002815 | 430.6677 | 0.00021647 | 408.8204 | 0 | 408.8204 | 0 | 408.1958 | -0.072882 | 408.8204 | -0.018347 | 408.8204 | -0.013271 | 408.8204 | -0.028193 | 654.7883 | 0.020663 | 408.1958 | 0 | 408.1958 | -0.013933 | 408.8204 | -0.00091818 | 654.003 | 0.00078262 | 408.1958 | -0.07351 | 656.7028 | 0.00037185 | 654.7883 | 0.018034 | 408.1958 | 0 | 868.4953 | 0.0023808 | 1040.1908 | 2.3143 | 1121.3592 | 0.015145 | 1012.0297 | 0.012818 | 1051.3874 | 0 | 1050.7371 | 0 | 1050.7306 | 0.004483 | 408.196 | 0.01226 | 408.8204 | 0.0074133 | 408.1958 | 0.055884 | 408.1958 | 0.089427 | 408.8204 | #REF! | 408.1958 | 0.186 | 405.974 | 0.0041137
| 252.1691 | 0.00024218 | 252.1691 | -0.0070084 | 252.1691 | 0.028711 | 252.1691 | -0.043657 | 252.1691 | 0.0069912 | 252.1691 | 0 | 431.3778 | 0 | 408.4139 | 1.311 | 252.1691 | -0.42583 | 431.3778 | 0 | 408.4139 | 4.0398 | 408.4139 | 7.8442 | 402.69 | 57.7903 | 408.4139 | 59.7182 | 408.4139 | 49.9349 | 409.0386 | 39.8871 | 407.5737 | 1.2231 | 408.4139 | 0.4014 | 409.0386 | 0.10081 | 409.0386 | 0.0022289 | 409.0386 | -0.0067137 | 431.3778 | 0.084735 | 409.0386 | 0 | 409.0386 | 0.0014898 |  |  | 408.4139 | 0.13942 | 403.02 | 0.014107 | 409.0386 | 0 | 408.4139 | 0.0082694 | 430.7819 | 0.00053051 | 409.0386 | 0 | 409.0386 | 0 | 408.4139 | -0.086502 | 409.0386 | -0.0082919 | 409.0386 | -0.007533 | 409.0386 | -0.0092322 | 654.9496 | 0.022425 | 408.4139 | 0 | 408.4139 | -0.025719 | 409.0386 | -0.001648 | 654.1646 | 0 | 408.4139 | -0.068568 | 656.8641 | 0.00012395 | 654.9496 | 0.018472 | 408.4139 | 0.0090425 | 868.5704 | 0.0027565 | 1040.4559 | 2.3421 | 1121.4208 | 0.015221 | 1012.0423 | 0.012802 | 1051.4416 | 0 | 1050.7911 | 0 | 1050.7847 | 0.0044705 | 408.414 | 0.022452 | 409.0386 | 0.020919 | 408.4139 | 0.062886 | 408.4139 | 0.10451 | 409.0386 | #REF! | 408.4139 | 0.26781 | 406.1918 | 0.0043451
| 252.243 | 0.005099 | 252.243 | 0.041799 | 252.243 | 0.029481 | 252.243 | 0.048981 | 252.243 | 0.023079 | 252.2429 | 0 | 431.4907 | 0.018558 | 408.632 | 1.3299 | 252.243 | -0.25879 | 431.4907 | 0.026437 | 408.632 | 4.2359 | 408.632 | 7.7059 | 402.9078 | 56.5921 | 408.632 | 58.3965 | 408.632 | 52.4629 | 409.2567 | 41.9063 | 407.7921 | 1.367 | 408.632 | 0.68019 | 409.2567 | 0.21246 | 409.2567 | 0.056233 | 409.2567 | 0.011587 | 431.4907 | 0.090691 | 409.2567 | 0.01499 | 409.2567 | 0.015491 |  |  | 408.632 | 0.15958 | 403.24 | 0.01096 | 409.2567 | 0.0065491 | 408.632 | 0.006646 | 430.896 | 0.00044628 | 409.2567 | 0.03539 | 409.2567 | 0.0058482 | 408.632 | 0.037177 | 409.2567 | 0.0071539 | 409.2567 | 0.0026725 | 409.2567 | 0.022043 | 655.1109 | 0.019542 | 408.632 | 0 | 408.632 | -0.012913 | 409.2567 | 0.0055966 | 654.3261 | 0.0018258 | 408.632 | 0.050054 | 657.0254 | 0.00035101 | 655.1109 | 0.018253 | 408.632 | 0.018085 | 868.6454 | 0.0028623 | 1040.7211 | 2.3656 | 1121.4824 | 0.015293 | 1012.0548 | 0.012786 | 1051.4957 | 0 | 1050.8452 | 0 | 1050.8389 | 0.0044626 | 408.632 | 0.028246 | 409.2567 | 0.029029 | 408.632 | 0.11021 | 408.632 | 0.11866 | 409.2567 | #REF! | 408.632 | 0.33641 | 406.4096 | 0.0057112
| 252.3168 | -0.0026445 | 252.3168 | -0.043182 | 252.3168 | 0.029737 | 252.3168 | -0.040761 | 252.3168 | 0.022552 | 252.3168 | 0 | 431.6035 | 0 | 408.8502 | 1.254 | 252.3168 | -0.25196 | 431.6035 | 0 | 408.8502 | 3.7846 | 408.8502 | 7.3922 | 403.1256 | 55.3321 | 408.8502 | 56.0601 | 408.8502 | 53.6798 | 409.4749 | 42.8783 | 408.0106 | 1.3796 | 408.8502 | 0.3804 | 409.4749 | 0.030497 | 409.4749 | 0.012602 | 409.4749 | -0.011324 | 431.6035 | 0.090691 | 409.4749 | 0 | 409.4749 | 0 |  |  | 408.8502 | 0.13327 | 403.46 | -0.00513 | 409.4749 | 0 | 408.8502 | -0.015169 | 431.0101 | 0.00091238 | 409.4749 | 0 | 409.4749 | 0 | 408.8502 | -0.041226 | 409.4749 | -0.014792 | 409.4749 | -0.0078514 | 409.4749 | -0.020565 | 655.2722 | 0.022265 | 408.8502 | 0 | 408.8502 | -0.013838 | 409.4749 | -0.0019645 | 654.4877 | 0 | 408.8502 | -0.060366 | 657.1867 | 9.6528e-05 | 655.2722 | 0.020111 | 408.8502 | 0.018085 | 868.7205 | 0.0027155 | 1040.9865 | 2.383 | 1121.5439 | 0.01537 | 1012.0674 | 0.01277 | 1051.5499 | 0 | 1050.8994 | 0 | 1050.8929 | 0.004466 | 408.85 | 0.023486 | 409.4749 | 0.014496 | 408.8502 | 0.075333 | 408.8502 | 0.11601 | 409.4749 | #REF! | 408.8502 | 0.2693 | 406.6275 | 0.0042791
| 252.3907 | 0.0044626 | 252.3907 | -0.036526 | 252.3907 | 0.028825 | 252.3907 | 0.06617 | 252.3907 | 0.0095021 | 252.3907 | 0 | 431.7163 | 0.018558 | 409.0684 | 1.2634 | 252.3907 | -0.27797 | 431.7163 | 0.025362 | 409.0684 | 4.0985 | 409.0684 | 7.2908 | 403.3434 | 54.1323 | 409.0684 | 54.4424 | 409.0684 | 55.5248 | 409.6931 | 44.3521 | 408.229 | 1.5216 | 409.0684 | 0.75241 | 409.6931 | 0.21635 | 409.6931 | 0.077604 | 409.6931 | 0.014018 | 431.7163 | 0.10312 | 409.6931 | 0.029768 | 409.6931 | 0.014775 |  |  | 409.0684 | 0.16734 | 403.68 | 0.00011659 | 409.6931 | 0.014192 | 409.0684 | 0.0055806 | 431.1242 | 0.00047563 | 409.6931 | 0.039019 | 409.6931 | 0.0094381 | 409.0684 | 0.025396 | 409.6931 | 0.0064024 | 409.6931 | 0.0037834 | 409.6931 | 0.019729 | 655.4336 | 0.025362 | 409.0684 | 0 | 409.0684 | 0.037576 | 409.6931 | 0.0014276 | 654.6493 | 0.0018258 | 409.0684 | 0.030196 | 657.348 | 0.00033017 | 655.4336 | 0.018144 | 409.0684 | 0.0090425 | 868.7957 | 0.0023542 | 1041.252 | 2.4109 | 1121.6056 | 0.015447 | 1012.0799 | 0.012754 | 1051.6041 | 0 | 1050.9535 | 0 | 1050.947 | 0.0044842 | 409.068 | 0.014183 | 409.6931 | 0.029396 | 409.0684 | 0.11229 | 409.0684 | 0.11866 | 409.6931 | #REF! | 409.0684 | 0.33812 | 406.8453 | 0.0056273
| 252.4646 | -0.0024462 | 252.4646 | 0.041984 | 252.4646 | 0.027513 | 252.4646 | -0.035 | 252.4646 | 0.024011 | 252.4646 | 0 | 431.8291 | 0 | 409.2866 | 1.2527 | 252.4646 | -0.35895 | 431.8291 | 0 | 409.2866 | 3.4601 | 409.2865 | 7.1238 | 403.5612 | 52.5826 | 409.2866 | 52.8628 | 409.2865 | 57.0456 | 409.9113 | 45.5669 | 408.4475 | 1.4992 | 409.2865 | 0.37536 | 409.9113 | 0.11171 | 409.9113 | 0 | 409.9113 | -0.01312 | 431.8291 | 0.091213 | 409.9113 | 0 | 409.9113 | 0 |  |  | 409.2866 | 0.13118 | 403.89 | 0.0022152 | 409.9113 | 0 | 409.2865 | -0.010755 | 431.2384 | 0.00096193 | 409.9113 | 0 | 409.9113 | 0 | 409.2865 | -0.12294 | 409.9113 | -0.012909 | 409.9113 | -0.011751 | 409.9113 | -0.020533 | 655.5949 | 0.01746 | 409.2866 | 0 | 409.2866 | -0.030631 | 409.9113 | -0.0017316 | 654.8109 | 0 | 409.2866 | -0.069494 | 657.5094 | 0.00018318 | 655.5949 | 0.019893 | 409.2865 | 0 | 868.8708 | 0.0017611 | 1041.5176 | 2.4315 | 1121.6672 | 0.015524 | 1012.0925 | 0.012738 | 1051.6583 | 0 | 1051.0076 | 0 | 1051.0011 | 0.0045205 | 409.287 | 0.013197 | 409.9113 | 0.018607 | 409.2865 | 0.072869 | 409.2865 | 0.11335 | 409.9113 | #REF! | 409.2865 | 0.29465 | 407.0632 | 0.0047634
| 252.5385 | 0.0053056 | 252.5385 | 0.052237 | 252.5385 | 0.02586 | 252.5385 | 0.046677 | 252.5385 | 0.01305 | 252.5385 | 0 | 431.9419 | 0.022482 | 409.5048 | 1.2653 | 252.5385 | -0.39653 | 431.9419 | 0.032455 | 409.5048 | 3.7947 | 409.5048 | 6.9433 | 403.7791 | 51.2935 | 409.5048 | 51.1617 | 409.5048 | 59.5452 | 410.1295 | 47.5636 | 408.666 | 1.6652 | 409.5048 | 0.78096 | 410.1295 | 0.25618 | 410.1295 | 0.056611 | 410.1295 | 0.008079 | 431.9419 | 0.10971 | 410.1295 | 0.018729 | 410.1295 | 0.018983 |  |  | 409.5048 | 0.17033 | 404.11 | -0.00513 | 410.1295 | 0.018165 | 409.5048 | 0.013292 | 431.3525 | 0.00049621 | 410.1295 | 0.031156 | 410.1295 | 0.011754 | 409.5048 | 0.044539 | 410.1295 | 0.0094811 | 410.1295 | 0.0041041 | 410.1295 | 0.029551 | 655.7563 | 0.024401 | 409.5048 | 0 | 409.5048 | 0.029665 | 410.1295 | 0.006036 | 654.9725 | 0.0018258 | 409.5048 | 0.044492 | 657.6707 | 0.00029288 | 655.7563 | 0.0188 | 409.5048 | 0.021702 | 868.9459 | 0.0020249 | 1041.7834 | 2.4402 | 1121.7289 | 0.015606 | 1012.105 | 0.012722 | 1051.7125 | 0 | 1051.0617 | 0 | 1051.0553 | 0.0045739 | 409.505 | 0.032717 | 410.1295 | 0.031525 | 409.5048 | 0.11138 | 409.5048 | 0.13109 | 410.1295 | #REF! | 409.5048 | 0.33982 | 407.2811 | 0.0042575
| 252.6124 | -0.001876 | 252.6124 | -0.05331 | 252.6124 | 0.024577 | 252.6124 | -0.0088746 | 252.6124 | 0.0074723 | 252.6124 | 0 | 432.0547 | 0 | 409.723 | 1.2239 | 252.6124 | -0.42282 | 432.0547 | 0 | 409.723 | 3.1794 | 409.723 | 6.6681 | 403.9969 | 49.6851 | 409.723 | 48.9454 | 409.723 | 60.5331 | 410.3478 | 48.3527 | 408.8845 | 1.646 | 409.723 | 0.5156 | 410.3478 | 0.10245 | 410.3478 | 0 | 410.3478 | -0.011592 | 432.0547 | 0.093094 | 410.3478 | 0 | 410.3478 | 0 |  |  | 409.723 | 0.15406 | 404.33 | -0.023318 | 410.3478 | 0 | 409.723 | -0.011364 | 431.4666 | 0.00095469 | 410.3478 | 0 | 410.3478 | 0 | 409.723 | -0.084661 | 410.3478 | -0.011791 | 410.3478 | -0.0040869 | 410.3478 | -0.0092407 | 655.9176 | 0.022906 | 409.723 | 0 | 409.723 | 0.016167 | 410.3478 | -0.0017305 | 655.1341 | 0 | 409.723 | -0.10336 | 657.8321 | 0.00023474 | 655.9176 | 0.020767 | 409.723 | 0.0072445 | 869.0211 | 0.0023817 | 1042.0493 | 2.4698 | 1121.7905 | 0.015682 | 1012.1176 | 0.012706 | 1051.7667 | 0 | 1051.1158 | 0 | 1051.1094 | 0.004641 | 409.723 | 0.016635 | 410.3478 | 0.022203 | 409.723 | 0.078186 | 409.723 | 0.10982 | 410.3478 | #REF! | 409.723 | 0.32768 | 407.499 | 0.0042551
| 252.6863 | 0.0054213 | 252.6863 | -0.037226 | 252.6863 | 0.023864 | 252.6863 | 0.040854 | 252.6863 | 0.029288 | 252.6863 | 0 | 432.1676 | 0.012938 | 409.9412 | 1.1989 | 252.6863 | -0.43499 | 432.1676 | 0.014535 | 409.9412 | 3.6251 | 409.9412 | 6.5774 | 404.2148 | 48.4089 | 409.9412 | 47.7593 | 409.9412 | 62.6669 | 410.566 | 50.0571 | 409.103 | 1.7952 | 409.9412 | 0.80363 | 410.566 | 0.21871 | 410.566 | 0.045834 | 410.566 | 0.0042658 | 432.1676 | 0.10908 | 410.566 | 0.018568 | 410.566 | 0.016297 |  |  | 409.9412 | 0.16043 | 404.55 | -0.0054798 | 410.566 | 0.015475 | 409.9412 | 0.0076099 | 431.5808 | 0.00046839 | 410.566 | 0.026797 | 410.566 | 0.0076125 | 409.9412 | 0.032556 | 410.566 | 0.0074374 | 410.566 | 0.0023769 | 410.566 | 0.016106 | 656.079 | 0.025736 | 409.9412 | 0 | 409.9412 | 0.023219 | 410.566 | 0.0026109 | 655.2957 | 0.0018258 | 409.9412 | 0.035792 | 657.9934 | 0.00022048 | 656.079 | 0.019237 | 409.9412 | 0.018085 | 869.0962 | 0.0020813 | 1042.3153 | 2.4991 | 1121.852 | 0.015764 | 1012.1301 | 0.01269 | 1051.8209 | 0 | 1051.1699 | 0 | 1051.1635 | 0.0047137 | 409.941 | 0.021827 | 410.566 | 0.025726 | 409.9412 | 0.1237 | 409.9412 | 0.1302 | 410.566 | #REF! | 409.9412 | 0.41034 | 407.7169 | 0.0050218
| 252.7602 | -0.0009917 | 252.7602 | 0.028124 | 252.7602 | 0.02144 | 252.7602 | -0.028554 | 252.7602 | 0.020132 | 252.7602 | 0 | 432.2804 | 0 | 410.1595 | 1.1938 | 252.7602 | -0.46643 | 432.2804 | 0 | 410.1595 | 3.0809 | 410.1595 | 6.3784 | 404.4326 | 47.054 | 410.1595 | 46.4882 | 410.1595 | 64.5494 | 410.7843 | 51.5608 | 409.3215 | 1.7476 | 410.1595 | 0.58362 | 410.7843 | 0.083706 | 410.7843 | 0 | 410.7843 | -0.0093812 | 432.2804 | 0.11326 | 410.7843 | 0 | 410.7843 | 0 |  |  | 410.1595 | 0.14993 | 404.77 | -0.0040807 | 410.7843 | 0 | 410.1595 | -0.011618 | 431.6949 | 0.00094592 | 410.7843 | 0 | 410.7843 | 0 | 410.1595 | -0.075459 | 410.7843 | -0.009318 | 410.7843 | -0.0080928 | 410.7843 | -0.016894 | 656.2403 | 0.014149 | 410.1595 | 0 | 410.1595 | -0.044959 | 410.7843 | -0.00097325 | 655.4573 | 0 | 410.1595 | -0.062432 | 658.1548 | 0.00020293 | 656.2403 | 0.019565 | 410.1595 | 0.0090425 | 869.1714 | 0.0019551 | 1042.5815 | 2.5168 | 1121.9137 | 0.015846 | 1012.1426 | 0.012674 | 1051.8751 | 0 | 1051.2241 | 0 | 1051.2177 | 0.0047853 | 410.159 | 0.013774 | 410.7843 | 0.021689 | 410.1595 | 0.083502 | 410.1595 | 0.12397 | 410.7843 | #REF! | 410.1595 | 0.36283 | 407.9349 | 0.004918
| 252.8341 | 0.0053717 | 252.8341 | 0.052298 | 252.8341 | 0.022125 | 252.8341 | 0.050912 | 252.8341 | 0.028236 | 252.8341 | 0 | 432.3932 | 0.0080204 | 410.3777 | 1.255 | 252.8341 | -0.40649 | 432.3932 | 0.021244 | 410.3777 | 3.4677 | 410.3777 | 6.371 | 404.6505 | 45.5466 | 410.3777 | 45.4925 | 410.3777 | 67.2699 | 411.0026 | 53.7339 | 409.5401 | 1.9542 | 410.3777 | 0.82211 | 411.0026 | 0.28014 | 411.0026 | 0.065634 | 411.0026 | 0.012307 | 432.3932 | 0.1002 | 411.0026 | 0.023399 | 411.0026 | 0.015939 |  |  | 410.3777 | 0.17221 | 404.99 | -0.014924 | 411.0026 | 0.017347 | 410.3777 | 0.014459 | 431.8091 | 0.0004783 | 411.0026 | 0.032707 | 411.0026 | 0.0089327 | 410.3777 | 0.073619 | 411.0026 | 0.015564 | 411.0026 | 0.0065932 | 411.0026 | 0.016689 | 656.4017 | 0.020396 | 410.3777 | 0 | 410.3777 | 0.014618 | 411.0026 | 0.0058725 | 655.6189 | 0.0013044 | 410.3777 | 0.067342 | 658.3162 | 0.00023913 | 656.4017 | 0.01869 | 410.3777 | 0.012659 | 869.2466 | 0.0025994 | 1042.8479 | 2.5488 | 1121.9753 | 0.015928 | 1012.1552 | 0.012658 | 1051.9293 | 0 | 1051.2782 | 0 | 1051.2717 | 0.0048501 | 410.378 | 0.024832 | 411.0026 | 0.037433 | 410.3777 | 0.12642 | 410.3777 | 0.13551 | 411.0026 | #REF! | 410.3777 | 0.41929 | 408.1528 | 0.0049531
| 252.908 | -0.001876 | 252.908 | -0.055352 | 252.908 | 0.022524 | 252.908 | -0.036962 | 252.908 | 0.015817 | 252.908 | 0 | 432.506 | 0 | 410.596 | 1.1798 | 252.908 | -0.35229 | 432.506 | 0 | 410.596 | 2.9491 | 410.596 | 6.1763 | 404.8684 | 44.2193 | 410.596 | 44.2009 | 410.596 | 69.7462 | 411.2208 | 55.7119 | 409.7586 | 1.897 | 410.596 | 0.69447 | 411.2208 | 0.14154 | 411.2208 | 0 | 411.2208 | -0.0066698 | 432.506 | 0.10762 | 411.2208 | 0 | 411.2209 | 0 |  |  | 410.596 | 0.16276 | 405.21 | 0.0085112 | 411.2208 | 0 | 410.596 | -0.0099943 | 431.9232 | 0.0010008 | 411.2208 | 0 | 411.2209 | 0 | 410.596 | -0.037545 | 411.2208 | -0.010433 | 411.2208 | -0.0046821 | 411.2208 | -0.018975 | 656.5631 | 0.037376 | 410.596 | 0 | 410.596 | 0.0076038 | 411.2209 | -0.00039927 | 655.7805 | 0 | 410.596 | -0.076317 | 658.4776 | 0.00027862 | 656.5631 | 0.020439 | 410.596 | 0.016276 | 869.3218 | 0.0029408 | 1043.1144 | 2.5733 | 1122.0371 | 0.01601 | 1012.1677 | 0.012642 | 1051.9835 | 0 | 1051.3324 | 0 | 1051.3259 | 0.0049035 | 410.596 | 0.021106 | 411.2208 | 0.02602 | 410.596 | 0.092189 | 410.596 | 0.1364 | 411.2209 | #REF! | 410.596 | 0.39607 | 408.3708 | 0.0046816
| 252.982 | 0.0033718 | 252.9819 | -0.062409 | 252.982 | 0.022239 | 252.982 | 0.05714 | 252.982 | 0.017516 | 252.982 | 0 | 432.6189 | 0.019941 | 410.8143 | 1.1635 | 252.982 | -0.27478 | 432.6189 | 0.048145 | 410.8143 | 3.2058 | 410.8143 | 6.0212 | 405.0863 | 42.8993 | 410.8143 | 42.8858 | 410.8143 | 71.8638 | 411.4391 | 57.4034 | 409.9772 | 2.0443 | 410.8143 | 0.96822 | 411.4392 | 0.24188 | 411.4392 | 0.056748 | 411.4392 | 0.0047858 | 432.6189 | 0.10636 | 411.4391 | 0.016312 | 411.4391 | 0.0097604 |  |  | 410.8143 | 0.1749 | 405.42 | 0.0046636 | 411.4392 | 0.0030325 | 410.8143 | 0.006646 | 432.0374 | 0.00053165 | 411.4392 | 0.030198 | 411.4391 | 0.0055456 | 410.8143 | 0.017577 | 411.4392 | 0.0026626 | 411.4392 | -0.005595 | 411.4392 | 0.0046657 | 656.7245 | 0.022425 | 410.8143 | 0 | 410.8143 | 0.026161 | 411.4391 | 0.0028668 | 655.9421 | 0.0013044 | 410.8143 | 0.043742 | 658.639 | 0.0001788 | 656.7245 | 0.019237 | 410.8143 | 0.018085 | 869.397 | 0.0020898 | 1043.3809 | 2.5917 | 1122.0988 | 0.016092 | 1012.1803 | 0.012626 | 1052.0377 | 0 | 1051.3865 | 0 | 1051.38 | 0.0049455 | 410.814 | 0.028462 | 411.4391 | 0.023084 | 410.8143 | 0.12551 | 410.8143 | 0.14524 | 411.4391 | #REF! | 410.8143 | 0.45167 | 408.5887 | 0.004811
| 253.0559 | 0.00046638 | 253.0559 | 0.016113 | 253.0559 | 0.022866 | 253.0559 | -0.02762 | 253.0559 | 0.012404 | 253.0559 | 0 | 432.7317 | 0 | 411.0326 | 1.1919 | 253.0559 | -0.33885 | 432.7317 | 0 | 411.0326 | 2.5851 | 411.0326 | 5.7881 | 405.3043 | 41.4123 | 411.0326 | 40.8864 | 411.0326 | 73.5903 | 411.6575 | 58.7825 | 410.1957 | 2.0379 | 411.0326 | 0.68019 | 411.6575 | 0.17312 | 411.6575 | 0 | 411.6575 | -0.0050749 | 432.7317 | 0.12444 | 411.6575 | 0 | 411.6575 | 0 |  |  | 411.0326 | 0.16622 | 405.64 | -0.021219 | 411.6575 | 0 | 411.0326 | -0.0053776 | 432.1516 | 0.0010141 | 411.6575 | 0 | 411.6575 | 0 | 411.0326 | -0.093864 | 411.6575 | -0.016431 | 411.6575 | -0.0069792 | 411.6575 | -0.010476 | 656.8859 | 0.019329 | 411.0326 | 0 | 411.0326 | -0.045696 | 411.6575 | -0.0051002 | 656.1037 | 0 | 411.0326 | -0.034985 | 658.8003 | 0.00031591 | 656.8859 | 0.020111 | 411.0326 | 0.010851 | 869.4722 | 0.0021834 | 1043.6476 | 2.6228 | 1122.1604 | 0.016179 | 1012.1928 | 0.012609 | 1052.0919 | 0 | 1051.4407 | 0 | 1051.4342 | 0.0049762 | 411.033 | 0.017524 | 411.6575 | 0.027047 | 411.0326 | 0.10723 | 411.0326 | 0.14347 | 411.6575 | #REF! | 411.0326 | 0.43932 | 408.8067 | 0.0043073
| 253.1298 | 0.0051816 | 253.1298 | 0.038147 | 253.1298 | 0.024064 | 253.1298 | 0.043688 | 253.1298 | 0.018448 | 253.1298 | 0 | 432.8445 | 0.010831 | 411.2509 | 1.249 | 253.1298 | -0.03565 | 432.8445 | 0.029446 | 411.2509 | 3.0762 | 411.2509 | 5.7429 | 405.5222 | 40.105 | 411.2509 | 40.1831 | 411.2509 | 76.5418 | 411.8758 | 61.1401 | 410.4143 | 2.2 | 411.2509 | 1.1194 | 411.8758 | 0.28686 | 411.8758 | 0.078468 | 411.8758 | 0.017437 | 432.8445 | 0.096019 | 411.8758 | 0.019934 | 411.8758 | 0.020416 |  |  | 411.2509 | 0.20512 | 405.86 | 0.020404 | 411.8758 | 0.018288 | 411.2509 | 0.0088782 | 432.2657 | 0.00049164 | 411.8758 | 0.06229 | 411.8758 | 0.0079846 | 411.2509 | 0.053005 | 411.8758 | 0.013814 | 411.8758 | 0.0026418 | 411.8758 | 0.024545 | 657.0472 | 0.026216 | 411.2509 | 0 | 411.2509 | 0.025426 | 411.8758 | 0.0022901 | 656.2654 | 0.0013044 | 411.2509 | 0.054678 | 658.9618 | 0.00012614 | 657.0472 | 0.017707 | 411.2509 | 0.019893 | 869.5474 | 0.0023432 | 1043.9145 | 2.6418 | 1122.2221 | 0.016266 | 1012.2054 | 0.012593 | 1052.1461 | 0 | 1051.4949 | 0 | 1051.4884 | 0.0050001 | 411.251 | 0.036611 | 411.8758 | 0.04525 | 411.2509 | 0.15974 | 411.2509 | 0.15674 | 411.8758 | #REF! | 411.2509 | 0.52539 | 409.0247 | 0.0049242
| 253.2037 | -0.0011074 | 253.2037 | -0.05195 | 253.2037 | 0.021726 | 253.2037 | -0.040045 | 253.2037 | 0.015952 | 253.2037 | 0 | 432.9573 | 0 | 411.4693 | 1.1307 | 253.2037 | -0.29047 | 432.9573 | 0 | 411.4693 | 2.6632 | 411.4692 | 5.5615 | 405.7401 | 38.7157 | 411.4693 | 38.9178 | 411.4692 | 78.6847 | 412.0942 | 62.8518 | 410.6329 | 2.2281 | 411.4692 | 0.79524 | 412.0942 | 0.16107 | 412.0942 | 0.0067025 | 412.0942 | -0.0047553 | 432.9573 | 0.11796 | 412.0942 | 0 | 412.0942 | 0 |  |  | 411.4693 | 0.20616 | 406.08 | -0.010377 | 412.0942 | 0 | 411.4692 | -0.0038824 | 432.3799 | 0.0009261 | 412.0942 | 0 | 412.0942 | 0 | 411.4692 | -0.059631 | 412.0942 | -0.0044889 | 412.0942 | -0.0051576 | 412.0942 | -0.01065 | 657.2087 | 0.015751 | 411.4693 | 0 | 411.4693 | -0.0049768 | 412.0941 | -0.0032738 | 656.427 | 0 | 411.4693 | -0.089201 | 659.1232 | 0.00028191 | 657.2087 | 0.019018 | 411.4692 | 0 | 869.6227 | 0.0017154 | 1044.1815 | 2.6805 | 1122.2838 | 0.016353 | 1012.2179 | 0.012577 | 1052.2004 | 0 | 1051.549 | 0 | 1051.5426 | 0.0050205 | 411.469 | 0.017476 | 412.0942 | 0.023451 | 411.4692 | 0.12292 | 411.4692 | 0.14789 | 412.0941 | #REF! | 411.4692 | 0.4619 | 409.2427 | 0.0042559
| 253.2777 | 0.0036114 | 253.2777 | -0.032563 | 253.2777 | 0.024919 | 253.2777 | 0.039671 | 253.2777 | 0.019666 | 253.2777 | 0 | 433.0701 | 0.0080204 | 411.6876 | 1.137 | 253.2777 | 0.0243 | 433.0701 | 0.04836 | 411.6876 | 2.9784 | 411.6876 | 5.3897 | 405.9581 | 37.5065 | 411.6876 | 37.5881 | 411.6876 | 80.393 | 412.3125 | 64.2163 | 410.8515 | 2.4045 | 411.6876 | 1.0992 | 412.3125 | 0.29563 | 412.3125 | 0.058558 | 412.3125 | -0.00071293 | 433.0701 | 0.11859 | 412.3125 | 0.020414 | 412.3125 | 0.013163 |  |  | 411.6876 | 0.20427 | 406.3 | -0.0019821 | 412.3125 | 0.0066388 | 411.6876 | -0.010806 | 432.4941 | 0.00044476 | 412.3125 | 0.031501 | 412.3125 | 0.0096214 | 411.6876 | -0.0037491 | 412.3125 | -0.0021374 | 412.3125 | 0.0010855 | 412.3125 | 0.012711 | 657.3701 | 0.028245 | 411.6876 | 0 | 411.6876 | 0.054155 | 412.3125 | 0.0048797 | 656.5887 | 0.0013044 | 411.6876 | 0.022047 | 659.2846 | 0.00023474 | 657.3701 | 0.01716 | 411.6876 | 0.0072445 | 869.6979 | 0.0017274 | 1044.4486 | 2.6993 | 1122.3455 | 0.01644 | 1012.2305 | 0.01256 | 1052.2546 | 0 | 1051.6031 | 0 | 1051.5967 | 0.005041 | 411.688 | 0.024183 | 412.3125 | 0.031341 | 411.6876 | 0.15248 | 411.6876 | 0.15762 | 412.3125 | #REF! | 411.6876 | 0.56246 | 409.4607 | 0.0056116
| 253.3516 | -0.00072922 | 253.3516 | 0.036556 | 253.3516 | 0.02355 | 253.3516 | -0.046148 | 253.3516 | 0.0089307 | 253.3516 | 0 | 433.183 | 0 | 411.906 | 1.1376 | 253.3516 | -0.23178 | 433.183 | 0 | 411.906 | 2.3827 | 411.906 | 5.1204 | 406.1761 | 36.2303 | 411.906 | 35.7433 | 411.906 | 81.6423 | 412.5309 | 65.2142 | 411.0701 | 2.412 | 411.906 | 0.97242 | 412.5309 | 0.15754 | 412.5309 | 0.0016349 | 412.5309 | -0.010745 | 433.183 | 0.098423 | 412.5309 | 0 | 412.5309 | 0.0021343 |  |  | 411.906 | 0.18941 | 406.52 | -0.0026815 | 412.5309 | 0 | 411.906 | -0.0070518 | 432.6083 | 0.00091124 | 412.5309 | 0 | 412.5309 | 0 | 411.906 | -0.080612 | 412.5309 | -0.0064123 | 412.5309 | -0.0085308 | 412.5309 | -0.0098794 | 657.5315 | 0.019329 | 411.906 | 0 | 411.906 | -0.014768 | 412.5309 | -0.0024133 | 656.7503 | 0 | 411.906 | -0.037099 | 659.446 | 0.00018209 | 657.5315 | 0.018909 | 411.906 | 0.0090425 | 869.7732 | 0.0024003 | 1044.7159 | 2.7123 | 1122.4071 | 0.016527 | 1012.243 | 0.012544 | 1052.3088 | 0 | 1051.6573 | 0 | 1051.6509 | 0.0050603 | 411.906 | 0.019952 | 412.5309 | 0.032259 | 411.906 | 0.11125 | 411.906 | 0.15497 | 412.5309 | #REF! | 411.906 | 0.52113 | 409.6788 | 0.0040476
| 253.4255 | 0.004099 | 253.4256 | 0.05101 | 253.4255 | 0.026287 | 253.4255 | 0.029239 | 253.4255 | 0.0095021 | 253.4256 | 0 | 433.2958 | 0.045551 | 412.1244 | 1.1193 | 253.4255 | 0.00882 | 433.2958 | 0.03396 | 412.1244 | 2.7942 | 412.1243 | 5.0592 | 406.394 | 35.0513 | 412.1244 | 35.0099 | 412.1243 | 84.6262 | 412.7493 | 67.5977 | 411.2887 | 2.6518 | 412.1243 | 1.2327 | 412.7493 | 0.32456 | 412.7493 | 0.045394 | 412.7493 | 0.0030626 | 433.2958 | 0.12005 | 412.7493 | 0.01744 | 412.7493 | 0.0091335 |  |  | 412.1244 | 0.22737 | 406.74 | -0.0040807 | 412.7493 | 0.00015261 | 412.1243 | 0.00092517 | 432.7225 | 0.00046762 | 412.7493 | 0.029954 | 412.7493 | 0.013506 | 412.1243 | 0.07914 | 412.7493 | 0.0075159 | 412.7493 | 0.0011791 | 412.7493 | 0.0093232 | 657.6929 | 0.023547 | 412.1244 | 0 | 412.1244 | 0.016168 | 412.7493 | 0.009144 | 656.912 | 0.0018258 | 412.1244 | 0.058131 | 659.6075 | 0.00031262 | 657.6929 | 0.017707 | 412.1243 | 0.012659 | 869.8485 | 0.0023435 | 1044.9833 | 2.7528 | 1122.4689 | 0.01662 | 1012.2556 | 0.012527 | 1052.3632 | 0 | 1051.7115 | 0 | 1051.7051 | 0.0050796 | 412.124 | 0.02238 | 412.7493 | 0.033947 | 412.1243 | 0.14755 | 412.1243 | 0.16917 | 412.7493 | #REF! | 412.1243 | 0.58654 | 409.8968 | 0.0047987
| 253.4995 | -0.0006577 | 253.4995 | -0.041521 | 253.4995 | 0.02241 | 253.4995 | -0.036495 | 253.4995 | 0.013742 | 253.4995 | 0 | 433.4086 | 0 | 412.3427 | 1.1595 | 253.4995 | -0.16967 | 433.4086 | 0 | 412.3427 | 2.1558 | 412.3428 | 4.7986 | 406.612 | 33.8737 | 412.3427 | 33.7241 | 412.3428 | 87.225 | 412.9677 | 69.6737 | 411.5073 | 2.5749 | 412.3428 | 1.0245 | 412.9677 | 0.22141 | 412.9677 | 0.010439 | 412.9677 | -0.010843 | 433.4086 | 0.090691 | 412.9677 | 0.0036513 | 412.9677 | 0.0005592 |  |  | 412.3427 | 0.21095 | 406.95 | 0.018654 | 412.9677 | 0 | 412.3428 | -0.011161 | 432.8367 | 0.00087999 | 412.9677 | 0 | 412.9677 | 0 | 412.3428 | -0.031478 | 412.9677 | -0.014336 | 412.9677 | -0.0066754 | 412.9677 | -0.0056331 | 657.8543 | 0.024241 | 412.3427 | 0 | 412.3427 | 0.0026401 | 412.9677 | -0.0033829 | 657.0737 | 0 | 412.3427 | -0.016539 | 659.7689 | 0.00015686 | 657.8543 | 0.019127 | 412.3428 | 0.0090425 | 869.9237 | 0.0025682 | 1045.2508 | 2.7646 | 1122.5305 | 0.016707 | 1012.2681 | 0.01251 | 1052.4174 | 0 | 1051.7658 | 0 | 1051.7593 | 0.0050955 | 412.343 | 0.021851 | 412.9677 | 0.037837 | 412.3428 | 0.13096 | 412.3428 | 0.1674 | 412.9677 | #REF! | 412.3428 | 0.53285 | 410.1149 | 0.0039035
| 253.5735 | 0.0050907 | 253.5735 | -0.017513 | 253.5735 | 0.024206 | 253.5735 | 0.033786 | 253.5735 | 0.030461 | 253.5735 | 0 | 433.5215 | 0.019261 | 412.5612 | 1.1209 | 253.5735 | 0.00688 | 433.5215 | 0.041053 | 412.5612 | 2.5107 | 412.5612 | 4.6684 | 406.83 | 32.9637 | 412.5612 | 32.3966 | 412.5612 | 87.7681 | 413.1861 | 70.1075 | 411.726 | 2.8405 | 412.5612 | 1.3302 | 413.1861 | 0.34681 | 413.1861 | 0.073915 | 413.1861 | 0.006758 | 433.5215 | 0.12151 | 413.1861 | 0.022386 | 413.1861 | 0.012805 |  |  | 412.5612 | 0.22161 | 407.17 | 0.0011659 | 413.1861 | 0.019409 | 412.5612 | 0.0081679 | 432.9509 | 0.00041351 | 413.1861 | 0.039679 | 413.1861 | 0.013126 | 412.5612 | 0.036559 | 413.1861 | 0.0035659 | 413.1861 | 3.5648e-05 | 413.1861 | 0.017751 | 658.0158 | 0.021945 | 412.5612 | 0 | 412.5612 | -0.066989 | 413.1861 | 0.00059721 | 657.2353 | 0.00078262 | 412.5612 | 0.039754 | 659.9304 | 0.0002841 | 658.0158 | 0.017597 | 412.5612 | 0.0090425 | 869.999 | 0.0024549 | 1045.5186 | 2.7858 | 1122.5923 | 0.016799 | 1012.2806 | 0.012493 | 1052.4717 | 0 | 1051.82 | 0 | 1051.8135 | 0.005108 | 412.561 | 0.02125 | 413.1861 | 0.04125 | 412.5612 | 0.16182 | 412.5612 | 0.18067 | 413.1861 | #REF! | 412.5612 | 0.65706 | 410.333 | 0.0053846
| 253.6474 | -7.0567e-06 | 253.6474 | 0.028511 | 253.6474 | 0.019644 | 253.6474 | -0.038799 | 253.6474 | 0.02374 | 253.6474 | 0 | 433.6343 | 0 | 412.7796 | 1.0629 | 253.6474 | -0.11731 | 433.6343 | 0 | 412.7796 | 2.0213 | 412.7796 | 4.3903 | 407.0481 | 31.7642 | 412.7796 | 30.9218 | 412.7796 | 89.0964 | 413.4045 | 71.1685 | 411.9446 | 2.8803 | 412.7796 | 1.1236 | 413.4045 | 0.20857 | 413.4045 | 0.014321 | 413.4045 | -0.0068293 | 433.6343 | 0.10312 | 413.4045 | 0 | 413.4045 | 0 |  |  | 412.7796 | 0.22783 | 407.39 | -0.0040807 | 413.4045 | 0 | 412.7796 | -0.0061386 | 433.0651 | 0.00092001 | 413.4045 | 0 | 413.4045 | 0 | 412.7796 | -0.053373 | 413.4045 | -0.013828 | 413.4045 | -0.006917 | 413.4045 | -0.020473 | 658.1772 | 0.019916 | 412.7796 | 0 | 412.7796 | -0.018104 | 413.4045 | -0.0011437 | 657.397 | 0 | 412.7796 | -0.075015 | 660.0918 | 0.00019744 | 658.1772 | 0.019127 | 412.7796 | 0 | 870.0743 | 0.0019007 | 1045.7864 | 2.8232 | 1122.6541 | 0.016891 | 1012.2932 | 0.012476 | 1052.5259 | 0 | 1051.8742 | 0 | 1051.8677 | 0.005116 | 412.78 | 0.009279 | 413.4045 | 0.033066 | 412.7796 | 0.15313 | 412.7796 | 0.17448 | 413.4045 | #REF! | 412.7796 | 0.58164 | 410.5511 | 0.0042057
| 253.7214 | 0.0057188 | 253.7214 | 0.040977 | 253.7214 | 0.024149 | 253.7214 | 0.058915 | 253.7214 | 0.02174 | 253.7214 | 0 | 433.7471 | 0 | 412.998 | 1.092 | 253.7214 | 0.1328 | 433.7471 | 0.054808 | 412.998 | 2.4958 | 412.998 | 4.3268 | 407.2661 | 30.945 | 412.998 | 30.3313 | 412.998 | 91.4694 | 413.623 | 73.0639 | 412.1633 | 3.0633 | 412.998 | 1.4074 | 413.623 | 0.39707 | 413.623 | 0.048482 | 413.623 | 0.0073315 | 433.7471 | 0.10793 | 413.623 | 0.0032107 | 413.623 | 0.0094917 |  |  | 412.998 | 0.25026 | 407.61 | -0.0040807 | 413.623 | 0.01079 | 412.998 | -0.0081679 | 433.1793 | 0.0005065 | 413.623 | 0.055859 | 413.623 | 0.0091561 | 412.998 | 0.04049 | 413.623 | -0.001605 | 413.623 | -0.00074137 | 413.623 | 0.011455 | 658.3387 | 0.021945 | 412.998 | 0 | 412.998 | 0.0036337 | 413.623 | -0.00087113 | 657.5587 | 0.0018258 | 412.998 | 0.024253 | 660.2533 | 0.000249 | 658.3387 | 0.018253 | 412.998 | 0.0072445 | 870.1497 | 0.0013224 | 1046.0543 | 2.8525 | 1122.7157 | 0.016988 | 1012.3058 | 0.012459 | 1052.5802 | 0 | 1051.9283 | 0 | 1051.9219 | 0.0051171 | 412.998 | 0.016947 | 413.623 | 0.045727 | 412.998 | 0.1661 | 412.998 | 0.18951 | 413.623 | #REF! | 412.998 | 0.66153 | 410.7692 | 0.0050151
| 253.7953 | 0.00083468 | 253.7953 | -0.021153 | 253.7953 | 0.022296 | 253.7953 | -0.030921 | 253.7953 | 0.023184 | 253.7953 | 0 | 433.8599 | 0 | 413.2165 | 1.082 | 253.7953 | -0.09821 | 433.8599 | 0 | 413.2165 | 2.0571 | 413.2165 | 4.1517 | 407.4841 | 30.0194 | 413.2165 | 29.181 | 413.2165 | 93.1766 | 413.8414 | 74.4277 | 412.3819 | 3.1592 | 413.2165 | 1.3856 | 413.8414 | 0.30508 | 413.8414 | 0.023554 | 413.8414 | 0.0012041 | 433.8599 | 0.10459 | 413.8414 | 0 | 413.8414 | 0.0048284 |  |  | 413.2165 | 0.24458 | 407.83 | -0.02087 | 413.8414 | 0 | 413.2165 | -0.0027795 | 433.2935 | 0.00095012 | 413.8414 | 0 | 413.8414 | 0 | 413.2165 | -0.040858 | 413.8414 | -0.0030231 | 413.8414 | -0.0030462 | 413.8414 | -8.9161e-05 | 658.5001 | 0.014844 | 413.2165 | 0 | 413.2165 | -0.034821 | 413.8414 | -0.0030531 | 657.7204 | 0 | 413.2165 | -0.019622 | 660.4148 | 0.00022706 | 658.5001 | 0.020439 | 413.2165 | 0.0054338 | 870.225 | 0.0015004 | 1046.3224 | 2.8698 | 1122.7775 | 0.017081 | 1012.3183 | 0.012442 | 1052.6345 | 0 | 1051.9825 | 0 | 1051.9761 | 0.0051114 | 413.216 | 0.016899 | 413.8414 | 0.045287 | 413.2165 | 0.14665 | 413.2165 | 0.19128 | 413.8414 | #REF! | 413.2165 | 0.62403 | 410.9873 | 0.0037179
| 253.8693 | 0.0049337 | 253.8693 | -0.044383 | 253.8693 | 0.024947 | 253.8693 | 0.047362 | 253.8693 | 0.015366 | 253.8693 | 0 | 433.9728 | 0.0083718 | 413.435 | 1.1157 | 253.8693 | 0.13045 | 433.9728 | 0.013417 | 413.435 | 2.3608 | 413.435 | 4.0584 | 407.7022 | 29.1061 | 413.435 | 28.5634 | 413.435 | 95.0207 | 414.0599 | 75.9007 | 412.6006 | 3.3848 | 413.435 | 1.5955 | 414.0599 | 0.46549 | 414.0599 | 0.072294 | 414.0599 | 0.016771 | 433.9728 | 0.12214 | 414.0599 | 0.012972 | 414.0599 | 0.014685 |  |  | 413.435 | 0.27319 | 408.05 | 0.0050134 | 414.0599 | 0.012192 | 413.435 | 0.0096899 | 433.4077 | 0.00044361 | 414.0599 | 0.055526 | 414.0599 | 0.012558 | 413.435 | 0.053373 | 414.0599 | 0.0083658 | 414.0599 | 0.0030861 | 414.0599 | 0.019409 | 658.6616 | 0.025149 | 413.435 | 0 | 413.435 | 0.023653 | 414.0599 | 0.0072008 | 657.8821 | 0.0018258 | 413.435 | 0.051653 | 660.5763 | 0.00022267 | 658.6616 | 0.019127 | 413.435 | 0.010851 | 870.3004 | 0.0013535 | 1046.5907 | 2.8958 | 1122.8392 | 0.017178 | 1012.3309 | 0.012424 | 1052.6887 | 0 | 1052.0367 | 0 | 1052.0303 | 0.0051024 | 413.435 | 0.020914 | 414.0599 | 0.060921 | 413.435 | 0.1954 | 413.435 | 0.20725 | 414.0599 | #REF! | 413.435 | 0.7067 | 411.2054 | 0.0057956
| 253.9433 | -2.9412e-05 | 253.9433 | 0.0023303 | 253.9433 | 0.022952 | 253.9433 | -0.047362 | 253.9433 | 0.018749 | 253.9433 | 0 | 434.0856 | 0 | 413.6534 | 0.98613 | 253.9433 | -0.08069 | 434.0856 | 0 | 413.6534 | 1.7961 | 413.6534 | 3.8209 | 407.9203 | 28.1805 | 413.6534 | 27.4117 | 413.6534 | 95.735 | 414.2784 | 76.4712 | 412.8193 | 3.4349 | 413.6534 | 1.3923 | 414.2784 | 0.32329 | 414.2784 | 0 | 414.2784 | -0.0093043 | 434.0856 | 0.12747 | 414.2784 | 0 | 414.2784 | 0 |  |  | 413.6534 | 0.2411 | 408.27 | -0.00093273 | 414.2784 | 0 | 413.6534 | -0.0059357 | 433.522 | 0.00092191 | 414.2784 | 0 | 414.2784 | 0 | 413.6534 | -0.051165 | 414.2784 | -0.01423 | 414.2784 | -0.0074287 | 414.2784 | -0.022008 | 658.823 | 0.022639 | 413.6534 | 0 | 413.6534 | -0.01081 | 414.2784 | -0.0072566 | 658.0438 | 0 | 413.6534 | -0.03254 | 660.7378 | 0.00020512 | 658.823 | 0.021095 | 413.6534 | 0.0036232 | 870.3758 | 0.0015931 | 1046.859 | 2.9191 | 1122.901 | 0.01727 | 1012.3434 | 0.012406 | 1052.743 | 0 | 1052.0909 | 0 | 1052.0845 | 0.0050887 | 413.653 | 0.018582 | 414.2784 | 0.036002 | 413.6534 | 0.15391 | 413.6534 | 0.20636 | 414.2784 | #REF! | 413.6534 | 0.67282 | 411.4236 | 0.0038289
| 254.0172 | 0.0076609 | 254.0172 | 0.046191 | 254.0172 | 0.026829 | 254.0172 | 0.032571 | 254.0172 | 0.013832 | 254.0172 | 0 | 434.1984 | 0 | 413.8719 | 1.0464 | 254.0172 | 0.06604 | 434.1984 | 0.043202 | 413.8719 | 2.2698 | 413.8719 | 3.7604 | 408.1383 | 27.5876 | 413.8719 | 26.7318 | 413.8719 | 96.5992 | 414.4969 | 77.1616 | 413.038 | 3.7043 | 413.8719 | 1.7601 | 414.4969 | 0.50192 | 414.4969 | 0.060345 | 414.4969 | -0.00038871 | 434.1984 | 0.11587 | 414.4969 | 0.02189 | 414.4969 | 0.010924 |  |  | 413.8719 | 0.26682 | 408.49 | 0.01096 | 414.4969 | 0.0092431 | 413.8719 | 0.011161 | 433.6362 | 0.00047982 | 414.4969 | 0.043737 | 414.4969 | 0.0056819 | 413.8719 | 0.035486 | 414.4969 | -0.0032041 | 414.4969 | -0.0051193 | 414.4969 | 0.010226 | 658.9845 | 0.024668 | 413.8719 | 0 | 413.8719 | -0.0001967 | 414.4969 | 0.0052652 | 658.2055 | 0.0013044 | 413.8719 | 0.042365 | 660.8993 | 0.00023913 | 658.9845 | 0.019127 | 413.8719 | 0.016276 | 870.4512 | 0.0019946 | 1047.1276 | 2.9468 | 1122.9628 | 0.017367 | 1012.356 | 0.012389 | 1052.7974 | 0 | 1052.1453 | 0 | 1052.1388 | 0.0050728 | 413.872 | 0.028967 | 414.4969 | 0.048076 | 413.8719 | 0.19345 | 413.8719 | 0.22494 | 414.4969 | #REF! | 413.8719 | 0.76145 | 411.6417 | 0.0055692
| 254.0912 | 0.00030585 | 254.0912 | -0.030078 | 254.0912 | 0.024349 | 254.0912 | -0.041415 | 254.0912 | 0.010359 | 254.0912 | 0 | 434.3113 | 0 | 414.0904 | 1.069 | 254.0912 | -0.15282 | 434.3113 | 0 | 414.0904 | 1.917 | 414.0904 | 3.6001 | 408.3564 | 26.7045 | 414.0904 | 26.0592 | 414.0904 | 97.9438 | 414.7154 | 78.2356 | 413.2567 | 3.76 | 414.0904 | 1.5989 | 414.7154 | 0.32629 | 414.7154 | 0.018112 | 414.7154 | -0.00017494 | 434.3113 | 0.12329 | 414.7154 | 8.2107e-05 | 414.7154 | 0.00023831 |  |  | 414.0904 | 0.26403 | 408.71 | -0.021918 | 414.7154 | 0 | 414.0904 | 0.0057328 | 433.7504 | 0.00095126 | 414.7154 | 0 | 414.7154 | 0 | 414.0904 | -0.066257 | 414.7154 | -0.0079086 | 414.7154 | -0.0045843 | 414.7154 | -0.0092902 | 659.146 | 0.023066 | 414.0904 | 0 | 414.0904 | -0.0087284 | 414.7154 | -0.0054363 | 658.3672 | 0 | 414.0904 | -0.031611 | 661.0608 | 0.00019086 | 659.146 | 0.020548 | 414.0904 | 0.016276 | 870.5266 | 0.0017661 | 1047.3962 | 2.9748 | 1123.0245 | 0.01747 | 1012.3685 | 0.012371 | 1052.8517 | 0 | 1052.1995 | 0 | 1052.193 | 0.0050523 | 414.09 | 0.024832 | 414.7154 | 0.053141 | 414.0904 | 0.17984 | 414.0904 | 0.23378 | 414.7154 | #REF! | 414.0904 | 0.76124 | 411.8599 | 0.0044297
| 254.1652 | 0.0056114 | 254.1652 | -0.040191 | 254.1652 | 0.028511 | 254.1652 | 0.045836 | 254.1652 | 0.024341 | 254.1652 | 0 | 434.4241 | 0.011884 | 414.309 | 1.0879 | 254.1652 | 0.08005 | 434.4241 | 0.036969 | 414.309 | 2.0961 | 414.309 | 3.5467 | 408.5745 | 26.108 | 414.309 | 25.6995 | 414.309 | 99.0806 | 414.9339 | 79.1436 | 413.4754 | 4.0161 | 414.309 | 2.0154 | 414.9339 | 0.49109 | 414.9339 | 0.064145 | 414.9339 | 0.0067041 | 434.4241 | 0.12716 | 414.9339 | 0.020225 | 414.9339 | 0.012805 |  |  | 414.309 | 0.28894 | 408.92 | -0.011426 | 414.9339 | 0.008582 | 414.309 | 0.0061894 | 433.8647 | 0.00047296 | 414.9339 | 0.045857 | 414.9339 | 0.010427 | 414.309 | 0.035634 | 414.9339 | 0.0021215 | 414.9339 | 0.002759 | 414.9339 | 0.017248 | 659.3075 | 0.022425 | 414.309 | 0 | 414.309 | 0.032536 | 414.9339 | 0.0036896 | 658.5289 | 0.0018258 | 414.309 | 0.053805 | 661.2223 | 0.000283 | 659.3075 | 0.019018 | 414.309 | 0.012659 | 870.602 | 0.0015082 | 1047.6649 | 2.9892 | 1123.0863 | 0.017567 | 1012.3811 | 0.012353 | 1052.906 | 0 | 1052.2537 | 0 | 1052.2472 | 0.0050285 | 414.309 | 0.024808 | 414.9339 | 0.060517 | 414.309 | 0.22405 | 414.309 | 0.24356 | 414.9339 | #REF! | 414.309 | 0.85882 | 412.0781 | 0.0059454
| 254.2392 | 0.0015537 | 254.2392 | 0.048829 | 254.2392 | 0.027114 | 254.2392 | -0.032447 | 254.2392 | 0.019666 | 254.2392 | 0 | 434.5369 | 0.0038701 | 414.5275 | 1.0526 | 254.2392 | -0.20551 | 434.5369 | 0 | 414.5275 | 1.5778 | 414.5275 | 3.3733 | 408.7926 | 25.441 | 414.5275 | 24.6335 | 414.5275 | 98.8242 | 415.1525 | 78.9389 | 413.6941 | 4.12 | 414.5275 | 1.7416 | 415.1525 | 0.37414 | 415.1525 | 0.019668 | 415.1525 | -0.0027903 | 434.5369 | 0.11556 | 415.1525 | 0 | 415.1525 | 0.001775 |  |  | 414.5275 | 0.26324 | 409.14 | -0.00023318 | 415.1525 | 0 | 414.5275 | 0.0059357 | 433.9789 | 0.00094211 | 415.1525 | 0 | 415.1525 | 0 | 414.5275 | -0.039386 | 415.1525 | -0.011351 | 415.1525 | -0.0087668 | 415.1525 | -0.015648 | 659.469 | 0.01463 | 414.5275 | 0 | 414.5275 | -0.02159 | 415.1525 | -0.0036942 | 658.6906 | 0 | 414.5275 | -0.059009 | 661.3838 | 0.00011737 | 659.469 | 0.02022 | 414.5275 | 0.0036232 | 870.6774 | 0.0013157 | 1047.9338 | 3.0232 | 1123.1481 | 0.01767 | 1012.3936 | 0.012334 | 1052.9602 | 0 | 1052.308 | 0 | 1052.3015 | 0.0050001 | 414.528 | 0.017957 | 415.1525 | 0.053471 | 414.5275 | 0.19644 | 414.5275 | 0.24086 | 415.1525 | #REF! | 414.5275 | 0.79171 | 412.2963 | 0.004973
| 254.3132 | 0.0083055 | 254.3132 | 0.038013 | 254.3132 | 0.029424 | 254.3132 | 0.032229 | 254.3132 | 0.02386 | 254.3132 | 0 | 434.6498 | 0 | 414.7461 | 1.0358 | 254.3132 | -0.04811 | 434.6498 | 0.026437 | 414.7461 | 1.818 | 414.7461 | 3.3299 | 409.0108 | 24.9002 | 414.7461 | 24.2716 | 414.7461 | 100.2701 | 415.371 | 80.0938 | 413.9129 | 4.4 | 414.7461 | 2.0095 | 415.371 | 0.55626 | 415.371 | 0.065665 | 415.371 | 0.005701 | 434.6498 | 0.11681 | 415.371 | 0.018068 | 415.371 | 0.0099394 |  |  | 414.7461 | 0.28742 | 409.36 | -0.008278 | 415.371 | 0.012766 | 414.7461 | -0.00098027 | 434.0932 | 0.00047029 | 415.371 | 0.021338 | 415.371 | 0.010947 | 414.7461 | 0.043067 | 415.371 | 0.0054721 | 415.371 | 0.0030807 | 415.371 | 0.0071411 | 659.6305 | 0.019916 | 414.7461 | 0 | 414.7461 | 0.015651 | 415.371 | 0.0032322 | 658.8524 | 0.0013044 | 414.7461 | 0.062349 | 661.5453 | 0.00033346 | 659.6305 | 0.018362 | 414.7461 | 0.012659 | 870.7529 | 0.0015365 | 1048.203 | 3.0475 | 1123.2098 | 0.017767 | 1012.4062 | 0.012316 | 1053.0145 | 0 | 1052.3622 | 0 | 1052.3557 | 0.0049671 | 414.746 | 0.022933 | 415.371 | 0.063307 | 414.7461 | 0.22237 | 414.7461 | 0.25948 | 415.371 | #REF! | 414.7461 | 0.88353 | 412.5145 | 0.0053671
| 254.3872 | 0.00027358 | 254.3872 | -0.050185 | 254.3872 | 0.027684 | 254.3872 | -0.042442 | 254.3872 | 0.023229 | 254.3872 | 0 | 434.7626 | 0 | 414.9647 | 0.98909 | 254.3872 | -0.32893 | 434.7626 | 0 | 414.9647 | 1.482 | 414.9647 | 3.1541 | 409.2289 | 24.2445 | 414.9647 | 23.7661 | 414.9647 | 100.4545 | 415.5896 | 80.2411 | 414.1316 | 4.5226 | 414.9647 | 1.8945 | 415.5896 | 0.45017 | 415.5896 | 0.010642 | 415.5896 | -0.017517 | 434.7626 | 0.10845 | 415.5896 | 0 | 415.5896 | 0 |  |  | 414.9647 | 0.29159 | 409.58 | 0.013058 | 415.5896 | 0 | 414.9647 | -0.0039477 | 434.2074 | 0.00094478 | 415.5896 | 0 | 415.5896 | 0 | 414.9647 | -0.043067 | 415.5896 | -0.025194 | 415.5896 | -0.013709 | 415.5896 | -0.019158 | 659.792 | 0.017193 | 414.9647 | 0 | 414.9647 | -0.030576 | 415.5896 | -0.0077864 | 659.0141 | 0 | 414.9647 | -0.069262 | 661.7069 | 0.00010311 | 659.792 | 0.019455 | 414.9647 | 0.0036232 | 870.8284 | 0.0017926 | 1048.4722 | 3.0609 | 1123.2716 | 0.017869 | 1012.4188 | 0.012298 | 1053.0689 | 0 | 1052.4164 | 0 | 1052.41 | 0.0049308 | 414.965 | 0.014928 | 415.5896 | 0.050168 | 414.9647 | 0.20927 | 414.9647 | 0.26302 | 415.5896 | #REF! | 414.9647 | 0.85562 | 412.7327 | 0.003877
| 254.4612 | 0.0070163 | 254.4612 | -0.015278 | 254.4612 | 0.030735 | 254.4612 | 0.034097 | 254.4612 | 0.010164 | 254.4612 | 0 | 434.8754 | 0.029716 | 415.1832 | 1.0654 | 254.4612 | -0.13784 | 434.8754 | 0.023428 | 415.1832 | 1.8329 | 415.1832 | 3.196 | 409.4471 | 23.6993 | 415.1832 | 23.7331 | 415.1832 | 101.3208 | 415.8082 | 80.9331 | 414.3504 | 4.7861 | 415.1832 | 2.2942 | 415.8082 | 0.64071 | 415.8082 | 0.085073 | 415.8082 | 0.015537 | 434.8754 | 0.11681 | 415.8082 | 0.020277 | 415.8082 | 0.015581 |  |  | 415.1832 | 0.3263 | 409.8 | 0.017955 | 415.8082 | 0.010949 | 415.1832 | 0.011364 | 434.3217 | 0.00047448 | 415.8082 | 0.041813 | 415.8082 | 0.0088448 | 415.1832 | 0.035342 | 415.8082 | 0.0135 | 415.8082 | 0.0074537 | 415.8082 | 0.027614 | 659.9535 | 0.024508 | 415.1832 | 0 | 415.1832 | 0.014 | 415.8082 | 0.0088055 | 659.1758 | 0.0018258 | 415.1832 | 0.035037 | 661.8684 | 0.00031372 | 659.9535 | 0.017707 | 415.1832 | 0.0090425 | 870.9038 | 0.0012532 | 1048.7415 | 3.0917 | 1123.3334 | 0.017972 | 1012.4313 | 0.012279 | 1053.1233 | 0 | 1052.4707 | 0 | 1052.4642 | 0.0048944 | 415.183 | 0.018774 | 415.8082 | 0.067784 | 415.1832 | 0.25543 | 415.1832 | 0.28164 | 415.8082 | #REF! | 415.1832 | 1.0101 | 412.9509 | 0.0054752
| 254.5352 | 0.0019338 | 254.5352 | 0.18136 | 254.5352 | 0.02891 | 254.5352 | -0.029271 | 254.5352 | 0.010705 | 254.5352 | 0 | 434.9883 | 0 | 415.4018 | 1.0172 | 254.5352 | -0.3934 | 434.9883 | 0 | 415.4018 | 1.5802 | 415.4018 | 3.0249 | 409.6652 | 22.9206 | 415.4018 | 22.7294 | 415.4018 | 100.0138 | 416.0268 | 79.889 | 414.5692 | 4.8814 | 415.4018 | 2.1691 | 416.0268 | 0.49376 | 416.0268 | 0.02415 | 416.0268 | -0.0048966 | 434.9883 | 0.12068 | 416.0268 | 0 | 416.0268 | 0 |  |  | 415.4018 | 0.28989 | 410.02 | 0.0053631 | 416.0268 | 0 | 415.4018 | -0.0030531 | 434.4359 | 0.00092191 | 416.0268 | 0 | 416.0268 | 0 | 415.4018 | -0.061103 | 416.0268 | -0.010275 | 416.0268 | -0.0077074 | 416.0268 | -0.0036463 | 660.115 | 0.021945 | 415.4018 | 0 | 415.4018 | -0.028595 | 416.0268 | -0.0015239 | 659.3376 | 0 | 415.4018 | 0.0019108 | 662.03 | 0.00016454 | 660.115 | 0.019565 | 415.4018 | 0.0090425 | 870.9793 | 0.0022423 | 1049.011 | 3.109 | 1123.3953 | 0.018074 | 1012.4438 | 0.012261 | 1053.1776 | 0 | 1052.525 | 0 | 1052.5186 | 0.0048637 | 415.402 | 0.02202 | 416.0268 | 0.057178 | 415.4018 | 0.2247 | 415.4018 | 0.28606 | 416.0268 | #REF! | 415.4018 | 0.94276 | 413.1692 | 0.0047565
| 254.6092 | 0.0062808 | 254.6092 | 0.061243 | 254.6092 | 0.033729 | 254.6092 | 0.041103 | 254.6092 | 0.021184 | 254.6092 | 0 | 435.1011 | 0.0052105 | 415.6205 | 1.0405 | 254.6092 | -0.22434 | 435.1011 | 0.017517 | 415.6205 | 1.8342 | 415.6205 | 2.941 | 409.8834 | 22.3666 | 415.6205 | 22.4862 | 415.6205 | 99.417 | 416.2454 | 79.4123 | 414.7879 | 5.1589 | 415.6205 | 2.5007 | 416.2454 | 0.63246 | 416.2454 | 0.080848 | 416.2454 | 0.0050035 | 435.1011 | 0.11556 | 416.2454 | 0.013933 | 416.2454 | 0.01576 |  |  | 415.6205 | 0.32984 | 410.24 | 0.012009 | 416.2454 | 0.0074874 | 415.6205 | 0.003523 | 434.5502 | 0.00045238 | 416.2454 | 0.030877 | 416.2454 | 0.01357 | 415.6205 | 0.036011 | 416.2454 | -0.00017173 | 416.2454 | -0.00021865 | 416.2454 | 0.017509 | 660.2766 | 0.022799 | 415.6205 | 0 | 415.6205 | 0.0039216 | 416.2454 | 0.0030562 | 659.4993 | 0.0018258 | 415.6205 | 0.040337 | 662.1915 | 0.00023254 | 660.2766 | 0.017597 | 415.6205 | 0 | 871.0548 | 0.0023676 | 1049.2806 | 3.1505 | 1123.457 | 0.018182 | 1012.4564 | 0.012242 | 1053.2319 | 0 | 1052.5792 | 0 | 1052.5728 | 0.0048433 | 415.62 | 0.017933 | 416.2454 | 0.070573 | 415.6205 | 0.2658 | 415.6205 | 0.29491 | 416.2454 | #REF! | 415.6205 | 1.0599 | 413.3875 | 0.0061299
| 254.6832 | 0.0022065 | 254.6832 | -0.033988 | 254.6832 | 0.029937 | 254.6832 | -0.030049 | 254.6832 | 0.019936 | 254.6832 | 0 | 435.214 | 0 | 415.8391 | 0.99787 | 254.6832 | -0.46052 | 435.214 | 0 | 415.8391 | 1.2977 | 415.8391 | 2.8906 | 410.1016 | 21.7359 | 415.8391 | 22.0891 | 415.8391 | 99.6034 | 416.464 | 79.5613 | 415.0067 | 5.3515 | 415.8391 | 2.5612 | 416.464 | 0.56443 | 416.464 | 0 | 416.464 | -0.01456 | 435.214 | 0.11295 | 416.464 | 0 | 416.464 | 0 |  |  | 415.8391 | 0.31908 | 410.46 | -0.0040807 | 416.464 | 0 | 415.8391 | -0.0090304 | 434.6645 | 0.00091391 | 416.464 | 0 | 416.464 | 0 | 415.8391 | -0.042331 | 416.464 | -0.011641 | 416.464 | -0.0072525 | 416.464 | -0.019588 | 660.4381 | 0.021197 | 415.8391 | 0 | 415.8391 | -0.0071653 | 416.464 | -0.0017862 | 659.6611 | 0 | 415.8391 | -0.066623 | 662.3531 | 0.00023364 | 660.4381 | 0.02022 | 415.8391 | 0 | 871.1303 | 0.0021944 | 1049.5503 | 3.174 | 1123.5189 | 0.018284 | 1012.4689 | 0.012223 | 1053.2863 | 0 | 1052.6335 | 0 | 1052.6271 | 0.0048398 | 415.839 | 0.017428 | 416.464 | 0.060848 | 415.8391 | 0.24104 | 415.8391 | 0.29933 | 416.464 | #REF! | 415.8391 | 1.0516 | 413.6057 | 0.0036948
| 254.7572 | 0.0071568 | 254.7572 | -0.0065254 | 254.7572 | 0.033529 | 254.7572 | 0.034315 | 254.7572 | 0.018523 | 254.7572 | 0 | 435.3268 | 0.0087231 | 416.0577 | 1.0849 | 254.7572 | -0.31678 | 435.3268 | 0.025792 | 416.0577 | 1.7748 | 416.0577 | 2.9058 | 410.3198 | 21.3509 | 416.0577 | 21.8993 | 416.0577 | 99.8324 | 416.6827 | 79.7442 | 415.2255 | 5.706 | 416.0577 | 2.9173 | 416.6827 | 0.69835 | 416.6827 | 0.094699 | 416.6827 | 0.010811 | 435.3268 | 0.12632 | 416.6827 | 0.025863 | 416.6827 | 0.016028 |  |  | 416.0577 | 0.33519 | 410.68 | -0.0023318 | 416.6827 | 0.022785 | 416.0577 | 0.0061386 | 434.7788 | 0.00046648 | 416.6827 | 0.037058 | 416.6827 | 0.011807 | 416.0577 | 0.072514 | 416.6827 | 0.010721 | 416.6827 | 0.0036772 | 416.6827 | 0.029759 | 660.5996 | 0.036895 | 416.0577 | 0 | 416.0577 | 0.0094814 | 416.6827 | 0.0057864 | 659.8229 | 0.0018258 | 416.0577 | 0.065398 | 662.5147 | 0.00023364 | 660.5996 | 0.0188 | 416.0577 | 0.0018125 | 871.2058 | 0.0021841 | 1049.8202 | 3.19 | 1123.5807 | 0.018392 | 1012.4815 | 0.012204 | 1053.3406 | 0 | 1052.6879 | 0 | 1052.6814 | 0.0048546 | 416.058 | 0.020145 | 416.6827 | 0.085069 | 416.0577 | 0.30004 | 416.0577 | 0.31436 | 416.6827 | #REF! | 416.0577 | 1.1437 | 413.824 | 0.0062365
| 254.8313 | 0.002909 | 254.8313 | 0.047073 | 254.8313 | 0.032132 | 254.8313 | -0.037336 | 254.8313 | 0.0040444 | 254.8312 | 0 | 435.4396 | 0 | 416.2764 | 0.9765 | 254.8313 | -0.55552 | 435.4396 | 0 | 416.2764 | 1.5301 | 416.2764 | 2.6889 | 410.538 | 20.8074 | 416.2764 | 21.0597 | 416.2764 | 97.811 | 416.9013 | 78.1295 | 415.4443 | 5.7935 | 416.2764 | 2.6922 | 416.9013 | 0.57863 | 416.9013 | 0.017034 | 416.9013 | -0.011073 | 435.4396 | 0.1491 | 416.9013 | 7.2322e-06 | 416.9013 | 0 |  |  | 416.2764 | 0.33324 | 410.89 | -0.00093273 | 416.9013 | 0 | 416.2764 | -0.005124 | 434.893 | 0.00098403 | 416.9013 | 0 | 416.9013 | 0 | 416.2764 | -0.074355 | 416.9013 | -0.018908 | 416.9013 | -0.0061101 | 416.9013 | -0.019479 | 660.7612 | 0.020663 | 416.2764 | 0 | 416.2764 | -0.0049131 | 416.9013 | -0.0074271 | 659.9846 | 0 | 416.2764 | -0.024974 | 662.6763 | 0.00026326 | 660.7612 | 0.02022 | 416.2764 | 0 | 871.2814 | 0.0024523 | 1050.0902 | 3.2115 | 1123.6426 | 0.018499 | 1012.4941 | 0.012186 | 1053.395 | 0 | 1052.7421 | 0 | 1052.7356 | 0.0048898 | 416.276 | 0.018029 | 416.9013 | 0.065141 | 416.2764 | 0.25167 | 416.2764 | 0.32414 | 416.9013 | #REF! | 416.2764 | 1.1166 | 414.0423 | 0.0054788
| 254.9053 | 0.0087021 | 254.9053 | 0.05062 | 254.9053 | 0.034014 | 254.9053 | 0.035965 | 254.9053 | 0.0081188 | 254.9053 | 0 | 435.5525 | 0.0097769 | 416.4951 | 1.0438 | 254.9053 | -0.29564 | 435.5525 | 0.03396 | 416.4951 | 1.7539 | 416.4951 | 2.6991 | 410.7562 | 20.531 | 416.4951 | 21.0304 | 416.4951 | 97.5537 | 417.12 | 77.924 | 415.6632 | 6.1647 | 416.4951 | 3.2397 | 417.12 | 0.81649 | 417.12 | 0.097533 | 417.12 | 0.0038213 | 435.5525 | 0.14199 | 417.12 | 0.015298 | 417.12 | 0.011104 |  |  | 416.4951 | 0.36266 | 411.11 | 0.0011659 | 417.12 | 0.013296 | 416.4951 | 0.00062034 | 435.0073 | 0.00052251 | 417.12 | 0.020607 | 417.12 | 0.010121 | 416.4951 | 0.033122 | 417.12 | 0.0017096 | 417.12 | 0.001729 | 417.12 | 0.019124 | 660.9227 | 0.021037 | 416.4951 | 0 | 416.4951 | -0.020654 | 417.12 | 0.0076333 | 660.1464 | 0.0018258 | 416.4951 | 0.050408 | 662.8379 | 0.00020183 | 660.9227 | 0.018472 | 416.4951 | 0 | 871.3569 | 0.0028497 | 1050.3605 | 3.2374 | 1123.7043 | 0.018602 | 1012.5066 | 0.012167 | 1053.4493 | 0 | 1052.7964 | 0 | 1052.7899 | 0.0049421 | 416.495 | 0.017092 | 417.12 | 0.079638 | 416.4951 | 0.31119 | 416.4951 | 0.33829 | 417.12 | #REF! | 416.4951 | 1.2553 | 414.2606 | 0.0061435
| 254.9793 | 0.0022396 | 254.9793 | -0.02141 | 254.9793 | 0.0337 | 254.9793 | -0.027247 | 254.9793 | 0.020478 | 254.9793 | 0 | 435.6653 | 0 | 416.7138 | 1.0066 | 254.9793 | -0.47416 | 435.6653 | 0 | 416.7138 | 1.3526 | 416.7138 | 2.5798 | 410.9744 | 20.074 | 416.7138 | 20.3351 | 416.7138 | 96.0207 | 417.3387 | 76.6995 | 415.882 | 6.2825 | 416.7138 | 3.0583 | 417.3387 | 0.65397 | 417.3387 | 0.041051 | 417.3387 | -0.017221 | 435.6653 | 0.11409 | 417.3387 | 0 | 417.3387 | 0 |  |  | 416.7138 | 0.32824 | 411.33 | -0.010377 | 417.3387 | 0 | 416.7138 | -0.014002 | 435.1216 | 0.0010248 | 417.3387 | 0 | 417.3387 | 0 | 416.7138 | -0.059263 | 417.3387 | -0.02424 | 417.3387 | -0.012744 | 417.3387 | -0.023297 | 661.0843 | 0.025416 | 416.7138 | 0 | 416.7138 | -0.03322 | 417.3387 | 0.0006925 | 660.3082 | 0 | 416.7138 | -0.049684 | 662.9995 | 0.00020841 | 661.0843 | 0.019893 | 416.7138 | 0 | 871.4325 | 0.0030172 | 1050.6307 | 3.2594 | 1123.7662 | 0.018714 | 1012.5192 | 0.012148 | 1053.5037 | 0 | 1052.8507 | 0 | 1052.8442 | 0.0050092 | 416.714 | 0.017164 | 417.3387 | 0.070169 | 416.7138 | 0.27644 | 416.7138 | 0.34891 | 417.3387 | #REF! | 416.7138 | 1.2474 | 414.479 | 0.0050275
| 255.0533 | 0.0087021 | 255.0533 | -0.019948 | 255.0533 | 0.03447 | 255.0533 | 0.049137 | 255.0533 | 0.027018 | 255.0533 | 0 | 435.7782 | 0.0090743 | 416.9325 | 1.0539 | 255.0533 | -0.24783 | 435.7782 | 0.03396 | 416.9325 | 1.7878 | 416.9325 | 2.6113 | 411.1927 | 19.5962 | 416.9325 | 20.1989 | 416.9325 | 95.7755 | 417.5574 | 76.5036 | 416.1008 | 6.6286 | 416.9325 | 3.5118 | 417.5574 | 0.93445 | 417.5574 | 0.08901 | 417.5574 | 0.0091061 | 435.7782 | 0.12298 | 417.5574 | 0.02229 | 417.5574 | 0.014327 |  |  | 416.9325 | 0.37537 | 411.55 | 0.0067623 | 417.5574 | 0.0093397 | 416.9325 | -0.0016195 | 435.2359 | 0.00050574 | 417.5574 | 0.041099 | 417.5574 | 0.0112 | 416.9325 | 0.075827 | 417.5574 | 0.00018471 | 417.5574 | 0.00084816 | 417.5574 | 0.01071 | 661.2458 | 0.020663 | 416.9325 | 0 | 416.9325 | 0.033799 | 417.5574 | 0.0071933 | 660.47 | 0.0013044 | 416.9325 | 0.044653 | 663.1611 | 0.00022267 | 661.2458 | 0.019127 | 416.9325 | 0.018085 | 871.5081 | 0.0026294 | 1050.9011 | 3.2894 | 1123.8281 | 0.018822 | 1012.5317 | 0.012129 | 1053.5581 | 0 | 1052.905 | 0 | 1052.8986 | 0.0050842 | 416.932 | 0.031178 | 417.5574 | 0.091602 | 416.9325 | 0.33491 | 416.9325 | 0.37991 | 417.5574 | #REF! | 416.9325 | 1.3983 | 414.6973 | 0.0057369
| 255.1274 | 0.0041817 | 255.1274 | 0.050602 | 255.1274 | 0.03102 | 255.1274 | -0.042598 | 255.1274 | 0.00049944 | 255.1274 | 0 | 435.891 | 0 | 417.1512 | 0.91539 | 255.1274 | -0.42394 | 435.891 | 0 | 417.1512 | 1.1958 | 417.1512 | 2.4034 | 411.4109 | 19.0088 | 417.1512 | 19.3094 | 417.1512 | 92.896 | 417.7761 | 74.2035 | 416.3197 | 6.8898 | 417.1512 | 3.2649 | 417.7761 | 0.75741 | 417.7761 | 0.028582 | 417.7761 | -0.013667 | 435.891 | 0.12747 | 417.7761 | 0 | 417.7761 | 0 |  |  | 417.1512 | 0.36362 | 411.77 | 0.0095605 | 417.7761 | 0 | 417.1512 | -0.019177 | 435.3502 | 0.00099204 | 417.7761 | 0 | 417.7761 | 0 | 417.1512 | -0.074355 | 417.7761 | -0.017419 | 417.7761 | -0.014853 | 417.7761 | -0.023246 | 661.4074 | 0.023066 | 417.1512 | 0 | 417.1512 | -0.0010636 | 417.7761 | -0.0051275 | 660.6318 | 0 | 417.1512 | -0.081257 | 663.3227 | 0.0002479 | 661.4074 | 0.020658 | 417.1512 | 0.0090425 | 871.5836 | 0.0023139 | 1051.1717 | 3.2953 | 1123.8899 | 0.01893 | 1012.5443 | 0.012111 | 1053.6124 | 0 | 1052.9594 | 0 | 1052.9529 | 0.0051614 | 417.151 | 0.023222 | 417.7761 | 0.062316 | 417.1512 | 0.29355 | 417.1512 | 0.38433 | 417.7761 | #REF! | 417.1512 | 1.3278 | 414.9157 | 0.004718
| 255.2014 | 0.0090575 | 255.2014 | 0.035996 | 255.2014 | 0.032189 | 255.2014 | 0.054867 | 255.2014 | 0.013411 | 255.2014 | 0 | 436.0038 | 0.011533 | 417.3699 | 1.0218 | 255.2014 | -0.23891 | 436.0038 | 0.048145 | 417.3699 | 1.3608 | 417.3699 | 2.4389 | 411.6292 | 18.3472 | 417.3699 | 18.927 | 417.3699 | 91.7186 | 417.9948 | 73.263 | 416.5385 | 7.254 | 417.3699 | 3.7738 | 417.9948 | 0.94587 | 417.9948 | 0.097719 | 417.9948 | 0.0070427 | 436.0038 | 0.13426 | 417.9948 | 0.019542 | 417.9948 | 0.009044 |  |  | 417.3699 | 0.3667 | 411.99 | 0.0078116 | 417.9948 | 0.0048742 | 417.3699 | 0.0081172 | 435.4645 | 0.0004924 | 417.9948 | 0.041436 | 417.9948 | 0.0070745 | 417.3699 | 0.044907 | 417.9948 | -0.0047793 | 417.9948 | -0.003266 | 417.9948 | 0.014657 | 661.569 | 0.023493 | 417.3699 | 0 | 417.3699 | 0.014391 | 417.9948 | 0.00516 | 660.7935 | 0.0018258 | 417.3699 | 0.013631 | 663.4843 | 0.00024571 | 661.569 | 0.019127 | 417.3699 | 0.016276 | 871.6592 | 0.0018358 | 1051.4425 | 3.304 | 1123.9518 | 0.019042 | 1012.5568 | 0.012092 | 1053.6669 | 0 | 1053.0137 | 0 | 1053.0072 | 0.0052353 | 417.37 | 0.025361 | 417.9948 | 0.091822 | 417.3699 | 0.35203 | 417.3699 | 0.41003 | 417.9948 | #REF! | 417.3699 | 1.4517 | 415.1341 | 0.0065632
| 255.2755 | 0.0021817 | 255.2755 | -0.030478 | 255.2755 | 0.028739 | 255.2755 | -0.042598 | 255.2755 | 0.014719 | 255.2755 | 0 | 436.1167 | 0 | 417.5887 | 0.98872 | 255.2755 | -0.46782 | 436.1167 | 0 | 417.5887 | 1.2776 | 417.5887 | 2.2796 | 411.8475 | 17.8446 | 417.5887 | 18.2786 | 417.5887 | 89.3163 | 418.2135 | 71.3441 | 416.7574 | 7.6004 | 417.5887 | 3.7385 | 418.2135 | 0.81245 | 418.2135 | 0.032179 | 418.2135 | -0.01573 | 436.1167 | 0.11827 | 418.2135 | 0 | 418.2135 | 0 |  |  | 417.5887 | 0.35488 | 412.21 | -0.016322 | 418.2135 | 0 | 417.5887 | 0.0088274 | 435.5788 | 0.00093944 | 418.2135 | 0 | 418.2135 | 0 | 417.5887 | -0.065889 | 418.2135 | -0.016548 | 418.2135 | -0.010719 | 418.2135 | -0.025538 | 661.7306 | 0.02328 | 417.5887 | 0 | 417.5887 | 0.0032168 | 418.2135 | -0.00092955 | 660.9554 | 0 | 417.5887 | -0.023701 | 663.646 | 0.00022487 | 661.7306 | 0.019893 | 417.5887 | 0 | 871.7349 | 0.0016344 | 1051.7134 | 3.3369 | 1124.0137 | 0.01915 | 1012.5694 | 0.012074 | 1053.7212 | 0 | 1053.068 | 0 | 1053.0615 | 0.0052989 | 417.589 | 0.017981 | 418.2135 | 0.091492 | 417.5887 | 0.31572 | 417.5887 | 0.41003 | 418.2135 | #REF! | 417.5887 | 1.4726 | 415.3524 | 0.0047764
| 255.3495 | 0.010124 | 255.3495 | -0.016358 | 255.3495 | 0.032218 | 255.3495 | 0.031201 | 255.3495 | 0.021936 | 255.3495 | 0 | 436.2295 | 0.02737 | 417.8074 | 1.1378 | 255.3495 | -0.28586 | 436.2295 | 0.01938 | 417.8074 | 1.4612 | 417.8074 | 2.3277 | 412.0658 | 17.3568 | 417.8074 | 18.2068 | 417.8074 | 88.2555 | 418.4323 | 70.4968 | 416.9763 | 8.0523 | 417.8074 | 4.1786 | 418.4323 | 1.0459 | 418.4323 | 0.1351 | 418.4323 | 0.027376 | 436.2295 | 0.12862 | 418.4323 | 0.029954 | 418.4323 | 0.021133 |  |  | 417.8074 | 0.39977 | 412.43 | 0.01096 | 418.4323 | 0.02442 | 417.8074 | 0.029577 | 435.6931 | 0.00045276 | 418.4323 | 0.058012 | 418.4323 | 0.013617 | 417.8074 | 0.10675 | 418.4323 | 0.029172 | 418.4323 | 0.016399 | 418.4323 | 0.034273 | 661.8922 | 0.023654 | 417.8074 | 0 | 417.8074 | 0.018471 | 418.4323 | 0.006606 | 661.1172 | 0.00078262 | 417.8074 | 0.046626 | 663.8076 | 0.00020183 | 661.8922 | 0.018253 | 417.8074 | 0.0036232 | 871.8105 | 0.0020719 | 1051.9844 | 3.3509 | 1124.0756 | 0.019262 | 1012.582 | 0.012056 | 1053.7756 | 0 | 1053.1223 | 0 | 1053.1158 | 0.0053501 | 417.807 | 0.015409 | 418.4323 | 0.12118 | 417.8074 | 0.38626 | 417.8074 | 0.42688 | 418.4323 | #REF! | 417.8074 | 1.5994 | 415.5708 | 0.0059928
| 255.4236 | 0.0054626 | 255.4236 | 0.065226 | 255.4236 | 0.031705 | 255.4236 | -0.037055 | 255.4236 | 0.016839 | 255.4236 | 0 | 436.3424 | 0 | 418.0262 | 0.97838 | 255.4236 | -0.41806 | 436.3424 | 0 | 418.0262 | 1.2037 | 418.0262 | 2.1667 | 412.2841 | 16.7546 | 418.0262 | 17.3093 | 418.0262 | 85.0963 | 418.6511 | 67.9733 | 417.1952 | 8.2574 | 418.0262 | 3.914 | 418.6511 | 0.94005 | 418.6511 | 0.031378 | 418.6511 | -0.011446 | 436.3424 | 0.12621 | 418.6511 | 0 | 418.6511 | 0 |  |  | 418.0262 | 0.36586 | 412.65 | -0.022969 | 418.6511 | 0 | 418.0262 | -0.02009 | 435.8075 | 0.00089256 | 418.6511 | 0 | 418.6511 | 0 | 418.0262 | -0.062208 | 418.6511 | -0.015244 | 418.6511 | -0.0089007 | 418.6511 | -0.015272 | 662.0537 | 0.026483 | 418.0262 | 0 | 418.0262 | 0.0099091 | 418.6511 | -0.0024647 | 661.279 | 0 | 418.0262 | -0.07539 | 663.9692 | 0.00024132 | 662.0537 | 0.019565 | 418.0262 | 0.0072445 | 871.8861 | 0.0020131 | 1052.2555 | 3.3636 | 1124.1374 | 0.019375 | 1012.5945 | 0.012038 | 1053.8301 | 0 | 1053.1766 | 0 | 1053.1702 | 0.0053819 | 418.026 | 0.020096 | 418.6511 | 0.092042 | 418.0262 | 0.3554 | 418.0262 | 0.43838 | 418.6511 | #REF! | 418.0262 | 1.5772 | 415.7892 | 0.0053554
| 255.4976 | 0.010793 | 255.4976 | 0.0064505 | 255.4976 | 0.035696 | 255.4976 | 0.041134 | 255.4976 | 0.0092014 | 255.4976 | 0 | 436.4552 | 0.011182 | 418.245 | 0.99549 | 255.4976 | -0.2349 | 436.4552 | 0.021708 | 418.245 | 1.384 | 418.245 | 2.1717 | 412.5024 | 16.4274 | 418.245 | 17.1892 | 418.245 | 83.0293 | 418.8698 | 66.3222 | 417.4141 | 8.8102 | 418.245 | 4.4145 | 418.8698 | 1.093 | 418.8698 | 0.10343 | 418.8698 | 0.013303 | 436.4552 | 0.13813 | 418.8698 | 0.0099529 | 418.8698 | 0.0067125 |  |  | 418.245 | 0.39048 | 412.87 | 0.0053631 | 418.8698 | 0.0089813 | 418.245 | -0.00080076 | 435.9218 | 0.00044285 | 418.8698 | 0.046006 | 418.8698 | 0.0092038 | 418.245 | 0.027024 | 418.8698 | -0.0084493 | 418.8698 | -0.0024627 | 418.8698 | 0.0031258 | 662.2153 | 0.02312 | 418.245 | 0 | 418.245 | -0.0031628 | 418.8698 | 0.0035966 | 661.4408 | 0.0018258 | 418.245 | 0.013871 | 664.1309 | 0.00021609 | 662.2153 | 0.018362 | 418.245 | 0.0090425 | 871.9618 | 0.0024169 | 1052.5267 | 3.3941 | 1124.1993 | 0.019483 | 1012.6071 | 0.01202 | 1053.8844 | 0 | 1053.231 | 0 | 1053.2245 | 0.0053955 | 418.245 | 0.026274 | 418.8698 | 0.10386 | 418.245 | 0.39145 | 418.245 | 0.45253 | 418.8698 | #REF! | 418.245 | 1.7066 | 416.0077 | 0.0059758
| 255.5717 | 0.0052973 | 255.5717 | -0.026751 | 255.5717 | 0.03236 | 255.5717 | -0.023012 | 255.5717 | 0.0088104 | 255.5717 | 0 | 436.5681 | 0 | 418.4638 | 0.93877 | 255.5717 | -0.38249 | 436.5681 | 0 | 418.4638 | 0.95479 | 418.4638 | 2.0666 | 412.7207 | 15.8031 | 418.4638 | 16.3767 | 418.4638 | 80.1782 | 419.0886 | 64.0448 | 417.633 | 9.0514 | 418.4638 | 4.2743 | 419.0886 | 1.0099 | 419.0886 | 0.023789 | 419.0886 | -0.020033 | 436.5681 | 0.1352 | 419.0886 | 0 | 419.0886 | 0 |  |  | 418.4638 | 0.36991 | 413.08 | -0.017023 | 419.0886 | 0 | 418.4638 | -0.0070011 | 436.0361 | 0.00090514 | 419.0886 | 0 | 419.0886 | 0 | 418.4638 | -0.0946 | 419.0886 | -0.015477 | 419.0886 | -0.011945 | 419.0886 | -0.015706 | 662.3769 | 0.020343 | 418.4638 | 0 | 418.4638 | -0.060969 | 419.0886 | -0.00053007 | 661.6026 | 0 | 418.4638 | -0.071292 | 664.2926 | 0.00020732 | 662.3769 | 0.019783 | 418.4638 | 0.0018107 | 872.0375 | 0.0019055 | 1052.7982 | 3.4118 | 1124.2612 | 0.019595 | 1012.6196 | 0.012002 | 1053.9388 | 0 | 1053.2853 | 0 | 1053.2788 | 0.0053876 | 418.464 | 0.020481 | 419.0886 | 0.098098 | 418.4638 | 0.36409 | 418.4638 | 0.46319 | 419.0886 | #REF! | 418.4638 | 1.6603 | 416.2261 | 0.0050371
| 255.6457 | 0.010628 | 255.6457 | -0.025922 | 255.6457 | 0.033415 | 255.6457 | 0.036588 | 255.6457 | 0.0089909 | 255.6457 | 0 | 436.6809 | 0.014343 | 418.6826 | 0.97662 | 255.6457 | -0.2197 | 436.6809 | 0.0096901 | 418.6826 | 1.4636 | 418.6826 | 2.1209 | 412.9391 | 15.4287 | 418.6826 | 16.1759 | 418.6826 | 78.3291 | 419.3074 | 62.5677 | 417.8519 | 9.4771 | 418.6826 | 4.9486 | 419.3074 | 1.287 | 419.3074 | 0.13754 | 419.3074 | 0.021117 | 436.6809 | 0.15087 | 419.3074 | 0.030611 | 419.3074 | 0.020685 |  |  | 418.6826 | 0.39579 | 413.3 | 0.0015157 | 419.3074 | 0.023306 | 418.6826 | 0.010045 | 436.1504 | 0.00047296 | 419.3074 | 0.018347 | 419.3074 | 0.0096483 | 418.6826 | 0.051533 | 419.3074 | 0.0062645 | 419.3074 | 0.010691 | 419.3074 | 0.020022 | 662.5386 | 0.017193 | 418.6826 | 0 | 418.6826 | 0.029692 | 419.3074 | 0.0014263 | 661.7645 | 0.0013044 | 418.6826 | 0.061707 | 664.4542 | 0.000249 | 662.5386 | 0.019018 | 418.6826 | 0.016276 | 872.113 | 0.0021058 | 1053.0698 | 3.4374 | 1124.3231 | 0.019713 | 1012.6322 | 0.011985 | 1053.9933 | 0 | 1053.3397 | 0 | 1053.3332 | 0.0053592 | 418.683 | 0.029568 | 419.3074 | 0.11127 | 418.6826 | 0.42399 | 418.6826 | 0.49326 | 419.3074 | #REF! | 418.6826 | 1.8101 | 416.4446 | 0.0060162
| 255.7198 | 0.0068014 | 255.7198 | 0.053052 | 255.7198 | 0.031819 | 255.7198 | -0.034315 | 255.7198 | 0.012148 | 255.7198 | 0 | 436.7938 | 0 | 418.9015 | 0.93078 | 255.7198 | -0.44446 | 436.7938 | 0 | 418.9015 | 0.91689 | 418.9015 | 1.9276 | 413.1574 | 14.8156 | 418.9015 | 15.3539 | 418.9015 | 75.3614 | 419.5263 | 60.1972 | 418.0709 | 9.7403 | 418.9015 | 4.7731 | 419.5263 | 1.1649 | 419.5263 | 0.040453 | 419.5263 | -0.02507 | 436.7938 | 0.11378 | 419.5263 | 0 | 419.5263 | 0 |  |  | 418.9015 | 0.37948 | 413.52 | -0.0047802 | 419.5263 | 0 | 418.9015 | -0.0094362 | 436.2648 | 0.00094402 | 419.5263 | 0 | 419.5263 | 0 | 418.9015 | -0.067361 | 419.5263 | -0.016238 | 419.5263 | -0.0147 | 419.5263 | -0.025178 | 662.7002 | 0.026377 | 418.9015 | 0 | 418.9015 | -0.0262 | 419.5262 | -0.0051785 | 661.9263 | 0 | 418.9015 | -0.068673 | 664.6159 | 0.00023693 | 662.7002 | 0.020002 | 418.9015 | 0 | 872.1887 | 0.0026255 | 1053.3414 | 3.4516 | 1124.385 | 0.019826 | 1012.6448 | 0.011968 | 1054.0477 | 0 | 1053.394 | 0 | 1053.3876 | 0.0053114 | 418.901 | 0.018294 | 419.5263 | 0.1079 | 418.9015 | 0.39365 | 418.9015 | 0.49769 | 419.5262 | #REF! | 418.9015 | 1.7992 | 416.663 | 0.0048936
| 255.7939 | 0.011958 | 255.7939 | 0.037401 | 255.7939 | 0.033729 | 255.7939 | 0.031731 | 255.7939 | 0.015621 | 255.7939 | 0 | 436.9066 | 0.013289 | 419.1203 | 0.97238 | 255.7939 | -0.22547 | 436.9066 | 0.038688 | 419.1203 | 1.2633 | 419.1203 | 1.9401 | 413.3758 | 14.4632 | 419.1203 | 14.9869 | 419.1203 | 72.9337 | 419.7451 | 58.2581 | 418.2898 | 10.0913 | 419.1203 | 5.2744 | 419.7451 | 1.3322 | 419.7451 | 0.1228 | 419.7451 | 0.0075206 | 436.9066 | 0.14136 | 419.7451 | 0.022727 | 419.7451 | 0.014417 |  |  | 419.1203 | 0.3917 | 413.74 | -0.0033811 | 419.7451 | 0.0032349 | 419.1203 | 0.0053776 | 436.3791 | 0.00048249 | 419.7451 | 0.023707 | 419.7451 | 0.015286 | 419.1203 | 0.049693 | 419.7451 | -0.0017599 | 419.7451 | 0.0018885 | 419.7451 | 0.014646 | 662.8618 | 0.015965 | 419.1203 | 0 | 419.1203 | 0.010422 | 419.7451 | 0.0039013 | 662.0881 | 0.0013044 | 419.1203 | 0.034358 | 664.7776 | 0.00024571 | 662.8618 | 0.018144 | 419.1203 | 0 | 872.2645 | 0.0026963 | 1053.6133 | 3.4581 | 1124.447 | 0.019938 | 1012.6573 | 0.011952 | 1054.1022 | 0 | 1053.4484 | 0 | 1053.4419 | 0.0052433 | 419.12 | 0.021322 | 419.7451 | 0.12984 | 419.1203 | 0.4542 | 419.1203 | 0.51807 | 419.7451 | #REF! | 419.1203 | 1.932 | 416.8815 | 0.006001
| 255.868 | 0.0078757 | 255.868 | -0.0089682 | 255.868 | 0.03045 | 255.868 | -0.036495 | 255.868 | 0.013125 | 255.868 | 0 | 437.0195 | 0 | 419.3392 | 0.92454 | 255.868 | -0.40962 | 437.0195 | 0 | 419.3392 | 0.99404 | 419.3392 | 1.8308 | 413.5942 | 13.9933 | 419.3392 | 14.4227 | 419.3392 | 70.3825 | 419.9639 | 56.2202 | 418.5088 | 10.4533 | 419.3392 | 5.2727 | 419.9639 | 1.2256 | 419.9639 | 0.020172 | 419.9639 | -0.017833 | 437.0195 | 0.10521 | 419.9639 | 0 | 419.9639 | 0 |  |  | 419.3392 | 0.37773 | 413.96 | -0.00058295 | 419.9639 | 0 | 419.3392 | -0.021561 | 436.4935 | 0.00091467 | 419.9639 | 0 | 419.9639 | 0 | 419.3392 | -0.046748 | 419.9639 | -0.01502 | 419.9639 | -0.0064427 | 419.9639 | -0.025574 | 663.0234 | 0.028352 | 419.3392 | 0 | 419.3392 | -0.013393 | 419.9639 | -0.0066217 | 662.25 | 0 | 419.3392 | -0.059122 | 664.9393 | 0.00018428 | 663.0234 | 0.0188 | 419.3392 | 0 | 872.3401 | 0.0015101 | 1053.8854 | 3.46 | 1124.5089 | 0.020051 | 1012.6699 | 0.011935 | 1054.1566 | 0 | 1053.5028 | 0 | 1053.4963 | 0.005158 | 419.339 | 0.020649 | 419.9639 | 0.11369 | 419.3392 | 0.41855 | 419.3392 | 0.53046 | 419.9639 | #REF! | 419.3392 | 1.9211 | 417.1 | 0.0045296
| 255.942 | 0.014033 | 255.942 | -0.028769 | 255.942 | 0.032446 | 255.942 | 0.039453 | 255.942 | 0.016568 | 255.942 | 0 | 437.1323 | 0.019261 | 419.5581 | 0.99579 | 255.942 | -0.27354 | 437.1323 | 0.01379 | 419.5581 | 1.1893 | 419.5581 | 1.8869 | 413.8126 | 13.4773 | 419.5581 | 14.2887 | 419.5581 | 68.6965 | 420.1828 | 54.8734 | 418.7277 | 11.0247 | 419.5581 | 5.7875 | 420.1828 | 1.4715 | 420.1828 | 0.14943 | 420.1828 | 0.017681 | 437.1323 | 0.1328 | 420.1828 | 0.032175 | 420.1828 | 0.021043 |  |  | 419.5581 | 0.41715 | 414.18 | -0.010027 | 420.1828 | 0.010293 | 419.5581 | 0.0029833 | 436.6078 | 0.00044285 | 420.1828 | 0.03066 | 420.1828 | 0.010256 | 419.5581 | 0.079508 | 420.1828 | 0.01037 | 420.1828 | 0.0072646 | 420.1828 | 0.020599 | 663.1851 | 0.028726 | 419.5581 | 0 | 419.5581 | 0.0076387 | 420.1828 | 0.0088659 | 662.4118 | 0.0023475 | 419.5581 | 0.09842 | 665.101 | 0.00019415 | 663.1851 | 0.018253 | 419.5581 | 0.0090425 | 872.4159 | 0.0014147 | 1054.1575 | 3.4842 | 1124.5708 | 0.020169 | 1012.6824 | 0.01192 | 1054.2111 | 0 | 1053.5571 | 0 | 1053.5507 | 0.0050569 | 419.558 | 0.021755 | 420.1828 | 0.14379 | 419.5581 | 0.48208 | 419.5581 | 0.55438 | 420.1828 | #REF! | 419.5581 | 2.0342 | 417.3185 | 0.0063686
| 256.0161 | 0.008041 | 256.0161 | 0.01184 | 256.0161 | 0.029538 | 256.0161 | -0.022731 | 256.0161 | 0.018733 | 256.0161 | 0 | 437.2452 | 0 | 419.777 | 0.93478 | 256.0161 | -0.49492 | 437.2452 | 0 | 419.777 | 0.98599 | 419.777 | 1.7079 | 414.031 | 13.0475 | 419.777 | 13.4154 | 419.777 | 65.2202 | 420.4017 | 52.0966 | 418.9467 | 11.3507 | 419.777 | 5.6825 | 420.4017 | 1.3623 | 420.4017 | 0.057255 | 420.4017 | -0.01789 | 437.2452 | 0.1236 | 420.4017 | 0 | 420.4017 | 0 |  |  | 419.777 | 0.38952 | 414.4 | 0.0032645 | 420.4017 | 0 | 419.777 | -0.00027634 | 436.7222 | 0.00089638 | 420.4017 | 0 | 420.4017 | 0 | 419.777 | -0.087606 | 420.4017 | -0.01515 | 420.4017 | -0.011658 | 420.4017 | -0.0267 | 663.3467 | 0.017834 | 419.777 | 0 | 419.777 | -0.038177 | 420.4017 | -0.0038129 | 662.5737 | 0 | 419.777 | -0.060701 | 665.2627 | 0.00023584 | 663.3467 | 0.019893 | 419.777 | 0.0090425 | 872.4916 | 0.0019327 | 1054.4297 | 3.4803 | 1124.6328 | 0.020282 | 1012.695 | 0.011905 | 1054.2655 | 0 | 1053.6115 | 0 | 1053.605 | 0.0049455 | 419.777 | 0.02601 | 420.4017 | 0.12683 | 419.777 | 0.43851 | 419.777 | 0.57031 | 420.4017 | #REF! | 419.777 | 2.0344 | 417.537 | 0.0056908
| 256.0902 | 0.014008 | 256.0902 | 0.03421 | 256.0902 | 0.031391 | 256.0902 | 0.018932 | 256.0902 | 0.015561 | 256.0902 | 0 | 437.358 | 0.0069668 | 419.9959 | 0.95989 | 256.0902 | -0.39687 | 437.358 | 0.014908 | 419.9959 | 1.0788 | 419.9959 | 1.7493 | 414.2494 | 12.5184 | 419.9959 | 13.1047 | 419.9959 | 62.5544 | 420.6206 | 49.9673 | 419.1657 | 11.7722 | 419.9959 | 6.1755 | 420.6206 | 1.6008 | 420.6206 | 0.14376 | 420.6206 | 0.011646 | 437.358 | 0.12005 | 420.6206 | 0.015811 | 420.6206 | 0.017461 |  |  | 419.9959 | 0.4056 | 414.62 | -0.026466 | 420.6206 | 0.0033154 | 419.9959 | 0.015676 | 436.8365 | 0.00045771 | 420.6206 | 0.041856 | 420.6206 | 0.013543 | 419.9959 | 0.019912 | 420.6206 | 0.005669 | 420.6206 | 0.00078399 | 420.6206 | 0.026856 | 663.5084 | 0.018795 | 419.9959 | 0 | 419.9959 | 0.022861 | 420.6206 | 0.0027412 | 662.7356 | 0.0018258 | 419.9959 | 0.061105 | 665.4244 | 0.00025229 | 663.5084 | 0.01869 | 419.9959 | 0.0090425 | 872.5674 | 0.0024345 | 1054.7022 | 3.4891 | 1124.6947 | 0.020399 | 1012.7075 | 0.01189 | 1054.32 | 0 | 1053.6659 | 0 | 1053.6594 | 0.0048296 | 419.996 | 0.025842 | 420.6206 | 0.14412 | 419.9959 | 0.49556 | 419.9959 | 0.58185 | 420.6206 | #REF! | 419.9959 | 2.1655 | 417.7555 | 0.0063692
| 256.1643 | 0.010198 | 256.1643 | -0.031397 | 256.1643 | 0.030022 | 256.1643 | -0.025596 | 256.1643 | 0.011066 | 256.1643 | 0 | 437.4709 | 0 | 420.2148 | 0.92713 | 256.1643 | -0.59077 | 437.4709 | 0 | 420.2148 | 0.71658 | 420.2148 | 1.6368 | 414.4678 | 12.1602 | 420.2148 | 12.4204 | 420.2148 | 59.1835 | 420.8395 | 47.2746 | 419.3847 | 12.0782 | 420.2148 | 6.1058 | 420.8395 | 1.4738 | 420.8395 | 0.050787 | 420.8395 | -0.013356 | 437.4709 | 0.11326 | 420.8395 | 0 | 420.8395 | 0 |  |  | 420.2148 | 0.37661 | 414.84 | -0.031363 | 420.8395 | 0 | 420.2148 | 0.0028502 | 436.9509 | 0.00096803 | 420.8395 | 0 | 420.8395 | 0 | 420.2148 | -0.061472 | 420.8395 | -0.017163 | 420.8395 | -0.0084968 | 420.8395 | -0.033374 | 663.67 | 0.022692 | 420.2148 | 0 | 420.2148 | -0.02174 | 420.8395 | -0.0064296 | 662.8975 | 0 | 420.2148 | -0.072227 | 665.5862 | 0.00026655 | 663.67 | 0.020002 | 420.2148 | 0 | 872.6432 | 0.0027752 | 1054.9746 | 3.5034 | 1124.7567 | 0.020512 | 1012.7201 | 0.011876 | 1054.3744 | 0 | 1053.7203 | 0 | 1053.7139 | 0.004716 | 420.215 | 0.021082 | 420.8395 | 0.13634 | 420.2148 | 0.47352 | 420.2148 | 0.58804 | 420.8395 | #REF! | 420.2148 | 2.1457 | 417.9741 | 0.0051567
| 256.2384 | 0.014578 | 256.2384 | -0.037534 | 256.2384 | 0.032132 | 256.2384 | 0.031637 | 256.2384 | 0.0089758 | 256.2384 | 0 | 437.5838 | 0.029129 | 420.4338 | 0.85478 | 256.2384 | -0.37665 | 437.5838 | 0.029446 | 420.4338 | 1.136 | 420.4337 | 1.671 | 414.6862 | 11.7574 | 420.4338 | 12.249 | 420.4337 | 56.9504 | 421.0584 | 45.4909 | 419.6037 | 12.6612 | 420.4337 | 6.7322 | 421.0584 | 1.6503 | 421.0584 | 0.13353 | 421.0584 | 0.0052486 | 437.5838 | 0.14053 | 421.0584 | 0.025971 | 421.0584 | 0.0137 |  |  | 420.4338 | 0.39685 | 415.06 | -0.011076 | 421.0584 | 0.014549 | 420.4337 | -0.0088274 | 437.0653 | 0.00051565 | 421.0584 | 0.070498 | 421.0584 | 0.0094837 | 420.4337 | 0.029401 | 421.0584 | 0.0017166 | 421.0584 | -0.0012878 | 421.0584 | 0.015503 | 663.8317 | 0.02328 | 420.4338 | 0 | 420.4338 | -0.00025589 | 421.0584 | 0.0076313 | 663.0593 | 0.0013044 | 420.4338 | 0.012217 | 665.7479 | 0.00017989 | 663.8317 | 0.018144 | 420.4337 | 0.0090425 | 872.7191 | 0.0027016 | 1055.2473 | 3.5079 | 1124.8186 | 0.02063 | 1012.7327 | 0.011862 | 1054.4288 | 0 | 1053.7747 | 0 | 1053.7682 | 0.0046148 | 420.434 | 0.029448 | 421.0584 | 0.13414 | 420.4337 | 0.49881 | 420.4337 | 0.61551 | 421.0584 | #REF! | 420.4337 | 2.3078 | 418.1926 | 0.0067079
| 256.3125 | 0.010669 | 256.3125 | 0.038834 | 256.3125 | 0.030564 | 256.3125 | -0.031357 | 256.3125 | 0.009036 | 256.3125 | 0 | 437.6966 | 0 | 420.6527 | 0.91065 | 256.3125 | -0.5822 | 437.6966 | 0 | 420.6527 | 0.81842 | 420.6527 | 1.5311 | 414.9047 | 11.3014 | 420.6527 | 11.5713 | 420.6527 | 54.3829 | 421.2773 | 43.44 | 419.8227 | 12.9617 | 420.6527 | 6.7431 | 421.2773 | 1.5858 | 421.2773 | 0.077572 | 421.2773 | -0.012922 | 437.6966 | 0.12956 | 421.2773 | 0 | 421.2773 | 0 |  |  | 420.6527 | 0.37042 | 415.28 | -0.013874 | 421.2773 | 0 | 420.6527 | -0.00027216 | 437.1796 | 0.0010107 | 421.2773 | 0 | 421.2773 | 0 | 420.6527 | -0.064784 | 421.2773 | -0.018771 | 421.2773 | -0.0091315 | 421.2773 | -0.023169 | 663.9934 | 0.021411 | 420.6527 | 0 | 420.6527 | -0.012862 | 421.2773 | 0.001028 | 663.2212 | 0 | 420.6527 | -0.070886 | 665.9096 | 0.0002139 | 663.9934 | 0.019674 | 420.6527 | 0.016276 | 872.7947 | 0.0021767 | 1055.5201 | 3.5073 | 1124.8806 | 0.020748 | 1012.7452 | 0.01185 | 1054.4833 | 0 | 1053.8291 | 0 | 1053.8226 | 0.0045308 | 420.653 | 0.032188 | 421.2773 | 0.14434 | 420.6527 | 0.49971 | 420.6527 | 0.62524 | 421.2773 | #REF! | 420.6527 | 2.3263 | 418.4112 | 0.0054598
| 256.3866 | 0.015206 | 256.3866 | 0.050618 | 256.3866 | 0.031876 | 256.3866 | 0.029644 | 256.3866 | 0.013201 | 256.3866 | 0 | 437.8095 | 0.0097769 | 420.8717 | 0.89695 | 256.3866 | -0.39889 | 437.8095 | 0.042127 | 420.8717 | 0.94522 | 420.8717 | 1.5664 | 415.1232 | 10.9842 | 420.8717 | 11.3361 | 420.8717 | 52.2258 | 421.4963 | 41.717 | 420.0417 | 13.2765 | 420.8717 | 7.3561 | 421.4963 | 1.7705 | 421.4963 | 0.13882 | 421.4963 | 0.0095995 | 437.8095 | 0.14471 | 421.4963 | 0.018513 | 421.4963 | 0.016028 |  |  | 420.8717 | 0.40687 | 415.5 | 0.0011659 | 421.4963 | 0.0033173 | 420.8717 | 0.019532 | 437.294 | 0.00050764 | 421.4963 | 0.026202 | 421.4963 | 0.0068031 | 420.8717 | 0.046012 | 421.4963 | 0.004217 | 421.4963 | 0.0032946 | 421.4963 | 0.022951 | 664.155 | 0.031449 | 420.8717 | 0 | 420.8717 | -0.0093371 | 421.4963 | 0.0034826 | 663.3831 | 0.0018258 | 420.8717 | 0.065163 | 666.0714 | 0.00022267 | 664.155 | 0.017925 | 420.8717 | 0.0090425 | 872.8707 | 0.0013643 | 1055.7931 | 3.5112 | 1124.9426 | 0.020866 | 1012.7578 | 0.011838 | 1054.5377 | 0 | 1053.8835 | 0 | 1053.8771 | 0.0044694 | 420.872 | 0.027212 | 421.4963 | 0.15039 | 420.8717 | 0.5521 | 420.8717 | 0.63939 | 421.4963 | #REF! | 420.8717 | 2.4546 | 418.6298 | 0.0069765
| 256.4607 | 0.012438 | 256.4607 | -0.01317 | 256.4607 | 0.030051 | 256.4607 | -0.019586 | 256.4607 | 0.0076227 | 256.4607 | 0 | 437.9223 | 0 | 421.0907 | 0.84392 | 256.4607 | -0.53799 | 437.9223 | 0 | 421.0907 | 0.75285 | 421.0907 | 1.4537 | 415.3416 | 10.5692 | 421.0907 | 10.7112 | 421.0907 | 49.7485 | 421.7152 | 39.7381 | 420.2608 | 13.4837 | 421.0907 | 7.2201 | 421.7152 | 1.7223 | 421.7152 | 0.072301 | 421.7152 | -0.012219 | 437.9223 | 0.13813 | 421.7152 | 0 | 421.7152 | 0 |  |  | 421.0907 | 0.36584 | 415.72 | -0.008278 | 421.7152 | 0 | 421.0907 | -0.006443 | 437.4084 | 0.00099356 | 421.7152 | 0 | 421.7152 | 0 | 421.0907 | -0.055582 | 421.7152 | -0.021119 | 421.7152 | -0.008367 | 421.7152 | -0.021498 | 664.3167 | 0.023387 | 421.0907 | 0 | 421.0907 | -0.016275 | 421.7152 | -0.0012634 | 663.545 | 0 | 421.0907 | -0.063452 | 666.2331 | 0.0002501 | 664.3167 | 0.020002 | 421.0907 | 0 | 872.9464 | 0.001628 | 1056.0663 | 3.512 | 1125.0046 | 0.020983 | 1012.7704 | 0.011826 | 1054.5923 | 0 | 1053.9379 | 0 | 1053.9314 | 0.004433 | 421.091 | 0.018967 | 421.7152 | 0.1403 | 421.0907 | 0.52435 | 421.0907 | 0.6385 | 421.7152 | #REF! | 421.0907 | 2.4116 | 418.8484 | 0.0062902
| 256.5348 | 0.017859 | 256.5348 | -0.020784 | 256.5348 | 0.033073 | 256.5348 | 0.013141 | 256.5348 | 0.010374 | 256.5348 | 0 | 438.0352 | 0.018558 | 421.3097 | 0.9361 | 256.5348 | -0.38416 | 438.0352 | 0.024503 | 421.3097 | 1.1296 | 421.3097 | 1.5021 | 415.5601 | 10.2193 | 421.3097 | 10.6093 | 421.3097 | 48.3665 | 421.9342 | 38.6342 | 420.4798 | 14.1086 | 421.3097 | 7.7886 | 421.9342 | 1.8966 | 421.9342 | 0.15343 | 421.9342 | 0.0097534 | 438.0352 | 0.13039 | 421.9342 | 0.024362 | 421.9342 | 0.016745 |  |  | 421.3097 | 0.40715 | 415.93 | -0.0072287 | 421.9342 | 0.014741 | 421.3097 | 0.020192 | 437.5228 | 0.00049888 | 421.9342 | 0.070454 | 421.9342 | 0.012093 | 421.3097 | 0.041595 | 421.9342 | 0.011846 | 421.9342 | 0.0051869 | 421.9342 | 0.0079477 | 664.4784 | 0.028245 | 421.3097 | 0 | 421.3097 | -0.014106 | 421.9342 | 0.0025229 | 663.7069 | 0.0013044 | 421.3097 | 0.048238 | 666.3949 | 0.00027203 | 664.4784 | 0.018472 | 421.3097 | 0.0090425 | 873.0222 | 0.0017072 | 1056.3395 | 3.5096 | 1125.0665 | 0.021096 | 1012.7829 | 0.011815 | 1054.6467 | 0 | 1053.9923 | 0 | 1053.9858 | 0.0044217 | 421.31 | 0.030361 | 421.9342 | 0.17003 | 421.3097 | 0.58451 | 421.3097 | 0.67039 | 421.9342 | #REF! | 421.3097 | 2.631 | 419.067 | 0.0067779
| 256.6089 | 0.013553 | 256.6089 | 0.042248 | 256.6089 | 0.030821 | 256.6089 | -0.028243 | 256.6089 | 0.0072619 | 256.609 | 0 | 438.1481 | 0 | 421.5287 | 0.88094 | 256.6089 | -0.54357 | 438.1481 | 0 | 421.5287 | 0.61261 | 421.5287 | 1.3832 | 415.7786 | 9.8308 | 421.5287 | 9.9983 | 421.5287 | 46.6785 | 422.1532 | 37.2859 | 420.6989 | 14.2033 | 421.5287 | 7.823 | 422.1532 | 1.7922 | 422.1532 | 0.109 | 422.1532 | -0.0062058 | 438.1481 | 0.13363 | 422.1532 | 0 | 422.1532 | 0 |  |  | 421.5287 | 0.36277 | 416.15 | -0.014574 | 422.1532 | 0 | 421.5287 | -0.010248 | 437.6372 | 0.0009646 | 422.1532 | 0 | 422.1532 | 0 | 421.5287 | -0.024422 | 422.1532 | -0.01301 | 422.1532 | -0.0086377 | 422.1532 | -0.012353 | 664.6401 | 0.019435 | 421.5287 | 0 | 421.5287 | -0.026495 | 422.1532 | 0.002712 | 663.8688 | 0 | 421.5287 | -0.074544 | 666.5567 | 0.00018428 | 664.6401 | 0.019783 | 421.5287 | 0.0036232 | 873.0981 | 0.0015872 | 1056.6129 | 3.5214 | 1125.1285 | 0.021214 | 1012.7955 | 0.011806 | 1054.7013 | 0 | 1054.0467 | 0 | 1054.0403 | 0.0044319 | 421.529 | 0.026274 | 422.1532 | 0.15873 | 421.5287 | 0.5626 | 421.5287 | 0.69255 | 422.1532 | #REF! | 421.5287 | 2.6502 | 419.2856 | 0.0056385
| 256.6831 | 0.018561 | 256.6831 | 0.053902 | 256.6831 | 0.032759 | 256.6831 | 0.049106 | 256.6831 | 0.015396 | 256.6831 | 0 | 438.2609 | 0.00099528 | 421.7477 | 0.94537 | 256.6831 | -0.45526 | 438.2609 | 0.01789 | 421.7477 | 0.95779 | 421.7477 | 1.4194 | 415.9971 | 9.4677 | 421.7477 | 9.9295 | 421.7477 | 44.9631 | 422.3722 | 35.9157 | 420.9179 | 14.5497 | 421.7477 | 8.5225 | 422.3722 | 2.0673 | 422.3722 | 0.16838 | 422.3722 | 0.0084855 | 438.2609 | 0.12716 | 422.3722 | 0.038921 | 422.3722 | 0.014685 |  |  | 421.7477 | 0.40773 | 416.37 | -0.014574 | 422.3722 | 0.017562 | 421.7477 | 0.0085738 | 437.7516 | 0.00048096 | 422.3722 | 0.064897 | 422.3722 | 0.0098882 | 421.7477 | 0.097177 | 422.3722 | 0.0084411 | 422.3722 | 0.0072767 | 422.3722 | 0.022309 | 664.8018 | 0.016979 | 421.7477 | 0 | 421.7477 | 0.023896 | 422.3722 | 0.0091203 | 664.0307 | 0.0013044 | 421.7477 | 0.058247 | 666.7185 | 0.00030055 | 664.8018 | 0.018144 | 421.7477 | 0.0072427 | 873.174 | 0.0017301 | 1056.8865 | 3.5247 | 1125.1906 | 0.021332 | 1012.808 | 0.011797 | 1054.7557 | 0 | 1054.1012 | 0 | 1054.0947 | 0.0044603 | 421.748 | 0.024832 | 422.3722 | 0.18096 | 421.7477 | 0.61239 | 421.7477 | 0.72085 | 422.3722 | #REF! | 421.7477 | 2.7946 | 419.5043 | 0.0069468
| 256.7572 | 0.014727 | 256.7572 | -0.018875 | 256.7572 | 0.031476 | 256.7572 | -0.01915 | 256.7572 | 0.020432 | 256.7572 | 0 | 438.3738 | 0 | 421.9667 | 0.89236 | 256.7572 | -0.53786 | 438.3738 | 0 | 421.9667 | 0.68505 | 421.9667 | 1.333 | 416.2156 | 9.077 | 421.9667 | 9.4298 | 421.9667 | 43.4372 | 422.5912 | 34.6968 | 421.137 | 14.9008 | 421.9667 | 8.693 | 422.5912 | 1.9578 | 422.5912 | 0.091761 | 422.5912 | -0.0031959 | 438.3738 | 0.12747 | 422.5912 | 0 | 422.5912 | 0 |  |  | 421.9667 | 0.39207 | 416.59 | -0.021219 | 422.5912 | 0 | 421.9667 | 0.0019937 | 437.866 | 0.0010035 | 422.5912 | 0 | 422.5912 | 0 | 421.9667 | -0.050429 | 422.5912 | -0.012927 | 422.5912 | -0.0080445 | 422.5912 | -0.014917 | 664.9635 | 0.022319 | 421.9667 | 0 | 421.9667 | -0.01907 | 422.5912 | -0.009779 | 664.1926 | 0 | 421.9667 | -0.041492 | 666.8803 | 0.00018099 | 664.9635 | 0.019346 | 421.9667 | 0.0054338 | 873.2498 | 0.0025006 | 1057.1602 | 3.5225 | 1125.2526 | 0.021449 | 1012.8206 | 0.011789 | 1054.8102 | 0 | 1054.1556 | 0 | 1054.1492 | 0.0045046 | 421.967 | 0.02839 | 422.5912 | 0.17597 | 421.9667 | 0.6072 | 421.9667 | 0.73417 | 422.5912 | #REF! | 421.9667 | 2.7904 | 419.7229 | 0.0057959
| 256.8313 | 0.019917 | 256.8313 | -0.010748 | 256.8313 | 0.034071 | 256.8313 | 0.028803 | 256.8313 | 0.015651 | 256.8313 | 0 | 438.4866 | 0.024437 | 422.1858 | 0.90689 | 256.8313 | -0.31921 | 438.4866 | 0.026437 | 422.1858 | 1.027 | 422.1858 | 1.333 | 416.4342 | 8.843 | 422.1858 | 9.3177 | 422.1858 | 41.7117 | 422.8102 | 33.3185 | 421.3561 | 15.4583 | 422.1858 | 9.2649 | 422.8102 | 2.1612 | 422.8102 | 0.18854 | 422.8102 | 0.013248 | 438.4866 | 0.15035 | 422.8102 | 0.021701 | 422.8102 | 0.012715 |  |  | 422.1858 | 0.38204 | 416.81 | 0.015856 | 422.8102 | 0.016799 | 422.1858 | 0.019583 | 437.9804 | 0.00053127 | 422.8102 | 0.047092 | 422.8102 | 0.0031144 | 422.1858 | 0.068833 | 422.8102 | 0.0020867 | 422.8102 | -0.0032767 | 422.8102 | 0.0062362 | 665.1252 | 0.022052 | 422.1858 | 0 | 422.1858 | 0.042041 | 422.8102 | 0.003604 | 664.3546 | 0.0013044 | 422.1858 | 0.072071 | 667.042 | 0.00026765 | 665.1252 | 0.018581 | 422.1858 | 0.010851 | 873.3257 | 0.0021342 | 1057.434 | 3.5136 | 1125.3146 | 0.021567 | 1012.8332 | 0.011781 | 1054.8647 | 0 | 1054.2101 | 0 | 1054.2036 | 0.004558 | 422.186 | 0.034279 | 422.8102 | 0.18045 | 422.1858 | 0.65401 | 422.1858 | 0.75628 | 422.8102 | #REF! | 422.1858 | 2.9798 | 419.9416 | 0.0072716
| 256.9055 | 0.016313 | 256.9055 | 0.072437 | 256.9055 | 0.032531 | 256.9055 | -0.02214 | 256.9055 | 0.010494 | 256.9055 | 0 | 438.5995 | 0 | 422.4049 | 0.9319 | 256.9055 | -0.45462 | 438.5995 | 0 | 422.4049 | 0.69355 | 422.4049 | 1.258 | 416.6527 | 8.4582 | 422.4049 | 8.7668 | 422.4049 | 40.1453 | 423.0293 | 32.0673 | 421.5752 | 15.7467 | 422.4049 | 9.4118 | 423.0293 | 2.1356 | 423.0293 | 0.10551 | 423.0293 | 0.0051568 | 438.5995 | 0.12392 | 423.0293 | 0 | 423.0293 | 0.0027468 |  |  | 422.4049 | 0.38313 | 417.03 | -0.022969 | 423.0293 | 0 | 422.4049 | 0.0034966 | 438.0948 | 0.0010195 | 423.0293 | 0 | 423.0293 | 0 | 422.4049 | -0.061472 | 423.0293 | -0.0037605 | 423.0293 | -0.0044354 | 423.0293 | -0.0089031 | 665.287 | 0.024775 | 422.4049 | 0 | 422.4049 | -0.023403 | 423.0293 | 0.0028325 | 664.5165 | 0 | 422.4049 | -0.025122 | 667.2038 | 0.00023254 | 665.287 | 0.020439 | 422.4049 | 0 | 873.4016 | 0.0019428 | 1057.7079 | 3.4982 | 1125.3766 | 0.021685 | 1012.8458 | 0.011775 | 1054.9193 | 0 | 1054.2645 | 0 | 1054.2581 | 0.004616 | 422.405 | 0.028125 | 423.0293 | 0.19054 | 422.4049 | 0.65181 | 422.4049 | 0.77402 | 423.0293 | #REF! | 422.4049 | 3.0369 | 420.1603 | 0.0054756
| 256.9796 | 0.022189 | 256.9796 | 0.088608 | 256.9796 | 0.036152 | 256.9796 | 0.022949 | 256.9796 | 0.011306 | 256.9796 | 0 | 438.7124 | 0.012938 | 422.624 | 0.92443 | 256.9796 | -0.28525 | 438.7124 | 0.019753 | 422.624 | 0.86155 | 422.6239 | 1.2913 | 416.8713 | 8.1113 | 422.624 | 8.7177 | 422.6239 | 39.2193 | 423.2483 | 31.3276 | 421.7943 | 16.3189 | 422.6239 | 10.0954 | 423.2483 | 2.381 | 423.2483 | 0.16846 | 423.2483 | 0.00911 | 438.7124 | 0.12684 | 423.2483 | 0.020975 | 423.2484 | 0.011999 |  |  | 422.624 | 0.39629 | 417.25 | 0.011659 | 423.2483 | 0.010701 | 422.6239 | 0.0086245 | 438.2092 | 0.00049697 | 423.2483 | 0.058625 | 423.2484 | 0.013323 | 422.6239 | 0.042331 | 423.2483 | 0.0056269 | 423.2483 | 0.00047467 | 423.2483 | 0.02492 | 665.4487 | 0.026483 | 422.624 | 0 | 422.624 | 0.0025111 | 423.2484 | 0.0096608 | 664.6784 | 0.0018258 | 422.624 | 0.048419 | 667.3656 | 0.00025339 | 665.4487 | 0.019127 | 422.6239 | 0.0090425 | 873.4775 | 0.001868 | 1057.9821 | 3.4892 | 1125.4387 | 0.021803 | 1012.8583 | 0.01177 | 1054.9738 | 0 | 1054.319 | 0 | 1054.3125 | 0.0046762 | 422.624 | 0.030121 | 423.2483 | 0.1984 | 422.6239 | 0.70406 | 422.6239 | 0.79883 | 423.2484 | #REF! | 422.6239 | 3.1506 | 420.379 | 0.0062007
| 257.0537 | 0.019222 | 257.0537 | -0.006471 | 257.0537 | 0.033928 | 257.0537 | -0.027278 | 257.0537 | 0.0084797 | 257.0537 | 0 | 438.8252 | 0 | 422.8431 | 0.85201 | 257.0537 | -0.37838 | 438.8252 | 0 | 422.8431 | 0.59014 | 422.8431 | 1.1611 | 417.0898 | 7.8018 | 422.8431 | 8.2451 | 422.8431 | 37.893 | 423.4674 | 30.2682 | 422.0134 | 16.5601 | 422.8431 | 10.3498 | 423.4674 | 2.3683 | 423.4674 | 0.12883 | 423.4674 | -0.0045539 | 438.8252 | 0.13039 | 423.4674 | 0 | 423.4674 | 0 |  |  | 422.8431 | 0.35287 | 417.47 | 0.012708 | 423.4674 | 0 | 422.8431 | -0.0067474 | 438.3236 | 0.00092725 | 423.4674 | 0 | 423.4674 | 0 | 422.8431 | -0.058159 | 423.4674 | -0.011409 | 423.4674 | -0.0080752 | 423.4674 | -0.022428 | 665.6104 | 0.020824 | 422.8431 | 0 | 422.8431 | -0.0031695 | 423.4674 | -0.00032344 | 664.8404 | 0 | 422.8431 | -0.074857 | 667.5275 | 0.00024132 | 665.6104 | 0.019783 | 422.8431 | 0.0090425 | 873.5535 | 0.0017055 | 1058.2562 | 3.4812 | 1125.5007 | 0.021921 | 1012.8709 | 0.011766 | 1055.0283 | 0 | 1054.3734 | 0 | 1054.3669 | 0.0047319 | 422.843 | 0.029736 | 423.4674 | 0.19528 | 422.8431 | 0.67722 | 422.8431 | 0.81298 | 423.4674 | #REF! | 422.8431 | 3.1901 | 420.5977 | 0.0051321
| 257.1279 | 0.023131 | 257.1279 | 0.011728 | 257.1279 | 0.037207 | 257.1279 | 0.038519 | 257.1279 | 0.016027 | 257.1279 | 0 | 438.9381 | 0.030498 | 423.0622 | 0.85018 | 257.1279 | -0.22311 | 438.9381 | 0.035464 | 423.0622 | 0.83201 | 423.0622 | 1.2019 | 417.3084 | 7.6762 | 423.0622 | 8.2246 | 423.0622 | 36.7136 | 423.6865 | 29.3261 | 422.2326 | 16.9409 | 423.0622 | 10.9108 | 423.6865 | 2.582 | 423.6865 | 0.15636 | 423.6865 | -0.00011321 | 438.9381 | 0.12507 | 423.6865 | 0.011461 | 423.6865 | 0.0094022 |  |  | 423.0622 | 0.38656 | 417.69 | 0.0078116 | 423.6865 | 0.0015797 | 423.0622 | -0.00027363 | 438.4381 | 0.00043828 | 423.6865 | 0.049987 | 423.6865 | 0.011011 | 423.0622 | 0.055214 | 423.6865 | -0.0062361 | 423.6865 | -0.004813 | 423.6865 | 0.010621 | 665.7722 | 0.027872 | 423.0622 | 0 | 423.0622 | -0.0010011 | 423.6865 | 0.010478 | 665.0023 | 0.0018258 | 423.0622 | 0.0063132 | 667.6893 | 0.00026436 | 665.7722 | 0.017707 | 423.0622 | 0.0090425 | 873.6294 | 0.0025991 | 1058.5306 | 3.4673 | 1125.5627 | 0.022038 | 1012.8834 | 0.011762 | 1055.0829 | 0 | 1054.4279 | 0 | 1054.4214 | 0.0047808 | 423.062 | 0.035698 | 423.6865 | 0.20056 | 423.0622 | 0.74231 | 423.0622 | 0.84575 | 423.6865 | #REF! | 423.0622 | 3.3997 | 420.8164 | 0.0067972
| 257.202 | 0.020131 | 257.202 | 0.036609 | 257.202 | 0.035097 | 257.202 | -0.019368 | 257.202 | 0.018192 | 257.202 | 0 | 439.051 | 0 | 423.2813 | 0.90294 | 257.202 | -0.30937 | 439.051 | 0.0074712 | 423.2813 | 0.57045 | 423.2813 | 1.1547 | 417.527 | 7.3178 | 423.2813 | 7.7418 | 423.2813 | 35.746 | 423.9056 | 28.5532 | 422.4517 | 17.3778 | 423.2813 | 11.1585 | 423.9056 | 2.6066 | 423.9056 | 0.15536 | 423.9056 | -0.0024271 | 439.051 | 0.13342 | 423.9056 | 0 | 423.9056 | 0 |  |  | 423.2813 | 0.37359 | 417.91 | 0.0036143 | 423.9056 | 0 | 423.2813 | 0.00083354 | 438.5525 | 0.00095659 | 423.9056 | 0 | 423.9056 | 0 | 423.2813 | -0.019181 | 423.9056 | -0.011683 | 423.9056 | -0.0054854 | 423.9056 | -0.01591 | 665.9339 | 0.019596 | 423.2813 | 0 | 423.2813 | -0.034882 | 423.9056 | -0.00015849 | 665.1643 | 0 | 423.2813 | -0.054204 | 667.8511 | 0.0001777 | 665.9339 | 0.019018 | 423.2813 | 0 | 873.7054 | 0.0025758 | 1058.8052 | 3.4572 | 1125.6248 | 0.022156 | 1012.896 | 0.01176 | 1055.1373 | 0 | 1054.4823 | 0 | 1054.4758 | 0.0048183 | 423.281 | 0.027212 | 423.9056 | 0.21216 | 423.2813 | 0.71819 | 423.2813 | 0.86786 | 423.9056 | #REF! | 423.2813 | 3.4683 | 421.0351 | 0.0054947
| 257.2762 | 0.025297 | 257.2762 | 0.082362 | 257.2762 | 0.036209 | 257.2762 | 0.028399 | 257.2762 | 0.0049014 | 257.2762 | 0 | 439.1639 | 0.022091 | 423.5004 | 0.90535 | 257.2762 | -0.11627 | 439.1639 | 0.035464 | 423.5004 | 0.78572 | 423.5004 | 1.1873 | 417.7456 | 7.1364 | 423.5004 | 7.6641 | 423.5004 | 35.288 | 424.1247 | 28.1874 | 422.6709 | 17.8446 | 423.5004 | 11.8991 | 424.1247 | 2.8871 | 424.1247 | 0.20712 | 424.1247 | 0.012823 | 439.1639 | 0.13572 | 424.1247 | 0.026294 | 424.1247 | 0.010298 |  |  | 423.5004 | 0.39684 | 418.13 | 0.0088609 | 424.1247 | 0.01989 | 423.5004 | 0.022069 | 438.6669 | 0.00052632 | 424.1247 | 0.030529 | 424.1247 | 0.0077598 | 423.5004 | 0.033408 | 424.1247 | -0.0004759 | 424.1247 | 0.0019584 | 424.1247 | 0.019104 | 666.0957 | 0.019329 | 423.5004 | 0 | 423.5004 | 0.052071 | 424.1247 | 0.00076882 | 665.3262 | 0.0018258 | 423.5004 | 0.026123 | 668.013 | 0.00032798 | 666.0957 | 0.017597 | 423.5004 | 0.0018125 | 873.7814 | 0.0018445 | 1059.0798 | 3.4348 | 1125.6869 | 0.022274 | 1012.9086 | 0.011759 | 1055.1919 | 0 | 1054.5369 | 0 | 1054.5304 | 0.0048444 | 423.5 | 0.033414 | 424.1247 | 0.22247 | 423.5004 | 0.77939 | 423.5004 | 0.8971 | 424.1247 | #REF! | 423.5004 | 3.6162 | 421.2538 | 0.0064718
| 257.3503 | 0.02076 | 257.3503 | -0.011599 | 257.3503 | 0.034014 | 257.3503 | -0.026188 | 257.3503 | 0.015471 | 257.3503 | 0 | 439.2767 | 0 | 423.7196 | 0.88016 | 257.3503 | -0.23915 | 439.2767 | 0 | 423.7196 | 0.54234 | 423.7196 | 1.0608 | 417.9642 | 6.8529 | 423.7196 | 7.2839 | 423.7196 | 34.0053 | 424.3438 | 27.1628 | 422.89 | 17.9994 | 423.7196 | 12.2989 | 424.3438 | 2.7786 | 424.3438 | 0.15255 | 424.3438 | -0.004397 | 439.2767 | 0.12214 | 424.3438 | 0 | 424.3438 | 0 |  |  | 423.7196 | 0.36458 | 418.35 | -0.02087 | 424.3438 | 0 | 423.7196 | -0.0045912 | 438.7814 | 0.0010416 | 424.3438 | 0 | 424.3438 | 0 | 423.7196 | -0.060735 | 424.3438 | -0.013703 | 424.3438 | -0.010882 | 424.3438 | -0.020851 | 666.2574 | 0.02376 | 423.7196 | 0 | 423.7196 | -0.0052621 | 424.3438 | -0.0048913 | 665.4882 | 0 | 423.7196 | -0.052296 | 668.1748 | 0.00014918 | 666.2574 | 0.019346 | 423.7196 | 0.0090425 | 873.8573 | 0.0017183 | 1059.3546 | 3.422 | 1125.7489 | 0.022392 | 1012.9211 | 0.011759 | 1055.2465 | 0 | 1054.5913 | 0 | 1054.5848 | 0.0048603 | 423.72 | 0.030794 | 424.3438 | 0.21979 | 423.7196 | 0.772 | 423.7196 | 0.92191 | 424.3438 | #REF! | 423.7196 | 3.6677 | 421.4726 | 0.0054035
| 257.4245 | 0.026495 | 257.4245 | 0.03446 | 257.4245 | 0.03678 | 257.4245 | 0.039453 | 257.4245 | 0.011261 | 257.4245 | 0 | 439.3896 | 0.051612 | 423.9388 | 0.90674 | 257.4245 | -0.06948 | 439.3896 | 0.035464 | 423.9388 | 0.85761 | 423.9388 | 1.1214 | 418.1829 | 6.68 | 423.9388 | 7.311 | 423.9388 | 33.5534 | 424.563 | 26.8018 | 423.1092 | 18.5924 | 423.9388 | 13.0445 | 424.563 | 3.1193 | 424.563 | 0.22692 | 424.563 | 0.01373 | 439.3896 | 0.15474 | 424.563 | 0.023933 | 424.563 | 0.018088 |  |  | 423.9388 | 0.36417 | 418.57 | 0.0067623 | 424.563 | 0.011594 | 423.9388 | 0.020699 | 438.8958 | 0.00052251 | 424.563 | 0.043807 | 424.563 | 0.0094759 | 423.9388 | 0.0055524 | 424.563 | 0.0024063 | 424.563 | 0.00099613 | 424.563 | 0.024898 | 666.4192 | 0.024615 | 423.9388 | 0 | 423.9388 | 0.054652 | 424.563 | 0.0073747 | 665.6502 | 0.0013044 | 423.9388 | 0.053312 | 668.3367 | 0.00032688 | 666.4192 | 0.018472 | 423.9388 | 0.0090425 | 873.9333 | 0.0022753 | 1059.6296 | 3.4095 | 1125.811 | 0.02251 | 1012.9337 | 0.011761 | 1055.301 | 0 | 1054.6457 | 0 | 1054.6393 | 0.0048683 | 423.939 | 0.036154 | 424.563 | 0.24097 | 423.9388 | 0.85071 | 423.9388 | 0.95557 | 424.563 | #REF! | 423.9388 | 3.8578 | 421.6914 | 0.0063247
| 257.4987 | 0.024602 | 257.4987 | 0.065549 | 257.4987 | 0.036352 | 257.4987 | -0.027994 | 257.4987 | 0.012614 | 257.4987 | 0 | 439.5025 | 0 | 424.158 | 0.82958 | 257.4987 | -0.21548 | 439.5025 | 0 | 424.158 | 0.45154 | 424.158 | 1.06 | 418.4015 | 6.3624 | 424.158 | 7.0377 | 424.158 | 32.7286 | 424.7821 | 26.143 | 423.3284 | 19.001 | 424.158 | 13.629 | 424.7821 | 3.1471 | 424.7821 | 0.15618 | 424.7821 | -0.013661 | 439.5025 | 0.14314 | 424.7821 | 0 | 424.7821 | 0 |  |  | 424.158 | 0.35293 | 418.79 | -0.040456 | 424.7821 | 0 | 424.158 | -0.00082043 | 439.0103 | 0.00097794 | 424.7821 | 0 | 424.7821 | 0 | 424.158 | -0.07914 | 424.7821 | -0.017026 | 424.7821 | -0.011711 | 424.7821 | -0.025215 | 666.581 | 0.029473 | 424.158 | 0 | 424.158 | -0.015103 | 424.7821 | -0.0030234 | 665.8121 | 0 | 424.158 | -0.061149 | 668.4985 | 0.00016454 | 666.581 | 0.020658 | 424.158 | 0.0018125 | 874.0093 | 0.0023662 | 1059.9047 | 3.3734 | 1125.873 | 0.022627 | 1012.9462 | 0.011763 | 1055.3556 | 0 | 1054.7003 | 0 | 1054.6939 | 0.0048751 | 424.158 | 0.033775 | 424.7821 | 0.22343 | 424.158 | 0.83722 | 424.158 | 0.9653 | 424.7821 | #REF! | 424.158 | 3.9871 | 421.9102 | 0.0054976
| 257.5728 | 0.029528 | 257.5728 | 0.096881 | 257.5728 | 0.037122 | 257.5728 | 0.025378 | 257.5728 | 0.0087353 | 257.5728 | 0 | 439.6153 | 0.018207 | 424.3772 | 0.88459 | 257.5728 | 0.01258 | 439.6153 | 0.031595 | 424.3772 | 0.87087 | 424.3772 | 1.0875 | 418.6201 | 6.1728 | 424.3772 | 7.0978 | 424.3772 | 32.7763 | 425.0013 | 26.181 | 423.5476 | 19.3123 | 424.3772 | 14.6014 | 425.0013 | 3.4521 | 425.0013 | 0.25873 | 425.0013 | 0.0048473 | 439.6153 | 0.13551 | 425.0013 | 0.019682 | 425.0013 | 0.018088 |  |  | 424.3772 | 0.36233 | 419.01 | -0.010726 | 425.0013 | 0.014061 | 424.3772 | 0.0034861 | 439.1247 | 0.00046229 | 425.0013 | 0.026806 | 425.0013 | 0.0093818 | 424.3772 | 0.044907 | 425.0013 | 0.0058294 | 425.0013 | 0.002097 | 425.0013 | 0.0057584 | 666.7427 | 0.019435 | 424.3772 | 0 | 424.3772 | 0.0094705 | 425.0013 | 0.0042063 | 665.9741 | 0.0018258 | 424.3772 | 0.040999 | 668.6604 | 0.00030275 | 666.7427 | 0.019455 | 424.3772 | 0.0090425 | 874.0854 | 0.0022478 | 1060.1799 | 3.3324 | 1125.9352 | 0.022745 | 1012.9588 | 0.011767 | 1055.4102 | 0 | 1054.7548 | 0 | 1054.7483 | 0.0048842 | 424.377 | 0.041419 | 425.0013 | 0.25135 | 424.3772 | 0.91152 | 424.3772 | 0.99542 | 425.0013 | #REF! | 424.3772 | 4.2589 | 422.129 | 0.0068214
| 257.647 | 0.02642 | 257.647 | 0.042434 | 257.647 | 0.035126 | 257.647 | -0.01641 | 257.647 | 0.014915 | 257.647 | 0 | 439.7282 | 0 | 424.5964 | 0.90783 | 257.647 | -0.13612 | 439.7282 | 0 | 424.5964 | 0.50594 | 424.5964 | 1.0255 | 418.8388 | 5.9664 | 424.5964 | 6.6743 | 424.5964 | 31.5533 | 425.2205 | 25.2042 | 423.7668 | 19.566 | 424.5964 | 14.9793 | 425.2205 | 3.4992 | 425.2205 | 0.20883 | 425.2205 | -0.0052401 | 439.7282 | 0.13395 | 425.2205 | 0 | 425.2205 | 0 |  |  | 424.5964 | 0.34869 | 419.23 | -0.013175 | 425.2205 | 0 | 424.5964 | 0.010146 | 439.2392 | 0.00096917 | 425.2205 | 0 | 425.2205 | 0 | 424.5964 | -0.052269 | 425.2205 | -0.011136 | 425.2205 | -0.0073504 | 425.2205 | -0.032372 | 666.9045 | 0.015377 | 424.5964 | 0 | 424.5964 | -0.021952 | 425.2205 | -6.2931e-05 | 666.1361 | 0 | 424.5964 | -0.048744 | 668.8223 | 0.00017221 | 666.9045 | 0.02022 | 424.5964 | 0.0036213 | 874.1614 | 0.0025007 | 1060.4553 | 3.3109 | 1125.9973 | 0.022863 | 1012.9714 | 0.011771 | 1055.4647 | 0 | 1054.8093 | 0 | 1054.8029 | 0.0048989 | 424.596 | 0.035842 | 425.2205 | 0.25873 | 424.5964 | 0.91009 | 424.5964 | 1.0273 | 425.2205 | #REF! | 424.5964 | 4.3177 | 422.3478 | 0.0058288
| 257.7212 | 0.031833 | 257.7212 | 0.023332 | 257.7212 | 0.037578 | 257.7212 | 0.020178 | 257.7212 | 0.012479 | 257.7212 | 0 | 439.8411 | 0.045551 | 424.8156 | 0.83557 | 257.7212 | 0.00137 | 439.8411 | 0.026867 | 424.8156 | 0.84174 | 424.8156 | 1.0402 | 419.0575 | 5.7951 | 424.8156 | 6.6289 | 424.8156 | 31.0467 | 425.4397 | 24.7995 | 423.986 | 19.9393 | 424.8156 | 15.6469 | 425.4397 | 3.7125 | 425.4397 | 0.30607 | 425.4397 | 0.015615 | 439.8411 | 0.14136 | 425.4397 | 0.016852 | 425.4397 | 0.01379 |  |  | 424.8156 | 0.34964 | 419.45 | -0.010726 | 425.4397 | 0.025104 | 424.8156 | 0.00019902 | 439.3536 | 0.00051565 | 425.4397 | 0.043112 | 425.4397 | 0.0086473 | 424.8156 | 0.025997 | 425.4397 | 0.0069263 | 425.4397 | -0.00020686 | 425.4397 | 0.025261 | 667.0663 | 0.019916 | 424.8156 | 0 | 424.8156 | 0.036387 | 425.4397 | 0.002028 | 666.2981 | 0.0023475 | 424.8156 | 0.039045 | 668.9842 | 0.00025558 | 667.0663 | 0.018253 | 424.8156 | 0 | 874.2374 | 0.002852 | 1060.7308 | 3.2799 | 1126.0593 | 0.022981 | 1012.9839 | 0.011777 | 1055.5193 | 0 | 1054.8638 | 0 | 1054.8573 | 0.0049228 | 424.816 | 0.03339 | 425.4397 | 0.2388 | 424.8156 | 0.95806 | 424.8156 | 1.0441 | 425.4397 | #REF! | 424.8156 | 4.4437 | 422.5666 | 0.0076985
| 257.7954 | 0.028387 | 257.7954 | 0.064238 | 257.7954 | 0.035896 | 257.7954 | -0.023416 | 257.7954 | 0.0064049 | 257.7954 | 0 | 439.954 | 0 | 425.0349 | 0.86636 | 257.7954 | -0.10484 | 439.954 | 0 | 425.0349 | 0.46055 | 425.0349 | 0.91706 | 419.2762 | 5.5471 | 425.0349 | 6.1893 | 425.0349 | 30.2655 | 425.6589 | 24.1755 | 424.2052 | 19.9013 | 425.0349 | 15.9055 | 425.6589 | 3.7141 | 425.6589 | 0.23091 | 425.6589 | -0.014171 | 439.954 | 0.14199 | 425.6589 | 0 | 425.6589 | 0 |  |  | 425.0349 | 0.33342 | 419.67 | -0.017722 | 425.6589 | 0 | 425.0349 | 0.0057835 | 439.4681 | 0.00099547 | 425.6589 | 0 | 425.6589 | 0 | 425.0349 | -0.068465 | 425.6589 | -0.020791 | 425.6589 | -0.015096 | 425.6589 | -0.033726 | 667.2281 | 0.023066 | 425.0349 | 0 | 425.0349 | -0.026758 | 425.6589 | -0.0018093 | 666.4601 | 0 | 425.0349 | -0.063827 | 669.1461 | 0.00022706 | 667.2281 | 0.019455 | 425.0349 | 0.0090425 | 874.3135 | 0.002905 | 1061.0066 | 3.2633 | 1126.1215 | 0.023099 | 1012.9965 | 0.011785 | 1055.5738 | 0 | 1054.9183 | 0 | 1054.9119 | 0.0049501 | 425.035 | 0.041611 | 425.6589 | 0.26387 | 425.0349 | 0.93395 | 425.0349 | 1.0751 | 425.6589 | #REF! | 425.0349 | 4.4884 | 422.7854 | 0.0059733
| 257.8696 | 0.034552 | 257.8696 | 0.075122 | 257.8696 | 0.037948 | 257.8696 | 0.032478 | 257.8696 | 0.0099381 | 257.8696 | 0 | 440.0668 | 0.017153 | 425.2541 | 0.93291 | 257.8696 | 0.03454 | 440.0668 | 0.022353 | 425.2541 | 0.88505 | 425.2541 | 0.98312 | 419.4949 | 5.4454 | 425.2541 | 6.2619 | 425.2541 | 29.994 | 425.8781 | 23.9586 | 424.4244 | 20.2628 | 425.2541 | 16.8973 | 425.8781 | 4.0632 | 425.8781 | 0.30681 | 425.8781 | 0.0089555 | 440.0668 | 0.14523 | 425.8781 | 0.013164 | 425.8781 | 0.014058 |  |  | 425.2541 | 0.37016 | 419.89 | 0.030897 | 425.8781 | 0.016508 | 425.2541 | 0.0091826 | 439.5826 | 0.00048782 | 425.8781 | 0.046075 | 425.8781 | 0.010571 | 425.2541 | 0.049324 | 425.8781 | 0.0014797 | 425.8781 | 0.0057594 | 425.8781 | 0.015377 | 667.3899 | 0.025469 | 425.2541 | 0 | 425.2541 | 0.017692 | 425.8781 | 0.0054424 | 666.6221 | 0.0018258 | 425.2541 | 0.043804 | 669.308 | 0.00023474 | 667.3899 | 0.018472 | 425.2541 | 0.0090425 | 874.3895 | 0.0031683 | 1061.2823 | 3.2339 | 1126.1836 | 0.023216 | 1013.0091 | 0.011793 | 1055.6284 | 0 | 1054.9728 | 0 | 1054.9663 | 0.0049762 | 425.254 | 0.043606 | 425.8781 | 0.28824 | 425.2541 | 0.99735 | 425.2541 | 1.1176 | 425.8781 | #REF! | 425.2541 | 4.6669 | 423.0043 | 0.0069984
| 257.9438 | 0.031635 | 257.9438 | 0.037313 | 257.9438 | 0.03544 | 257.9438 | -0.029364 | 257.9438 | 0.01493 | 257.9438 | 0 | 440.1797 | 0 | 425.4734 | 0.83798 | 257.9438 | -0.15377 | 440.1797 | 0 | 425.4734 | 0.3969 | 425.4734 | 0.84371 | 419.7136 | 5.2474 | 425.4734 | 5.8289 | 425.4734 | 28.7153 | 426.0973 | 22.9372 | 424.6437 | 20.6148 | 425.4734 | 17.3079 | 426.0973 | 4.0647 | 426.0973 | 0.22685 | 426.0973 | -0.0098955 | 440.1797 | 0.14053 | 426.0973 | 0 | 426.0973 | 0 |  |  | 425.4734 | 0.30793 | 420.1 | -0.0054798 | 426.0973 | 0 | 425.4734 | -0.014154 | 439.697 | 0.0010233 | 426.0973 | 0 | 426.0973 | 0 | 425.4734 | -0.072882 | 426.0973 | -0.016731 | 426.0973 | -0.011578 | 426.0973 | -0.020038 | 667.5517 | 0.020824 | 425.4734 | 0 | 425.4734 | -0.014674 | 426.0973 | -0.0007818 | 666.7841 | 0 | 425.4734 | -0.071226 | 669.4699 | 0.00022377 | 667.5517 | 0.019237 | 425.4734 | 0.018085 | 874.4656 | 0.0025558 | 1061.5584 | 3.1971 | 1126.2457 | 0.023334 | 1013.0217 | 0.011803 | 1055.6831 | 0 | 1055.0273 | 0 | 1055.0209 | 0.0049944 | 425.473 | 0.050049 | 426.0973 | 0.27403 | 425.4734 | 1.0045 | 425.4734 | 1.1601 | 426.0973 | #REF! | 425.4734 | 4.747 | 423.2231 | 0.0065057
| 258.0179 | 0.037594 | 258.0179 | 0.051011 | 258.0179 | 0.038034 | 258.0179 | 0.019898 | 258.0179 | 0.011938 | 258.0179 | 0 | 440.2926 | 0.017505 | 425.6927 | 0.73509 | 258.0179 | -0.03352 | 440.2926 | 0.029446 | 425.6927 | 0.82832 | 425.6927 | 0.89584 | 419.9323 | 5.146 | 425.6927 | 5.8399 | 425.6927 | 28.1337 | 426.3166 | 22.4727 | 424.8629 | 20.9712 | 425.6927 | 17.9335 | 426.3166 | 4.3532 | 426.3166 | 0.30449 | 426.3166 | 0.0039417 | 440.2926 | 0.16717 | 426.3166 | 0.011006 | 426.3166 | 0.0051776 |  |  | 425.6927 | 0.33711 | 420.32 | 0.0036143 | 426.3166 | 0.0038185 | 425.6927 | -0.0052762 | 439.8115 | 0.00054118 | 426.3166 | 0.025424 | 426.3166 | 0.011281 | 425.6927 | 0.012016 | 426.3166 | -0.0020363 | 426.3166 | -0.0020513 | 426.3166 | 0.011881 | 667.7135 | 0.031823 | 425.6927 | 0 | 425.6927 | 0.0087582 | 426.3166 | 0.00077759 | 666.9461 | 0.0013044 | 425.6927 | 0.026855 | 669.6318 | 0.00023584 | 667.7135 | 0.018034 | 425.6927 | 0.021702 | 874.5417 | 0.0023299 | 1061.8345 | 3.15 | 1126.3079 | 0.023452 | 1013.0342 | 0.011814 | 1055.7377 | 0 | 1055.0819 | 0 | 1055.0754 | 0.0049967 | 425.693 | 0.058703 | 426.3166 | 0.26005 | 425.6927 | 1.0449 | 425.6927 | 1.2097 | 426.3166 | #REF! | 425.6927 | 4.9094 | 423.442 | 0.0071552
| 258.0921 | 0.034899 | 258.0921 | 0.10931 | 258.0921 | 0.03601 | 258.0921 | -0.027247 | 258.0921 | 0.014975 | 258.0921 | 0 | 440.4055 | 0 | 425.912 | 0.82416 | 258.0921 | -0.14369 | 440.4055 | 0 | 425.912 | 0.34629 | 425.912 | 0.79934 | 420.1511 | 4.93 | 425.912 | 5.4538 | 425.912 | 27.1915 | 426.5358 | 21.72 | 425.0822 | 20.8889 | 425.912 | 18.303 | 426.5358 | 4.3557 | 426.5358 | 0.24329 | 426.5358 | -0.017532 | 440.4055 | 0.14053 | 426.5358 | 0 | 426.5359 | 0 |  |  | 425.912 | 0.313 | 420.54 | -0.012475 | 426.5358 | 0 | 425.912 | -0.010755 | 439.926 | 0.0010168 | 426.5358 | 0 | 426.5359 | 0 | 425.912 | -0.050429 | 426.5358 | -0.024645 | 426.5358 | -0.016689 | 426.5358 | -0.020214 | 667.8753 | 0.021678 | 425.912 | 0 | 425.912 | -0.019801 | 426.5359 | -0.003519 | 667.1081 | 0.00017392 | 425.912 | -0.059409 | 669.7937 | 0.00020512 | 667.8753 | 0.020439 | 425.912 | 0.012659 | 874.6178 | 0.0026222 | 1062.1107 | 3.1 | 1126.37 | 0.02357 | 1013.0468 | 0.011826 | 1055.7922 | 0 | 1055.1365 | 0 | 1055.13 | 0.0049796 | 425.912 | 0.053486 | 426.5358 | 0.29224 | 425.912 | 1.0309 | 425.912 | 1.2354 | 426.5359 | #REF! | 425.912 | 4.936 | 423.6609 | 0.0057531
| 258.1664 | 0.040023 | 258.1664 | 0.10017 | 258.1664 | 0.038177 | 258.1664 | 0.022295 | 258.1664 | 0.013937 | 258.1663 | 0 | 440.5184 | 0.02346 | 426.1313 | 0.91228 | 258.1664 | 0.06382 | 440.5184 | 0.036109 | 426.1313 | 0.68366 | 426.1313 | 0.86243 | 420.3698 | 4.8019 | 426.1313 | 5.527 | 426.1313 | 27.3455 | 426.7551 | 21.843 | 425.3015 | 21.2202 | 426.1313 | 19.5181 | 426.7551 | 4.7471 | 426.7551 | 0.33021 | 426.7551 | 0.01067 | 440.5184 | 0.15234 | 426.7551 | 0.022005 | 426.7551 | 0.016387 |  |  | 426.1313 | 0.33565 | 420.76 | 0.016905 | 426.7551 | 0.008494 | 426.1313 | 0.017503 | 440.0405 | 0.0004783 | 426.7551 | 0.037767 | 426.7551 | 0.0090297 | 426.1313 | 0.027634 | 426.7551 | 0.00083712 | 426.7551 | 0.00183 | 426.7551 | 0.022434 | 668.0372 | 0.022372 | 426.1313 | 0 | 426.1313 | 0.015993 | 426.7551 | 0.0010006 | 667.2702 | 0.0018258 | 426.1313 | 0.042732 | 669.9557 | 0.00029068 | 668.0372 | 0.019565 | 426.1313 | 0 | 874.694 | 0.0023873 | 1062.3871 | 3.0762 | 1126.4321 | 0.023688 | 1013.0594 | 0.011839 | 1055.8469 | 0 | 1055.1909 | 0 | 1055.1844 | 0.0049387 | 426.131 | 0.045914 | 426.7551 | 0.31701 | 426.1313 | 1.1122 | 426.1313 | 1.2602 | 426.7551 | #REF! | 426.1313 | 5.2173 | 423.8798 | 0.0070636
| 258.2405 | 0.038974 | 258.2405 | 0.032228 | 258.2405 | 0.036922 | 258.2405 | -0.021206 | 258.2405 | 0.0076377 | 258.2406 | 0 | 440.6313 | 0 | 426.3506 | 0.85517 | 258.2405 | -0.02457 | 440.6313 | 0 | 426.3506 | 0.60615 | 426.3506 | 0.74905 | 420.5886 | 4.5971 | 426.3506 | 5.2186 | 426.3506 | 26.2796 | 426.9744 | 20.9916 | 425.5208 | 21.5231 | 426.3506 | 19.8574 | 426.9744 | 4.7919 | 426.9744 | 0.27557 | 426.9744 | -0.0072564 | 440.6313 | 0.14617 | 426.9744 | 0 | 426.9744 | 0 |  |  | 426.3506 | 0.28319 | 420.98 | -0.0023318 | 426.9744 | 0 | 426.3506 | 0.0032012 | 440.155 | 0.00088532 | 426.9744 | 0 | 426.9744 | 0 | 426.3506 | -0.051533 | 426.9744 | -0.018167 | 426.9744 | -0.012238 | 426.9744 | -0.024541 | 668.199 | 0.020663 | 426.3506 | 0 | 426.3506 | -0.0048587 | 426.9744 | -0.00073607 | 667.4322 | 0 | 426.3506 | -0.073315 | 670.1176 | 0.00022925 | 668.199 | 0.020986 | 426.3506 | 0.0090425 | 874.7701 | 0.0020379 | 1062.6636 | 3.0325 | 1126.4943 | 0.0238 | 1013.072 | 0.011854 | 1055.9015 | 0 | 1055.2455 | 0 | 1055.239 | 0.0048808 | 426.351 | 0.051419 | 426.9744 | 0.3151 | 426.3506 | 1.0811 | 426.3506 | 1.2939 | 426.9744 | #REF! | 426.3506 | 5.2842 | 424.0987 | 0.0062026
| 258.3148 | 0.043172 | 258.3148 | 0.052646 | 258.3148 | 0.03772 | 258.3148 | 0.020583 | 258.3148 | 0.013682 | 258.3148 | 0 | 440.7441 | 0.011533 | 426.57 | 0.87985 | 258.3148 | 0.1045 | 440.7441 | 0.043632 | 426.57 | 0.78445 | 426.57 | 0.78646 | 420.8073 | 4.5388 | 426.57 | 5.327 | 426.57 | 26.311 | 427.1937 | 21.0167 | 425.7401 | 21.8727 | 426.57 | 21.1145 | 427.1937 | 5.1581 | 427.1937 | 0.4063 | 427.1937 | -0.0052695 | 440.7441 | 0.16487 | 427.1937 | 0.016953 | 427.1937 | 0.015491 |  |  | 426.57 | 0.31328 | 421.2 | 0.0011659 | 427.1937 | 0.0073708 | 426.57 | 0.0085738 | 440.2695 | 0.00040703 | 427.1937 | 0.064966 | 427.1937 | 0.0050285 | 426.57 | 0.070674 | 427.1937 | -0.0030568 | 427.1937 | -0.0018408 | 427.1937 | 0.018108 | 668.3608 | 0.016926 | 426.57 | 0 | 426.57 | -0.013305 | 427.1937 | -0.0023405 | 667.5942 | 0.0018258 | 426.57 | 0.055191 | 670.2795 | 0.00020183 | 668.3608 | 0.018362 | 426.57 | 0.016276 | 874.8463 | 0.0027781 | 1062.9403 | 2.9809 | 1126.5564 | 0.023918 | 1013.0845 | 0.01187 | 1055.9561 | 0 | 1055.3001 | 0 | 1055.2936 | 0.0048103 | 426.57 | 0.055674 | 427.1937 | 0.33587 | 426.57 | 1.1488 | 426.57 | 1.3355 | 427.1937 | #REF! | 426.57 | 5.5341 | 424.3176 | 0.0075537
| 258.389 | 0.042742 | 258.389 | 0.12234 | 258.389 | 0.036266 | 258.389 | -0.030485 | 258.389 | 0.0066755 | 258.389 | 0 | 440.857 | 0 | 426.7894 | 0.80118 | 258.389 | -0.07129 | 440.857 | 0 | 426.7894 | 0.43025 | 426.7894 | 0.7091 | 421.0261 | 4.3601 | 426.7894 | 4.8918 | 426.7894 | 25.3971 | 427.413 | 20.2867 | 425.9594 | 21.8283 | 426.7894 | 21.2278 | 427.413 | 5.1799 | 427.413 | 0.29012 | 427.413 | -0.015068 | 440.857 | 0.15359 | 427.413 | 0 | 427.413 | 0 |  |  | 426.7894 | 0.3021 | 421.42 | -0.01912 | 427.413 | 0 | 426.7894 | 0.0072547 | 440.384 | 0.00091315 | 427.413 | 0 | 427.413 | 0 | 426.7894 | -0.11889 | 427.413 | -0.01998 | 427.413 | -0.010533 | 427.413 | -0.037971 | 668.5227 | 0.019916 | 426.7894 | 0 | 426.7894 | -0.0098214 | 427.413 | -0.0040647 | 667.7563 | 0 | 426.7894 | -0.099182 | 670.4415 | 0.00027971 | 668.5227 | 0.020002 | 426.7894 | 0.0090425 | 874.9224 | 0.0027355 | 1063.217 | 2.9394 | 1126.6185 | 0.024036 | 1013.0971 | 0.011887 | 1056.0107 | 0 | 1055.3546 | 0 | 1055.3481 | 0.0047387 | 426.789 | 0.048943 | 427.413 | 0.32472 | 426.7894 | 1.1327 | 426.7894 | 1.3638 | 427.413 | #REF! | 426.7894 | 5.5598 | 424.5366 | 0.0060309
| 258.4632 | 0.046552 | 258.4632 | 0.12685 | 258.4632 | 0.037464 | 258.4632 | 0.02516 | 258.4632 | 0.010825 | 258.4632 | 0 | 440.9699 | 0.028347 | 427.0087 | 0.85721 | 258.4632 | 0.03854 | 440.9699 | 0.036969 | 427.0087 | 0.61048 | 427.0087 | 0.75873 | 421.2449 | 4.2716 | 427.0087 | 4.9438 | 427.0087 | 25.312 | 427.6324 | 20.2187 | 426.1787 | 22.0241 | 427.0087 | 22.0147 | 427.6324 | 5.6839 | 427.6324 | 0.40426 | 427.6324 | 0.013847 | 440.9699 | 0.1399 | 427.6324 | 0.024241 | 427.6324 | 0.012447 |  |  | 427.0087 | 0.29387 | 421.64 | 0.023202 | 427.6324 | 0.0099587 | 427.0087 | 0.0084723 | 440.4985 | 0.0005065 | 427.6324 | 0.063392 | 427.6324 | 0.013329 | 427.0087 | 0.079876 | 427.6324 | 0.003573 | 427.6324 | 0.0024509 | 427.6324 | 0.017713 | 668.6845 | 0.023013 | 427.0087 | 0 | 427.0087 | -0.022381 | 427.6324 | 0.0063746 | 667.9183 | 0.0018258 | 427.0087 | 0.02929 | 670.6035 | 0.00016454 | 668.6845 | 0.018581 | 427.0087 | 0 | 874.9986 | 0.0023622 | 1063.494 | 2.8979 | 1126.6808 | 0.024148 | 1013.1096 | 0.011906 | 1056.0654 | 0 | 1055.4092 | 0 | 1055.4027 | 0.0046762 | 427.009 | 0.048775 | 427.6324 | 0.3525 | 427.0087 | 1.2147 | 427.0087 | 1.3984 | 427.6324 | #REF! | 427.0087 | 5.7686 | 424.7555 | 0.0069397
| 258.5374 | 0.044494 | 258.5374 | 0.036519 | 258.5374 | 0.034898 | 258.5374 | -0.02351 | 258.5374 | 0.0081038 | 258.5374 | 0 | 441.0828 | 0 | 427.2281 | 0.89451 | 258.5374 | -0.0846 | 441.0828 | 0 | 427.2281 | 0.34106 | 427.2281 | 0.68483 | 421.4637 | 4.1385 | 427.2281 | 4.6288 | 427.2281 | 24.6199 | 427.8517 | 19.6659 | 426.398 | 21.9041 | 427.2281 | 22.6344 | 427.8517 | 5.731 | 427.8517 | 0.36709 | 427.8517 | -0.0069734 | 441.0828 | 0.14084 | 427.8517 | 0 | 427.8517 | 0.0052687 |  |  | 427.2281 | 0.29239 | 421.86 | -0.0079281 | 427.8517 | 0 | 427.2281 | 0.0173 | 440.613 | 0.0010206 | 427.8517 | 0 | 427.8517 | 0 | 427.2281 | -0.047852 | 427.8517 | -0.0028183 | 427.8517 | 0.0020253 | 427.8517 | -0.010323 | 668.8464 | 0.022639 | 427.2281 | 0 | 427.2281 | 0.014402 | 427.8517 | -0.0022492 | 668.0804 | 0 | 427.2281 | -0.034032 | 670.7654 | 0.00033127 | 668.8464 | 0.019783 | 427.2281 | -0.0036195 | 875.0748 | 0.0015084 | 1063.7712 | 2.8539 | 1126.7429 | 0.024266 | 1013.1222 | 0.011925 | 1056.12 | 0 | 1055.4637 | 0 | 1055.4573 | 0.0046285 | 427.228 | 0.047332 | 427.8517 | 0.36854 | 427.2281 | 1.2047 | 427.2281 | 1.44 | 427.8517 | #REF! | 427.2281 | 5.7729 | 424.9745 | 0.006297
| 258.6116 | 0.050486 | 258.6116 | 0.062317 | 258.6116 | 0.036209 | 258.6116 | 0.013545 | 258.6116 | 0.015531 | 258.6116 | 0 | 441.1957 | 0.0052105 | 427.4475 | 0.8374 | 258.6116 | 0.05623 | 441.1957 | 0.022353 | 427.4475 | 0.6807 | 427.4475 | 0.6844 | 421.6825 | 4.084 | 427.4475 | 4.6098 | 427.4475 | 23.9016 | 428.0711 | 19.0921 | 426.6173 | 21.9638 | 427.4475 | 23.2718 | 428.0711 | 6.0585 | 428.0711 | 0.44505 | 428.0711 | 0.0086224 | 441.1957 | 0.15296 | 428.0711 | 0.015437 | 428.0711 | 0.013074 |  |  | 427.4475 | 0.27858 | 422.08 | 0.0043138 | 428.0711 | 0.0086252 | 427.4475 | 0.018264 | 440.7275 | 0.00052784 | 428.0711 | 0.085394 | 428.0711 | 0.0083283 | 427.4475 | 0.040858 | 428.0711 | -0.00098581 | 428.0711 | -0.0022801 | 428.0711 | 0.014758 | 669.0083 | 0.03775 | 427.4475 | 0 | 427.4475 | 0.063669 | 428.0711 | 0.0072614 | 668.2424 | 0.0013044 | 427.4475 | 0.062104 | 670.9274 | 0.00019854 | 669.0083 | 0.017925 | 427.4475 | 0 | 875.151 | 0.0012199 | 1064.0485 | 2.7994 | 1126.805 | 0.024384 | 1013.1348 | 0.011946 | 1056.1747 | 0 | 1055.5183 | 0 | 1055.5118 | 0.0046023 | 427.448 | 0.060289 | 428.0711 | 0.36835 | 427.4475 | 1.2165 | 427.4475 | 1.5073 | 428.0711 | #REF! | 427.4475 | 5.8387 | 425.1935 | 0.0072704
| 258.6859 | 0.049601 | 258.6859 | 0.12862 | 258.6859 | 0.03313 | 258.6859 | -0.027278 | 258.6859 | 0.0077279 | 258.6859 | 0 | 441.3086 | 0 | 427.6669 | 0.77618 | 258.6859 | -0.1285 | 441.3086 | 0 | 427.6669 | 0.37207 | 427.6669 | 0.58465 | 421.9014 | 3.9347 | 427.6669 | 4.1812 | 427.6669 | 22.7394 | 428.2905 | 18.1638 | 426.8367 | 21.9156 | 427.6669 | 23.1794 | 428.2905 | 6.0148 | 428.2905 | 0.39031 | 428.2905 | -0.015129 | 441.3086 | 0.15411 | 428.2905 | 0 | 428.2904 | 0 |  |  | 427.6669 | 0.24277 | 422.3 | 0.016555 | 428.2905 | 0 | 427.6669 | 0.0028018 | 440.8421 | 0.0010099 | 428.2905 | 0 | 428.2904 | 0 | 427.6669 | -0.069201 | 428.2905 | -0.018017 | 428.2905 | -0.0077076 | 428.2905 | -0.01659 | 669.1701 | 0.02093 | 427.6669 | 0 | 427.6669 | 0.0058427 | 428.2904 | -0.0073631 | 668.4045 | 0 | 427.6669 | -0.065181 | 671.0894 | 0.00019854 | 669.1701 | 0.018034 | 427.6669 | 0 | 875.2272 | 0.0022117 | 1064.3258 | 2.7501 | 1126.8673 | 0.024497 | 1013.1473 | 0.011968 | 1056.2294 | 0 | 1055.5729 | 0 | 1055.5664 | 0.0045967 | 427.667 | 0.053703 | 428.2905 | 0.35264 | 427.6669 | 1.203 | 427.6669 | 1.541 | 428.2904 | #REF! | 427.6669 | 5.8338 | 425.4125 | 0.0061195
| 258.7601 | 0.054171 | 258.7601 | 0.15748 | 258.7601 | 0.03658 | 258.7601 | 0.01476 | 258.7601 | 0.015997 | 258.7601 | 0 | 441.4214 | 0.011884 | 427.8864 | 0.8258 | 258.7601 | 0.02092 | 441.4214 | 0.027942 | 427.8864 | 0.64291 | 427.8864 | 0.63532 | 422.1202 | 3.8786 | 427.8864 | 4.2984 | 427.8864 | 22.6604 | 428.5098 | 18.1007 | 427.056 | 21.8738 | 427.8864 | 24.3735 | 428.5098 | 6.4506 | 428.5098 | 0.4655 | 428.5098 | 0.01039 | 441.4214 | 0.14523 | 428.5098 | 0.018149 | 428.5098 | 0.014327 |  |  | 427.8864 | 0.28755 | 422.52 | 0.0043138 | 428.5098 | 0.0028208 | 427.8864 | 0.016843 | 440.9566 | 0.00049697 | 428.5098 | 0.038726 | 428.5098 | 0.0074104 | 427.8864 | 0.02305 | 428.5098 | 0.005399 | 428.5098 | 0.0018082 | 428.5098 | 0.018471 | 669.332 | 0.024508 | 427.8864 | 0 | 427.8864 | 0.016614 | 428.5098 | 0.0011332 | 668.5666 | 0.0028693 | 427.8864 | 0.05578 | 671.2514 | 0.00025887 | 669.332 | 0.016614 | 427.8864 | 0.0036232 | 875.3035 | 0.0027212 | 1064.6034 | 2.7009 | 1126.9294 | 0.024615 | 1013.1599 | 0.011992 | 1056.2839 | 0 | 1055.6276 | 0 | 1055.6211 | 0.0046103 | 427.886 | 0.061924 | 428.5098 | 0.38461 | 427.8864 | 1.2811 | 427.8864 | 1.5728 | 428.5098 | #REF! | 427.8864 | 6.1016 | 425.6315 | 0.0076283
| 258.8343 | 0.052221 | 258.8344 | 0.085402 | 258.8343 | 0.034812 | 258.8343 | -0.025409 | 258.8343 | 0.012795 | 258.8343 | 0 | 441.5343 | 0 | 428.1058 | 0.77226 | 258.8343 | -0.08595 | 441.5343 | 0 | 428.1058 | 0.34952 | 428.1058 | 0.55684 | 422.3391 | 3.701 | 428.1058 | 3.9489 | 428.1058 | 21.6745 | 428.7292 | 17.3132 | 427.2754 | 21.9476 | 428.1058 | 24.7757 | 428.7292 | 6.5315 | 428.7292 | 0.38214 | 428.7292 | -0.0084461 | 441.5343 | 0.14972 | 428.7292 | 0 | 428.7292 | 0 |  |  | 428.1058 | 0.23952 | 422.74 | 0.01026 | 428.7292 | 0 | 428.1058 | 0.0055806 | 441.0711 | 0.00099813 | 428.7292 | 0 | 428.7292 | 0 | 428.1058 | -0.059999 | 428.7292 | -0.01884 | 428.7292 | -0.011526 | 428.7292 | -0.023439 | 669.4939 | 0.020717 | 428.1058 | 0 | 428.1058 | -0.03155 | 428.7292 | 0.0017394 | 668.7287 | 0 | 428.1058 | -0.050593 | 671.4134 | 0.00016892 | 669.4939 | 0.019127 | 428.1058 | 0 | 875.3797 | 0.003107 | 1064.8811 | 2.6417 | 1126.9917 | 0.024727 | 1013.1725 | 0.012016 | 1056.3386 | 0 | 1055.6821 | 0 | 1055.6757 | 0.0046387 | 428.106 | 0.0594 | 428.7292 | 0.3751 | 428.1058 | 1.2586 | 428.1058 | 1.6136 | 428.7292 | #REF! | 428.1058 | 6.1481 | 425.8505 | 0.0064914
| 258.9086 | 0.057783 | 258.9086 | 0.082192 | 258.9086 | 0.03638 | 258.9086 | 0.019524 | 258.9086 | 0.0073821 | 258.9086 | 0 | 441.6472 | 0.020332 | 428.3253 | 0.83362 | 258.9086 | 0.0657 | 441.6472 | 0.013417 | 428.3253 | 0.66409 | 428.3253 | 0.61877 | 422.5579 | 3.7232 | 428.3253 | 4.0896 | 428.3253 | 21.6188 | 428.9486 | 17.2687 | 427.4948 | 22.2418 | 428.3253 | 25.922 | 428.9487 | 6.9336 | 428.9487 | 0.52246 | 428.9487 | 0.01717 | 441.6472 | 0.17428 | 428.9486 | 0.026708 | 428.9487 | 0.016297 |  |  | 428.3253 | 0.27169 | 422.96 | 0.0053631 | 428.9487 | 0.016999 | 428.3253 | 0.015423 | 441.1857 | 0.00051565 | 428.9487 | 0.066287 | 428.9487 | 0.0087733 | 428.3253 | 0.049693 | 428.9487 | 0.0067114 | 428.9487 | 0.0088059 | 428.9487 | 0.0098932 | 669.6558 | 0.025736 | 428.3253 | 0 | 428.3253 | 0.018665 | 428.9487 | 0.0050863 | 668.8907 | 0.0023475 | 428.3253 | 0.07407 | 671.5754 | 0.00033236 | 669.6558 | 0.0188 | 428.3253 | 0.0090425 | 875.4559 | 0.0036429 | 1065.1589 | 2.5935 | 1127.054 | 0.02484 | 1013.1851 | 0.012042 | 1056.3933 | 0 | 1055.7367 | 0 | 1055.7302 | 0.0046785 | 428.325 | 0.069881 | 428.9486 | 0.39654 | 428.3253 | 1.3187 | 428.3253 | 1.6587 | 428.9487 | #REF! | 428.3253 | 6.3349 | 426.0695 | 0.0075424
| 258.9828 | 0.058436 | 258.9828 | 0.1726 | 258.9828 | 0.035069 | 258.9828 | -0.020956 | 258.9828 | 0.011577 | 258.9828 | 0 | 441.7601 | 0 | 428.5448 | 0.81647 | 258.9828 | -0.04577 | 441.7601 | 0 | 428.5448 | 0.24974 | 428.5448 | 0.5451 | 422.7768 | 3.5499 | 428.5448 | 3.7262 | 428.5448 | 20.6634 | 429.1681 | 16.5055 | 427.7142 | 21.9417 | 428.5448 | 26.2663 | 429.1681 | 6.9093 | 429.1681 | 0.43084 | 429.1681 | -0.0022963 | 441.7601 | 0.15746 | 429.1681 | 0 | 429.1681 | 0 |  |  | 428.5448 | 0.24274 | 423.18 | 0.0060627 | 429.1681 | 0 | 428.5448 | 0.012176 | 441.3002 | 0.00098861 | 429.1681 | 0 | 429.1681 | 0 | 428.5448 | -0.060367 | 429.1681 | -0.00886 | 429.1681 | -0.0061416 | 429.1681 | -0.014245 | 669.8177 | 0.025896 | 428.5448 | 0 | 428.5448 | 0.0028798 | 429.1681 | -0.0034776 | 669.0528 | 0 | 428.5448 | -0.022468 | 671.7374 | 6.033e-05 | 669.8177 | 0.020658 | 428.5448 | 0 | 875.5322 | 0.0027416 | 1065.4369 | 2.5473 | 1127.1161 | 0.024958 | 1013.1976 | 0.012068 | 1056.448 | 0 | 1055.7913 | 0 | 1055.7848 | 0.0047262 | 428.545 | 0.064881 | 429.1681 | 0.41313 | 428.5448 | 1.3155 | 428.5448 | 1.6755 | 429.1681 | #REF! | 428.5448 | 6.3496 | 426.2886 | 0.0060531
| 259.0571 | 0.063113 | 259.0571 | 0.15069 | 259.0571 | 0.036723 | 259.0571 | 0.023292 | 259.0571 | 0.012569 | 259.0571 | 0 | 441.873 | 0.0094255 | 428.7643 | 0.82557 | 259.0571 | 0.07016 | 441.873 | 0.020871 | 428.7643 | 0.59497 | 428.7643 | 0.56586 | 422.9957 | 3.5232 | 428.7643 | 3.8625 | 428.7643 | 20.4526 | 429.3875 | 16.3371 | 427.9336 | 21.7096 | 428.7643 | 27.5192 | 429.3875 | 7.3299 | 429.3875 | 0.53832 | 429.3875 | 0.0091122 | 441.873 | 0.15777 | 429.3875 | 0.024891 | 429.3875 | 0.012805 |  |  | 428.7643 | 0.22653 | 423.4 | 0.039291 | 429.3875 | 0.0091403 | 428.7643 | 0.024707 | 441.4147 | 0.00047448 | 429.3875 | 0.022567 | 429.3875 | 0.012075 | 428.7643 | 0.012143 | 429.3875 | 0.0022139 | 429.3875 | -0.0014225 | 429.3875 | 0.0097147 | 669.9796 | 0.014737 | 428.7643 | 0 | 428.7643 | 0.026129 | 429.3875 | -0.00051071 | 669.2149 | 0.0023475 | 428.7643 | 0.083146 | 671.8995 | 0.0003565 | 669.9796 | 0.0188 | 428.7643 | 0.0018107 | 875.6085 | 0.0023239 | 1065.715 | 2.4905 | 1127.1783 | 0.02507 | 1013.2102 | 0.012096 | 1056.5027 | 0 | 1055.8459 | 0 | 1055.8395 | 0.0047808 | 428.764 | 0.068054 | 429.3875 | 0.42021 | 428.7643 | 1.3727 | 428.7643 | 1.6924 | 429.3875 | #REF! | 428.7643 | 6.5966 | 426.5077 | 0.0074572
| 259.1313 | 0.063055 | 259.1313 | 0.13168 | 259.1313 | 0.036124 | 259.1313 | -0.02242 | 259.1313 | 0.0041647 | 259.1313 | 0 | 441.9859 | 0 | 428.9838 | 0.79964 | 259.1313 | -0.05021 | 441.9859 | 0 | 428.9838 | 0.33185 | 428.9838 | 0.52427 | 423.2146 | 3.3382 | 428.9838 | 3.6419 | 428.9838 | 19.7413 | 429.607 | 15.769 | 428.153 | 21.4985 | 428.9838 | 28.4823 | 429.607 | 7.6186 | 429.607 | 0.49334 | 429.607 | 0.0013156 | 441.9859 | 0.1678 | 429.607 | 0 | 429.607 | 0 |  |  | 428.9838 | 0.21233 | 423.62 | -0.0044305 | 429.607 | 0 | 428.9838 | 0.016995 | 441.5293 | 0.0009726 | 429.607 | 0 | 429.607 | 0 | 428.9838 | -0.059999 | 429.607 | -0.015771 | 429.607 | -0.007013 | 429.607 | -0.0248 | 670.1415 | 0.020183 | 428.9838 | 0 | 428.9838 | 0.019387 | 429.607 | -0.0056033 | 669.377 | 0 | 428.9838 | -0.049327 | 672.0615 | 0.00015576 | 670.1415 | 0.02033 | 428.9838 | 0 | 875.6848 | 0.0029148 | 1065.9933 | 2.4425 | 1127.2406 | 0.025183 | 1013.2228 | 0.012125 | 1056.5574 | 0 | 1055.9005 | 0 | 1055.894 | 0.0048398 | 428.984 | 0.064737 | 429.607 | 0.42509 | 428.9838 | 1.3885 | 428.9838 | 1.6755 | 429.607 | #REF! | 428.9838 | 6.8092 | 426.7267 | 0.0057813
| 259.2056 | 0.069105 | 259.2056 | 0.089142 | 259.2056 | 0.037891 | 259.2056 | 0.021984 | 259.2056 | 0.0088104 | 259.2056 | 0 | 442.0988 | 0.016802 | 429.2033 | 0.83664 | 259.2056 | 0.05071 | 442.0988 | 0.028801 | 429.2033 | 0.74313 | 429.2033 | 0.52845 | 423.4335 | 3.3156 | 429.2033 | 3.7445 | 429.2033 | 19.4637 | 429.8265 | 15.5472 | 428.3724 | 21.3255 | 429.2033 | 29.7546 | 429.8265 | 8.0711 | 429.8265 | 0.56754 | 429.8265 | 0.0081247 | 442.0988 | 0.14941 | 429.8265 | 0.025667 | 429.8265 | 0.012984 |  |  | 429.2033 | 0.2322 | 423.84 | 0.0060627 | 429.8265 | 0.008 | 429.2033 | 0.021003 | 441.6438 | 0.00050231 | 429.8265 | 0.038191 | 429.8265 | 0.010546 | 429.2033 | 0.017593 | 429.8265 | -0.00069979 | 429.8265 | -0.0044555 | 429.8265 | 0.011766 | 670.3034 | 0.022532 | 429.2033 | 0 | 429.2033 | 0.012249 | 429.8264 | 0.0079313 | 669.5391 | 0.0013044 | 429.2033 | 0.068564 | 672.2235 | 0.00030933 | 670.3034 | 0.018581 | 429.2033 | 0.0090425 | 875.7611 | 0.0031951 | 1066.2717 | 2.3943 | 1127.3029 | 0.025301 | 1013.2354 | 0.012154 | 1056.6121 | 0 | 1055.9552 | 0 | 1055.9487 | 0.0049035 | 429.203 | 0.071227 | 429.8265 | 0.44061 | 429.2033 | 1.4623 | 429.2033 | 1.6658 | 429.8264 | #REF! | 429.2033 | 7.0804 | 426.9458 | 0.0072168
| 259.2799 | 0.067774 | 259.2798 | 0.19175 | 259.2799 | 0.035069 | 259.2799 | -0.02899 | 259.2799 | 0.0005477 | 259.2799 | 0 | 442.2117 | 0 | 429.4228 | 0.79947 | 259.2799 | -0.16767 | 442.2117 | 0 | 429.4228 | 0.43493 | 429.4228 | 0.4519 | 423.6524 | 3.1612 | 429.4228 | 3.4236 | 429.4228 | 18.3664 | 430.0459 | 14.6707 | 428.5918 | 20.7917 | 429.4228 | 30.3709 | 430.0459 | 8.114 | 430.0459 | 0.52938 | 430.0459 | -0.0097707 | 442.2117 | 0.14345 | 430.0459 | 0 | 430.0459 | 0 |  |  | 429.4228 | 0.19757 | 424.06 | 0.0018654 | 430.0459 | 0 | 429.4228 | 0.0059357 | 441.7584 | 0.0010206 | 430.0459 | 0 | 430.0459 | 0 | 429.4228 | -0.032398 | 430.0459 | -0.019321 | 430.0459 | -0.012544 | 430.0459 | -0.014503 | 670.4653 | 0.019168 | 429.4228 | 0 | 429.4228 | -0.018577 | 430.0459 | -0.0077334 | 669.7012 | 0 | 429.4228 | -0.040644 | 672.3856 | 0.00022048 | 670.4653 | 0.020767 | 429.4228 | 0.010851 | 875.8375 | 0.0032842 | 1066.5503 | 2.3404 | 1127.365 | 0.025414 | 1013.2479 | 0.012185 | 1056.6668 | 0 | 1056.0098 | 0 | 1056.0033 | 0.0049705 | 429.423 | 0.072068 | 430.0459 | 0.44021 | 429.4228 | 1.4658 | 429.4228 | 1.6596 | 430.0459 | #REF! | 429.4228 | 7.1735 | 427.1649 | 0.0057605
| 259.3541 | 0.072592 | 259.3541 | 0.17792 | 259.3541 | 0.037036 | 259.3541 | 0.03472 | 259.3541 | 0.0078332 | 259.3541 | 0 | 442.3246 | 0.010479 | 429.6424 | 0.77499 | 259.3541 | -0.08844 | 442.3246 | 0.023428 | 429.6424 | 0.60979 | 429.6424 | 0.52495 | 423.8714 | 3.1842 | 429.6424 | 3.5496 | 429.6424 | 18.1911 | 430.2654 | 14.5307 | 428.8113 | 20.2172 | 429.6424 | 32.0697 | 430.2654 | 8.4854 | 430.2654 | 0.62861 | 430.2654 | 0.0098336 | 442.3246 | 0.15004 | 430.2654 | 0.02481 | 430.2654 | 0.012894 |  |  | 429.6424 | 0.24347 | 424.28 | -0.014223 | 430.2654 | 0.022167 | 429.6424 | 0.018822 | 441.873 | 0.00052365 | 430.2654 | 0.052995 | 430.2654 | 0.004684 | 429.6424 | 0.05411 | 430.2654 | 0.0091488 | 430.2654 | 0.0039318 | 430.2654 | 0.012352 | 670.6272 | 0.022372 | 429.6424 | 0 | 429.6424 | -0.0041262 | 430.2654 | 0.011904 | 669.8634 | 0.0013044 | 429.6424 | 0.040053 | 672.5476 | 0.00024132 | 670.6272 | 0.019455 | 429.6424 | 0.010851 | 875.9138 | 0.0030615 | 1066.829 | 2.2861 | 1127.4272 | 0.025526 | 1013.2605 | 0.012217 | 1056.7214 | 0 | 1056.0645 | 0 | 1056.058 | 0.005041 | 429.642 | 0.083463 | 430.2654 | 0.44689 | 429.6424 | 1.5493 | 429.6424 | 1.6676 | 430.2654 | #REF! | 429.6424 | 7.4134 | 427.384 | 0.0073662
| 259.4284 | 0.074113 | 259.4284 | 0.11328 | 259.4284 | 0.035668 | 259.4284 | -0.024133 | 259.4284 | 0.0091262 | 259.4284 | 0 | 442.4375 | 0 | 429.8619 | 0.77601 | 259.4284 | -0.19908 | 442.4375 | 0 | 429.8619 | 0.14476 | 429.8619 | 0.4259 | 424.0903 | 3.0597 | 429.8619 | 3.2947 | 429.8619 | 17.1617 | 430.485 | 13.7084 | 429.0307 | 19.1218 | 429.8619 | 32.4711 | 430.4849 | 8.5677 | 430.4849 | 0.5712 | 430.4849 | -0.0040517 | 442.4375 | 0.17605 | 430.485 | 0 | 430.485 | 0 |  |  | 429.8619 | 0.18313 | 424.5 | -0.00023318 | 430.4849 | 0 | 429.8619 | 0.010552 | 441.9875 | 0.00099013 | 430.4849 | 0 | 430.485 | 0 | 429.8619 | -0.043435 | 430.4849 | -0.01727 | 430.4849 | -0.013864 | 430.4849 | -0.01456 | 670.7892 | 0.023173 | 429.8619 | 0 | 429.8619 | -0.045003 | 430.485 | 0.0015409 | 670.0255 | 0 | 429.8619 | -0.060219 | 672.7097 | 0.00024242 | 670.7892 | 0.021204 | 429.8619 | 0.0090425 | 875.9902 | 0.0031198 | 1067.1078 | 2.2356 | 1127.4895 | 0.025639 | 1013.2731 | 0.01225 | 1056.7761 | 0 | 1056.119 | 0 | 1056.1126 | 0.0051137 | 429.862 | 0.078799 | 430.485 | 0.44601 | 429.8619 | 1.526 | 429.8619 | 1.6676 | 430.485 | #REF! | 429.8619 | 7.531 | 427.6032 | 0.0063474
| 259.5027 | 0.077609 | 259.5027 | 0.14607 | 259.5027 | 0.037635 | 259.5027 | 0.019804 | 259.5027 | 0.0074272 | 259.5027 | 0 | 442.5504 | 0.0069668 | 430.0815 | 0.733 | 259.5027 | -0.0351 | 442.5504 | 0.0093174 | 430.0815 | 0.64213 | 430.0815 | 0.50531 | 424.3093 | 3.0437 | 430.0815 | 3.4324 | 430.0815 | 16.8355 | 430.7045 | 13.4478 | 429.2502 | 18.2874 | 430.0815 | 34.1447 | 430.7045 | 9.0598 | 430.7045 | 0.65935 | 430.7045 | 0.017306 | 442.5504 | 0.1586 | 430.7045 | 0.029462 | 430.7045 | 0.012178 |  |  | 430.0815 | 0.19956 | 424.72 | -0.0068788 | 430.7045 | 0.01423 | 430.0815 | 0.010197 | 442.1021 | 0.00047487 | 430.7045 | 0.035581 | 430.7045 | 0.0038682 | 430.0815 | 0.062208 | 430.7045 | 0.01043 | 430.7045 | 0.007823 | 430.7045 | 0.010416 | 670.9511 | 0.02029 | 430.0815 | 0 | 430.0815 | -0.0034684 | 430.7045 | -0.0001267 | 670.1876 | 0.0018258 | 430.0815 | 0.058783 | 672.8718 | 0.00024461 | 670.9511 | 0.019127 | 430.0815 | 0.0090425 | 876.0665 | 0.0032333 | 1067.3868 | 2.1765 | 1127.5519 | 0.025752 | 1013.2856 | 0.012283 | 1056.8308 | 0 | 1056.1737 | 0 | 1056.1672 | 0.0051853 | 430.082 | 0.074448 | 430.7045 | 0.4441 | 430.0815 | 1.6208 | 430.0815 | 1.6986 | 430.7045 | #REF! | 430.0815 | 7.8099 | 427.8223 | 0.0070018
| 259.5769 | 0.077559 | 259.5769 | 0.21869 | 259.5769 | 0.036637 | 259.5769 | -0.025036 | 259.5769 | 0.0055328 | 259.5769 | 0 | 442.6633 | 0 | 430.3011 | 0.78529 | 259.5769 | -0.18865 | 442.6633 | 0 | 430.3011 | 0.17361 | 430.3011 | 0.41018 | 424.5283 | 2.8898 | 430.3011 | 3.1782 | 430.3011 | 15.9114 | 430.924 | 12.7097 | 429.4696 | 17.3811 | 430.3011 | 35.0961 | 430.924 | 9.1692 | 430.924 | 0.59903 | 430.924 | -0.0047013 | 442.6633 | 0.17459 | 430.924 | 0 | 430.924 | 0 |  |  | 430.3011 | 0.17858 | 424.94 | 0.0060627 | 430.924 | 0 | 430.3011 | 0.0093348 | 442.2167 | 0.00088113 | 430.924 | 0 | 430.924 | 0 | 430.3011 | -0.059631 | 430.924 | -0.016437 | 430.924 | -0.010809 | 430.924 | -0.027475 | 671.1131 | 0.021037 | 430.3011 | 0 | 430.3011 | -0.034744 | 430.924 | 0.001256 | 670.3497 | 0 | 430.3011 | -0.051477 | 673.0338 | 0.00027313 | 671.1131 | 0.020767 | 430.3011 | 0 | 876.1429 | 0.0030455 | 1067.6659 | 2.126 | 1127.6141 | 0.025864 | 1013.2982 | 0.012318 | 1056.8855 | 0 | 1056.2284 | 0 | 1056.2219 | 0.0052546 | 430.301 | 0.074713 | 430.924 | 0.46729 | 430.3011 | 1.6415 | 430.3011 | 1.749 | 430.924 | #REF! | 430.3011 | 7.9403 | 428.0414 | 0.006385
| 259.6512 | 0.083947 | 259.6512 | 0.23741 | 259.6512 | 0.037891 | 259.6512 | 0.031326 | 259.6512 | 0.017576 | 259.6512 | 0 | 442.7762 | 0.0059129 | 430.5207 | 0.79987 | 259.6512 | -0.05127 | 442.7762 | 0.025362 | 430.5207 | 0.64599 | 430.5207 | 0.49656 | 424.7473 | 2.846 | 430.5207 | 3.3042 | 430.5207 | 15.957 | 431.1436 | 12.7461 | 429.6891 | 16.7916 | 430.5207 | 36.2625 | 431.1436 | 9.6243 | 431.1436 | 0.71329 | 431.1436 | 0.012398 | 442.7762 | 0.15777 | 431.1436 | 0.031038 | 431.1436 | 0.010119 |  |  | 430.5207 | 0.20053 | 425.16 | -0.0030314 | 431.1436 | 0.011197 | 430.5207 | 0.026026 | 442.3313 | 0.00041084 | 431.1436 | 0.039832 | 431.1436 | 0.0099059 | 430.5207 | 0.027244 | 431.1436 | 0.0045923 | 431.1436 | 0.0064159 | 431.1436 | 0.011807 | 671.275 | 0.016979 | 430.5207 | 0 | 430.5207 | 0.0015691 | 431.1436 | 0.0063886 | 670.5119 | 0.0018258 | 430.5207 | 0.055791 | 673.1959 | 0.00025777 | 671.275 | 0.0188 | 430.5207 | 0 | 876.2193 | 0.0031884 | 1067.9452 | 2.076 | 1127.6764 | 0.025977 | 1013.3108 | 0.012353 | 1056.9403 | 0 | 1056.283 | 0 | 1056.2765 | 0.005316 | 430.521 | 0.081251 | 431.1436 | 0.48128 | 430.5207 | 1.714 | 430.5207 | 1.7942 | 431.1436 | #REF! | 430.5207 | 8.1738 | 428.2606 | 0.007178
| 259.7255 | 0.084823 | 259.7255 | 0.12162 | 259.7255 | 0.035782 | 259.7255 | -0.0098087 | 259.7255 | 0.0047059 | 259.7255 | 0 | 442.8891 | 0 | 430.7404 | 0.77317 | 259.7255 | -0.16233 | 442.8891 | 0 | 430.7404 | 0.35437 | 430.7403 | 0.40526 | 424.9662 | 2.7491 | 430.7404 | 3.0419 | 430.7403 | 15.3035 | 431.3631 | 12.2241 | 429.9086 | 16.1546 | 430.7403 | 37.6179 | 431.3631 | 9.8848 | 431.3631 | 0.67085 | 431.3631 | -0.00086849 | 442.8891 | 0.17605 | 431.3631 | 0 | 431.3631 | 0 |  |  | 430.7404 | 0.17951 | 425.38 | 0.007112 | 431.3631 | 0 | 430.7403 | 0.0074069 | 442.4458 | 0.0008979 | 431.3631 | 0 | 431.3631 | 0 | 430.7403 | -0.075827 | 431.3631 | -0.016113 | 431.3631 | -0.010859 | 431.3631 | -0.025061 | 671.437 | 0.023013 | 430.7404 | 0 | 430.7404 | 0.00039874 | 431.3631 | -0.0038306 | 670.674 | 0 | 430.7404 | -0.086876 | 673.358 | 0.00022158 | 671.437 | 0.019893 | 430.7403 | 0.018085 | 876.2957 | 0.0031943 | 1068.2247 | 2.0256 | 1127.7387 | 0.02609 | 1013.3234 | 0.012389 | 1056.995 | 0 | 1056.3376 | 0 | 1056.3312 | 0.005366 | 430.74 | 0.0944 | 431.3631 | 0.49364 | 430.7403 | 1.7019 | 430.7403 | 1.8181 | 431.3631 | #REF! | 430.7403 | 8.4041 | 428.4798 | 0.0064256
| 259.7998 | 0.093591 | 259.7998 | 0.18504 | 259.7998 | 0.038946 | 259.7998 | 0.017438 | 259.7998 | 0.014343 | 259.7998 | 0 | 443.002 | 0.0059129 | 430.96 | 0.85636 | 259.7998 | -0.01232 | 443.002 | 0.029876 | 430.96 | 0.55755 | 430.96 | 0.48067 | 425.1852 | 2.7262 | 430.96 | 3.2002 | 430.96 | 15.2812 | 431.5827 | 12.2063 | 430.1281 | 16.0413 | 430.96 | 39.3906 | 431.5827 | 10.6118 | 431.5827 | 0.78186 | 431.5827 | 0.011966 | 443.002 | 0.16811 | 431.5827 | 0.024774 | 431.5827 | 0.015402 |  |  | 430.96 | 0.19698 | 425.6 | -0.0030314 | 431.5827 | 0.011257 | 430.96 | 0.034194 | 442.5604 | 0.00049164 | 431.5827 | 0.016616 | 431.5827 | 0.0082012 | 430.96 | 0.040122 | 431.5827 | 0.0061822 | 431.5827 | 0.0047656 | 431.5827 | 0.0087015 | 671.5989 | 0.019809 | 430.96 | 0 | 430.96 | 0.010976 | 431.5827 | 0.0049181 | 670.8362 | 0.0013044 | 430.96 | -0.011422 | 673.5201 | 0.00027203 | 671.5989 | 0.018472 | 430.96 | 0.012659 | 876.3721 | 0.0028437 | 1068.5043 | 1.9678 | 1127.8009 | 0.026202 | 1013.336 | 0.012426 | 1057.0498 | 0 | 1056.3923 | 0 | 1056.3859 | 0.0054024 | 430.96 | 0.098463 | 431.5827 | 0.5211 | 430.96 | 1.8142 | 430.96 | 1.8606 | 431.5827 | #REF! | 430.96 | 8.7465 | 428.699 | 0.0075698
| 259.8741 | 0.091451 | 259.8741 | 0.2338 | 259.8741 | 0.03735 | 259.8741 | -0.020116 | 259.8741 | 0.010254 | 259.8741 | 0 | 443.1149 | 0 | 431.1796 | 0.81573 | 259.8741 | -0.0924 | 443.1149 | 0 | 431.1796 | 0.28645 | 431.1796 | 0.39373 | 425.4043 | 2.6129 | 431.1796 | 2.9584 | 431.1796 | 14.7716 | 431.8023 | 11.7992 | 430.3476 | 15.7933 | 431.1796 | 40.8081 | 431.8023 | 11.0349 | 431.8023 | 0.75384 | 431.8023 | -0.0089436 | 443.1149 | 0.18086 | 431.8023 | 0 | 431.8023 | 0 |  |  | 431.1796 | 0.17481 | 425.82 | 0.00081613 | 431.8023 | 0 | 431.1796 | 0.0099436 | 442.675 | 0.0010019 | 431.8023 | 0 | 431.8023 | 0 | 431.1796 | -0.044171 | 431.8023 | -0.019275 | 431.8023 | -0.0088575 | 431.8023 | -0.023996 | 671.7609 | 0.015698 | 431.1796 | 0 | 431.1796 | -0.0034177 | 431.8023 | -0.011556 | 670.9983 | 0 | 431.1796 | -0.056632 | 673.6822 | 0.00018757 | 671.7609 | 0.021204 | 431.1796 | 0.0018125 | 876.4485 | 0.0029312 | 1068.7839 | 1.9233 | 1127.8633 | 0.026315 | 1013.3486 | 0.012463 | 1057.1045 | 0 | 1056.447 | 0 | 1056.4406 | 0.0054239 | 431.18 | 0.085049 | 431.8023 | 0.53809 | 431.1796 | 1.8254 | 431.1796 | 1.8899 | 431.8023 | #REF! | 431.1796 | 8.948 | 428.9182 | 0.006554
| 259.9484 | 0.098715 | 259.9484 | 0.27672 | 259.9484 | 0.039916 | 259.9484 | 0.021486 | 259.9484 | 0.014915 | 259.9484 | 0 | 443.2278 | 0.026588 | 431.3993 | 0.88005 | 259.9484 | 0.00514 | 443.2278 | 0.010063 | 431.3993 | 0.46946 | 431.3993 | 0.44166 | 425.6233 | 2.6265 | 431.3993 | 3.0954 | 431.3993 | 14.7371 | 432.0219 | 11.7717 | 430.5671 | 15.5468 | 431.3993 | 42.6807 | 432.0219 | 11.5781 | 432.0219 | 0.86969 | 432.0219 | 0.020613 | 443.2278 | 0.15954 | 432.0219 | 0.023164 | 432.0219 | 0.01773 |  |  | 431.3993 | 0.19068 | 426.04 | 0.0099102 | 432.0219 | 0.018695 | 431.3993 | 0.03602 | 442.7896 | 0.00051184 | 432.0219 | 0.060486 | 432.0219 | 0.010348 | 431.3993 | 0.048956 | 432.0219 | 0.0070178 | 432.0219 | 0.0069025 | 432.0219 | 0.024105 | 671.9229 | 0.030435 | 431.3993 | 0 | 431.3993 | 0.014578 | 432.0219 | 0.0075453 | 671.1605 | 0.0018258 | 431.3993 | 0.05532 | 673.8443 | 0.00035101 | 671.9229 | 0.019783 | 431.3993 | 0.0090425 | 876.525 | 0.0027184 | 1069.0638 | 1.8682 | 1127.9255 | 0.026428 | 1013.3611 | 0.012501 | 1057.1592 | 0 | 1056.5017 | 0 | 1056.4952 | 0.0054296 | 431.399 | 0.098295 | 432.0219 | 0.5615 | 431.3993 | 1.9287 | 431.3993 | 1.9465 | 432.0219 | #REF! | 431.3993 | 9.3194 | 429.1374 | 0.0075091
| 260.0227 | 0.095575 | 260.0227 | 0.19234 | 260.0227 | 0.038148 | 260.0227 | -0.020863 | 260.0227 | 0.0076828 | 260.0227 | 0 | 443.3407 | 0 | 431.619 | 0.81353 | 260.0227 | -0.13324 | 443.3407 | 0 | 431.619 | 0.2086 | 431.619 | 0.38654 | 425.8423 | 2.4951 | 431.619 | 2.8331 | 431.619 | 13.8739 | 432.2415 | 11.0822 | 430.7867 | 15.0037 | 431.619 | 43.2895 | 432.2415 | 11.882 | 432.2415 | 0.83764 | 432.2415 | 0.0020732 | 443.3407 | 0.18765 | 432.2415 | 0 | 432.2415 | 0 |  |  | 431.619 | 0.15626 | 426.26 | -0.0040807 | 432.2415 | 0 | 431.619 | 0.021155 | 442.9042 | 0.0010248 | 432.2415 | 0 | 432.2415 | 0 | 431.619 | -0.040122 | 432.2415 | -0.015199 | 432.2415 | -0.010142 | 432.2415 | -0.019743 | 672.0848 | 0.020663 | 431.619 | 0 | 431.619 | 0.00068978 | 432.2415 | 0.0014062 | 671.3227 | 0 | 431.619 | -0.024121 | 674.0065 | 0.00016234 | 672.0848 | 0.020986 | 431.619 | 0 | 876.6015 | 0.0024575 | 1069.3439 | 1.8181 | 1127.9879 | 0.02654 | 1013.3737 | 0.01254 | 1057.214 | 0 | 1056.5564 | 0 | 1056.5499 | 0.0054217 | 431.619 | 0.097598 | 432.2415 | 0.55673 | 431.619 | 1.9217 | 431.619 | 1.9891 | 432.2415 | #REF! | 431.619 | 9.3952 | 429.3566 | 0.0062679
| 260.097 | 0.10178 | 260.097 | 0.15762 | 260.097 | 0.039374 | 260.097 | 0.032634 | 260.097 | 0.01308 | 260.097 | 0 | 443.4536 | 0.02346 | 431.8387 | 0.86651 | 260.097 | -0.07401 | 443.4536 | 0.011554 | 431.8387 | 0.52409 | 431.8387 | 0.44351 | 426.0614 | 2.5277 | 431.8387 | 2.8668 | 431.8387 | 13.6307 | 432.4612 | 10.8879 | 431.0062 | 14.796 | 431.8387 | 44.5584 | 432.4612 | 12.3096 | 432.4612 | 0.9434 | 432.4612 | 0.016531 | 443.4536 | 0.17072 | 432.4612 | 0.020379 | 432.4611 | 0.016745 |  |  | 431.8387 | 0.18385 | 426.48 | 0.0036143 | 432.4612 | 0.006403 | 431.8387 | 0.049566 | 443.0188 | 0.00051641 | 432.4612 | 0.015999 | 432.4611 | 0.0085276 | 431.8387 | 0.025671 | 432.4612 | 0.0021318 | 432.4612 | 0.00079846 | 432.4612 | 0.02366 | 672.2468 | 0.02328 | 431.8387 | 0 | 431.8387 | 0.03106 | 432.4612 | 0.010858 | 671.4848 | 0.0013044 | 431.8387 | 0.021907 | 674.1686 | 0.00031152 | 672.2468 | 0.019237 | 431.8387 | 0 | 876.6779 | 0.0020477 | 1069.624 | 1.7697 | 1128.0502 | 0.026653 | 1013.3863 | 0.012579 | 1057.2688 | 0 | 1056.6111 | 0 | 1056.6046 | 0.0054046 | 431.839 | 0.10587 | 432.4612 | 0.57739 | 431.8387 | 1.9772 | 431.8387 | 2.0581 | 432.4612 | #REF! | 431.8387 | 9.6047 | 429.5759 | 0.0078515
| 260.1713 | 0.10024 | 260.1713 | 0.24018 | 260.1713 | 0.039089 | 260.1713 | -0.015601 | 260.1713 | 0.0099531 | 260.1713 | 0 | 443.5666 | 0 | 432.0584 | 0.79282 | 260.1713 | -0.17675 | 443.5666 | 0 | 432.0584 | 0.19301 | 432.0584 | 0.3528 | 426.2805 | 2.3771 | 432.0584 | 2.5782 | 432.0584 | 12.7097 | 432.6808 | 10.1522 | 431.2258 | 14.409 | 432.0584 | 44.9161 | 432.6808 | 12.4291 | 432.6808 | 0.91618 | 432.6808 | -0.0021324 | 443.5666 | 0.17522 | 432.6808 | 0 | 432.6808 | 0 |  |  | 432.0584 | 0.13417 | 426.7 | -0.010027 | 432.6808 | 0 | 432.0584 | 0.02491 | 443.1334 | 0.0010347 | 432.6808 | 0 | 432.6808 | 0 | 432.0584 | -0.020816 | 432.6808 | -0.013994 | 432.6808 | -0.0077551 | 432.6808 | -0.024859 | 672.4088 | 0.019596 | 432.0584 | 0 | 432.0584 | 0.013149 | 432.6808 | -0.0030917 | 671.647 | 0 | 432.0584 | -0.021585 | 674.3307 | 0.00014589 | 672.4088 | 0.020767 | 432.0584 | -0.0018107 | 876.7545 | 0.0026287 | 1069.9044 | 1.7137 | 1128.1126 | 0.026766 | 1013.3989 | 0.012619 | 1057.3235 | 0 | 1056.6658 | 0 | 1056.6593 | 0.0053819 | 432.058 | 0.099929 | 432.6808 | 0.57115 | 432.0584 | 1.9565 | 432.0584 | 2.0785 | 432.6808 | #REF! | 432.0584 | 9.5486 | 429.7951 | 0.0065712
| 260.2456 | 0.10992 | 260.2456 | 0.25159 | 260.2456 | 0.041512 | 260.2456 | 0.022233 | 260.2456 | 0.0081038 | 260.2456 | 0 | 443.6795 | 0.024242 | 432.2781 | 0.74337 | 260.2456 | -0.0561 | 443.6795 | 0.014163 | 432.2781 | 0.60351 | 432.2781 | 0.3878 | 426.4995 | 2.2912 | 432.2781 | 2.6639 | 432.2781 | 12.5151 | 432.9005 | 9.9969 | 431.4453 | 14.252 | 432.2781 | 46.0279 | 432.9005 | 13.0387 | 432.9005 | 0.99609 | 432.9005 | 0.0079549 | 443.6795 | 0.18504 | 432.9005 | 0.019526 | 432.9005 | 0.014238 |  |  | 432.2781 | 0.16234 | 426.92 | -0.015274 | 432.9005 | 0.005226 | 432.2781 | 0.021561 | 443.2481 | 0.0005206 | 432.9005 | 0.027719 | 432.9005 | 0.01112 | 432.2781 | 0.015619 | 432.9005 | -0.0013602 | 432.9005 | -0.0031055 | 432.9005 | 0.013748 | 672.5708 | 0.02029 | 432.2781 | 0 | 432.2781 | -0.013405 | 432.9005 | 0.0043019 | 671.8092 | 0.0018258 | 432.2781 | 0.039321 | 674.4929 | 0.0003565 | 672.5708 | 0.019127 | 432.2781 | 0.0090425 | 876.8309 | 0.0024439 | 1070.1848 | 1.6696 | 1128.1748 | 0.026878 | 1013.4114 | 0.012659 | 1057.3783 | 0 | 1056.7205 | 0 | 1056.714 | 0.005358 | 432.278 | 0.11041 | 432.9005 | 0.5709 | 432.2781 | 2.0218 | 432.2781 | 2.1175 | 432.9005 | #REF! | 432.2781 | 9.718 | 430.0144 | 0.0074888
| 260.3199 | 0.11267 | 260.3199 | 0.21522 | 260.3199 | 0.04117 | 260.3199 | -0.031699 | 260.3199 | 0.0096374 | 260.3199 | 0 | 443.7924 | 0 | 432.4979 | 0.73065 | 260.3199 | -0.18191 | 443.7924 | 0 | 432.4979 | 0.33097 | 432.4979 | 0.35831 | 426.7186 | 2.2232 | 432.4979 | 2.4236 | 432.4979 | 11.7502 | 433.1202 | 9.3858 | 431.6649 | 13.9257 | 432.4979 | 46.6468 | 433.1202 | 13.2588 | 433.1202 | 0.96637 | 433.1202 | 4.1344e-05 | 443.7924 | 0.16456 | 433.1202 | 0 | 433.1202 | 0 |  |  | 432.4979 | 0.13397 | 427.14 | -0.011076 | 433.1202 | 0 | 432.4979 | 0.015017 | 443.3627 | 0.0009848 | 433.1202 | 0 | 433.1202 | 0 | 432.4979 | -0.082821 | 433.1202 | -0.012039 | 433.1202 | -0.01079 | 433.1202 | -0.010674 | 672.7328 | 0.021037 | 432.4979 | 0 | 432.4979 | -0.033643 | 433.1201 | 0.0041681 | 671.9714 | 0 | 432.4979 | -0.048097 | 674.655 | 0.0001788 | 672.7328 | 0.020767 | 432.4979 | 0.0090425 | 876.9075 | 0.0021863 | 1070.4654 | 1.6259 | 1128.2372 | 0.026991 | 1013.424 | 0.0127 | 1057.4331 | 0 | 1056.7751 | 0 | 1056.7687 | 0.0053342 | 432.498 | 0.11265 | 433.1202 | 0.5746 | 432.4979 | 2.0166 | 432.4979 | 2.1493 | 433.1201 | #REF! | 432.4979 | 9.8111 | 430.2337 | 0.007166
| 260.3942 | 0.12075 | 260.3943 | 0.24227 | 260.3942 | 0.043765 | 260.3942 | 0.023198 | 260.3942 | 0.0085849 | 260.3943 | 0 | 443.9053 | 0.011533 | 432.7176 | 0.79386 | 260.3942 | -0.02455 | 443.9053 | 0.036969 | 432.7176 | 0.62673 | 432.7176 | 0.35489 | 426.9377 | 2.2061 | 432.7176 | 2.5452 | 432.7176 | 11.582 | 433.3398 | 9.2515 | 431.8845 | 13.9517 | 432.7176 | 48.4808 | 433.3398 | 13.9075 | 433.3398 | 1.0646 | 433.3398 | 0.019246 | 443.9053 | 0.18201 | 433.3398 | 0.016792 | 433.3398 | 0.014148 |  |  | 432.7176 | 0.16016 | 427.36 | 0.011659 | 433.3398 | 0.010243 | 432.7176 | 0.035563 | 443.4773 | 0.00046953 | 433.3398 | 0.021921 | 433.3398 | 0.012303 | 432.7176 | 0.086134 | 433.3398 | -0.0021524 | 433.3398 | -0.00015039 | 433.3398 | 0.0050145 | 672.8948 | 0.023387 | 432.7176 | 0 | 432.7176 | 0.0024175 | 433.3398 | 0.0040389 | 672.1336 | 0.0018258 | 432.7176 | 0.071307 | 674.8172 | 0.0003565 | 672.8948 | 0.020002 | 432.7176 | 0.0018125 | 876.9839 | 0.0019937 | 1070.7462 | 1.576 | 1128.2996 | 0.027099 | 1013.4366 | 0.012741 | 1057.4878 | 0 | 1056.8298 | 0 | 1056.8234 | 0.0053114 | 432.718 | 0.11902 | 433.3398 | 0.60547 | 432.7176 | 2.0927 | 432.7176 | 2.1936 | 433.3398 | #REF! | 432.7176 | 10.0664 | 430.453 | 0.0074567
| 260.4686 | 0.122 | 260.4686 | 0.26647 | 260.4686 | 0.042482 | 260.4686 | -0.022607 | 260.4686 | 0.0030521 | 260.4686 | 0 | 444.0182 | 0 | 432.9374 | 0.80521 | 260.4686 | -0.14014 | 444.0182 | 0 | 432.9374 | 0.2896 | 432.9374 | 0.32682 | 427.1569 | 2.0891 | 432.9374 | 2.2954 | 432.9374 | 11.1392 | 433.5595 | 8.8978 | 432.1041 | 13.3972 | 432.9374 | 49.5976 | 433.5595 | 14.2384 | 433.5595 | 1.0557 | 433.5595 | -0.0041567 | 444.0182 | 0.16216 | 433.5595 | 0.0018216 | 433.5595 | 0 |  |  | 432.9374 | 0.13737 | 427.58 | -0.016322 | 433.5595 | 0 | 432.9374 | 0.026939 | 443.5919 | 0.00097603 | 433.5595 | 0 | 433.5595 | 0 | 432.9374 | -0.050797 | 433.5595 | -0.012448 | 433.5595 | -0.013972 | 433.5595 | -0.0040408 | 673.0569 | 0.024882 | 432.9374 | 0 | 432.9374 | -0.0065941 | 433.5595 | -0.0032595 | 672.2958 | 0 | 432.9374 | -0.018415 | 674.9793 | 0.00015028 | 673.0569 | 0.021095 | 432.9374 | 0 | 877.0604 | 0.0018692 | 1071.0271 | 1.5266 | 1128.3619 | 0.027211 | 1013.4492 | 0.012782 | 1057.5426 | 0 | 1056.8846 | 0 | 1056.8782 | 0.0052864 | 432.937 | 0.1187 | 433.5595 | 0.61196 | 432.9374 | 2.0942 | 432.9374 | 2.2264 | 433.5595 | #REF! | 432.9374 | 10.244 | 430.6723 | 0.0066248
| 260.5429 | 0.13052 | 260.5429 | 0.30136 | 260.5429 | 0.045475 | 260.5429 | 0.031762 | 260.5429 | 0.008179 | 260.5429 | 0 | 444.1311 | 0.017856 | 433.1572 | 0.7872 | 260.5429 | -0.00992 | 444.1311 | 0.053949 | 433.1572 | 0.5089 | 433.1572 | 0.34159 | 427.376 | 2.0993 | 433.1572 | 2.4162 | 433.1572 | 10.8282 | 433.7793 | 8.6493 | 432.3237 | 13.1222 | 433.1572 | 51.2813 | 433.7793 | 15.0225 | 433.7793 | 1.1638 | 433.7793 | 0.017543 | 444.1311 | 0.17428 | 433.7793 | 0.022319 | 433.7793 | 0.0064648 |  |  | 433.1572 | 0.154 | 427.8 | -0.0054798 | 433.7793 | 0.0061835 | 433.1572 | 0.027294 | 443.7066 | 0.0005145 | 433.7793 | 0.0014133 | 433.7793 | 0.012129 | 433.1572 | 0.011079 | 433.7793 | -0.0051425 | 433.7793 | -0.0043812 | 433.7793 | 0.0028655 | 673.2189 | 0.027124 | 433.1572 | 0 | 433.1572 | 0.013236 | 433.7793 | 0.0044677 | 672.458 | 0.0013044 | 433.1572 | 0.0063766 | 675.1415 | 0.00034224 | 673.2189 | 0.0188 | 433.1572 | 0.0090425 | 877.137 | 0.0015901 | 1071.3081 | 1.4864 | 1128.4242 | 0.027324 | 1013.4617 | 0.012824 | 1057.5974 | 0 | 1056.9393 | 0 | 1056.9329 | 0.0052569 | 433.157 | 0.12815 | 433.7793 | 0.63097 | 433.1572 | 2.1871 | 433.1572 | 2.2919 | 433.7793 | #REF! | 433.1572 | 10.5506 | 430.8916 | 0.0079359
| 260.6172 | 0.12895 | 260.6172 | 0.21719 | 260.6172 | 0.042995 | 260.6172 | -0.026406 | 260.6172 | 0.0057433 | 260.6172 | 0 | 444.244 | 0 | 433.377 | 0.75893 | 260.6172 | -0.13825 | 444.244 | 0 | 433.377 | 0.13688 | 433.377 | 0.29396 | 427.5951 | 1.9916 | 433.377 | 2.2001 | 433.377 | 10.3803 | 433.999 | 8.2916 | 432.5433 | 12.8231 | 433.377 | 52.4083 | 433.999 | 15.3903 | 433.999 | 1.1557 | 433.999 | -0.005052 | 444.244 | 0.16456 | 433.999 | 0 | 433.999 | 0 |  |  | 433.377 | 0.13852 | 428.02 | -0.0040807 | 433.999 | 0 | 433.377 | 0.031099 | 443.8212 | 0.00099356 | 433.999 | 0 | 433.999 | 0 | 433.377 | -0.08871 | 433.999 | -0.013106 | 433.999 | -0.0093526 | 433.999 | -0.023538 | 673.3809 | 0.01746 | 433.377 | 0 | 433.377 | 0.013403 | 433.999 | -0.00034558 | 672.6202 | 0 | 433.377 | -0.081356 | 675.3037 | 0.00012834 | 673.3809 | 0.02022 | 433.377 | 0 | 877.2136 | 0.0015008 | 1071.5894 | 1.4463 | 1128.4866 | 0.027437 | 1013.4743 | 0.012866 | 1057.6522 | 0 | 1056.994 | 0 | 1056.9876 | 0.0052183 | 433.377 | 0.12539 | 433.999 | 0.63086 | 433.377 | 2.197 | 433.377 | 2.3335 | 433.999 | #REF! | 433.377 | 10.716 | 431.111 | 0.0076551
| 260.6916 | 0.13454 | 260.6916 | 0.23919 | 260.6916 | 0.044506 | 260.6916 | 0.034004 | 260.6916 | 0.012314 | 260.6916 | 0 | 444.3569 | 0.022482 | 433.5968 | 0.8038 | 260.6916 | 0.0298 | 444.3569 | 0.01379 | 433.5968 | 0.53583 | 433.5968 | 0.34833 | 427.8143 | 1.9729 | 433.5968 | 2.31 | 433.5968 | 10.4269 | 434.2187 | 8.3288 | 432.7629 | 12.6339 | 433.5968 | 54.207 | 434.2187 | 16.1326 | 434.2187 | 1.2708 | 434.2187 | 0.014144 | 444.3569 | 0.16634 | 434.2187 | 0.0096593 | 434.2188 | 0.0091335 |  |  | 433.5968 | 0.15028 | 428.24 | 0.0011659 | 434.2187 | 0.0069895 | 433.5968 | 0.036477 | 443.9359 | 0.00048706 | 434.2187 | 0.031051 | 434.2188 | 0.0088705 | 433.5968 | 0.042699 | 434.2187 | -0.0049226 | 434.2187 | 0.0019163 | 434.2187 | 0.0042561 | 673.543 | 0.025896 | 433.5968 | 0 | 433.5968 | 0.032203 | 434.2188 | -0.0002607 | 672.7824 | 0.0018258 | 433.5968 | 0.014245 | 675.4659 | 0.00034224 | 673.543 | 0.019237 | 433.5968 | 0.018085 | 877.2902 | 0.00194 | 1071.8707 | 1.3905 | 1128.549 | 0.027549 | 1013.4869 | 0.012908 | 1057.707 | 0 | 1057.0488 | 0 | 1057.0424 | 0.0051683 | 433.597 | 0.13565 | 434.2187 | 0.66653 | 433.5968 | 2.3016 | 433.5968 | 2.3628 | 434.2188 | #REF! | 433.5968 | 10.9882 | 431.3303 | 0.0083365
| 260.7659 | 0.13256 | 260.7659 | 0.28862 | 260.7659 | 0.042567 | 260.7659 | -0.016317 | 260.7659 | 0.00081163 | 260.7659 | 0 | 444.4699 | 0 | 433.8166 | 0.78251 | 260.7659 | -0.12703 | 444.4699 | 0 | 433.8166 | 0.2252 | 433.8166 | 0.29849 | 428.0334 | 1.8604 | 433.8166 | 2.0675 | 433.8166 | 9.9122 | 434.4385 | 7.9177 | 432.9826 | 12.2433 | 433.8166 | 55.3986 | 434.4385 | 16.6055 | 434.4385 | 1.2738 | 434.4385 | 0.0043943 | 444.4699 | 0.16456 | 434.4385 | 0.010059 | 434.4385 | 0 |  |  | 433.8166 | 0.12907 | 428.46 | -0.0023318 | 434.4385 | 0 | 433.8166 | 0.034447 | 444.0505 | 0.00094059 | 434.4385 | 0 | 434.4385 | 0 | 433.8166 | -0.050797 | 434.4385 | -0.015185 | 434.4385 | -0.0071613 | 434.4385 | -0.02295 | 673.705 | 0.018688 | 433.8166 | 0 | 433.8166 | -0.023319 | 434.4385 | -0.0021582 | 672.9447 | 0 | 433.8166 | -0.078857 | 675.6281 | 0.00019525 | 673.705 | 0.020658 | 433.8166 | 0.0090425 | 877.3668 | 0.0022145 | 1072.1522 | 1.3505 | 1128.6113 | 0.027657 | 1013.4995 | 0.01295 | 1057.7618 | 0 | 1057.1035 | 0 | 1057.0971 | 0.0051024 | 433.817 | 0.13664 | 434.4385 | 0.66965 | 433.8166 | 2.3041 | 433.8166 | 2.3849 | 434.4385 | #REF! | 433.8166 | 11.1465 | 431.5497 | 0.00679
| 260.8403 | 0.13908 | 260.8403 | 0.35816 | 260.8403 | 0.043708 | 260.8403 | 0.025285 | 260.8403 | 0.01287 | 260.8403 | 0 | 444.5828 | 0.010479 | 434.0364 | 0.80044 | 260.8403 | -0.02509 | 444.5828 | 0.016771 | 434.0364 | 0.55059 | 434.0364 | 0.33632 | 428.2526 | 1.8774 | 434.0364 | 2.1525 | 434.0364 | 9.6437 | 434.6583 | 7.7032 | 433.2022 | 12.1937 | 434.0364 | 57.1612 | 434.6583 | 17.139 | 434.6583 | 1.3791 | 434.6583 | 0.022369 | 444.5828 | 0.19476 | 434.6583 | 0.016607 | 434.6583 | 0.011462 |  |  | 434.0364 | 0.14597 | 428.68 | 0.002565 | 434.6583 | 0.015026 | 434.0364 | 0.042869 | 444.1652 | 0.00046572 | 434.6583 | 0.036874 | 434.6583 | 0.009267 | 434.0364 | 0.068833 | 434.6583 | -0.0054577 | 434.6583 | -0.0016945 | 434.6583 | 0.010228 | 673.867 | 0.02376 | 434.0364 | 0 | 434.0364 | 0.0025418 | 434.6583 | 0.0075496 | 673.1069 | 0.0018258 | 434.0364 | 0.040557 | 675.7903 | 0.00027971 | 673.867 | 0.0188 | 434.0364 | 0.0018107 | 877.4434 | 0.0023146 | 1072.4338 | 1.3015 | 1128.6737 | 0.027769 | 1013.5121 | 0.012993 | 1057.8166 | 0 | 1057.1583 | 0 | 1057.1519 | 0.0050217 | 434.036 | 0.13885 | 434.6583 | 0.67997 | 434.0364 | 2.3706 | 434.0364 | 2.4256 | 434.6583 | #REF! | 434.0364 | 11.4088 | 431.769 | 0.0076592
| 260.9146 | 0.14313 | 260.9146 | 0.26351 | 260.9146 | 0.043081 | 260.9146 | -0.034408 | 260.9146 | 0.0089758 | 260.9146 | 0 | 444.6957 | 0 | 434.2563 | 0.73676 | 260.9146 | -0.17821 | 444.6957 | 0 | 434.2563 | 0.17129 | 434.2563 | 0.28939 | 428.4718 | 1.7145 | 434.2563 | 1.9071 | 434.2563 | 9.0652 | 434.878 | 7.2411 | 433.4219 | 11.9178 | 434.2563 | 57.4862 | 434.8781 | 17.1757 | 434.8781 | 1.3746 | 434.8781 | -0.00090073 | 444.6957 | 0.16362 | 434.878 | 0 | 434.878 | 0 |  |  | 434.2563 | 0.10566 | 428.9 | -0.0033811 | 434.8781 | 0 | 434.2563 | 0.022272 | 444.2798 | 0.00095736 | 434.8781 | 0 | 434.878 | 0 | 434.2563 | -0.050061 | 434.8781 | -0.005999 | 434.8781 | -0.0060187 | 434.8781 | -0.014894 | 674.0291 | 0.035881 | 434.2563 | 0 | 434.2563 | -0.032405 | 434.8781 | 0.0012819 | 673.2691 | 0 | 434.2563 | -0.054411 | 675.9525 | 0.00026874 | 674.0291 | 0.020111 | 434.2563 | -0.0018089 | 877.52 | 0.0024533 | 1072.7156 | 1.2699 | 1128.7362 | 0.027882 | 1013.5247 | 0.013035 | 1057.8715 | 0 | 1057.213 | 0 | 1057.2065 | 0.0049308 | 434.256 | 0.13882 | 434.878 | 0.66499 | 434.2563 | 2.3799 | 434.2563 | 2.4469 | 434.8781 | #REF! | 434.2563 | 11.4316 | 431.9884 | 0.007284
| 260.989 | 0.15226 | 260.989 | 0.26074 | 260.989 | 0.043936 | 260.989 | 0.023292 | 260.989 | 0.014388 | 260.989 | 0 | 444.8086 | 0.017505 | 434.4761 | 0.80484 | 260.989 | -0.04912 | 444.8086 | 0.025362 | 434.4761 | 0.61972 | 434.4762 | 0.30044 | 428.691 | 1.7438 | 434.4761 | 2.0045 | 434.4762 | 8.7632 | 435.0978 | 6.9999 | 433.6415 | 11.6752 | 434.4762 | 58.3184 | 435.0978 | 17.5464 | 435.0978 | 1.409 | 435.0978 | 0.020541 | 444.8086 | 0.16247 | 435.0978 | 0.024351 | 435.0978 | 0.012089 |  |  | 434.4761 | 0.13455 | 429.12 | -0.010726 | 435.0978 | 0.01443 | 434.4762 | 0.043427 | 444.3945 | 0.0005004 | 435.0978 | 0.040993 | 435.0978 | 0.0066207 | 434.4762 | 0.075827 | 435.0978 | 0.0011466 | 435.0978 | 0.0040936 | 435.0978 | 0.01098 | 674.1912 | 0.028566 | 434.4761 | 0 | 434.4761 | 0.011852 | 435.0978 | 0.00060531 | 673.4314 | 0.0013044 | 434.4761 | 0.034338 | 676.1147 | 0.00022158 | 674.1912 | 0.01869 | 434.4762 | -0.0072427 | 877.5966 | 0.0023082 | 1072.9976 | 1.228 | 1128.7986 | 0.027995 | 1013.5372 | 0.013078 | 1057.9263 | 0 | 1057.2678 | 0 | 1057.2613 | 0.0048342 | 434.476 | 0.13354 | 435.0978 | 0.67424 | 434.4762 | 2.4243 | 434.4762 | 2.454 | 435.0978 | #REF! | 434.4762 | 11.5731 | 432.2078 | 0.0086401
| 261.0633 | 0.15359 | 261.0633 | 0.32558 | 261.0633 | 0.04328 | 261.0633 | -0.031326 | 261.0633 | 0.0059237 | 261.0633 | 0 | 444.9216 | 0 | 434.696 | 0.75303 | 261.0633 | -0.11211 | 444.9216 | 0 | 434.696 | 0.089317 | 434.696 | 0.26522 | 428.9102 | 1.6333 | 434.696 | 1.7569 | 434.696 | 8.1715 | 435.3177 | 6.5273 | 433.8612 | 11.3261 | 434.696 | 58.9927 | 435.3177 | 17.8273 | 435.3177 | 1.4188 | 435.3177 | 0.01003 | 444.9216 | 0.18556 | 435.3177 | 0.0068732 | 435.3177 | 0 |  |  | 434.696 | 0.11336 | 429.34 | -0.0044305 | 435.3177 | 0 | 434.696 | 0.035107 | 444.5091 | 0.00097946 | 435.3177 | 0 | 435.3177 | 0 | 434.696 | -0.044171 | 435.3177 | -0.0045825 | 435.3177 | -0.0067849 | 435.3177 | -0.017516 | 674.3532 | 0.025736 | 434.696 | 0 | 434.696 | -0.0099128 | 435.3177 | 0.00094058 | 673.5936 | 0 | 434.696 | -0.029319 | 676.277 | 0.00020951 | 674.3532 | 0.020002 | 434.696 | 0 | 877.6733 | 0.0021435 | 1073.2797 | 1.1904 | 1128.861 | 0.028107 | 1013.5498 | 0.01312 | 1057.9811 | 0 | 1057.3225 | 0 | 1057.316 | 0.0047421 | 434.696 | 0.14856 | 435.3177 | 0.67299 | 434.696 | 2.4025 | 434.696 | 2.4744 | 435.3177 | #REF! | 434.696 | 11.5822 | 432.4273 | 0.0072733
| 261.1377 | 0.16514 | 261.1377 | 0.35723 | 261.1377 | 0.045647 | 261.1377 | 0.038457 | 261.1377 | 0.0098027 | 261.1377 | 0 | 445.0345 | 0.0038054 | 434.9159 | 0.79965 | 261.1377 | 0.02959 | 445.0345 | 0.020126 | 434.9159 | 0.5093 | 434.9159 | 0.29279 | 429.1294 | 1.617 | 434.9159 | 1.8719 | 434.9159 | 8.1219 | 435.5375 | 6.4876 | 434.0809 | 11.1631 | 434.9159 | 60.6058 | 435.5375 | 18.4971 | 435.5375 | 1.5297 | 435.5375 | 0.030113 | 445.0345 | 0.18619 | 435.5375 | 0.027005 | 435.5375 | 0.014506 |  |  | 434.9159 | 0.12907 | 429.56 | 0.00046636 | 435.5375 | 0.015395 | 434.9159 | 0.049008 | 444.6238 | 0.00049049 | 435.5375 | 0.038558 | 435.5375 | 0.0060837 | 434.9159 | 0.034293 | 435.5375 | 0.0026279 | 435.5375 | 0.0054685 | 435.5375 | 0.0096721 | 674.5153 | 0.021411 | 434.9159 | 0 | 434.9159 | 0.013977 | 435.5375 | 0.0086675 | 673.7559 | 0.0018258 | 434.9159 | 0.023332 | 676.4392 | 0.00032907 | 674.5153 | 0.019127 | 434.9159 | 0.0018125 | 877.7499 | 0.0022673 | 1073.5619 | 1.1505 | 1128.9233 | 0.028215 | 1013.5624 | 0.013163 | 1058.036 | 0 | 1057.3773 | 0 | 1057.3709 | 0.004666 | 434.916 | 0.16039 | 435.5375 | 0.69645 | 434.9159 | 2.4781 | 434.9159 | 2.4921 | 435.5375 | #REF! | 434.9159 | 11.927 | 432.6467 | 0.0077813
| 261.212 | 0.16657 | 261.212 | 0.31676 | 261.212 | 0.043964 | 261.212 | -0.026032 | 261.212 | 0.011953 | 261.212 | 0 | 445.1474 | 0 | 435.1358 | 0.73997 | 261.212 | -0.07582 | 445.1474 | 0 | 435.1358 | 0.20139 | 435.1358 | 0.24775 | 429.3487 | 1.5442 | 435.1358 | 1.7005 | 435.1358 | 7.7348 | 435.7573 | 6.1784 | 434.3006 | 10.7615 | 435.1358 | 62.6397 | 435.7573 | 19.1274 | 435.7573 | 1.5715 | 435.7573 | 0.0063493 | 445.1474 | 0.18859 | 435.7573 | 0.01019 | 435.7573 | 0.00082573 |  |  | 435.1358 | 0.099632 | 429.78 | -0.032412 | 435.7573 | 0 | 435.1358 | 0.026381 | 444.7385 | 0.00098746 | 435.7573 | 0 | 435.7573 | 0 | 435.1358 | -0.021787 | 435.7573 | -0.0083284 | 435.7573 | -0.0073516 | 435.7573 | -0.013328 | 674.6774 | 0.016445 | 435.1358 | 0 | 435.1358 | -0.027774 | 435.7573 | -0.0040153 | 673.9181 | 0 | 435.1358 | -0.059049 | 676.6014 | 0.00018099 | 674.6774 | 0.020986 | 435.1358 | 0 | 877.8266 | 0.0022413 | 1073.8442 | 1.1164 | 1128.9858 | 0.028328 | 1013.575 | 0.013205 | 1058.0908 | 0 | 1057.4321 | 0 | 1057.4257 | 0.0046148 | 435.136 | 0.15524 | 435.7573 | 0.69538 | 435.1358 | 2.5446 | 435.1358 | 2.4416 | 435.7573 | #REF! | 435.1358 | 12.2335 | 432.8661 | 0.008025
| 261.2864 | 0.1749 | 261.2864 | 0.29484 | 261.2864 | 0.047728 | 261.2864 | 0.035654 | 261.2864 | 0.017591 | 261.2864 | 0 | 445.2603 | 0.019261 | 435.3558 | 0.77692 | 261.2864 | 0.08489 | 445.2603 | 0.036969 | 435.3558 | 0.42471 | 435.3558 | 0.28396 | 429.5679 | 1.5559 | 435.3558 | 1.8213 | 435.3558 | 7.6588 | 435.9772 | 6.1177 | 434.5203 | 10.5613 | 435.3558 | 65.043 | 435.9772 | 19.8862 | 435.9772 | 1.6675 | 435.9772 | 0.015417 | 445.2603 | 0.1957 | 435.9772 | 0.013104 | 435.9772 | 0.0095813 |  |  | 435.3558 | 0.11569 | 430 | 0.0095605 | 435.9772 | 0.0033453 | 435.3558 | 0.04155 | 444.8532 | 0.00050764 | 435.9772 | 0.027022 | 435.9772 | 0.0017781 | 435.3558 | 0.027725 | 435.9772 | 0.00083057 | 435.9772 | -0.0028572 | 435.9772 | 0.010237 | 674.8395 | 0.02328 | 435.3558 | 0 | 435.3558 | 0.017541 | 435.9772 | 0.0047234 | 674.0804 | 0.0018258 | 435.3558 | 0.064885 | 676.7637 | 0.00034662 | 674.8395 | 0.019565 | 435.3558 | 0.0090425 | 877.9033 | 0.0028653 | 1074.1268 | 1.0814 | 1129.0482 | 0.02844 | 1013.5875 | 0.013247 | 1058.1456 | 0 | 1057.4869 | 0 | 1057.4804 | 0.0045955 | 435.356 | 0.16558 | 435.9772 | 0.71024 | 435.3558 | 2.6531 | 435.3558 | 2.4575 | 435.9772 | #REF! | 435.3558 | 12.6381 | 433.0856 | 0.0087136
| 261.3608 | 0.17784 | 261.3608 | 0.37495 | 261.3608 | 0.0473 | 261.3608 | -0.031108 | 261.3608 | 0.006465 | 261.3608 | 0 | 445.3733 | 0 | 435.5757 | 0.73908 | 261.3608 | -0.0948 | 445.3733 | 0 | 435.5757 | 0.17498 | 435.5757 | 0.25777 | 429.7872 | 1.4319 | 435.5757 | 1.592 | 435.5757 | 7.3326 | 436.197 | 5.8571 | 434.74 | 10.1395 | 435.5757 | 66.2858 | 436.197 | 20.3204 | 436.197 | 1.6564 | 436.197 | 0.0072755 | 445.3733 | 0.18232 | 436.197 | 0 | 436.197 | 0 |  |  | 435.5757 | 0.10317 | 430.22 | -0.017373 | 436.197 | 0 | 435.5757 | 0.030642 | 444.9679 | 0.0010477 | 436.197 | 0 | 436.197 | 0 | 435.5757 | -0.072514 | 436.197 | -0.017348 | 436.197 | -0.007113 | 436.197 | -0.017543 | 675.0015 | 0.018421 | 435.5757 | 0 | 435.5757 | -0.0082668 | 436.1971 | -0.0025618 | 674.2427 | 0 | 435.5757 | -0.087685 | 676.926 | 0.00020622 | 675.0015 | 0.020439 | 435.5757 | 0.0072445 | 877.98 | 0.002601 | 1074.4094 | 1.0494 | 1129.1107 | 0.028553 | 1013.6002 | 0.013289 | 1058.2006 | 0 | 1057.5416 | 0 | 1057.5352 | 0.0046126 | 435.576 | 0.16861 | 436.197 | 0.72048 | 435.5757 | 2.6294 | 435.5757 | 2.4744 | 436.1971 | #REF! | 435.5757 | 12.7536 | 433.305 | 0.0077306
| 261.4352 | 0.18314 | 261.4352 | 0.42785 | 261.4352 | 0.049553 | 261.4352 | 0.029364 | 261.4352 | 0.011983 | 261.4352 | 0 | 445.4862 | 0.017153 | 435.7957 | 0.80964 | 261.4352 | 0.0029 | 445.4862 | 0.03396 | 435.7957 | 0.41481 | 435.7957 | 0.26574 | 430.0064 | 1.4221 | 435.7957 | 1.718 | 435.7957 | 7.3255 | 436.4169 | 5.8515 | 434.9597 | 9.8775 | 435.7957 | 67.878 | 436.4169 | 20.9919 | 436.4169 | 1.8171 | 436.4169 | 0.030357 | 445.4862 | 0.17553 | 436.4169 | 0.027827 | 436.4169 | 0.014596 |  |  | 435.7957 | 0.11377 | 430.44 | 0.0099102 | 436.4169 | 0.0074234 | 435.7957 | 0.049312 | 445.0826 | 0.00055185 | 436.4169 | 0.038627 | 436.4169 | 0.0058377 | 435.7957 | 0.032165 | 436.4169 | 0.0066398 | 436.4169 | 0.0050364 | 436.4169 | 0.0082939 | 675.1636 | 0.025149 | 435.7957 | 0 | 435.7957 | 0.042514 | 436.4169 | -2.6553e-05 | 674.4049 | 0.0013044 | 435.7957 | 0.037272 | 677.0882 | 0.00028849 | 675.1636 | 0.01869 | 435.7957 | 0 | 878.0567 | 0.0025622 | 1074.6923 | 1.003 | 1129.1731 | 0.028666 | 1013.6127 | 0.013331 | 1058.2554 | 0 | 1057.5964 | 0 | 1057.59 | 0.0046614 | 435.796 | 0.1707 | 436.4169 | 0.74151 | 435.7957 | 2.7439 | 435.7957 | 2.5213 | 436.4169 | #REF! | 435.7957 | 13.0348 | 433.5245 | 0.0092602
| 261.5095 | 0.18241 | 261.5096 | 0.29228 | 261.5095 | 0.048897 | 261.5095 | -0.015725 | 261.5095 | 0.011246 | 261.5095 | 0 | 445.5991 | 0 | 436.0156 | 0.74052 | 261.5095 | -0.17043 | 445.5991 | 0 | 436.0156 | 0.062556 | 436.0156 | 0.24183 | 430.2257 | 1.3173 | 436.0156 | 1.5012 | 436.0156 | 6.8513 | 436.6368 | 5.4727 | 435.1795 | 9.2967 | 436.0156 | 68.795 | 436.6368 | 21.5229 | 436.6368 | 1.8193 | 436.6368 | 0.015391 | 445.5991 | 0.17877 | 436.6368 | 0.0043418 | 436.6368 | 0.00028965 |  |  | 436.0156 | 0.091733 | 430.66 | -0.014223 | 436.6368 | 0 | 436.0156 | 0.03876 | 445.1972 | 0.0010797 | 436.6368 | 0 | 436.6368 | 0 | 436.0156 | -0.061472 | 436.6368 | -0.013071 | 436.6368 | -0.0054393 | 436.6368 | -0.014045 | 675.3257 | 0.021304 | 436.0156 | 0 | 436.0156 | -0.0028034 | 436.6368 | 0.0021536 | 674.5672 | 0 | 436.0156 | -0.033816 | 677.2505 | 0.00029397 | 675.3257 | 0.019455 | 436.0156 | 0 | 878.1334 | 0.0022419 | 1074.9753 | 0.97438 | 1129.2356 | 0.028778 | 1013.6253 | 0.013373 | 1058.3102 | 0 | 1057.6512 | 0 | 1057.6448 | 0.0047353 | 436.016 | 0.16844 | 436.6368 | 0.73762 | 436.0156 | 2.7661 | 436.0156 | 2.5576 | 436.6368 | #REF! | 436.0156 | 13.1816 | 433.744 | 0.0082993
| 261.5839 | 0.19254 | 261.5839 | 0.3354 | 261.5839 | 0.05055 | 261.5839 | 0.041477 | 261.5839 | 0.0087353 | 261.5839 | 0 | 445.712 | 0.0161 | 436.2356 | 0.76127 | 261.5839 | 0.02555 | 445.712 | 0.021923 | 436.2356 | 0.49485 | 436.2356 | 0.2807 | 430.445 | 1.3628 | 436.2356 | 1.5994 | 436.2356 | 6.8614 | 436.8567 | 5.4808 | 435.3992 | 9.116 | 436.2356 | 70.1285 | 436.8567 | 22.2858 | 436.8567 | 1.9507 | 436.8567 | 0.022261 | 445.712 | 0.17313 | 436.8567 | 0.019375 | 436.8567 | 0.012536 |  |  | 436.2356 | 0.11366 | 430.88 | 0.0095605 | 436.8567 | 0.0085461 | 436.2356 | 0.046725 | 445.312 | 0.00053699 | 436.8567 | 0.035611 | 436.8567 | 0.0047874 | 436.2356 | 0.03602 | 436.8567 | 0.0034682 | 436.8567 | 0.0031588 | 436.8567 | 0.0096354 | 675.4879 | 0.024294 | 436.2356 | 0 | 436.2356 | 0.005148 | 436.8567 | 0.00036416 | 674.7295 | 0.0018258 | 436.2356 | 0.042195 | 677.4128 | 0.0002117 | 675.4879 | 0.017707 | 436.2356 | 0.0090425 | 878.2101 | 0.0027667 | 1075.2584 | 0.93733 | 1129.298 | 0.028891 | 1013.6379 | 0.013414 | 1058.3651 | 0 | 1057.7061 | 0 | 1057.6996 | 0.0048228 | 436.236 | 0.18455 | 436.8567 | 0.75601 | 436.2356 | 2.8273 | 436.2356 | 2.6116 | 436.8567 | #REF! | 436.2356 | 13.4256 | 433.9635 | 0.0092293
| 261.6583 | 0.19344 | 261.6583 | 0.382 | 261.6583 | 0.049667 | 261.6583 | -0.029675 | 261.6583 | 0.014674 | 261.6583 | 0 | 445.825 | 0 | 436.4556 | 0.73747 | 261.6583 | -0.07828 | 445.825 | 0 | 436.4556 | 0.1286 | 436.4556 | 0.20948 | 430.6643 | 1.2479 | 436.4556 | 1.384 | 436.4556 | 6.4187 | 437.0766 | 5.1271 | 435.619 | 8.815 | 436.4556 | 70.4635 | 437.0767 | 22.6574 | 437.0767 | 1.9555 | 437.0767 | 0.013258 | 445.825 | 0.18086 | 437.0766 | 0.0064343 | 437.0767 | 0 |  |  | 436.4556 | 0.09672 | 431.1 | 0.00081613 | 437.0767 | 0 | 436.4556 | 0.032925 | 445.4266 | 0.0010168 | 437.0767 | 0 | 437.0767 | 0 | 436.4556 | -0.020766 | 437.0767 | -0.013485 | 437.0767 | -0.0081973 | 437.0767 | -0.021053 | 675.65 | 0.022906 | 436.4556 | 0 | 436.4556 | -0.03838 | 437.0767 | -0.00071269 | 674.8918 | 0 | 436.4556 | -0.018749 | 677.5751 | 0.00029507 | 675.65 | 0.019346 | 436.4556 | 0.0018125 | 878.2869 | 0.0031064 | 1075.5418 | 0.90702 | 1129.3605 | 0.029004 | 1013.6505 | 0.013455 | 1058.4199 | 0 | 1057.7609 | 0 | 1057.7544 | 0.0049126 | 436.456 | 0.18969 | 437.0766 | 0.76394 | 436.4556 | 2.8018 | 436.4556 | 2.6284 | 437.0767 | #REF! | 436.4556 | 13.4179 | 434.183 | 0.0088203
| 261.7327 | 0.20319 | 261.7327 | 0.43524 | 261.7327 | 0.051092 | 261.7327 | 0.022794 | 261.7327 | 0.015817 | 261.7327 | 0 | 445.9379 | 0.017505 | 436.6756 | 0.76221 | 261.7327 | 0.04752 | 445.9379 | 0.029446 | 436.6756 | 0.42089 | 436.6756 | 0.25427 | 430.8836 | 1.2753 | 436.6756 | 1.4887 | 436.6756 | 6.4207 | 437.2966 | 5.1287 | 435.8387 | 8.7725 | 436.6756 | 71.2554 | 437.2966 | 23.4619 | 437.2966 | 2.0988 | 437.2966 | 0.028603 | 445.9379 | 0.16843 | 437.2966 | 0.025008 | 437.2966 | 0.01173 |  |  | 436.6756 | 0.095104 | 431.32 | 0.015157 | 437.2966 | 0.0080216 | 436.6756 | 0.039013 | 445.5414 | 0.00048516 | 437.2966 | 0.029642 | 437.2966 | 0.0098803 | 436.6756 | 0.050061 | 437.2966 | 0.0036837 | 437.2966 | 0.0019329 | 437.2966 | 0.0077583 | 675.8121 | 0.018688 | 436.6756 | 0 | 436.6756 | 0.010657 | 437.2966 | 0.001707 | 675.0541 | 0.0013044 | 436.6756 | 0.068652 | 677.7374 | 0.00024461 | 675.8121 | 0.017597 | 436.6756 | 0.014468 | 878.3637 | 0.0027238 | 1075.8251 | 0.88045 | 1129.423 | 0.029116 | 1013.663 | 0.013496 | 1058.4749 | 0 | 1057.8157 | 0 | 1057.8092 | 0.0049921 | 436.676 | 0.20082 | 437.2966 | 0.77348 | 436.6756 | 2.8704 | 436.6756 | 2.6683 | 437.2966 | #REF! | 436.6756 | 13.6175 | 434.4026 | 0.0095688
| 261.8071 | 0.20592 | 261.8071 | 0.36647 | 261.8071 | 0.048669 | 261.8071 | -0.029987 | 261.8071 | 0.0083594 | 261.8071 | 0 | 446.0509 | 0 | 436.8956 | 0.75184 | 261.8071 | -0.09165 | 446.0509 | 0 | 436.8956 | 0.17338 | 436.8956 | 0.20834 | 431.1029 | 1.1756 | 436.8956 | 1.3048 | 436.8956 | 6.0772 | 437.5165 | 4.8544 | 436.0585 | 8.5947 | 436.8956 | 72.3857 | 437.5165 | 24.0111 | 437.5165 | 2.1197 | 437.5165 | 0.013689 | 446.0509 | 0.17522 | 437.5165 | 0.0049457 | 437.5165 | 0.00054355 |  |  | 436.8956 | 0.086644 | 431.54 | -0.021569 | 437.5165 | 0 | 436.8956 | 0.034752 | 445.6561 | 0.00097527 | 437.5165 | 0 | 437.5165 | 0 | 436.8956 | -0.03023 | 437.5165 | -0.010708 | 437.5165 | -0.0051287 | 437.5165 | -0.020867 | 675.9742 | 0.020717 | 436.8956 | 0 | 436.8956 | -0.0084034 | 437.5165 | -0.0016134 | 675.2164 | 0 | 436.8956 | -0.061842 | 677.8997 | 0.00031372 | 675.9742 | 0.019127 | 436.8956 | 0.010851 | 878.4405 | 0.0022547 | 1076.1086 | 0.84689 | 1129.4855 | 0.029229 | 1013.6757 | 0.013536 | 1058.5298 | 0 | 1057.8705 | 0 | 1057.864 | 0.0050546 | 436.896 | 0.20445 | 437.5165 | 0.77458 | 436.8956 | 2.8837 | 436.8956 | 2.7028 | 437.5165 | #REF! | 436.8956 | 13.8417 | 434.6221 | 0.0090728
| 261.8815 | 0.21726 | 261.8815 | 0.38305 | 261.8815 | 0.051577 | 261.8815 | 0.036588 | 261.8815 | 0.015005 | 261.8815 | 0 | 446.1638 | 0.034408 | 437.1157 | 0.75878 | 261.8815 | 0.02996 | 446.1638 | 0.013044 | 437.1157 | 0.41802 | 437.1157 | 0.2318 | 431.3223 | 1.1953 | 437.1157 | 1.4257 | 437.1157 | 6.0874 | 437.7365 | 4.8625 | 436.2783 | 8.5088 | 437.1157 | 73.4765 | 437.7365 | 24.6217 | 437.7365 | 2.2418 | 437.7365 | 0.031982 | 446.1638 | 0.22652 | 437.7365 | 0.029936 | 437.7365 | 0.0075897 |  |  | 437.1157 | 0.10685 | 431.76 | 0.0064125 | 437.7365 | 0.0056212 | 437.1157 | 0.050783 | 445.7708 | 0.00049964 | 437.7365 | 0.042192 | 437.7365 | 0.0085933 | 437.1157 | 0.029028 | 437.7365 | -0.00096915 | 437.7365 | 0.00087693 | 437.7365 | 0.01022 | 676.1364 | 0.023867 | 437.1157 | 0 | 437.1157 | 0.0060439 | 437.7365 | 0.0019863 | 675.3787 | 0.0013044 | 437.1157 | 0.014374 | 678.062 | 0.00021719 | 676.1364 | 0.018034 | 437.1157 | 0.010851 | 878.5173 | 0.0024775 | 1076.3925 | 0.81957 | 1129.548 | 0.029347 | 1013.6882 | 0.013575 | 1058.5846 | 0 | 1057.9253 | 0 | 1057.9188 | 0.0050921 | 437.116 | 0.2045 | 437.7365 | 0.77924 | 437.1157 | 2.9573 | 437.1157 | 2.7232 | 437.7365 | #REF! | 437.1157 | 14.0132 | 434.8417 | 0.0094028
| 261.9559 | 0.21843 | 261.9559 | 0.42277 | 261.9559 | 0.051349 | 261.9559 | -0.02516 | 261.9559 | 0.014028 | 261.9559 | 0 | 446.2767 | 0 | 437.3357 | 0.72236 | 261.9559 | -0.07447 | 446.2767 | 0 | 437.3357 | 0.20074 | 437.3357 | 0.19693 | 431.5416 | 1.0778 | 437.3357 | 1.1979 | 437.3357 | 5.6213 | 437.9565 | 4.4902 | 436.4981 | 8.2458 | 437.3357 | 73.7368 | 437.9565 | 24.8464 | 437.9565 | 2.2312 | 437.9565 | 0.014804 | 446.2767 | 0.18264 | 437.9565 | 0.006339 | 437.9565 | 0 |  |  | 437.3357 | 0.078627 | 431.98 | -0.0072287 | 437.9565 | 0 | 437.3357 | 0.038658 | 445.8855 | 0.00096727 | 437.9565 | 0 | 437.9565 | 0 | 437.3357 | -0.03865 | 437.9565 | -0.014529 | 437.9565 | -0.0057399 | 437.9565 | -0.020625 | 676.2985 | 0.020824 | 437.3357 | 0 | 437.3357 | -0.018715 | 437.9565 | -0.00097327 | 675.541 | 0 | 437.3357 | -0.053576 | 678.2243 | 0.00032249 | 676.2985 | 0.020111 | 437.3357 | 0 | 878.5941 | 0.0026856 | 1076.6763 | 0.7838 | 1129.6105 | 0.02946 | 1013.7008 | 0.013615 | 1058.6395 | 0 | 1057.9802 | 0 | 1057.9736 | 0.0051058 | 437.336 | 0.20683 | 437.9565 | 0.7752 | 437.3357 | 2.9538 | 437.3357 | 2.7489 | 437.9565 | #REF! | 437.3357 | 14.053 | 435.0613 | 0.0085096
| 262.0303 | 0.22778 | 262.0303 | 0.51527 | 262.0303 | 0.053772 | 262.0303 | 0.031077 | 262.0303 | 0.016132 | 262.0303 | 0 | 446.3897 | 0.0094255 | 437.5558 | 0.7632 | 262.0303 | 0.00573 | 446.3897 | 0.032885 | 437.5558 | 0.56218 | 437.5558 | 0.22565 | 431.761 | 1.0871 | 437.5558 | 1.3371 | 437.5558 | 5.7864 | 438.1765 | 4.6221 | 436.7179 | 8.1175 | 437.5558 | 75.947 | 438.1765 | 25.9155 | 438.1765 | 2.3713 | 438.1765 | 0.028629 | 446.3897 | 0.19716 | 438.1765 | 0.022905 | 438.1764 | 0.011283 |  |  | 437.5558 | 0.088942 | 432.2 | 0.0092106 | 438.1765 | 0.014364 | 437.5558 | 0.047993 | 446.0002 | 0.00047715 | 438.1765 | 0.040231 | 438.1764 | 0.0033143 | 437.5558 | 0.02033 | 438.1765 | 0.003146 | 438.1765 | -0.0022071 | 438.1765 | 0.013228 | 676.4606 | 0.021518 | 437.5558 | 0 | 437.5558 | 0.021476 | 438.1765 | -0.00017958 | 675.7033 | 0.0018258 | 437.5558 | 0.050133 | 678.3866 | 0.00022158 | 676.4606 | 0.018909 | 437.5558 | 0.0090425 | 878.6709 | 0.0026728 | 1076.9603 | 0.7586 | 1129.673 | 0.029572 | 1013.7134 | 0.013653 | 1058.6945 | 0 | 1058.035 | 0 | 1058.0286 | 0.0050933 | 437.556 | 0.22135 | 438.1765 | 0.80313 | 437.5558 | 3.0641 | 437.5558 | 2.7746 | 438.1765 | #REF! | 437.5558 | 14.5109 | 435.2808 | 0.0090732
| 262.1047 | 0.2277 | 262.1047 | 0.38736 | 262.1047 | 0.052432 | 262.1047 | -0.0088434 | 262.1047 | 0.0087804 | 262.1047 | 0 | 446.5026 | 0 | 437.7759 | 0.70157 | 262.1047 | -0.19489 | 446.5026 | 0 | 437.7759 | 0.15996 | 437.7759 | 0.16885 | 431.9804 | 1.0163 | 437.7759 | 1.1495 | 437.7759 | 5.3619 | 438.3965 | 4.283 | 436.9377 | 7.9165 | 437.7759 | 77.0412 | 438.3965 | 26.4465 | 438.3965 | 2.4095 | 438.3965 | 0.015646 | 446.5026 | 0.17992 | 438.3965 | 0.0051512 | 438.3965 | 0 |  |  | 437.7759 | 0.092338 | 432.42 | -0.0026815 | 438.3965 | 0 | 437.7759 | 0.027801 | 446.115 | 0.00091238 | 438.3965 | 0 | 438.3965 | 0 | 437.7759 | -0.03865 | 438.3965 | -0.012135 | 438.3965 | -0.0092509 | 438.3965 | -0.024913 | 676.6228 | 0.027605 | 437.7759 | 0 | 437.7759 | -0.011768 | 438.3965 | -0.0062369 | 675.8656 | 0 | 437.7759 | -0.053316 | 678.5489 | 0.00031591 | 676.6228 | 0.019565 | 437.7759 | 0 | 878.7477 | 0.002542 | 1077.2445 | 0.73174 | 1129.7355 | 0.029685 | 1013.726 | 0.013691 | 1058.7494 | 0 | 1058.0898 | 0 | 1058.0834 | 0.0050603 | 437.776 | 0.21712 | 438.3965 | 0.78882 | 437.7759 | 3.1068 | 437.7759 | 2.7684 | 438.3965 | #REF! | 437.7759 | 14.7011 | 435.5004 | 0.0093518
| 262.1791 | 0.23811 | 262.1791 | 0.4104 | 262.1791 | 0.054884 | 262.1791 | 0.033599 | 262.1791 | 0.0090811 | 262.1791 | 0 | 446.6155 | 0.010831 | 437.996 | 0.76085 | 262.1791 | -0.11573 | 446.6155 | 0.0085722 | 437.996 | 0.49454 | 437.996 | 0.2502 | 432.1998 | 1.0261 | 437.996 | 1.3129 | 437.996 | 5.5909 | 438.6165 | 4.4659 | 437.1575 | 7.8078 | 437.996 | 79.0532 | 438.6165 | 27.4417 | 438.6165 | 2.5828 | 438.6165 | 0.045849 | 446.6155 | 0.1981 | 438.6165 | 0.039382 | 438.6165 | 0.018267 |  |  | 437.996 | 0.11134 | 432.64 | -0.0023318 | 438.6165 | 0.020938 | 437.996 | 0.050783 | 446.2297 | 0.00044209 | 438.6165 | 0.037268 | 438.6165 | 0.016937 | 437.996 | 0.051165 | 438.6165 | 0.0178 | 438.6165 | 0.0080559 | 438.6165 | 0.031412 | 676.785 | 0.016339 | 437.996 | 0 | 437.996 | 0.043089 | 438.6165 | 0.0058044 | 676.028 | 0.0013044 | 437.996 | 0.045346 | 678.7113 | 0.00026436 | 676.785 | 0.018581 | 437.996 | 0.0090425 | 878.8246 | 0.0021784 | 1077.5288 | 0.70854 | 1129.798 | 0.029803 | 1013.7386 | 0.013729 | 1058.8043 | 0 | 1058.1446 | 0 | 1058.1382 | 0.0050137 | 437.996 | 0.23931 | 438.6165 | 0.82031 | 437.996 | 3.2238 | 437.996 | 2.8428 | 438.6165 | #REF! | 437.996 | 15.1453 | 435.7201 | 0.010324
| 262.2536 | 0.23899 | 262.2536 | 0.46506 | 262.2536 | 0.053687 | 262.2536 | -0.027963 | 262.2536 | 0.012945 | 262.2536 | 0 | 446.7285 | 0 | 438.2161 | 0.73112 | 262.2536 | -0.26404 | 446.7285 | 0 | 438.2161 | 0.038767 | 438.2161 | 0.17898 | 432.4192 | 0.96006 | 438.2161 | 1.1209 | 438.2161 | 5.1886 | 438.8365 | 4.1446 | 437.3774 | 7.5974 | 438.2161 | 80.3389 | 438.8365 | 28.1681 | 438.8365 | 2.6573 | 438.8365 | 0.016298 | 446.7285 | 0.18911 | 438.8365 | 0.0069559 | 438.8365 | 0.00097886 |  |  | 438.2161 | 0.077105 | 432.87 | -0.0079281 | 438.8365 | 0 | 438.2161 | 0.033027 | 446.3444 | 0.00096879 | 438.8365 | 0 | 438.8365 | 0 | 438.2161 | -0.047116 | 438.8365 | -0.010636 | 438.8365 | -0.011706 | 438.8365 | -0.019445 | 676.9471 | 0.025789 | 438.2161 | 0 | 438.2161 | -0.012601 | 438.8365 | 0.0010944 | 676.1903 | 0 | 438.2161 | -0.055603 | 678.8736 | 0.00029178 | 676.9471 | 0.019783 | 438.2161 | 0 | 878.9014 | 0.0019553 | 1077.8132 | 0.68179 | 1129.8605 | 0.029915 | 1013.7512 | 0.013766 | 1058.8592 | 0 | 1058.1996 | 0 | 1058.1931 | 0.0049614 | 438.216 | 0.23661 | 438.8365 | 0.82221 | 438.2161 | 3.2519 | 438.2161 | 2.8737 | 438.8365 | #REF! | 438.2161 | 15.3537 | 435.9397 | 0.0098647
| 262.328 | 0.24785 | 262.328 | 0.47348 | 262.328 | 0.05802 | 262.328 | 0.02706 | 262.328 | 0.016373 | 262.328 | 0 | 446.8414 | 0.0076692 | 438.4362 | 0.75264 | 262.328 | -0.15272 | 446.8414 | 0.0022362 | 438.4362 | 0.32748 | 438.4362 | 0.21111 | 432.6386 | 0.97856 | 438.4362 | 1.2147 | 438.4362 | 5.2717 | 439.0566 | 4.2109 | 437.5972 | 7.466 | 438.4362 | 81.7396 | 439.0566 | 29.1016 | 439.0566 | 2.8114 | 439.0566 | 0.038225 | 446.8414 | 0.20541 | 439.0566 | 0.026248 | 439.0566 | 0.011014 |  |  | 438.4362 | 0.085144 | 433.09 | -0.018072 | 439.0566 | 0.012673 | 438.4362 | 0.038912 | 446.4592 | 0.00053242 | 439.0566 | 0.037741 | 439.0566 | 0.0087691 | 438.4362 | 0.013827 | 439.0566 | 0.0024981 | 439.0566 | -0.0019558 | 439.0566 | 0.015788 | 677.1093 | 0.028619 | 438.4362 | 0 | 438.4362 | 0.027266 | 439.0565 | 0.00028309 | 676.3527 | 0.0013044 | 438.4362 | 0.027915 | 679.036 | 0.00028958 | 677.1093 | 0.019237 | 438.4362 | 0.0090425 | 878.9783 | 0.0025838 | 1078.0979 | 0.66075 | 1129.923 | 0.030033 | 1013.7637 | 0.013802 | 1058.9142 | 0 | 1058.2544 | 0 | 1058.2479 | 0.0049103 | 438.436 | 0.25128 | 439.0566 | 0.8402 | 438.4362 | 3.3574 | 438.4362 | 2.9437 | 439.0565 | #REF! | 438.4362 | 15.8022 | 436.1593 | 0.010758
| 262.4024 | 0.2536 | 262.4024 | 0.46489 | 262.4024 | 0.056452 | 262.4024 | -0.019244 | 262.4024 | 0.0007564 | 262.4024 | 0 | 446.9544 | 0 | 438.6564 | 0.69766 | 262.4024 | -0.28934 | 446.9544 | 0 | 438.6564 | 0.27009 | 438.6564 | 0.1615 | 432.858 | 0.91625 | 438.6564 | 1.0147 | 438.6564 | 4.8644 | 439.2766 | 3.8856 | 437.8171 | 7.1856 | 438.6564 | 81.3113 | 439.2766 | 29.6738 | 439.2766 | 2.8373 | 439.2766 | 0.021071 | 446.9544 | 0.19089 | 439.2766 | 0 | 439.2766 | 0 |  |  | 438.6564 | 0.061129 | 433.31 | -0.008278 | 439.2766 | 0 | 438.6564 | 0.036223 | 446.5739 | 0.0010561 | 439.2766 | 0 | 439.2766 | 0 | 438.6564 | -0.036347 | 439.2766 | -0.018595 | 439.2766 | -0.0093904 | 439.2766 | -0.023101 | 677.2715 | 0.021571 | 438.6564 | 0 | 438.6564 | 0.0076916 | 439.2766 | -0.0026212 | 676.515 | 0 | 438.6564 | -0.051068 | 679.1984 | 0.00026216 | 677.2715 | 0.020658 | 438.6564 | 0 | 879.0552 | 0.0025687 | 1078.3827 | 0.64203 | 1129.9855 | 0.030146 | 1013.7763 | 0.013837 | 1058.9691 | 0 | 1058.3093 | 0 | 1058.3027 | 0.0048705 | 438.656 | 0.25128 | 439.2766 | 0.84225 | 438.6564 | 3.3477 | 438.6564 | 3.0004 | 439.2766 | #REF! | 438.6564 | 15.7854 | 436.379 | 0.0099457
| 262.4769 | 0.26309 | 262.4769 | 0.47908 | 262.4769 | 0.059817 | 262.4769 | 0.029644 | 262.4769 | 0.011667 | 262.4769 | 0 | 447.0673 | 0.031866 | 438.8765 | 0.76301 | 262.4769 | -0.1213 | 447.0673 | 0.045781 | 438.8765 | 0.46418 | 438.8765 | 0.22371 | 433.0774 | 0.92054 | 438.8765 | 1.1627 | 438.8765 | 5.0934 | 439.4967 | 4.0685 | 438.037 | 7.1928 | 438.8765 | 82.8455 | 439.4967 | 30.5706 | 439.4967 | 3.0421 | 439.4967 | 0.043197 | 447.0673 | 0.19893 | 439.4967 | 0.033585 | 439.4967 | 0.015491 |  |  | 438.8765 | 0.10028 | 433.53 | 0.016555 | 439.4967 | 0.0098224 | 438.8765 | 0.054081 | 446.6887 | 0.00053051 | 439.4967 | 0.033444 | 439.4967 | 0.0058304 | 438.8765 | 0.057054 | 439.4967 | 0.010415 | 439.4967 | 0.0047632 | 439.4967 | 0.019595 | 677.4336 | 0.022372 | 438.8765 | 0 | 438.8765 | 0.026032 | 439.4967 | -0.0011563 | 676.6774 | 0.0013044 | 438.8765 | 0.03441 | 679.3607 | 0.00033127 | 677.4336 | 0.019455 | 438.8765 | 0 | 879.132 | 0.0016743 | 1078.6676 | 0.61507 | 1130.0481 | 0.030264 | 1013.7889 | 0.013872 | 1059.024 | 0 | 1058.3641 | 0 | 1058.3577 | 0.0048478 | 438.877 | 0.26046 | 439.4967 | 0.85811 | 438.8765 | 3.4421 | 438.8765 | 3.0757 | 439.4967 | #REF! | 438.8765 | 16.1184 | 436.5986 | 0.01045
| 262.5513 | 0.26536 | 262.5513 | 0.56515 | 262.5513 | 0.05879 | 262.5513 | -0.022295 | 262.5513 | 0.016147 | 262.5513 | 0 | 447.1803 | 0 | 439.0967 | 0.69177 | 262.5513 | -0.22484 | 447.1803 | 0 | 439.0967 | 0.30163 | 439.0967 | 0.1426 | 433.2969 | 0.83297 | 439.0967 | 0.94584 | 439.0967 | 4.7246 | 439.7168 | 3.7739 | 438.2568 | 6.9997 | 439.0967 | 82.3887 | 439.7168 | 30.8932 | 439.7168 | 3.0504 | 439.7168 | 0.020841 | 447.1803 | 0.1817 | 439.7168 | 0.0083729 | 439.7168 | 0 |  |  | 439.0967 | 0.075113 | 433.75 | -0.0026815 | 439.7168 | 0 | 439.0967 | 0.039926 | 446.8034 | 0.001045 | 439.7168 | 0 | 439.7168 | 0 | 439.0967 | -0.049324 | 439.7168 | -0.018076 | 439.7168 | -0.010805 | 439.7168 | -0.024778 | 677.5958 | 0.016339 | 439.0967 | 0 | 439.0967 | -0.010024 | 439.7168 | -0.0015915 | 676.8397 | 0 | 439.0967 | -0.061402 | 679.5231 | 0.00024351 | 677.5958 | 0.020658 | 439.0967 | 0 | 879.209 | 0.0016446 | 1078.9526 | 0.59818 | 1130.1106 | 0.030381 | 1013.8015 | 0.013906 | 1059.079 | 0 | 1058.4191 | 0 | 1058.4126 | 0.0048501 | 439.097 | 0.26815 | 439.7168 | 0.84633 | 439.0967 | 3.45 | 439.0967 | 3.127 | 439.7168 | #REF! | 439.0967 | 16.0713 | 436.8183 | 0.010307
| 262.6257 | 0.27899 | 262.6257 | 0.54674 | 262.6257 | 0.062611 | 262.6257 | 0.041726 | 262.6257 | 0.0014784 | 262.6257 | 0 | 447.2932 | 0 | 439.3169 | 0.73496 | 262.6257 | -0.01307 | 447.2932 | 0.044706 | 439.3169 | 0.34956 | 439.3169 | 0.20214 | 433.5163 | 0.85436 | 439.3169 | 1.0806 | 439.3169 | 4.8107 | 439.9369 | 3.8427 | 438.4767 | 6.9764 | 439.3169 | 82.6238 | 439.9369 | 31.5013 | 439.9369 | 3.1922 | 439.9369 | 0.046101 | 447.2932 | 0.19862 | 439.9369 | 0.035952 | 439.9369 | 0.016387 |  |  | 439.3169 | 0.083081 | 433.97 | 0.0029147 | 439.9369 | 0.0058702 | 439.3169 | 0.046826 | 446.9182 | 0.00052098 | 439.9369 | 0.034281 | 439.9369 | 0.0087689 | 439.3169 | 0.040858 | 439.9369 | 0.0063502 | 439.9369 | 0.0032448 | 439.9369 | 0.018118 | 677.758 | 0.02328 | 439.3169 | 0 | 439.3169 | 0.023181 | 439.9369 | -0.0037295 | 677.0021 | 0.0013044 | 439.3169 | 0.033122 | 679.6855 | 0.00034662 | 677.758 | 0.019127 | 439.3169 | 0.0090425 | 879.2859 | 0.0025433 | 1079.2379 | 0.58007 | 1130.1732 | 0.030499 | 1013.8141 | 0.013939 | 1059.1339 | 0 | 1058.4739 | 0 | 1058.4674 | 0.0048785 | 439.317 | 0.2896 | 439.9369 | 0.86185 | 439.3169 | 3.5173 | 439.3169 | 3.1934 | 439.9369 | #REF! | 439.3169 | 16.3078 | 437.038 | 0.011751
| 262.7002 | 0.28309 | 262.7002 | 0.49739 | 262.7002 | 0.062354 | 262.7002 | -0.030983 | 262.7002 | 0.013577 | 262.7002 | 0 | 447.4062 | 0 | 439.5371 | 0.69087 | 262.7002 | -0.20925 | 447.4062 | 0 | 439.5371 | 0.23947 | 439.5371 | 0.13952 | 433.7358 | 0.78686 | 439.5371 | 0.88649 | 439.5371 | 4.4014 | 440.157 | 3.5157 | 438.6966 | 6.8513 | 439.5371 | 82.1704 | 440.157 | 31.8435 | 440.157 | 3.2171 | 440.157 | 0.030111 | 447.4062 | 0.16926 | 440.157 | 0.0092556 | 440.157 | 0 |  |  | 439.5371 | 0.058016 | 434.19 | -0.033112 | 440.157 | 0 | 439.5371 | 0.036578 | 447.033 | 0.0010336 | 440.157 | 0 | 440.157 | 0 | 439.5371 | -0.037177 | 440.157 | -0.010714 | 440.157 | -0.0089724 | 440.157 | -0.013305 | 677.9202 | 0.018581 | 439.5371 | 0 | 439.5371 | -0.01159 | 440.157 | 0.0026651 | 677.1644 | 0 | 439.5371 | -0.034832 | 679.8479 | 0.00016015 | 677.9202 | 0.020548 | 439.5371 | 0 | 879.3629 | 0.0031579 | 1079.5233 | 0.55885 | 1130.2357 | 0.030612 | 1013.8267 | 0.013972 | 1059.1888 | 0 | 1058.5288 | 0 | 1058.5223 | 0.0049308 | 439.537 | 0.28621 | 440.157 | 0.85168 | 439.5371 | 3.4859 | 439.5371 | 3.2103 | 440.157 | #REF! | 439.5371 | 16.2581 | 437.2577 | 0.010363
| 262.7746 | 0.29353 | 262.7746 | 0.53923 | 262.7746 | 0.064892 | 262.7746 | 0.031762 | 262.7746 | 0.014388 | 262.7746 | 0 | 447.5191 | 0.0031028 | 439.7573 | 0.68842 | 262.7746 | -0.1175 | 447.5191 | 0.03396 | 439.7573 | 0.29742 | 439.7573 | 0.20462 | 433.9553 | 0.82333 | 439.7573 | 1.0279 | 439.7573 | 4.5898 | 440.3771 | 3.6663 | 438.9165 | 6.8718 | 439.7573 | 82.995 | 440.3771 | 32.8255 | 440.3771 | 3.4102 | 440.3771 | 0.043988 | 447.5191 | 0.212 | 440.3771 | 0.035102 | 440.3771 | 0.013253 |  |  | 439.7573 | 0.090193 | 434.41 | -0.0044305 | 440.3771 | 0.014032 | 439.7573 | 0.035056 | 447.1477 | 0.0005145 | 440.3771 | 0.027664 | 440.3771 | 0.0054049 | 439.7573 | 0.039386 | 440.3771 | 0.0042003 | 440.3771 | -0.00090274 | 440.3771 | 0.01271 | 678.0824 | 0.018688 | 439.7573 | 0 | 439.7573 | 0.0054846 | 440.3771 | 0.0060143 | 677.3268 | 0.0023475 | 439.7573 | 0.031072 | 680.0103 | 0.00037953 | 678.0824 | 0.01869 | 439.7573 | 0 | 879.4398 | 0.0031225 | 1079.8088 | 0.53449 | 1130.2983 | 0.03073 | 1013.8393 | 0.014003 | 1059.2438 | 0 | 1058.5837 | 0 | 1058.5772 | 0.0050001 | 439.757 | 0.30017 | 440.3771 | 0.85825 | 439.7573 | 3.5974 | 439.7573 | 3.2652 | 440.3771 | #REF! | 439.7573 | 16.5498 | 437.4774 | 0.0115
| 262.8491 | 0.29642 | 262.8491 | 0.58381 | 262.8491 | 0.065975 | 262.8491 | -0.040263 | 262.8491 | 0.010675 | 262.8491 | 0 | 447.6321 | 0 | 439.9775 | 0.69119 | 262.8491 | -0.31023 | 447.6321 | 0 | 439.9775 | 0.18014 | 439.9775 | 0.14078 | 434.1748 | 0.73052 | 439.9775 | 0.85059 | 439.9775 | 4.2514 | 440.5972 | 3.396 | 439.1365 | 6.6957 | 439.9775 | 83.2058 | 440.5973 | 33.3739 | 440.5973 | 3.4613 | 440.5973 | 0.031334 | 447.6321 | 0.22589 | 440.5972 | 0.0092789 | 440.5973 | 0 |  |  | 439.9775 | 0.055351 | 434.63 | -0.016672 | 440.5973 | 0 | 439.9775 | 0.032925 | 447.2625 | 0.001045 | 440.5973 | 0 | 440.5973 | 0 | 439.9775 | -0.022242 | 440.5973 | -0.011518 | 440.5973 | -0.0088782 | 440.5973 | -0.014081 | 678.2446 | 0.01746 | 439.9775 | 0 | 439.9775 | -0.014101 | 440.5973 | -0.0040792 | 677.4892 | 0 | 439.9775 | -0.06933 | 680.1727 | 0.00019964 | 678.2446 | 0.020002 | 439.9775 | 0 | 879.5168 | 0.0032121 | 1080.0945 | 0.51518 | 1130.3608 | 0.030848 | 1013.8519 | 0.014034 | 1059.2988 | 0 | 1058.6385 | 0 | 1058.6321 | 0.0050774 | 439.978 | 0.30914 | 440.5972 | 0.86871 | 439.9775 | 3.6187 | 439.9775 | 3.2962 | 440.5973 | #REF! | 439.9775 | 16.7528 | 437.6971 | 0.010773
| 262.9235 | 0.30949 | 262.9235 | 0.6044 | 262.9235 | 0.070166 | 262.9235 | 0.040543 | 262.9235 | 0.012915 | 262.9235 | 0 | 447.745 | 0.0059129 | 440.1977 | 0.73395 | 262.9235 | -0.21634 | 447.745 | 0.051369 | 440.1977 | 0.44318 | 440.1977 | 0.20636 | 434.3943 | 0.78076 | 440.1977 | 0.97075 | 440.1977 | 4.3821 | 440.8174 | 3.5004 | 439.3564 | 6.6667 | 440.1977 | 83.6634 | 440.8174 | 33.981 | 440.8174 | 3.6278 | 440.8174 | 0.054154 | 447.745 | 0.19747 | 440.8174 | 0.039966 | 440.8174 | 0.0197 |  |  | 440.1977 | 0.079201 | 434.85 | 0.017256 | 440.8174 | 0.010151 | 440.1977 | 0.050225 | 447.3773 | 0.00053165 | 440.8174 | 0.050665 | 440.8174 | 0.013418 | 440.1977 | 0.083557 | 440.8174 | 0.0091263 | 440.8174 | 0.0057537 | 440.8174 | 0.015378 | 678.4069 | 0.024241 | 440.1977 | 0 | 440.1977 | 6.014e-05 | 440.8174 | 0.0015194 | 677.6516 | 0.0018258 | 440.1977 | 0.041257 | 680.3351 | 0.00038282 | 678.4069 | 0.018581 | 440.1977 | 0 | 879.5938 | 0.0027815 | 1080.3804 | 0.50062 | 1130.4235 | 0.030965 | 1013.8644 | 0.014064 | 1059.3538 | 0 | 1058.6935 | 0 | 1058.687 | 0.0051524 | 440.198 | 0.31419 | 440.8174 | 0.87969 | 440.1977 | 3.6835 | 440.1977 | 3.3316 | 440.8174 | #REF! | 440.1977 | 17.0211 | 437.9169 | 0.012063
| 262.998 | 0.3086 | 262.998 | 0.51855 | 262.998 | 0.069796 | 262.998 | -0.046148 | 262.998 | 0.011607 | 262.998 | 0 | 447.858 | 0 | 440.418 | 0.67525 | 262.998 | -0.34077 | 447.858 | 0 | 440.418 | 0.056557 | 440.418 | 0.13195 | 434.6138 | 0.70991 | 440.418 | 0.80883 | 440.418 | 3.9505 | 441.0376 | 3.1556 | 439.5763 | 6.4341 | 440.418 | 83.2478 | 441.0376 | 34.3406 | 441.0376 | 3.6462 | 441.0376 | 0.031585 | 447.858 | 0.19152 | 441.0376 | 0.0078826 | 441.0376 | 0 |  |  | 440.418 | 0.052379 | 435.07 | -0.020171 | 441.0376 | 0 | 440.418 | 0.0312 | 447.4921 | 0.0010702 | 441.0376 | 0 | 441.0376 | 0 | 440.418 | -0.028376 | 441.0376 | -0.013379 | 441.0376 | -0.0067073 | 441.0376 | -0.01169 | 678.5691 | 0.021037 | 440.418 | 0 | 440.418 | 0.020937 | 441.0376 | 0.00053528 | 677.814 | 0 | 440.418 | -0.025935 | 680.4975 | 0.00019964 | 678.5691 | 0.020658 | 440.418 | 0.0090425 | 879.6708 | 0.0031497 | 1080.6663 | 0.48 | 1130.4861 | 0.031088 | 1013.877 | 0.014093 | 1059.4087 | 0 | 1058.7484 | 0 | 1058.7419 | 0.0052126 | 440.418 | 0.33025 | 441.0376 | 0.86853 | 440.418 | 3.7245 | 440.418 | 3.375 | 441.0376 | #REF! | 440.418 | 17.1037 | 438.1366 | 0.011128
| 263.0725 | 0.32475 | 263.0724 | 0.57561 | 263.0725 | 0.073958 | 263.0725 | 0.03444 | 263.0725 | 0.012629 | 263.0725 | 0 | 447.971 | 0.011533 | 440.6383 | 0.72284 | 263.0725 | -0.20812 | 447.971 | 0.061041 | 440.6383 | 0.46329 | 440.6383 | 0.18291 | 434.8333 | 0.73435 | 440.6383 | 0.91653 | 440.6383 | 4.0083 | 441.2577 | 3.2017 | 439.7963 | 6.3805 | 440.6383 | 83.9741 | 441.2578 | 35.4363 | 441.2578 | 3.8734 | 441.2578 | 0.049282 | 447.971 | 0.19507 | 441.2577 | 0.034552 | 441.2577 | 0.012894 |  |  | 440.6383 | 0.075259 | 435.29 | -0.0037309 | 441.2578 | 0.0063981 | 440.6383 | 0.043731 | 447.6069 | 0.00053966 | 441.2578 | 0.02223 | 441.2577 | 0.0088083 | 440.6383 | 0.047852 | 441.2578 | 0.0035679 | 441.2578 | -0.0016071 | 441.2578 | 0.015195 | 678.7313 | 0.019649 | 440.6383 | 0 | 440.6383 | 0.00013038 | 441.2578 | 0.0064902 | 677.9764 | 0.0018258 | 440.6383 | 0.024047 | 680.66 | 0.00033785 | 678.7313 | 0.019674 | 440.6383 | 0.0090425 | 879.7477 | 0.0026938 | 1080.9524 | 0.46474 | 1130.5486 | 0.031206 | 1013.8896 | 0.014121 | 1059.4637 | 0 | 1058.8033 | 0 | 1058.7969 | 0.0052489 | 440.638 | 0.33976 | 441.2577 | 0.88956 | 440.6383 | 3.8225 | 440.6383 | 3.4069 | 441.2578 | #REF! | 440.6383 | 17.3948 | 438.3564 | 0.012255
| 263.1469 | 0.32632 | 263.1469 | 0.62299 | 263.1469 | 0.07259 | 263.1469 | -0.041072 | 263.1469 | 0.011081 | 263.1469 | 0 | 448.0839 | 0 | 440.8585 | 0.69027 | 263.1469 | -0.28834 | 448.0839 | 0 | 440.8585 | 0.093097 | 440.8585 | 0.12014 | 435.0529 | 0.69769 | 440.8585 | 0.80297 | 440.8585 | 3.7904 | 441.478 | 3.0277 | 440.0163 | 6.1563 | 440.8585 | 83.3645 | 441.4779 | 35.8671 | 441.4779 | 3.9349 | 441.4779 | 0.038976 | 448.0839 | 0.21105 | 441.478 | 0.014277 | 441.4779 | 0.0044823 |  |  | 440.8585 | 0.057845 | 435.51 | 0.022503 | 441.4779 | 0 | 440.8585 | 0.032367 | 447.7217 | 0.0010313 | 441.4779 | 0 | 441.4779 | 0 | 440.8585 | -0.049324 | 441.4779 | -0.011074 | 441.4779 | -0.0022461 | 441.4779 | -0.01319 | 678.8936 | 0.016499 | 440.8585 | 0 | 440.8585 | -0.0091448 | 441.4779 | -0.0021943 | 678.1388 | 0 | 440.8585 | -0.043549 | 680.8224 | 0.00020732 | 678.8936 | 0.020439 | 440.8585 | -0.0054302 | 879.8248 | 0.0022362 | 1081.2388 | 0.44881 | 1130.6112 | 0.031324 | 1013.9022 | 0.014147 | 1059.5187 | 0 | 1058.8583 | 0 | 1058.8518 | 0.0052592 | 440.859 | 0.3445 | 441.478 | 0.88413 | 440.8585 | 3.8365 | 440.8585 | 3.4866 | 441.4779 | #REF! | 440.8585 | 17.4964 | 438.5762 | 0.012042
| 263.2214 | 0.33885 | 263.2214 | 0.69604 | 263.2214 | 0.074899 | 263.2214 | 0.020988 | 263.2214 | 0.026206 | 263.2214 | 0 | 448.1969 | 0.016451 | 441.0788 | 0.72047 | 263.2214 | -0.12403 | 448.1969 | 0.010063 | 441.0788 | 0.35057 | 441.0788 | 0.17982 | 435.2724 | 0.69958 | 441.0788 | 0.87624 | 441.0788 | 3.9373 | 441.6982 | 3.1451 | 440.2362 | 6.0501 | 441.0788 | 83.8734 | 441.6982 | 36.5973 | 441.6982 | 4.1045 | 441.6982 | 0.061281 | 448.1969 | 0.2052 | 441.6982 | 0.041665 | 441.6981 | 0.015312 |  |  | 441.0788 | 0.076165 | 435.73 | -0.018771 | 441.6982 | 0.010365 | 441.0788 | 0.044442 | 447.8365 | 0.00049164 | 441.6982 | 0.028836 | 441.6981 | 0.012958 | 441.0788 | 0.027 | 441.6982 | 0.0090134 | 441.6982 | 0.0043585 | 441.6982 | 0.012332 | 679.0558 | 0.022906 | 441.0788 | 0 | 441.0788 | 0.022636 | 441.6982 | 0.002908 | 678.3012 | 0.0023475 | 441.0788 | 0.034418 | 680.9849 | 0.0003203 | 679.0558 | 0.019127 | 441.0788 | 0.018085 | 879.9018 | 0.001603 | 1081.5251 | 0.43238 | 1130.6738 | 0.031447 | 1013.9148 | 0.014173 | 1059.5737 | 0 | 1058.9132 | 0 | 1058.9067 | 0.0052421 | 441.079 | 0.37587 | 441.6982 | 0.90479 | 441.0788 | 3.9416 | 441.0788 | 3.5574 | 441.6982 | #REF! | 441.0788 | 17.7593 | 438.796 | 0.012482
| 263.2959 | 0.34364 | 263.2959 | 0.59169 | 263.2959 | 0.075241 | 263.2959 | -0.029115 | 263.2959 | 0.011141 | 263.2959 | 0 | 448.3098 | 0 | 441.2992 | 0.6703 | 263.2959 | -0.25305 | 448.3098 | 0 | 441.2992 | 0.10147 | 441.2991 | 0.10952 | 435.492 | 0.64867 | 441.2992 | 0.72165 | 441.2991 | 3.5837 | 441.9184 | 2.8626 | 440.4562 | 5.8842 | 441.2991 | 83.4459 | 441.9184 | 37.2639 | 441.9184 | 4.1853 | 441.9184 | 0.045806 | 448.3098 | 0.20311 | 441.9184 | 0.016128 | 441.9184 | 0 |  |  | 441.2992 | 0.059183 | 435.95 | -0.011426 | 441.9184 | 0 | 441.2991 | 0.025468 | 447.9513 | 0.0008979 | 441.9184 | 0 | 441.9184 | 0 | 441.2991 | -0.014188 | 441.9184 | -0.014391 | 441.9184 | -0.0060291 | 441.9184 | -0.011744 | 679.218 | 0.028352 | 441.2992 | 0 | 441.2992 | -0.0096294 | 441.9184 | -0.0098236 | 678.4636 | 0 | 441.2992 | -0.037514 | 681.1473 | 0.00025558 | 679.218 | 0.019346 | 441.2991 | 0.0018089 | 879.9789 | 0.0024517 | 1081.8118 | 0.42071 | 1130.7365 | 0.031565 | 1013.9274 | 0.014198 | 1059.6287 | 0 | 1058.9681 | 0 | 1058.9617 | 0.0052001 | 441.299 | 0.37943 | 441.9184 | 0.8958 | 441.2991 | 3.9853 | 441.2991 | 3.5955 | 441.9184 | #REF! | 441.2991 | 17.9809 | 439.0158 | 0.012346
| 263.3703 | 0.35498 | 263.3703 | 0.62426 | 263.3703 | 0.078492 | 263.3703 | 0.013078 | 263.3703 | 0.018914 | 263.3703 | 0 | 448.4228 | 0.016451 | 441.5195 | 0.66499 | 263.3703 | -0.09662 | 448.4228 | 0.011926 | 441.5195 | 0.36343 | 441.5195 | 0.14756 | 435.7115 | 0.6805 | 441.5195 | 0.84766 | 441.5195 | 3.6709 | 442.1386 | 2.9322 | 440.6762 | 5.8139 | 441.5195 | 83.2461 | 442.1386 | 37.9837 | 442.1386 | 4.3211 | 442.1386 | 0.050716 | 448.4228 | 0.2075 | 442.1386 | 0.039159 | 442.1386 | 0.011104 |  |  | 441.5195 | 0.067911 | 436.17 | 0.0074619 | 442.1386 | 0.0082597 | 441.5195 | 0.035665 | 448.0661 | 0.00040627 | 442.1386 | 0.003349 | 442.1386 | 0.0090903 | 441.5195 | 0.01962 | 442.1386 | 0.0003409 | 442.1386 | -0.0033931 | 442.1386 | 0.012357 | 679.3803 | 0.016125 | 441.5195 | 0 | 441.5195 | 0.0055472 | 442.1386 | 0.009684 | 678.626 | 0.0018258 | 441.5195 | 0.047913 | 681.3098 | 0.00034991 | 679.3803 | 0.01869 | 441.5195 | 0 | 880.0559 | 0.0027766 | 1082.0985 | 0.40809 | 1130.7991 | 0.031688 | 1013.94 | 0.014222 | 1059.6837 | 0 | 1059.0231 | 0 | 1059.0166 | 0.005141 | 441.519 | 0.3908 | 442.1386 | 0.90141 | 441.5195 | 4.0594 | 441.5195 | 3.6407 | 442.1386 | #REF! | 441.5195 | 18.1115 | 439.2356 | 0.013347
| 263.4448 | 0.36046 | 263.4448 | 0.70528 | 263.4448 | 0.079033 | 263.4448 | -0.011926 | 263.4448 | 0.010675 | 263.4448 | 0 | 448.5358 | 0 | 441.7398 | 0.68982 | 263.4448 | -0.19259 | 448.5358 | 0 | 441.7398 | 0.1422 | 441.7398 | 0.11815 | 435.9311 | 0.60807 | 441.7398 | 0.68648 | 441.7398 | 3.4479 | 442.3589 | 2.7542 | 440.8962 | 5.6895 | 441.7398 | 82.7523 | 442.3589 | 38.388 | 442.3589 | 4.4399 | 442.3589 | 0.044416 | 448.5358 | 0.20364 | 442.3589 | 0.025727 | 442.3589 | 0.0033466 |  |  | 441.7398 | 0.043867 | 436.39 | -0.043256 | 442.3589 | 0 | 441.7398 | 0.027852 | 448.1809 | 0.000904 | 442.3589 | 0 | 442.3589 | 0 | 441.7398 | -0.056318 | 442.3589 | -0.0079187 | 442.3589 | -0.00023705 | 442.3589 | -0.0081732 | 679.5426 | 0.02376 | 441.7398 | 0 | 441.7398 | -0.00083697 | 442.3589 | 0.0016622 | 678.7885 | 0 | 441.7398 | -0.043887 | 681.4722 | 0.00027532 | 679.5426 | 0.018909 | 441.7398 | 0 | 880.133 | 0.0021606 | 1082.3854 | 0.39181 | 1130.8617 | 0.031805 | 1013.9526 | 0.014245 | 1059.7388 | 0 | 1059.078 | 0 | 1059.0715 | 0.0050739 | 441.74 | 0.40515 | 442.3589 | 0.90809 | 441.7398 | 4.1005 | 441.7398 | 3.6717 | 442.3589 | #REF! | 441.7398 | 18.2293 | 439.4554 | 0.012675
| 263.5193 | 0.37099 | 263.5193 | 0.7327 | 263.5193 | 0.080744 | 263.5193 | 0.039609 | 263.5193 | 0.017546 | 263.5193 | 0 | 448.6487 | 0.018558 | 441.9602 | 0.72157 | 263.5193 | -0.10152 | 448.6487 | 0.028801 | 441.9602 | 0.40639 | 441.9602 | 0.16751 | 436.1507 | 0.63817 | 441.9602 | 0.82861 | 441.9602 | 3.4864 | 442.5791 | 2.7849 | 441.1162 | 5.6429 | 441.9602 | 83.0739 | 442.5791 | 39.108 | 442.5791 | 4.634 | 442.5791 | 0.062978 | 448.6487 | 0.2028 | 442.5791 | 0.046683 | 442.5791 | 0.017909 |  |  | 441.9602 | 0.078157 | 436.61 | -0.008278 | 442.5791 | 0.011807 | 441.9602 | 0.052965 | 448.2957 | 0.00050688 | 442.5791 | 0.031271 | 442.5791 | 0.0090734 | 441.9602 | 0.036557 | 442.5791 | 0.0081691 | 442.5791 | 0.0022804 | 442.5791 | 0.021978 | 679.7048 | 0.016339 | 441.9602 | 0 | 441.9602 | 0.026509 | 442.5791 | 0.0076813 | 678.9509 | 0.0018258 | 441.9602 | 0.033073 | 681.6347 | 0.00029397 | 679.7048 | 0.019127 | 441.9602 | 0.0036232 | 880.2101 | 0.0021353 | 1082.6725 | 0.38184 | 1130.9243 | 0.031928 | 1013.9651 | 0.014267 | 1059.7938 | 0 | 1059.1329 | 0 | 1059.1265 | 0.0050046 | 441.96 | 0.42193 | 442.5791 | 0.92262 | 441.9602 | 4.2566 | 441.9602 | 3.7293 | 442.5791 | #REF! | 441.9602 | 18.6433 | 439.6753 | 0.013185
| 263.5938 | 0.37555 | 263.5938 | 0.6483 | 263.5938 | 0.082084 | 263.5938 | -0.03226 | 263.5938 | 0.015336 | 263.5938 | 0 | 448.7617 | 0 | 442.1805 | 0.65133 | 263.5938 | -0.20376 | 448.7617 | 0 | 442.1805 | 0.043973 | 442.1805 | 0.10733 | 436.3703 | 0.57795 | 442.1805 | 0.68575 | 442.1805 | 3.3041 | 442.7994 | 2.6392 | 441.3362 | 5.4278 | 442.1805 | 83.3897 | 442.7994 | 39.9606 | 442.7994 | 4.7274 | 442.7994 | 0.056512 | 448.7617 | 0.19831 | 442.7994 | 0.025282 | 442.7994 | 0.002537 |  |  | 442.1805 | 0.059378 | 436.83 | -0.010027 | 442.7994 | 0 | 442.1805 | 0.020293 | 448.4105 | 0.0010096 | 442.7994 | 0 | 442.7994 | 0 | 442.1805 | -0.070306 | 442.7994 | -0.0061513 | 442.7994 | -0.0029064 | 442.7994 | -0.0041714 | 679.8671 | 0.021037 | 442.1805 | 0 | 442.1805 | 0.0018789 | 442.7994 | 0.0050087 | 679.1133 | 0 | 442.1805 | -0.031345 | 681.7972 | 0.00027642 | 679.8671 | 0.02033 | 442.1805 | 0 | 880.2872 | 0.0019661 | 1082.9596 | 0.36597 | 1130.9871 | 0.032051 | 1013.9778 | 0.014287 | 1059.8488 | 0 | 1059.1879 | 0 | 1059.1814 | 0.0049433 | 442.181 | 0.42068 | 442.7994 | 0.9129 | 442.1805 | 4.3204 | 442.1805 | 3.7293 | 442.7994 | #REF! | 442.1805 | 18.9969 | 439.8951 | 0.013258
| 263.6683 | 0.38752 | 263.6683 | 0.68215 | 263.6683 | 0.087273 | 263.6683 | 0.028118 | 263.6683 | 0.013306 | 263.6683 | 0 | 448.8746 | 0.025219 | 442.4009 | 0.70623 | 263.6683 | -0.07999 | 448.8746 | 0.021244 | 442.4009 | 0.39202 | 442.4009 | 0.16444 | 436.59 | 0.62972 | 442.4009 | 0.79125 | 442.4009 | 3.4145 | 443.0197 | 2.7274 | 441.5563 | 5.3395 | 442.4009 | 83.7398 | 443.0197 | 41.0431 | 443.0197 | 4.957 | 443.0197 | 0.066807 | 448.8746 | 0.21555 | 443.0197 | 0.041765 | 443.0197 | 0.013253 |  |  | 442.4009 | 0.077822 | 437.06 | -0.013874 | 443.0197 | 0.011551 | 442.4009 | 0.034092 | 448.5253 | 0.00051374 | 443.0197 | 0.040889 | 443.0197 | 0.012328 | 442.4009 | 0.029271 | 443.0197 | 0.0030274 | 443.0197 | 0.0045008 | 443.0197 | 0.010747 | 680.0294 | 0.021678 | 442.4009 | 0 | 442.4009 | -0.0057636 | 443.0197 | 0.0019352 | 679.2758 | 0.0018258 | 442.4009 | 0.028846 | 681.9597 | 0.00031481 | 680.0294 | 0.020002 | 442.4009 | 0 | 880.3643 | 0.0021217 | 1083.2469 | 0.35135 | 1131.0497 | 0.032174 | 1013.9904 | 0.014306 | 1059.9038 | 0 | 1059.2429 | 0 | 1059.2363 | 0.0048944 | 442.401 | 0.43544 | 443.0197 | 0.94615 | 442.4009 | 4.4781 | 442.4009 | 3.7443 | 443.0197 | #REF! | 442.4009 | 19.3683 | 440.115 | 0.014481
| 263.7428 | 0.39158 | 263.7428 | 0.78505 | 263.7428 | 0.087187 | 263.7428 | -0.035779 | 263.7428 | 0.0024808 | 263.7428 | 0 | 448.9876 | 0 | 442.6213 | 0.6999 | 263.7428 | -0.31057 | 448.9876 | 0 | 442.6213 | 0.1139 | 442.6213 | 0.11726 | 436.8096 | 0.57733 | 442.6213 | 0.6374 | 442.6213 | 3.1359 | 443.24 | 2.5049 | 441.7763 | 5.1626 | 442.6213 | 83.6735 | 443.24 | 41.8612 | 443.24 | 5.1158 | 443.24 | 0.062197 | 448.9876 | 0.19152 | 443.24 | 0.029454 | 443.24 | 0.0037523 |  |  | 442.6213 | 0.049877 | 437.28 | -0.0058295 | 443.24 | 0 | 442.6213 | 0.028968 | 448.6402 | 0.0010229 | 443.24 | 0 | 443.24 | 0 | 442.6213 | -0.034119 | 443.24 | -0.0069192 | 443.24 | -0.0056329 | 443.24 | -0.015563 | 680.1917 | 0.024882 | 442.6213 | 0 | 442.6213 | 0.0046096 | 443.24 | 0.00088908 | 679.4382 | 0 | 442.6213 | -0.035528 | 682.1222 | 0.00032578 | 680.1917 | 0.021313 | 442.6213 | 0.0018125 | 880.4415 | 0.0023847 | 1083.5344 | 0.34243 | 1131.1123 | 0.032297 | 1014.0029 | 0.014325 | 1059.9589 | 0 | 1059.2978 | 0 | 1059.2914 | 0.0048614 | 442.621 | 0.44775 | 443.24 | 0.95136 | 442.6213 | 4.5595 | 442.6213 | 3.7594 | 443.24 | #REF! | 442.6213 | 19.7051 | 440.3349 | 0.013212
| 263.8173 | 0.40624 | 263.8173 | 0.77075 | 263.8173 | 0.090694 | 263.8173 | 0.036962 | 263.8173 | 0.016854 | 263.8173 | 0 | 449.1006 | 0.026979 | 442.8417 | 0.70035 | 263.8173 | -0.16382 | 449.1006 | 0.016771 | 442.8417 | 0.37052 | 442.8417 | 0.13073 | 437.0292 | 0.59197 | 442.8417 | 0.75096 | 442.8417 | 3.2179 | 443.4603 | 2.5704 | 441.9964 | 5.0833 | 442.8417 | 83.4107 | 443.4603 | 42.4965 | 443.4603 | 5.3034 | 443.4603 | 0.066188 | 449.1006 | 0.21764 | 443.4603 | 0.049324 | 443.4603 | 0.0062084 |  |  | 442.8417 | 0.057208 | 437.5 | 0.019353 | 443.4603 | 0.0092305 | 442.8417 | 0.037796 | 448.755 | 0.00052174 | 443.4603 | 0.045563 | 443.4603 | 0.0054284 | 442.8417 | 0.029097 | 443.4603 | 0.0011665 | 443.4603 | 0.00067706 | 443.4603 | 0.0104 | 680.354 | 0.024294 | 442.8417 | 0 | 442.8417 | 0.0002708 | 443.4603 | 0.0046887 | 679.6006 | 0.0023475 | 442.8417 | 0.019699 | 682.2847 | 0.00032359 | 680.354 | 0.020111 | 442.8417 | 0 | 880.5186 | 0.0025219 | 1083.8221 | 0.32836 | 1131.1749 | 0.03242 | 1014.0156 | 0.014342 | 1060.0139 | 0 | 1059.3528 | 0 | 1059.3463 | 0.0048478 | 442.842 | 0.46217 | 443.4603 | 0.95885 | 442.8417 | 4.6633 | 442.8417 | 3.8081 | 443.4603 | #REF! | 442.8417 | 19.9131 | 440.5548 | 0.01412
| 263.8918 | 0.40979 | 263.8918 | 0.73839 | 263.8918 | 0.090523 | 263.8918 | -0.023634 | 263.8918 | 0.0091111 | 263.8918 | 0 | 449.2136 | 0 | 443.0622 | 0.67672 | 263.8918 | -0.30858 | 449.2136 | 0 | 443.0622 | 0.094148 | 443.0622 | 0.097752 | 437.2489 | 0.49936 | 443.0622 | 0.60369 | 443.0622 | 2.8279 | 443.6806 | 2.2588 | 442.2164 | 4.8203 | 443.0622 | 81.4264 | 443.6806 | 42.3933 | 443.6806 | 5.3157 | 443.6806 | 0.055228 | 449.2136 | 0.20813 | 443.6806 | 0.02504 | 443.6806 | 0 |  |  | 443.0622 | 0.040912 | 437.72 | -0.0030314 | 443.6806 | 0 | 443.0622 | 0.030186 | 448.8698 | 0.00098213 | 443.6806 | 0 | 443.6806 | 0 | 443.0622 | -0.035023 | 443.6806 | -0.010227 | 443.6806 | -0.0088127 | 443.6806 | -0.019913 | 680.5163 | 0.019168 | 443.0622 | 0 | 443.0622 | -0.027867 | 443.6806 | -0.0043906 | 679.7631 | 0 | 443.0622 | -0.025324 | 682.4472 | 0.00023254 | 680.5163 | 0.021423 | 443.0622 | 0 | 880.5958 | 0.0025578 | 1084.11 | 0.31673 | 1131.2377 | 0.032543 | 1014.0281 | 0.014358 | 1060.069 | 0 | 1059.4078 | 0 | 1059.4012 | 0.0048523 | 443.062 | 0.48039 | 443.6806 | 0.94875 | 443.0622 | 4.66 | 443.0622 | 3.8541 | 443.6806 | #REF! | 443.0622 | 19.8677 | 440.7747 | 0.014663
| 263.9663 | 0.42297 | 263.9663 | 0.77808 | 263.9663 | 0.093859 | 263.9663 | 0.024226 | 263.9663 | 0.016223 | 263.9663 | 0 | 449.3265 | 0.019261 | 443.2826 | 0.66481 | 263.9663 | -0.16679 | 449.3265 | 0.025362 | 443.2826 | 0.44312 | 443.2826 | 0.14094 | 437.4686 | 0.49629 | 443.2826 | 0.7341 | 443.2826 | 2.9869 | 443.901 | 2.3859 | 442.4365 | 4.7229 | 443.2826 | 79.3371 | 443.901 | 42.4166 | 443.901 | 5.4206 | 443.901 | 0.073536 | 449.3265 | 0.21137 | 443.901 | 0.042316 | 443.901 | 0.010835 |  |  | 443.2826 | 0.058626 | 437.94 | -0.0079281 | 443.901 | 0.0028844 | 443.2826 | 0.026939 | 448.9847 | 0.00046381 | 443.901 | 0.032385 | 443.901 | 0.0086635 | 443.2826 | 0.017061 | 443.901 | 0.0021286 | 443.901 | -0.00053116 | 443.901 | 0.0048078 | 680.6786 | 0.028352 | 443.2826 | 0 | 443.2826 | 0.015958 | 443.901 | -0.0025975 | 679.9256 | 0.00078262 | 443.2826 | 0.025953 | 682.6097 | 0.00038282 | 680.6786 | 0.020002 | 443.2826 | 0.0090425 | 880.673 | 0.0017946 | 1084.398 | 0.30785 | 1131.3003 | 0.032666 | 1014.0407 | 0.014372 | 1060.124 | 0 | 1059.4628 | 0 | 1059.4563 | 0.0048739 | 443.283 | 0.5028 | 443.901 | 0.94255 | 443.2826 | 4.6844 | 443.2826 | 3.9126 | 443.901 | #REF! | 443.2826 | 19.6676 | 440.9946 | 0.01559
| 264.0408 | 0.42632 | 264.0408 | 0.88505 | 264.0408 | 0.094515 | 264.0408 | -0.01395 | 264.0408 | 0.0071566 | 264.0408 | 0 | 449.4395 | 0 | 443.5031 | 0.65696 | 264.0408 | -0.28025 | 449.4395 | 0 | 443.5031 | 0.078278 | 443.503 | 0.094808 | 437.6882 | 0.495 | 443.5031 | 0.55461 | 443.503 | 2.6708 | 444.1213 | 2.1334 | 442.6566 | 4.5162 | 443.503 | 77.0496 | 444.1213 | 42.3649 | 444.1213 | 5.4874 | 444.1213 | 0.062249 | 449.4395 | 0.19925 | 444.1213 | 0.027349 | 444.1213 | 0.0040228 |  |  | 443.5031 | 0.043051 | 438.16 | -0.0037309 | 444.1213 | 0 | 443.503 | 0.021358 | 449.0995 | 0.0009646 | 444.1213 | 0 | 444.1213 | 0 | 443.503 | -0.069201 | 444.1213 | -0.014691 | 444.1213 | -0.0072633 | 444.1213 | -0.0028986 | 680.8409 | 0.012868 | 443.5031 | 0 | 443.5031 | -0.013926 | 444.1213 | -0.0035347 | 680.088 | 0 | 443.5031 | -0.031961 | 682.7722 | 0.0002852 | 680.8409 | 0.020876 | 443.503 | 0 | 880.7501 | 0.0023438 | 1084.686 | 0.29551 | 1131.363 | 0.032794 | 1014.0533 | 0.014386 | 1060.1791 | 0 | 1059.5178 | 0 | 1059.5112 | 0.0049126 | 443.503 | 0.50592 | 444.1213 | 0.94464 | 443.503 | 4.6705 | 443.503 | 3.948 | 444.1213 | #REF! | 443.503 | 19.6022 | 441.2146 | 0.014307
| 264.1153 | 0.43856 | 264.1154 | 0.86351 | 264.1153 | 0.098877 | 264.1153 | 0.020521 | 264.1153 | 0.015877 | 264.1153 | 0 | 449.5525 | 0.01955 | 443.7235 | 0.67297 | 264.1153 | -0.12141 | 449.5525 | 0.044277 | 443.7235 | 0.23138 | 443.7235 | 0.1426 | 437.9079 | 0.48167 | 443.7235 | 0.68062 | 443.7235 | 2.8025 | 444.3417 | 2.2386 | 442.8767 | 4.4766 | 443.7235 | 75.0494 | 444.3417 | 42.412 | 444.3417 | 5.6058 | 444.3417 | 0.081747 | 449.5525 | 0.2052 | 444.3417 | 0.05294 | 444.3417 | 0.01576 |  |  | 443.7235 | 0.057568 | 438.38 | 0.0074619 | 444.3417 | 0.012107 | 443.7235 | 0.028004 | 449.2144 | 0.00051374 | 444.3417 | 0.016456 | 444.3417 | 0.013008 | 443.7235 | 0.054478 | 444.3417 | 0.002962 | 444.3417 | 0.0024524 | 444.3417 | 0.020221 | 681.0032 | 0.02312 | 443.7235 | 0 | 443.7235 | -0.0052487 | 444.3417 | -0.00041218 | 680.2505 | 0.00078262 | 443.7235 | 0.013018 | 682.9348 | 0.00038282 | 681.0032 | 0.019346 | 443.7235 | 0.018085 | 880.8273 | 0.0026382 | 1084.9742 | 0.29153 | 1131.4257 | 0.032917 | 1014.0659 | 0.014398 | 1060.2341 | 0 | 1059.5728 | 0 | 1059.5663 | 0.0049637 | 443.724 | 0.54172 | 444.3417 | 0.94457 | 443.7235 | 4.6708 | 443.7235 | 4.018 | 444.3417 | #REF! | 443.7235 | 19.3872 | 441.4345 | 0.016016
| 264.1899 | 0.43743 | 264.1899 | 0.81698 | 264.1899 | 0.098079 | 264.1899 | -0.010774 | 264.1899 | 0.014058 | 264.1899 | 0 | 449.6655 | 0 | 443.944 | 0.62689 | 264.1899 | -0.27581 | 449.6655 | 0 | 443.944 | -0.029039 | 443.944 | 0.089438 | 438.1277 | 0.44165 | 443.944 | 0.51065 | 443.944 | 2.4692 | 444.5621 | 1.9723 | 443.0968 | 4.3201 | 443.944 | 72.9609 | 444.5621 | 42.3585 | 444.5621 | 5.6582 | 444.5621 | 0.064064 | 449.6655 | 0.19507 | 444.5621 | 0.031913 | 444.5621 | 0.002164 |  |  | 443.944 | 0.050753 | 438.6 | -0.009677 | 444.5621 | 0 | 443.944 | 0.024859 | 449.3292 | 0.001016 | 444.5621 | 0 | 444.5621 | 0 | 443.944 | -0.06184 | 444.5621 | -0.013609 | 444.5621 | -0.0070288 | 444.5621 | -0.012252 | 681.1655 | 0.016499 | 443.944 | 0 | 443.944 | -0.021405 | 444.5621 | -0.0018234 | 680.413 | 0 | 443.944 | -0.03578 | 683.0973 | 0.00023584 | 681.1655 | 0.020439 | 443.944 | 0.0090425 | 880.9045 | 0.0021162 | 1085.2627 | 0.27638 | 1131.4884 | 0.033045 | 1014.0785 | 0.014409 | 1060.2892 | 0 | 1059.6278 | 0 | 1059.6213 | 0.0050239 | 443.944 | 0.54496 | 444.5621 | 0.93477 | 443.944 | 4.6529 | 443.944 | 4.0419 | 444.5621 | #REF! | 443.944 | 19.1708 | 441.6545 | 0.015496
| 264.2644 | 0.44821 | 264.2644 | 0.83918 | 264.2644 | 0.10187 | 264.2644 | 0.042224 | 264.2644 | 0.0054276 | 264.2644 | 0 | 449.7784 | 0.031866 | 444.1645 | 0.65247 | 264.2644 | -0.13344 | 449.7784 | 0.01379 | 444.1645 | 0.28587 | 444.1645 | 0.11792 | 438.3474 | 0.4579 | 444.1645 | 0.64912 | 444.1645 | 2.5462 | 444.7825 | 2.0338 | 443.3169 | 4.2592 | 444.1645 | 71.5115 | 444.7825 | 42.5383 | 444.7825 | 5.8231 | 444.7825 | 0.082061 | 449.7784 | 0.20907 | 444.7825 | 0.053231 | 444.7825 | 0.013253 |  |  | 444.1645 | 0.058518 | 438.82 | 0.0081613 | 444.7825 | 0.0067841 | 444.1645 | 0.034955 | 449.4441 | 0.0005145 | 444.7825 | 0.025066 | 444.7825 | 0.0074634 | 444.1645 | 0.041226 | 444.7825 | 0.0021636 | 444.7825 | 0.00060652 | 444.7825 | 0.017331 | 681.3278 | 0.020824 | 444.1645 | 0 | 444.1645 | 0.00018961 | 444.7825 | 0.0039674 | 680.5755 | 0.0013044 | 444.1645 | 0.018818 | 683.2599 | 0.00030933 | 681.3278 | 0.018909 | 444.1645 | 0 | 880.9818 | 0.0021707 | 1085.5513 | 0.26816 | 1131.5512 | 0.033173 | 1014.0911 | 0.014419 | 1060.3442 | 0 | 1059.6827 | 0 | 1059.6763 | 0.0050899 | 444.164 | 0.55503 | 444.7825 | 0.94039 | 444.1645 | 4.7114 | 444.1645 | 4.0427 | 444.7825 | #REF! | 444.1645 | 19.2017 | 441.8745 | 0.016916
| 264.3389 | 0.45603 | 264.3389 | 0.92469 | 264.3389 | 0.10307 | 264.3389 | -0.023728 | 264.3389 | 0.0099832 | 264.3389 | 0 | 449.8914 | 0 | 444.385 | 0.65396 | 264.3389 | -0.23039 | 449.8914 | 0 | 444.385 | 0.0057223 | 444.385 | 0.095171 | 438.5671 | 0.39269 | 444.385 | 0.51138 | 444.385 | 2.3517 | 445.0029 | 1.8785 | 443.537 | 4.0534 | 444.385 | 71.1807 | 445.0029 | 43.3944 | 445.0029 | 5.9815 | 445.0029 | 0.070426 | 449.8914 | 0.22025 | 445.0029 | 0.040566 | 445.0029 | 0.0066207 |  |  | 444.385 | 0.033236 | 439.04 | -0.014924 | 445.0029 | 0 | 444.385 | 0.031809 | 449.559 | 0.00095736 | 445.0029 | 0 | 445.0029 | 0 | 444.385 | -0.034163 | 445.0029 | -0.0087557 | 445.0029 | -0.0070225 | 445.0029 | -0.0083487 | 681.4902 | 0.018047 | 444.385 | 0 | 444.385 | -0.0019268 | 445.0029 | 0.0014047 | 680.738 | 0 | 444.385 | -0.053477 | 683.4224 | 0.0002841 | 681.4902 | 0.020767 | 444.385 | 0 | 881.059 | 0.0025381 | 1085.84 | 0.25657 | 1131.6139 | 0.033296 | 1014.1037 | 0.014427 | 1060.3994 | 0 | 1059.7378 | 0 | 1059.7313 | 0.0051546 | 444.385 | 0.5751 | 445.0029 | 0.95888 | 444.385 | 4.8115 | 444.385 | 4.1047 | 445.0029 | #REF! | 444.385 | 19.3855 | 442.0944 | 0.015988
| 264.4135 | 0.47124 | 264.4135 | 0.94436 | 264.4135 | 0.10831 | 264.4135 | 0.031731 | 264.4135 | 0.017696 | 264.4135 | 0 | 450.0044 | 0.014343 | 444.6055 | 0.6206 | 264.4135 | -0.11557 | 450.0044 | 0.016399 | 444.6055 | 0.26617 | 444.6055 | 0.14061 | 438.7868 | 0.44018 | 444.6055 | 0.61835 | 444.6055 | 2.4439 | 445.2233 | 1.9521 | 443.7572 | 4.0186 | 444.6055 | 69.7607 | 445.2233 | 43.8076 | 445.2233 | 6.1977 | 445.2233 | 0.093988 | 450.0044 | 0.21408 | 445.2233 | 0.05197 | 445.2233 | 0.01567 |  |  | 444.6055 | 0.042761 | 439.26 | -0.016322 | 445.2233 | 0.016463 | 444.6055 | 0.022576 | 449.6738 | 0.00045505 | 445.2233 | 0.015769 | 445.2233 | 0.0072137 | 444.6055 | 0.01948 | 445.2233 | 0.0013838 | 445.2233 | 0.00033004 | 445.2233 | 0.011822 | 681.6525 | 0.024027 | 444.6055 | 0 | 444.6055 | 0.013789 | 445.2233 | 0.0086768 | 680.9005 | 0.0013044 | 444.6055 | 0.055503 | 683.585 | 0.00041573 | 681.6525 | 0.019346 | 444.6055 | 0 | 881.1363 | 0.0020047 | 1086.1289 | 0.24613 | 1131.6765 | 0.033424 | 1014.1163 | 0.014434 | 1060.4545 | 0 | 1059.7929 | 0 | 1059.7864 | 0.0052149 | 444.606 | 0.59136 | 445.2233 | 0.96105 | 444.6055 | 4.8694 | 444.6055 | 4.1313 | 445.2233 | #REF! | 444.6055 | 19.4277 | 442.3144 | 0.017322
| 264.488 | 0.47979 | 264.488 | 0.93614 | 264.488 | 0.10974 | 264.488 | -0.031014 | 264.488 | 0.0056982 | 264.488 | 0 | 450.1174 | 0 | 444.8261 | 0.62942 | 264.488 | -0.24659 | 450.1174 | 0 | 444.8261 | 0.15503 | 444.8261 | 0.088503 | 439.0066 | 0.38819 | 444.8261 | 0.49014 | 444.8261 | 2.1369 | 445.4438 | 1.7069 | 443.9773 | 3.8439 | 444.8261 | 68.4826 | 445.4438 | 44.0473 | 445.4438 | 6.296 | 445.4438 | 0.076649 | 450.1174 | 0.18232 | 445.4438 | 0.03295 | 445.4438 | 0.0034827 |  |  | 444.8261 | 0.025996 | 439.48 | -0.0012825 | 445.4438 | 0 | 444.8261 | 0.030947 | 449.7887 | 0.00092877 | 445.4438 | 0 | 445.4438 | 0 | 444.8261 | -0.055582 | 445.4438 | -0.0045053 | 445.4438 | -0.0062927 | 445.4438 | -0.015363 | 681.8148 | 0.021892 | 444.8261 | 0 | 444.8261 | 0.0025686 | 445.4438 | -0.0027746 | 681.063 | 0 | 444.8261 | -0.026095 | 683.7476 | 0.00027094 | 681.8148 | 0.020439 | 444.8261 | 0.0036213 | 881.2134 | 0.002161 | 1086.418 | 0.23919 | 1131.7393 | 0.033552 | 1014.1289 | 0.01444 | 1060.5095 | 0 | 1059.8478 | 0 | 1059.8413 | 0.0052626 | 444.826 | 0.61025 | 445.4438 | 0.97327 | 444.8261 | 4.921 | 444.8261 | 4.1614 | 445.4438 | #REF! | 444.8261 | 19.4431 | 442.5345 | 0.016704
| 264.5625 | 0.49577 | 264.5625 | 0.94338 | 264.5625 | 0.11373 | 264.5625 | 0.032509 | 264.5625 | 0.0092164 | 264.5625 | 0 | 450.2304 | 0.0038054 | 445.0466 | 0.64826 | 264.5625 | -0.1418 | 450.2304 | 0.036109 | 445.0466 | 0.34119 | 445.0466 | 0.14071 | 439.2263 | 0.43345 | 445.0466 | 0.62128 | 445.0466 | 2.2898 | 445.6642 | 1.8291 | 444.1975 | 3.7368 | 445.0466 | 68.1055 | 445.6642 | 44.8088 | 445.6642 | 6.6002 | 445.6642 | 0.1005 | 450.2304 | 0.21973 | 445.6642 | 0.060311 | 445.6642 | 0.012089 |  |  | 445.0466 | 0.04537 | 439.7 | 0.0088609 | 445.6642 | 0.012027 | 445.0466 | 0.035919 | 449.9036 | 0.00047715 | 445.6642 | 0.022783 | 445.6642 | 0.010306 | 445.0466 | 0.026411 | 445.6642 | 0.0027583 | 445.6642 | 0.0013333 | 445.6642 | 0.019436 | 681.9772 | 0.01794 | 445.0466 | 0 | 445.0466 | 0.021325 | 445.6642 | 0.0035997 | 681.2255 | 0.0018258 | 445.0466 | 0.0052094 | 683.9101 | 0.00040257 | 681.9772 | 0.018144 | 445.0466 | 0.0090425 | 881.2907 | 0.0020668 | 1086.7071 | 0.23605 | 1131.802 | 0.03368 | 1014.1415 | 0.014444 | 1060.5647 | 0 | 1059.9028 | 0 | 1059.8964 | 0.0052955 | 445.047 | 0.64138 | 445.6642 | 0.9947 | 445.0466 | 5.0722 | 445.0466 | 4.2278 | 445.6642 | #REF! | 445.0466 | 19.7867 | 442.7545 | 0.017704
| 264.6371 | 0.50206 | 264.6371 | 1.0848 | 264.6371 | 0.1149 | 264.6371 | -0.016566 | 264.6371 | 0.0076828 | 264.6371 | 0 | 450.3433 | 0 | 445.2672 | 0.5719 | 264.6371 | -0.26644 | 450.3433 | 0 | 445.2672 | 0.041165 | 445.2672 | 0.072571 | 439.4461 | 0.37398 | 445.2672 | 0.45936 | 445.2672 | 2.1227 | 445.8847 | 1.6955 | 444.4176 | 3.6162 | 445.2672 | 67.6143 | 445.8847 | 45.6635 | 445.8847 | 6.7943 | 445.8847 | 0.088985 | 450.3433 | 0.21879 | 445.8847 | 0.039727 | 445.8847 | 0 |  |  | 445.2672 | 0.02865 | 439.93 | -0.02087 | 445.8847 | 0 | 445.2672 | 0.0047843 | 450.0185 | 0.00094059 | 445.8847 | 0 | 445.8847 | 0 | 445.2672 | -0.041963 | 445.8847 | -0.014043 | 445.8847 | -0.0085021 | 445.8847 | -0.022675 | 682.1396 | 0.024668 | 445.2672 | 0 | 445.2672 | -0.022324 | 445.8847 | -0.011395 | 681.388 | 0 | 445.2672 | -0.080528 | 684.0727 | 0.00018647 | 682.1396 | 0.019455 | 445.2672 | 0.0036232 | 881.368 | 0.0027777 | 1086.9965 | 0.2253 | 1131.8647 | 0.033808 | 1014.1541 | 0.014447 | 1060.6198 | 0 | 1059.9579 | 0 | 1059.9514 | 0.0053126 | 445.267 | 0.66023 | 445.8847 | 0.99129 | 445.2672 | 5.203 | 445.2672 | 4.2208 | 445.8847 | #REF! | 445.2672 | 19.9778 | 442.9745 | 0.017677
| 264.7116 | 0.51201 | 264.7116 | 1.0671 | 264.7116 | 0.1196 | 264.7116 | 0.034564 | 264.7116 | 0.0079084 | 264.7116 | 0 | 450.4563 | 0.0083718 | 445.4878 | 0.65653 | 264.7116 | -0.15663 | 450.4563 | 0.029446 | 445.4878 | 0.28618 | 445.4878 | 0.11397 | 439.6659 | 0.41912 | 445.4878 | 0.60296 | 445.4878 | 2.2534 | 446.1051 | 1.8 | 444.6378 | 3.5393 | 445.4878 | 67.3607 | 446.1051 | 47.044 | 446.1051 | 7.1247 | 446.1051 | 0.099265 | 450.4563 | 0.21408 | 446.1051 | 0.062059 | 446.1052 | 0.014148 |  |  | 445.4878 | 0.039918 | 440.15 | -0.017722 | 446.1051 | 0.0064052 | 445.4878 | 0.030135 | 450.1334 | 0.00046648 | 446.1051 | 0.036398 | 446.1052 | 0.0091878 | 445.4878 | 0.05595 | 446.1051 | 0.0020794 | 446.1051 | 4.9805e-05 | 446.1051 | 0.012747 | 682.3019 | 0.024775 | 445.4878 | 0 | 445.4878 | 0.012659 | 446.1052 | 0.010359 | 681.5505 | 0.0013044 | 445.4878 | 0.053037 | 684.2353 | 0.00037843 | 682.3019 | 0.018472 | 445.4878 | 0 | 881.4454 | 0.002706 | 1087.2859 | 0.21924 | 1131.9275 | 0.033941 | 1014.1667 | 0.014449 | 1060.6748 | 0 | 1060.0129 | 0 | 1060.0065 | 0.0053137 | 445.488 | 0.67499 | 446.1051 | 1.037 | 445.4878 | 5.3507 | 445.4878 | 4.2686 | 446.1052 | #REF! | 445.4878 | 20.3803 | 443.1946 | 0.018683
| 264.7862 | 0.5051 | 264.7862 | 0.99643 | 264.7862 | 0.12015 | 264.7862 | -0.033287 | 264.7862 | 0.011472 | 264.7862 | 0 | 450.5693 | 0 | 445.7084 | 0.6531 | 264.7862 | -0.23321 | 450.5693 | 0 | 445.7084 | 0.10348 | 445.7084 | 0.066279 | 439.8857 | 0.38708 | 445.7084 | 0.46449 | 445.7084 | 1.9646 | 446.3256 | 1.5693 | 444.858 | 3.396 | 445.7084 | 67.3103 | 446.3256 | 48.0166 | 446.3256 | 7.3504 | 446.3256 | 0.097717 | 450.5693 | 0.19747 | 446.3256 | 0.047225 | 446.3256 | 0.0046444 |  |  | 445.7084 | 0.021861 | 440.37 | 0.0246 | 446.3256 | 0 | 445.7084 | 0.020293 | 450.2482 | 0.0009261 | 446.3256 | 0 | 446.3256 | 0 | 445.7084 | -0.018574 | 446.3256 | -0.012534 | 446.3256 | -0.0068698 | 446.3256 | -0.01428 | 682.4643 | 0.022265 | 445.7084 | 0 | 445.7084 | -0.001821 | 446.3257 | 0.0014462 | 681.713 | 0 | 445.7084 | -0.048624 | 684.3979 | 0.00033346 | 682.4643 | 0.02022 | 445.7084 | 0 | 881.5226 | 0.0026397 | 1087.5756 | 0.21113 | 1131.9902 | 0.034069 | 1014.1793 | 0.01445 | 1060.73 | 0 | 1060.068 | 0 | 1060.0615 | 0.0053046 | 445.708 | 0.69958 | 446.3256 | 1.05 | 445.7084 | 5.5343 | 445.7084 | 4.296 | 446.3257 | #REF! | 445.7084 | 20.761 | 443.4146 | 0.019115
| 264.8607 | 0.51166 | 264.8607 | 1.0214 | 264.8607 | 0.12528 | 264.8607 | 0.03936 | 264.8607 | 0.0084346 | 264.8607 | 0 | 450.6823 | 0 | 445.929 | 0.67332 | 264.8607 | -0.09987 | 450.6823 | 0.032025 | 445.929 | 0.42487 | 445.929 | 0.10661 | 440.1055 | 0.42876 | 445.929 | 0.60589 | 445.929 | 2.1328 | 446.5462 | 1.7036 | 445.0782 | 3.3771 | 445.929 | 66.6956 | 446.5461 | 48.5794 | 446.5461 | 7.6192 | 446.5461 | 0.11146 | 450.6823 | 0.22683 | 446.5462 | 0.060451 | 446.5461 | 0.015043 |  |  | 445.929 | 0.051515 | 440.59 | 0.0099102 | 446.5461 | 0.016229 | 445.929 | 0.027548 | 450.3631 | 0.00047182 | 446.5461 | 0.027653 | 446.5461 | 0.0064389 | 445.929 | 0.013926 | 446.5461 | -0.0023918 | 446.5461 | -0.00095672 | 446.5461 | 0.0094383 | 682.6267 | 0.023387 | 445.929 | 0 | 445.929 | 0.022842 | 446.5461 | 0.0037201 | 681.8756 | 0.00078262 | 445.929 | 0.024252 | 684.5605 | 0.00033565 | 682.6267 | 0.018581 | 445.929 | 0.0090425 | 881.6 | 0.002293 | 1087.8654 | 0.20281 | 1132.053 | 0.034197 | 1014.1919 | 0.014449 | 1060.7852 | 0 | 1060.123 | 0 | 1060.1166 | 0.0052899 | 445.929 | 0.72585 | 446.5462 | 1.0675 | 445.929 | 5.6688 | 445.929 | 4.3359 | 446.5461 | #REF! | 445.929 | 20.9939 | 443.6347 | 0.020529
| 264.9353 | 0.51318 | 264.9353 | 1.1268 | 264.9353 | 0.1267 | 264.9353 | -0.021299 | 264.9353 | 0.010103 | 264.9353 | 0 | 450.7953 | 0 | 446.1496 | 0.67364 | 264.9353 | -0.26544 | 450.7953 | 0 | 446.1496 | 0.074877 | 446.1496 | 0.066592 | 440.3253 | 0.3762 | 446.1496 | 0.45057 | 446.1496 | 1.8714 | 446.7667 | 1.4948 | 445.2984 | 3.1863 | 446.1496 | 65.7828 | 446.7667 | 49.3135 | 446.7667 | 7.8445 | 446.7667 | 0.10518 | 450.7953 | 0.23185 | 446.7667 | 0.054563 | 446.7667 | 0.0033277 |  |  | 446.1496 | 0.024476 | 440.81 | -0.0023318 | 446.7667 | 0 | 446.1496 | 0.024707 | 450.478 | 0.00094592 | 446.7667 | 0 | 446.7667 | 0 | 446.1496 | -0.048956 | 446.7667 | -0.01567 | 446.7667 | -0.005783 | 446.7667 | -0.023174 | 682.789 | 0.019809 | 446.1496 | 0 | 446.1496 | -0.030263 | 446.7667 | -0.00057366 | 682.0381 | 0 | 446.1496 | -0.053281 | 684.7231 | 0.00039708 | 682.789 | 0.020658 | 446.1496 | 0.0036232 | 881.6774 | 0.0018799 | 1088.1554 | 0.19509 | 1132.1158 | 0.03433 | 1014.2045 | 0.014447 | 1060.8402 | 0 | 1060.1781 | 0 | 1060.1716 | 0.0052774 | 446.15 | 0.74617 | 446.7667 | 1.0765 | 446.1496 | 5.7991 | 446.1496 | 4.3359 | 446.7667 | #REF! | 446.1496 | 21.1616 | 443.8548 | 0.01989
| 265.0099 | 0.52119 | 265.0099 | 1.1211 | 265.0099 | 0.13224 | 265.0099 | 0.026157 | 265.0099 | 0.013862 | 265.0099 | 0 | 450.9083 | 0.012938 | 446.3702 | 0.72691 | 265.0099 | -0.13591 | 450.9083 | 0.041267 | 446.3702 | 0.51342 | 446.3702 | 0.1143 | 440.5452 | 0.38196 | 446.3702 | 0.60443 | 446.3702 | 2.0761 | 446.9872 | 1.6583 | 445.5186 | 3.1638 | 446.3702 | 65.2597 | 446.9872 | 50.4645 | 446.9872 | 8.2405 | 446.9872 | 0.12766 | 450.9083 | 0.22976 | 446.9872 | 0.081163 | 446.9872 | 0.023103 |  |  | 446.3702 | 0.046059 | 441.03 | -0.0037309 | 446.9872 | 0.021617 | 446.3702 | 0.041398 | 450.5929 | 0.00048554 | 446.9872 | 0.034711 | 446.9872 | 0.0097577 | 446.3702 | 0.057054 | 446.9872 | 0.0050706 | 446.9872 | 0.0035449 | 446.9872 | 0.024647 | 682.9514 | 0.018047 | 446.3702 | 0 | 446.3702 | 0.018348 | 446.9872 | 0.0071003 | 682.2006 | 0.0018258 | 446.3702 | 0.048006 | 684.8858 | 0.00017002 | 682.9514 | 0.019346 | 446.3702 | 0.0090425 | 881.7547 | 0.0020074 | 1088.4454 | 0.19453 | 1132.1786 | 0.034458 | 1014.217 | 0.014443 | 1060.8954 | 0 | 1060.2332 | 0 | 1060.2267 | 0.0052705 | 446.37 | 0.77225 | 446.9872 | 1.1168 | 446.3702 | 5.9402 | 446.3702 | 4.3864 | 446.9872 | #REF! | 446.3702 | 21.3054 | 444.0749 | 0.020842
| 265.0844 | 0.5221 | 265.0844 | 1.0788 | 265.0844 | 0.1346 | 265.0844 | -0.015445 | 265.0844 | 0.0060591 | 265.0844 | 0 | 451.0213 | 0 | 446.5909 | 0.64867 | 265.0844 | -0.21584 | 451.0213 | 0 | 446.5909 | 0.15441 | 446.5909 | 0.061565 | 440.765 | 0.37718 | 446.5909 | 0.42273 | 446.5909 | 1.8268 | 447.2077 | 1.4592 | 445.7388 | 3.0087 | 446.5909 | 63.7868 | 447.2077 | 50.5962 | 447.2077 | 8.3452 | 447.2077 | 0.11269 | 451.0213 | 0.22203 | 447.2077 | 0.059199 | 447.2077 | 0.0018423 |  |  | 446.5909 | 0.029833 | 441.25 | 0.002565 | 447.2077 | 0 | 446.5909 | 0.019481 | 450.7079 | 0.00095469 | 447.2077 | 0 | 447.2077 | 0 | 446.5909 | -0.050429 | 447.2077 | -0.0076053 | 447.2077 | -0.0074017 | 447.2077 | -0.019592 | 683.1138 | 0.01447 | 446.5909 | 0 | 446.5909 | -0.0063013 | 447.2077 | 0.0012852 | 682.3632 | 0 | 446.5909 | -0.034281 | 685.0484 | 0.0003905 | 683.1138 | 0.020986 | 446.5909 | 0 | 881.8321 | 0.0019913 | 1088.7357 | 0.18597 | 1132.2413 | 0.034591 | 1014.2297 | 0.014438 | 1060.9506 | 0 | 1060.2882 | 0 | 1060.2817 | 0.0052739 | 446.591 | 0.79145 | 447.2077 | 1.1119 | 446.5909 | 6.0003 | 446.5909 | 4.389 | 447.2077 | #REF! | 446.5909 | 21.2924 | 444.295 | 0.020612
| 265.159 | 0.53766 | 265.159 | 1.1376 | 265.159 | 0.1407 | 265.159 | 0.022887 | 265.159 | 0.016253 | 265.159 | 0 | 451.1343 | 0.030498 | 446.8116 | 0.67462 | 265.159 | -0.10061 | 451.1343 | 0.029876 | 446.8116 | 0.30705 | 446.8116 | 0.12294 | 440.9849 | 0.38538 | 446.8116 | 0.56486 | 446.8116 | 1.8906 | 447.4283 | 1.5102 | 445.9591 | 2.9898 | 446.8116 | 61.5959 | 447.4283 | 50.3135 | 447.4283 | 8.5387 | 447.4283 | 0.13336 | 451.1343 | 0.22412 | 447.4283 | 0.079537 | 447.4283 | 0.018894 |  |  | 446.8116 | 0.056824 | 441.47 | 0.012359 | 447.4283 | 0.0098843 | 446.8116 | 0.034701 | 450.8228 | 0.0004802 | 447.4283 | 0.04308 | 447.4283 | 0.010046 | 446.8116 | 0.042699 | 447.4283 | -0.00079323 | 447.4283 | 0.00241 | 447.4283 | 0.0089274 | 683.2762 | 0.016712 | 446.8116 | 0 | 446.8116 | 0.031583 | 447.4283 | 0.0043286 | 682.5257 | 0.0023475 | 446.8116 | 0.064368 | 685.211 | 0.00027203 | 683.2762 | 0.018909 | 446.8116 | 0.0090425 | 881.9095 | 0.0021877 | 1089.0261 | 0.17818 | 1132.3042 | 0.034725 | 1014.2422 | 0.014432 | 1061.0056 | 0 | 1060.3433 | 0 | 1060.3368 | 0.0052864 | 446.812 | 0.81268 | 447.4283 | 1.1151 | 446.8116 | 6.0602 | 446.8116 | 4.4085 | 447.4283 | #REF! | 446.8116 | 21.0054 | 444.5152 | 0.021969
| 265.2336 | 0.55876 | 265.2336 | 1.2073 | 265.2336 | 0.14378 | 265.2336 | -0.00066812 | 265.2336 | 0.001483 | 265.2336 | 0 | 451.2473 | 0 | 447.0322 | 0.65785 | 265.2336 | -0.25244 | 451.2473 | 0 | 447.0322 | 0.11965 | 447.0322 | 0.066814 | 441.2047 | 0.30761 | 447.0322 | 0.3883 | 447.0322 | 1.5715 | 447.6489 | 1.2553 | 446.1793 | 2.8527 | 447.0322 | 58.645 | 447.6489 | 49.2964 | 447.6489 | 8.5397 | 447.6489 | 0.12724 | 451.2473 | 0.22234 | 447.6489 | 0.064045 | 447.6489 | 0.0055566 |  |  | 447.0322 | 0.028641 | 441.69 | -0.010726 | 447.6489 | 0 | 447.0322 | 0.025011 | 450.9377 | 0.00099661 | 447.6489 | 0 | 447.6489 | 0 | 447.0322 | -0.02365 | 447.6489 | -0.0064029 | 447.6489 | -0.0053841 | 447.6489 | -0.019057 | 683.4386 | 0.019062 | 447.0322 | 0 | 447.0322 | -0.0025663 | 447.6489 | -0.0037043 | 682.6883 | 0 | 447.0322 | -0.018373 | 685.3737 | 0.00040037 | 683.4386 | 0.020111 | 447.0322 | 0.0090425 | 881.9869 | 0.0022561 | 1089.3168 | 0.17317 | 1132.3669 | 0.034858 | 1014.2549 | 0.014424 | 1061.0608 | 0 | 1060.3984 | 0 | 1060.392 | 0.0053069 | 447.032 | 0.83097 | 447.6489 | 1.1041 | 447.0322 | 5.9609 | 447.0322 | 4.3899 | 447.6489 | #REF! | 447.0322 | 20.4397 | 444.7353 | 0.021081
| 265.3082 | 0.58623 | 265.3082 | 1.2916 | 265.3082 | 0.15011 | 265.3082 | 0.036837 | 265.3082 | 0.0093367 | 265.3082 | 0 | 451.3603 | 0.0038054 | 447.2529 | 0.58503 | 265.3082 | -0.15926 | 451.3603 | 0.01789 | 447.2529 | 0.25797 | 447.2529 | 0.11165 | 441.4246 | 0.38557 | 447.2529 | 0.51505 | 447.2529 | 1.761 | 447.8695 | 1.4066 | 446.3996 | 2.8157 | 447.2529 | 57.0369 | 447.8695 | 48.7894 | 447.8695 | 8.6958 | 447.8695 | 0.13616 | 451.3603 | 0.22798 | 447.8695 | 0.083816 | 447.8694 | 0.01764 |  |  | 447.2529 | 0.040197 | 441.91 | 0.024951 | 447.8695 | 0.011602 | 447.2529 | 0.023489 | 451.0526 | 0.00052098 | 447.8695 | 0.036386 | 447.8694 | 0.0082158 | 447.2529 | 0.061103 | 447.8695 | 0.0047124 | 447.8695 | 0.0021045 | 447.8695 | 0.007369 | 683.601 | 0.026003 | 447.2529 | 0 | 447.2529 | 0.0096117 | 447.8694 | 0.0031259 | 682.8509 | 0.0023475 | 447.2529 | 0.045805 | 685.5363 | 0.00024242 | 683.601 | 0.01869 | 447.2529 | 0.0090425 | 882.0643 | 0.0029911 | 1089.6074 | 0.16647 | 1132.4297 | 0.034991 | 1014.2675 | 0.014416 | 1061.116 | 0 | 1060.4535 | 0 | 1060.447 | 0.005333 | 447.253 | 0.86456 | 447.8695 | 1.0806 | 447.2529 | 5.9571 | 447.2529 | 4.4227 | 447.8694 | #REF! | 447.2529 | 20.1346 | 444.9555 | 0.022329
| 265.3827 | 0.60343 | 265.3828 | 1.2669 | 265.3827 | 0.15422 | 265.3827 | -0.018061 | 265.3827 | 0.0046608 | 265.3828 | 0 | 451.4733 | 0 | 447.4736 | 0.62764 | 265.3827 | -0.30629 | 451.4733 | 0 | 447.4736 | 0.032777 | 447.4736 | 0.047114 | 441.6445 | 0.30174 | 447.4736 | 0.35899 | 447.4736 | 1.4053 | 448.0901 | 1.1225 | 446.6199 | 2.6906 | 447.4736 | 54.3598 | 448.0901 | 48.184 | 448.0901 | 8.7424 | 448.0901 | 0.11697 | 451.4733 | 0.22568 | 448.0901 | 0.060977 | 448.0901 | 0.0032095 |  |  | 447.4736 | 0.014036 | 442.13 | -0.013175 | 448.0901 | 0 | 447.4736 | 0.01664 | 451.1675 | 0.0010153 | 448.0901 | 0 | 448.0901 | 0 | 447.4736 | -0.029029 | 448.0901 | -0.018674 | 448.0901 | -0.0095592 | 448.0901 | -0.013009 | 683.7635 | 0.024615 | 447.4736 | 0 | 447.4736 | -0.034223 | 448.0901 | -0.0053791 | 683.0134 | 0 | 447.4736 | -0.070828 | 685.699 | 0.0003203 | 683.7635 | 0.020439 | 447.4736 | 0 | 882.1417 | 0.0027048 | 1089.8983 | 0.15928 | 1132.4925 | 0.035124 | 1014.2801 | 0.014405 | 1061.1711 | 0 | 1060.5085 | 0 | 1060.5021 | 0.0053592 | 447.474 | 0.881 | 448.0901 | 1.0904 | 447.4736 | 5.8813 | 447.4736 | 4.4147 | 448.0901 | #REF! | 447.4736 | 19.5803 | 445.1756 | 0.022869
| 265.4573 | 0.61804 | 265.4573 | 1.3117 | 265.4573 | 0.15961 | 265.4573 | 0.030827 | 265.4573 | 0.0096524 | 265.4573 | 0 | 451.5863 | 0 | 447.6944 | 0.66077 | 265.4573 | -0.22312 | 451.5863 | 0.032025 | 447.6944 | 0.31533 | 447.6944 | 0.11535 | 441.8644 | 0.36272 | 447.6944 | 0.50406 | 447.6944 | 1.6394 | 448.3107 | 1.3095 | 446.8401 | 2.6627 | 447.6944 | 53.1002 | 448.3107 | 48.1666 | 448.3107 | 8.9555 | 448.3107 | 0.1425 | 451.5863 | 0.24073 | 448.3107 | 0.091991 | 448.3107 | 0.018894 |  |  | 447.6944 | 0.047239 | 442.36 | 0.013058 | 448.3107 | 0.012433 | 447.6944 | 0.030338 | 451.2825 | 0.00050383 | 448.3107 | 0.034161 | 448.3107 | 0.0076057 | 447.6944 | 0.030732 | 448.3107 | 0.0036966 | 448.3107 | 0.00024546 | 448.3107 | 0.01288 | 683.9259 | 0.025149 | 447.6944 | 0 | 447.6944 | 0.0062868 | 448.3107 | 0.0076851 | 683.176 | 0.0018258 | 447.6944 | 0.020474 | 685.8617 | 0.00025777 | 683.9259 | 0.019346 | 447.6944 | 0.0090425 | 882.2192 | 0.0020387 | 1090.1895 | 0.15653 | 1132.5554 | 0.035257 | 1014.2927 | 0.014394 | 1061.2263 | 0 | 1060.5637 | 0 | 1060.5573 | 0.005383 | 447.694 | 0.90629 | 448.3107 | 1.107 | 447.6944 | 5.9456 | 447.6944 | 4.3767 | 448.3107 | #REF! | 447.6944 | 19.4963 | 445.3958 | 0.023487
| 265.5319 | 0.61899 | 265.5319 | 1.4091 | 265.5319 | 0.16283 | 265.5319 | -0.01532 | 265.5319 | 0.0076377 | 265.5319 | 0 | 451.6993 | 0 | 447.9151 | 0.60331 | 265.5319 | -0.34182 | 451.6993 | 0 | 447.9151 | 0.14142 | 447.9151 | 0.069043 | 442.0843 | 0.28941 | 447.9151 | 0.38757 | 447.9151 | 1.3425 | 448.5313 | 1.0724 | 447.0604 | 2.5146 | 447.9151 | 51.7709 | 448.5313 | 47.9401 | 448.5313 | 9.1662 | 448.5313 | 0.13488 | 451.6993 | 0.24909 | 448.5313 | 0.068514 | 448.5313 | 0.005496 |  |  | 447.9151 | 0.023936 | 442.58 | -0.023318 | 448.5313 | 0 | 447.9151 | 0.023134 | 451.3974 | 0.0010435 | 448.5313 | 0 | 448.5313 | 0 | 447.9151 | -0.044171 | 448.5313 | -0.012281 | 448.5313 | -0.0074341 | 448.5313 | -0.024954 | 684.0883 | 0.018688 | 447.9151 | 0 | 447.9151 | 0.0038273 | 448.5313 | -0.0071201 | 683.3386 | 0 | 447.9151 | -0.0096512 | 686.0243 | 0.00034882 | 684.0883 | 0.020876 | 447.9151 | -0.0018089 | 882.2966 | 0.0020569 | 1090.4806 | 0.15752 | 1132.6182 | 0.035396 | 1014.3052 | 0.014381 | 1061.2815 | 0 | 1060.6188 | 0 | 1060.6123 | 0.0054012 | 447.915 | 0.90682 | 448.5313 | 1.1087 | 447.9151 | 5.9915 | 447.9151 | 4.3315 | 448.5313 | #REF! | 447.9151 | 19.3289 | 445.616 | 0.023413
| 265.6065 | 0.61484 | 265.6065 | 1.4103 | 265.6065 | 0.16998 | 265.6065 | 0.032353 | 265.6065 | 0.010254 | 265.6065 | 0 | 451.8123 | 0.00099528 | 448.1359 | 0.64099 | 265.6065 | -0.22174 | 451.8123 | 0.037614 | 448.1359 | 0.24616 | 448.1359 | 0.099938 | 442.3042 | 0.3096 | 448.1359 | 0.4938 | 448.1359 | 1.5614 | 448.7519 | 1.2472 | 447.2807 | 2.4959 | 448.1359 | 51.2125 | 448.7519 | 48.3973 | 448.7519 | 9.5232 | 448.7519 | 0.15068 | 451.8123 | 0.24668 | 448.7519 | 0.097187 | 448.752 | 0.015402 |  |  | 448.1359 | 0.045572 | 442.8 | 0.0095605 | 448.7519 | 0.0083186 | 448.1359 | 0.032621 | 451.5124 | 0.00055033 | 448.7519 | 0.030077 | 448.752 | 0.0044581 | 448.1359 | 0.059263 | 448.7519 | -0.0028274 | 448.7519 | 0.00025838 | 448.7519 | 0.009397 | 684.2507 | 0.021892 | 448.1359 | 0 | 448.1359 | 0.0016108 | 448.752 | 0.0052132 | 683.5012 | 0.00078262 | 448.1359 | 0.018054 | 686.187 | 0.0003203 | 684.2507 | 0.019237 | 448.1359 | 0.0090425 | 882.3741 | 0.002053 | 1090.772 | 0.14765 | 1132.681 | 0.035529 | 1014.3179 | 0.014367 | 1061.3367 | 0 | 1060.674 | 0 | 1060.6674 | 0.0054126 | 448.136 | 0.94187 | 448.7519 | 1.1364 | 448.1359 | 6.1241 | 448.1359 | 4.3412 | 448.752 | #REF! | 448.1359 | 19.3742 | 445.8362 | 0.025284
| 265.6811 | 0.59781 | 265.6811 | 1.3145 | 265.6811 | 0.17412 | 265.6811 | -0.012362 | 265.6811 | 0.0086451 | 265.6811 | 0 | 451.9253 | 0 | 448.3566 | 0.63823 | 265.6811 | -0.35317 | 451.9253 | 0.0018678 | 448.3566 | 0.0011403 | 448.3566 | 0.077903 | 442.5242 | 0.28351 | 448.3566 | 0.33994 | 448.3566 | 1.306 | 448.9726 | 1.0432 | 447.501 | 2.3925 | 448.3566 | 49.9092 | 448.9726 | 48.762 | 448.9726 | 9.8182 | 448.9726 | 0.15146 | 451.9253 | 0.24846 | 448.9726 | 0.084972 | 448.9726 | 0.0066405 |  |  | 448.3566 | 0.02348 | 443.02 | 0.0053631 | 448.9726 | 0 | 448.3566 | 0.026127 | 451.6273 | 0.0010382 | 448.9726 | 0 | 448.9726 | 0 | 448.3566 | -0.031428 | 448.9726 | -0.013745 | 448.9726 | -0.0074184 | 448.9726 | -0.0093412 | 684.4132 | 0.020343 | 448.3566 | 0 | 448.3566 | -0.028459 | 448.9726 | 0.0096655 | 683.6638 | 0 | 448.3566 | -0.048549 | 686.3497 | 0.00036966 | 684.4132 | 0.021313 | 448.3566 | 0.010851 | 882.4516 | 0.0021268 | 1091.0635 | 0.14265 | 1132.7439 | 0.035667 | 1014.3304 | 0.014351 | 1061.3918 | 0 | 1060.729 | 0 | 1060.7225 | 0.005416 | 448.357 | 0.96672 | 448.9726 | 1.1599 | 448.3566 | 6.2054 | 448.3566 | 4.3023 | 448.9726 | #REF! | 448.3566 | 19.2419 | 446.0565 | 0.024771
| 265.7557 | 0.60287 | 265.7557 | 1.3316 | 265.7557 | 0.1811 | 265.7557 | 0.026188 | 265.7557 | 0.01093 | 265.7557 | 0 | 452.0383 | 0.025219 | 448.5774 | 0.69115 | 265.7557 | -0.21224 | 452.0383 | 0.025362 | 448.5774 | 0.374 | 448.5774 | 0.11946 | 442.7441 | 0.34162 | 448.5774 | 0.50259 | 448.5774 | 1.5107 | 449.1933 | 1.2067 | 447.7214 | 2.3442 | 448.5774 | 48.9788 | 449.1933 | 48.5174 | 449.1933 | 10.0884 | 449.1933 | 0.17332 | 452.0383 | 0.25734 | 449.1933 | 0.10458 | 449.1933 | 0.022655 |  |  | 448.5774 | 0.052447 | 443.24 | 0.016206 | 449.1933 | 0.0073307 | 448.5774 | 0.039368 | 451.7422 | 0.00049583 | 449.1933 | 0.044918 | 449.1933 | 0.011534 | 448.5774 | 0.037177 | 449.1933 | 0.0062278 | 449.1933 | 0.00432 | 449.1933 | 0.011567 | 684.5756 | 0.023547 | 448.5774 | 0 | 448.5774 | 0.023388 | 449.1933 | 0.012345 | 683.8264 | 0.0018258 | 448.5774 | 0.044283 | 686.5124 | 0.00022706 | 684.5756 | 0.019893 | 448.5774 | 0.018085 | 882.5291 | 0.0019029 | 1091.3551 | 0.13799 | 1132.8068 | 0.0358 | 1014.3431 | 0.014335 | 1061.447 | 0 | 1060.7842 | 0 | 1060.7777 | 0.0054103 | 448.577 | 1.0098 | 449.1933 | 1.1748 | 448.5774 | 6.3193 | 448.5774 | 4.3501 | 449.1933 | #REF! | 448.5774 | 19.1635 | 446.2767 | 0.026387
| 265.8303 | 0.60903 | 265.8304 | 1.4355 | 265.8303 | 0.18609 | 265.8303 | -0.013421 | 265.8303 | 0.0083594 | 265.8303 | 0 | 452.1513 | 0 | 448.7982 | 0.63272 | 265.8303 | -0.3329 | 452.1513 | 0 | 448.7982 | 0.13232 | 448.7982 | 0.058585 | 442.9641 | 0.27363 | 448.7982 | 0.33775 | 448.7982 | 1.1956 | 449.4139 | 0.95501 | 447.9417 | 2.2005 | 448.7982 | 47.4891 | 449.4139 | 47.8191 | 449.4139 | 10.2041 | 449.4139 | 0.15961 | 452.1513 | 0.24553 | 449.4139 | 0.089252 | 449.4139 | 0.0053748 |  |  | 448.7982 | 0.028324 | 443.46 | 0.021103 | 449.4139 | 0 | 448.7982 | 0.023083 | 451.8572 | 0.00092458 | 449.4139 | 0 | 449.4139 | 0 | 448.7982 | -0.013577 | 449.4139 | -0.011474 | 449.4139 | -0.0055791 | 449.4139 | -0.015112 | 684.7381 | 0.0099313 | 448.7982 | 0 | 448.7982 | -0.008947 | 449.4139 | 0.00026032 | 683.989 | 0 | 448.7982 | -0.024966 | 686.6751 | 0.00037953 | 684.7381 | 0.021969 | 448.7982 | 0 | 882.6067 | 0.002484 | 1091.647 | 0.135 | 1132.8696 | 0.035938 | 1014.3557 | 0.014317 | 1061.5022 | 0 | 1060.8392 | 0 | 1060.8328 | 0.0053944 | 448.798 | 1.0094 | 449.4139 | 1.1726 | 448.7982 | 6.3179 | 448.7982 | 4.32 | 449.4139 | #REF! | 448.7982 | 18.9245 | 446.4969 | 0.025498
| 265.9049 | 0.62808 | 265.905 | 1.4645 | 265.9049 | 0.19234 | 265.9049 | 0.02407 | 265.9049 | 0.021515 | 265.905 | 0 | 452.2643 | 0.011533 | 449.019 | 0.6873 | 265.9049 | -0.21058 | 452.2643 | 0.040623 | 449.019 | 0.4544 | 449.019 | 0.11353 | 443.1841 | 0.28414 | 449.019 | 0.49819 | 449.019 | 1.5006 | 449.6346 | 1.1986 | 448.162 | 2.2052 | 449.019 | 46.515 | 449.6346 | 47.6105 | 449.6346 | 10.4924 | 449.6346 | 0.18993 | 452.2643 | 0.26392 | 449.6346 | 0.10905 | 449.6346 | 0.024625 |  |  | 449.019 | 0.048121 | 443.68 | 0.018305 | 449.6346 | 0.021646 | 449.019 | 0.034092 | 451.9721 | 0.00043028 | 449.6346 | 0.045568 | 449.6346 | 0.0096959 | 449.019 | 0.026823 | 449.6346 | 0.010609 | 449.6346 | 0.0059808 | 449.6346 | 0.023309 | 684.9005 | 0.029687 | 449.019 | 0 | 449.019 | 0.007521 | 449.6346 | 0.0087579 | 684.1516 | 0.0013044 | 449.019 | 0.060367 | 686.8378 | 0.00023803 | 684.9005 | 0.020111 | 449.019 | 0.0072445 | 882.6841 | 0.0022478 | 1091.939 | 0.13147 | 1132.9325 | 0.036077 | 1014.3683 | 0.014297 | 1061.5574 | 0 | 1060.8944 | 0 | 1060.8879 | 0.0053671 | 449.019 | 1.0411 | 449.6346 | 1.1981 | 449.019 | 6.3747 | 449.019 | 4.3067 | 449.6346 | #REF! | 449.019 | 18.6733 | 446.7172 | 0.02641
| 265.9796 | 0.63528 | 265.9796 | 1.4449 | 265.9796 | 0.19607 | 265.9796 | -0.0055116 | 265.9796 | 0.0052021 | 265.9796 | 0 | 452.3773 | 0 | 449.2398 | 0.59399 | 265.9796 | -0.27874 | 452.3773 | 0 | 449.2398 | 0.052501 | 449.2398 | 0.068323 | 443.4041 | 0.24636 | 449.2398 | 0.3209 | 449.2398 | 1.1723 | 449.8553 | 0.9364 | 448.3824 | 2.1068 | 449.2398 | 45.4644 | 449.8553 | 47.2569 | 449.8553 | 10.6916 | 449.8553 | 0.17753 | 452.3773 | 0.26748 | 449.8553 | 0.10489 | 449.8553 | 0.0067358 |  |  | 449.2398 | 0.019688 | 443.9 | -0.0072287 | 449.8553 | 0 | 449.2398 | 0.011212 | 452.0871 | 0.00086856 | 449.8553 | 0 | 449.8553 | 0 | 449.2398 | -0.03033 | 449.8553 | -0.0085283 | 449.8553 | -0.0024569 | 449.8553 | -0.01327 | 685.063 | 0.020717 | 449.2398 | 0 | 449.2398 | -0.032388 | 449.8553 | -0.0022999 | 684.3142 | 0 | 449.2398 | 0.016528 | 687.0005 | 0.00040037 | 685.063 | 0.021969 | 449.2398 | 0.0090425 | 882.7617 | 0.0018083 | 1092.2311 | 0.12707 | 1132.9954 | 0.036215 | 1014.3809 | 0.014277 | 1061.6127 | 0 | 1060.9496 | 0 | 1060.9431 | 0.0053285 | 449.24 | 1.0568 | 449.8553 | 1.1765 | 449.2398 | 6.3692 | 449.2398 | 4.2598 | 449.8553 | #REF! | 449.2398 | 18.45 | 446.9375 | 0.027315
| 266.0542 | 0.65404 | 266.0542 | 1.4996 | 266.0542 | 0.20354 | 266.0542 | 0.045245 | 266.0542 | 0.0078933 | 266.0542 | 0 | 452.4903 | 0.036754 | 449.4607 | 0.63616 | 266.0542 | -0.14277 | 452.4903 | 0.018635 | 449.4607 | 0.3357 | 449.4606 | 0.11444 | 443.6241 | 0.27802 | 449.4607 | 0.45131 | 449.4606 | 1.227 | 450.0761 | 0.9801 | 448.6027 | 2.1034 | 449.4606 | 44.2812 | 450.0761 | 47.0336 | 450.0761 | 10.9725 | 450.0761 | 0.19022 | 452.4903 | 0.26392 | 450.0761 | 0.11542 | 450.0761 | 0.019163 |  |  | 449.4607 | 0.033178 | 444.12 | 0.0095605 | 450.0761 | 0.013943 | 449.4606 | 0.028664 | 452.2021 | 0.00043828 | 450.0761 | 0.036758 | 450.0761 | 0.0093857 | 449.4606 | 0.0018508 | 450.0761 | 0.0020342 | 450.0761 | 0.0011916 | 450.0761 | 0.0052522 | 685.2255 | 0.026483 | 449.4607 | 0 | 449.4607 | 0.0047673 | 450.076 | 0.0052759 | 684.4768 | 0.0018258 | 449.4607 | 0.049092 | 687.1632 | 0.00037405 | 685.2255 | 0.019893 | 449.4606 | 0.0090425 | 882.8392 | 0.0019462 | 1092.5233 | 0.12495 | 1133.0582 | 0.036353 | 1014.3935 | 0.014255 | 1061.6679 | 0 | 1061.0046 | 0 | 1060.9982 | 0.0052785 | 449.461 | 1.0829 | 450.0761 | 1.2103 | 449.4606 | 6.4213 | 449.4606 | 4.2766 | 450.076 | #REF! | 449.4606 | 18.1809 | 447.1578 | 0.027941
| 266.1288 | 0.66569 | 266.1288 | 1.5867 | 266.1288 | 0.20808 | 266.1288 | -0.0049511 | 266.1288 | 0.007322 | 266.1288 | 0 | 452.6033 | 0 | 449.6815 | 0.62363 | 266.1288 | -0.29221 | 452.6033 | 0 | 449.6815 | 0.072821 | 449.6815 | 0.056137 | 443.8441 | 0.2088 | 449.6815 | 0.28939 | 449.6815 | 0.99193 | 450.2968 | 0.79233 | 448.8231 | 1.9921 | 449.6815 | 42.9427 | 450.2968 | 46.2644 | 450.2968 | 11.1603 | 450.2968 | 0.18921 | 452.6033 | 0.25118 | 450.2968 | 0.10304 | 450.2968 | 0.0056918 |  |  | 449.6815 | 0.017496 | 444.35 | 0.011659 | 450.2968 | 0 | 449.6815 | 0.015321 | 452.3171 | 0.00096079 | 450.2968 | 0 | 450.2968 | 0 | 449.6815 | -0.071042 | 450.2968 | -0.0087932 | 450.2968 | -0.0096048 | 450.2968 | -0.017703 | 685.3879 | 0.024775 | 449.6815 | 0 | 449.6815 | -0.016513 | 450.2968 | 0.00035373 | 684.6394 | 0 | 449.6815 | -0.041523 | 687.326 | 0.00029507 | 685.3879 | 0.02033 | 449.6815 | 0 | 882.9168 | 0.0017771 | 1092.8158 | 0.11981 | 1133.1211 | 0.036492 | 1014.4061 | 0.014232 | 1061.723 | 0 | 1061.0598 | 0 | 1061.0533 | 0.0052183 | 449.682 | 1.0783 | 450.2968 | 1.2077 | 449.6815 | 6.4312 | 449.6815 | 4.1863 | 450.2968 | #REF! | 449.6815 | 17.9406 | 447.3781 | 0.02744
| 266.2034 | 0.6745 | 266.2034 | 1.6474 | 266.2034 | 0.2152 | 266.2034 | 0.031139 | 266.2034 | 0.013937 | 266.2034 | 0 | 452.7163 | 0.0059129 | 449.9024 | 0.63761 | 266.2034 | -0.24661 | 452.7163 | 0.019008 | 449.9024 | 0.34428 | 449.9024 | 0.078161 | 444.0641 | 0.23364 | 449.9024 | 0.43812 | 449.9024 | 1.2341 | 450.5175 | 0.98576 | 449.0435 | 1.9783 | 449.9024 | 42.2709 | 450.5175 | 45.8197 | 450.5175 | 11.4407 | 450.5175 | 0.20548 | 452.7163 | 0.2425 | 450.5175 | 0.12555 | 450.5176 | 0.019431 |  |  | 449.9024 | 0.031964 | 444.57 | 0.01096 | 450.5175 | 0.00097071 | 449.9024 | 0.013698 | 452.432 | 0.00052251 | 450.5175 | 0.029362 | 450.5176 | 0.0036743 | 449.9024 | 0.062576 | 450.5175 | -0.0013803 | 450.5175 | -0.0026062 | 450.5175 | 0.008242 | 685.5504 | 0.019809 | 449.9024 | 0 | 449.9024 | 0.030938 | 450.5175 | 0.0032554 | 684.8021 | 0.0018258 | 449.9024 | 0.0089174 | 687.4887 | 0.00033017 | 685.5504 | 0.018034 | 449.9024 | 0.0090425 | 882.9944 | 0.0024132 | 1093.1084 | 0.11646 | 1133.184 | 0.03663 | 1014.4187 | 0.014208 | 1061.7783 | 0 | 1061.115 | 0 | 1061.1085 | 0.0051512 | 449.902 | 1.113 | 450.5175 | 1.2225 | 449.9024 | 6.514 | 449.9024 | 4.1349 | 450.5175 | #REF! | 449.9024 | 17.7812 | 447.5984 | 0.029073
| 266.2781 | 0.67095 | 266.2781 | 1.6076 | 266.2781 | 0.22076 | 266.2781 | -0.012487 | 266.2781 | 0.012103 | 266.2781 | 0 | 452.8294 | 0 | 450.1232 | 0.64363 | 266.2781 | -0.30267 | 452.8294 | 0 | 450.1232 | 0.21461 | 450.1232 | 0.053284 | 444.2841 | 0.21411 | 450.1232 | 0.29379 | 450.1232 | 0.9818 | 450.7383 | 0.78424 | 449.2639 | 1.8579 | 450.1232 | 41.343 | 450.7383 | 45.0319 | 450.7383 | 11.653 | 450.7383 | 0.19907 | 452.8294 | 0.25504 | 450.7383 | 0.11368 | 450.7383 | 0.0080868 |  |  | 450.1232 | 0.021864 | 444.79 | 0.021103 | 450.7383 | 0 | 450.1232 | 0.024047 | 452.547 | 0.0010088 | 450.7383 | 0 | 450.7383 | 0 | 450.1232 | -0.087974 | 450.7383 | -0.01242 | 450.7383 | -0.0063009 | 450.7383 | -0.017437 | 685.7129 | 0.020717 | 450.1232 | 0 | 450.1232 | -0.033775 | 450.7383 | 4.8723e-05 | 684.9647 | 0 | 450.1232 | -0.033239 | 687.6515 | 0.00031591 | 685.7129 | 0.019565 | 450.1232 | -0.0018089 | 883.072 | 0.002525 | 1093.4011 | 0.11572 | 1133.2468 | 0.036773 | 1014.4313 | 0.014183 | 1061.8335 | 0 | 1061.1702 | 0 | 1061.1637 | 0.0050808 | 450.123 | 1.1255 | 450.7383 | 1.2343 | 450.1232 | 6.5217 | 450.1232 | 4.0986 | 450.7383 | #REF! | 450.1232 | 17.5058 | 447.8187 | 0.028938
| 266.3527 | 0.68497 | 266.3527 | 1.6549 | 266.3527 | 0.22832 | 266.3527 | 0.037429 | 266.3527 | 0.013817 | 266.3527 | 0 | 452.9424 | 0 | 450.3441 | 0.64276 | 266.3527 | -0.14842 | 452.9424 | 0.014535 | 450.3441 | 0.40673 | 450.3441 | 0.096098 | 444.5042 | 0.24806 | 450.3441 | 0.44911 | 450.3441 | 1.1095 | 450.9591 | 0.88622 | 449.4843 | 1.9084 | 450.3441 | 40.7174 | 450.9591 | 44.7902 | 450.9591 | 11.9781 | 450.9591 | 0.21976 | 452.9424 | 0.233 | 450.9591 | 0.1331 | 450.9591 | 0.022028 |  |  | 450.3441 | 0.028651 | 445.01 | -0.0044305 | 450.9591 | 0.01437 | 450.3441 | 0.025924 | 452.662 | 0.00048782 | 450.9591 | 0.034203 | 450.9591 | 0.013133 | 450.3441 | 0.053373 | 450.9591 | -0.0008357 | 450.9591 | -0.00072556 | 450.9591 | 0.0094665 | 685.8754 | 0.024988 | 450.3441 | 0 | 450.3441 | 0.0079876 | 450.9591 | 0.011112 | 685.1273 | 0.0023475 | 450.3441 | 0.039876 | 687.8142 | 0.00030275 | 685.8754 | 0.019127 | 450.3441 | 0.0090425 | 883.1495 | 0.0024526 | 1093.6941 | 0.10705 | 1133.3097 | 0.036912 | 1014.4439 | 0.014156 | 1061.8888 | 0 | 1061.2253 | 0 | 1061.2189 | 0.0050103 | 450.344 | 1.1674 | 450.9591 | 1.2419 | 450.3441 | 6.5822 | 450.3441 | 4.1048 | 450.9591 | #REF! | 450.3441 | 17.31 | 448.039 | 0.030054
| 266.4273 | 0.69608 | 266.4273 | 1.7928 | 266.4273 | 0.23419 | 266.4273 | -0.0080027 | 266.4273 | 0.0059989 | 266.4273 | 0 | 453.0554 | 0 | 450.565 | 0.61046 | 266.4273 | -0.20603 | 453.0554 | 0 | 450.565 | 0.039704 | 450.565 | 0.048373 | 444.7242 | 0.19078 | 450.565 | 0.25496 | 450.565 | 0.90581 | 451.1799 | 0.72354 | 449.7047 | 1.7677 | 450.565 | 39.3553 | 451.1799 | 43.9607 | 451.1799 | 12.0998 | 451.1799 | 0.20826 | 453.0554 | 0.25682 | 451.1799 | 0.10734 | 451.1799 | 0.006108 |  |  | 450.565 | 0.023029 | 445.23 | -0.0086277 | 451.1799 | 0 | 450.565 | 0.01522 | 452.777 | 0.00095012 | 451.1799 | 0 | 451.1799 | 0 | 450.565 | -0.057791 | 451.1799 | -0.011703 | 451.1799 | -0.0099675 | 451.1799 | -0.018915 | 686.0379 | 0.024615 | 450.565 | 0 | 450.565 | -0.0059624 | 451.1799 | -0.00082184 | 685.29 | 0 | 450.565 | -0.029358 | 687.977 | 0.00037405 | 686.0379 | 0.021095 | 450.565 | 0.0090425 | 883.2272 | 0.0020801 | 1093.9872 | 0.10846 | 1133.3727 | 0.037055 | 1014.4565 | 0.014129 | 1061.944 | 0 | 1061.2805 | 0 | 1061.274 | 0.0049444 | 450.565 | 1.1658 | 451.1799 | 1.2479 | 450.565 | 6.5397 | 450.565 | 4.041 | 451.1799 | #REF! | 450.565 | 17.0326 | 448.2594 | 0.03063
| 266.502 | 0.71443 | 266.502 | 1.897 | 266.502 | 0.24283 | 266.502 | 0.029177 | 266.502 | 0.012103 | 266.502 | 0 | 453.1684 | 0.0094255 | 450.786 | 0.50352 | 266.502 | -0.08881 | 453.1684 | 0.030951 | 450.786 | 0.38671 | 450.786 | 0.10249 | 444.9443 | 0.25551 | 450.786 | 0.44471 | 450.786 | 1.1074 | 451.4007 | 0.8846 | 449.9251 | 1.7642 | 450.786 | 39.0925 | 451.4007 | 43.5415 | 451.4007 | 12.5167 | 451.4007 | 0.23237 | 453.1684 | 0.25055 | 451.4007 | 0.1432 | 451.4007 | 0.026057 |  |  | 450.786 | 0.034475 | 445.45 | -0.0072287 | 451.4007 | 0.0080838 | 450.786 | -0.00078352 | 452.892 | 0.00046648 | 451.4007 | 0.032665 | 451.4007 | 0.0065284 | 450.786 | 0.050061 | 451.4007 | 0.0020847 | 451.4007 | -0.0016027 | 451.4007 | 0.022136 | 686.2004 | 0.026483 | 450.786 | 0 | 450.786 | 0.018656 | 451.4007 | -0.0058699 | 685.4526 | 0.0018258 | 450.786 | -0.010618 | 688.1398 | 0.00033456 | 686.2004 | 0.020111 | 450.786 | 0.0090425 | 883.3048 | 0.0021743 | 1094.2804 | 0.10292 | 1133.4355 | 0.037198 | 1014.4691 | 0.0141 | 1061.9993 | 0 | 1061.3357 | 0 | 1061.3292 | 0.004883 | 450.786 | 1.1857 | 451.4007 | 1.2178 | 450.786 | 6.6631 | 450.786 | 4.0047 | 451.4007 | #REF! | 450.786 | 16.9329 | 448.4797 | 0.031873
| 266.5766 | 0.721 | 266.5766 | 1.8148 | 266.5766 | 0.24708 | 266.5766 | -0.012331 | 266.5766 | 0.0036835 | 266.5766 | 0 | 453.2815 | 0 | 451.0069 | 0.47408 | 266.5766 | -0.16811 | 453.2815 | 0 | 451.0069 | 0.10851 | 451.0069 | 0.054844 | 445.1643 | 0.19832 | 451.0069 | 0.26595 | 451.0069 | 0.90783 | 451.6215 | 0.72516 | 450.1455 | 1.653 | 451.0069 | 38.0772 | 451.6215 | 42.7532 | 451.6215 | 12.7249 | 451.6215 | 0.23013 | 453.2815 | 0.22892 | 451.6215 | 0.13045 | 451.6215 | 0.010924 |  |  | 451.0069 | 0.014462 | 445.67 | -0.027866 | 451.6215 | 0 | 451.0069 | -0.001975 | 453.007 | 0.00092344 | 451.6215 | 0 | 451.6215 | 0 | 451.0069 | -0.072146 | 451.6215 | -0.015611 | 451.6215 | -0.0084466 | 451.6215 | -0.022297 | 686.3629 | 0.020076 | 451.0069 | 0 | 451.0069 | -0.023969 | 451.6215 | 0.00036216 | 685.6153 | 0 | 451.0069 | -0.020427 | 688.3025 | 0.00029836 | 686.3629 | 0.020658 | 451.0069 | 0 | 883.3824 | 0.002562 | 1094.5737 | 0.10095 | 1133.4985 | 0.037337 | 1014.4817 | 0.01407 | 1062.0546 | 0 | 1061.3909 | 0 | 1061.3844 | 0.0048273 | 451.007 | 1.2046 | 451.6215 | 1.2254 | 451.0069 | 6.6351 | 451.0069 | 3.9834 | 451.6215 | #REF! | 451.0069 | 16.6152 | 448.7001 | 0.031937
| 266.6513 | 0.72672 | 266.6513 | 1.8639 | 266.6513 | 0.25543 | 266.6513 | 0.030765 | 266.6513 | 0.0090961 | 266.6513 | 0 | 453.3945 | 0.0052105 | 451.2278 | 0.63516 | 266.6513 | -0.0472 | 453.3945 | 0.01379 | 451.2278 | 0.42 | 451.2278 | 0.098577 | 445.3844 | 0.21598 | 451.2278 | 0.42713 | 451.2278 | 1.0699 | 451.8423 | 0.85465 | 450.366 | 1.6832 | 451.2278 | 37.3324 | 451.8423 | 42.107 | 451.8423 | 12.9799 | 451.8423 | 0.25255 | 453.3945 | 0.24041 | 451.8423 | 0.16004 | 451.8423 | 0.022565 |  |  | 451.2278 | 0.033272 | 445.89 | 0.0011659 | 451.8423 | 0.016919 | 451.2278 | 0.028309 | 453.122 | 0.00046229 | 451.8423 | 0.039227 | 451.8423 | 0.0080542 | 451.2278 | 0.044171 | 451.8423 | -0.0061973 | 451.8423 | -0.0018733 | 451.8423 | 0.00047773 | 686.5254 | 0.026644 | 451.2278 | 0 | 451.2278 | -0.0080559 | 451.8423 | 0.0049731 | 685.7779 | 0.0018258 | 451.2278 | 0.033576 | 688.4653 | 0.00037295 | 686.5254 | 0.01869 | 451.2278 | 0.012659 | 883.4601 | 0.0029689 | 1094.8673 | 0.093723 | 1133.5614 | 0.03748 | 1014.4943 | 0.01404 | 1062.1097 | 0 | 1061.446 | 0 | 1061.4396 | 0.0047785 | 451.228 | 1.2406 | 451.8423 | 1.2746 | 451.2278 | 6.6165 | 451.2278 | 3.9622 | 451.8423 | #REF! | 451.2278 | 16.4226 | 448.9205 | 0.032591
| 266.7259 | 0.72108 | 266.726 | 1.9488 | 266.7259 | 0.26182 | 266.7259 | -0.010992 | 266.7259 | 0.0096825 | 266.7259 | 0 | 453.5075 | 0.0031665 | 451.4488 | 0.627 | 266.7259 | -0.17789 | 453.5075 | 0 | 451.4488 | 0.083056 | 451.4488 | 0.043084 | 445.6045 | 0.19967 | 451.4488 | 0.26668 | 451.4488 | 0.79233 | 452.0632 | 0.6329 | 450.5864 | 1.6045 | 451.4488 | 36.1332 | 452.0632 | 41.3873 | 452.0632 | 13.2219 | 452.0632 | 0.25012 | 453.5075 | 0.23362 | 452.0632 | 0.12757 | 452.0631 | 0.009044 |  |  | 451.4488 | 0.0095724 | 446.12 | -0.014924 | 452.0632 | 0 | 451.4488 | 0.020547 | 453.237 | 0.00096612 | 452.0632 | 0 | 452.0631 | 0 | 451.4488 | -0.024653 | 452.0632 | -0.013495 | 452.0632 | -0.011128 | 452.0632 | -0.017543 | 686.688 | 0.01463 | 451.4488 | 0 | 451.4488 | -0.015975 | 452.0631 | -0.0032524 | 685.9406 | 0 | 451.4488 | -0.02133 | 688.6281 | 0.00027862 | 686.688 | 0.019455 | 451.4488 | 0.012659 | 883.5377 | 0.0027792 | 1095.161 | 0.095239 | 1133.6244 | 0.037623 | 1014.5069 | 0.014008 | 1062.165 | 0 | 1061.5012 | 0 | 1061.4948 | 0.0047364 | 451.449 | 1.2498 | 452.0632 | 1.2766 | 451.4488 | 6.6196 | 451.4488 | 3.9144 | 452.0631 | #REF! | 451.4488 | 15.9846 | 449.1409 | 0.031674
| 266.8006 | 0.71549 | 266.8006 | 1.9559 | 266.8006 | 0.27046 | 266.8006 | 0.035997 | 266.8006 | 0.011081 | 266.8006 | 0 | 453.6205 | 0.021309 | 451.6698 | 0.68271 | 266.8006 | -0.04817 | 453.6205 | 0.027942 | 451.6698 | 0.20102 | 451.6698 | 0.12825 | 445.8246 | 0.20002 | 451.6698 | 0.42053 | 451.6698 | 1.0203 | 452.284 | 0.815 | 450.8069 | 1.5988 | 451.6698 | 35.6831 | 452.284 | 40.6139 | 452.284 | 13.5079 | 452.284 | 0.27263 | 453.6205 | 0.24041 | 452.284 | 0.15982 | 452.284 | 0.030445 |  |  | 451.6698 | 0.03038 | 446.34 | -0.0054798 | 452.284 | 0.0099552 | 451.6698 | 0.034346 | 453.352 | 0.00050917 | 452.284 | 0.0416 | 452.284 | 0.0097303 | 451.6698 | 0.050061 | 452.284 | 0.0064709 | 452.284 | 0.00237 | 452.284 | 0.01581 | 686.8505 | 0.02376 | 451.6698 | 0 | 451.6698 | 0.011241 | 452.284 | 0.0062988 | 686.1033 | 0.0013044 | 451.6698 | 0.034965 | 688.7909 | 0.00036856 | 686.8505 | 0.019018 | 451.6698 | 0.0090425 | 883.6154 | 0.0026275 | 1095.455 | 0.09122 | 1133.6873 | 0.037767 | 1014.5195 | 0.013975 | 1062.2203 | 0 | 1061.5565 | 0 | 1061.5499 | 0.0047058 | 451.67 | 1.2696 | 452.284 | 1.2965 | 451.6698 | 6.6788 | 451.6698 | 3.8737 | 452.284 | #REF! | 451.6698 | 15.8644 | 449.3613 | 0.033574
| 266.8753 | 0.70482 | 266.8752 | 1.8873 | 266.8753 | 0.27713 | 266.8753 | -0.012144 | 266.8753 | 0.0079835 | 266.8753 | 0 | 453.7335 | 0 | 451.8908 | 0.65232 | 266.8753 | -0.15785 | 453.7335 | 0 | 451.8908 | 0.0042356 | 451.8908 | 0.053281 | 446.0448 | 0.15623 | 451.8908 | 0.27034 | 451.8908 | 0.76396 | 452.5049 | 0.61024 | 451.0274 | 1.5365 | 451.8908 | 34.5537 | 452.5049 | 39.5958 | 452.5049 | 13.6922 | 452.5049 | 0.26794 | 453.7335 | 0.25024 | 452.5049 | 0.14285 | 452.5049 | 0.012894 |  |  | 451.8908 | 0.017126 | 446.56 | -0.0030314 | 452.5049 | 0 | 451.8908 | 0.016336 | 453.467 | 0.00093411 | 452.5049 | 0 | 452.5049 | 0 | 451.8908 | -0.043067 | 452.5049 | -0.0095257 | 452.5049 | -0.0059538 | 452.5049 | -0.019345 | 687.013 | 0.016606 | 451.8908 | 0 | 451.8908 | -0.014568 | 452.5049 | -0.00059574 | 686.2659 | 0 | 451.8908 | -0.066785 | 688.9537 | 0.00037185 | 687.013 | 0.021204 | 451.8908 | 0 | 883.6931 | 0.002411 | 1095.7489 | 0.086885 | 1133.7502 | 0.037915 | 1014.5321 | 0.013942 | 1062.2756 | 0 | 1061.6117 | 0 | 1061.6052 | 0.0046876 | 451.891 | 1.2686 | 452.5049 | 1.2867 | 451.8908 | 6.6 | 451.8908 | 3.8037 | 452.5049 | #REF! | 451.8908 | 15.3083 | 449.5818 | 0.032714
| 266.9499 | 0.71053 | 266.9499 | 1.9288 | 266.9499 | 0.28725 | 266.9499 | 0.039204 | 266.9499 | 0.0083744 | 266.9499 | 0 | 453.8466 | 0.01891 | 452.1118 | 0.65315 | 266.9499 | -0.05302 | 453.8466 | 0.038688 | 452.1118 | 0.3733 | 452.1118 | 0.090503 | 446.2649 | 0.23118 | 452.1118 | 0.38171 | 452.1118 | 0.91898 | 452.7258 | 0.73406 | 451.2479 | 1.5744 | 452.1118 | 33.6123 | 452.7258 | 38.9288 | 452.7258 | 14.0092 | 452.7258 | 0.27911 | 453.8466 | 0.25912 | 452.7258 | 0.17237 | 452.7258 | 0.022476 |  |  | 452.1118 | 0.039874 | 446.78 | -0.00058295 | 452.7258 | 0.023235 | 452.1118 | 0.032672 | 453.582 | 0.00043561 | 452.7258 | 0.035522 | 452.7258 | 0.0090105 | 452.1118 | 0.012301 | 452.7258 | 0.00025854 | 452.7258 | 0.0035871 | 452.7258 | 0.0069862 | 687.1756 | 0.018848 | 452.1118 | 0 | 452.1118 | 0.0083601 | 452.7258 | 0.0049147 | 686.4286 | 0.0023475 | 452.1118 | 0.044042 | 689.1165 | 0.00034004 | 687.1756 | 0.020658 | 452.1118 | 0 | 883.7708 | 0.0024964 | 1096.0431 | 0.084523 | 1133.8132 | 0.038059 | 1014.5447 | 0.013907 | 1062.3308 | 0 | 1061.6669 | 0 | 1061.6604 | 0.0046876 | 452.112 | 1.2833 | 452.7258 | 1.2973 | 452.1118 | 6.5584 | 452.1118 | 3.7709 | 452.7258 | #REF! | 452.1118 | 15.0522 | 449.8022 | 0.034238
| 267.0246 | 0.725 | 267.0246 | 2.0485 | 267.0246 | 0.29267 | 267.0246 | 0.0072865 | 267.0246 | 0.0016388 | 267.0246 | 0 | 453.9596 | 0 | 452.3328 | 0.60545 | 267.0246 | -0.19901 | 453.9596 | 0 | 452.3328 | 0.036591 | 452.3328 | 0.044049 | 446.485 | 0.17974 | 452.3328 | 0.22858 | 452.3328 | 0.70317 | 452.9467 | 0.56168 | 451.4683 | 1.4611 | 452.3328 | 32.5534 | 452.9467 | 37.8564 | 452.9467 | 14.1974 | 452.9467 | 0.28395 | 453.9596 | 0.25379 | 452.9467 | 0.1497 | 452.9467 | 0.010656 |  |  | 452.3328 | 0.010346 | 447 | -0.0054798 | 452.9467 | 0 | 452.3328 | 0.0090304 | 453.6971 | 0.00090057 | 452.9467 | 0 | 452.9467 | 0 | 452.3328 | -0.035853 | 452.9467 | -0.015663 | 452.9467 | -0.010249 | 452.9467 | -0.020155 | 687.3381 | 0.024508 | 452.3328 | 0 | 452.3328 | -0.025517 | 452.9467 | -0.00021866 | 686.5913 | 0 | 452.3328 | -0.075309 | 689.2794 | 0.00030823 | 687.3381 | 0.02186 | 452.3328 | 0 | 883.8486 | 0.002929 | 1096.3374 | 0.085686 | 1133.8762 | 0.038207 | 1014.5573 | 0.013872 | 1062.3861 | 0 | 1061.7222 | 0 | 1061.7156 | 0.0047046 | 452.333 | 1.2868 | 452.9467 | 1.2847 | 452.3328 | 6.4156 | 452.3328 | 3.7045 | 452.9467 | #REF! | 452.3328 | 14.448 | 450.0226 | 0.034158
| 267.0993 | 0.74799 | 267.0993 | 2.1338 | 267.0993 | 0.30228 | 267.0993 | 0.034626 | 267.0993 | 0.0087653 | 267.0993 | 0 | 454.0727 | 0.007318 | 452.5538 | 0.64803 | 267.0993 | -0.13086 | 454.0727 | 0.03353 | 452.5538 | 0.35156 | 452.5538 | 0.10121 | 446.7052 | 0.21494 | 452.5538 | 0.39856 | 452.5538 | 0.88453 | 453.1676 | 0.70655 | 451.6889 | 1.4724 | 452.5538 | 31.7439 | 453.1676 | 37.0936 | 453.1676 | 14.5093 | 453.1676 | 0.304 | 454.0727 | 0.2494 | 453.1676 | 0.18947 | 453.1676 | 0.027311 |  |  | 452.5538 | 0.016328 | 447.22 | 0.014807 | 453.1676 | 0.016121 | 452.5538 | 0.026229 | 453.8121 | 0.00047487 | 453.1676 | 0.040324 | 453.1676 | 0.0053845 | 452.5538 | 0.062208 | 453.1676 | -0.00046601 | 453.1676 | 0.0024686 | 453.1676 | 0.01115 | 687.5006 | 0.02659 | 452.5538 | 0 | 452.5538 | 0.018174 | 453.1676 | 0.0039387 | 686.754 | 0.0018258 | 452.5538 | 0.027929 | 689.4422 | 0.00037076 | 687.5006 | 0.019783 | 452.5538 | 0.0018125 | 883.9263 | 0.0032018 | 1096.632 | 0.078989 | 1133.9392 | 0.038351 | 1014.5699 | 0.013836 | 1062.4414 | 0 | 1061.7773 | 0 | 1061.7709 | 0.0047421 | 452.554 | 1.296 | 453.1676 | 1.2975 | 452.5538 | 6.3619 | 452.5538 | 3.6558 | 453.1676 | #REF! | 452.5538 | 14.1587 | 450.2431 | 0.035048
| 267.1739 | 0.75552 | 267.174 | 2.0855 | 267.1739 | 0.3104 | 267.1739 | 0.0025407 | 267.1739 | 0.0082091 | 267.1739 | 0 | 454.1857 | 0 | 452.7749 | 0.64195 | 267.1739 | -0.24663 | 454.1857 | 0 | 452.7749 | 0.031215 | 452.7749 | 0.04892 | 446.9254 | 0.14985 | 452.7749 | 0.23811 | 452.7749 | 0.72242 | 453.3885 | 0.57705 | 451.9094 | 1.3835 | 452.7749 | 30.4465 | 453.3885 | 35.7285 | 453.3885 | 14.5071 | 453.3885 | 0.30254 | 454.1857 | 0.25912 | 453.3885 | 0.17423 | 453.3885 | 0.015402 |  |  | 452.7749 | 0.02603 | 447.44 | 0.022152 | 453.3885 | 0 | 452.7749 | 0.024605 | 453.9271 | 0.00096117 | 453.3885 | 0 | 453.3885 | 0 | 452.7749 | -0.0059307 | 453.3885 | -0.0022845 | 453.3885 | -0.0045883 | 453.3885 | -0.013481 | 687.6632 | 0.02611 | 452.7749 | 0 | 452.7749 | 0.00013956 | 453.3885 | -0.00027212 | 686.9167 | 0 | 452.7749 | -0.010104 | 689.605 | 0.00035869 | 687.6632 | 0.021641 | 452.7749 | 0.0036213 | 884.0041 | 0.0025965 | 1096.9266 | 0.081034 | 1134.0021 | 0.038499 | 1014.5825 | 0.013799 | 1062.4967 | 0 | 1061.8325 | 0 | 1061.826 | 0.0047967 | 452.775 | 1.3165 | 453.3885 | 1.2887 | 452.7749 | 6.2207 | 452.7749 | 3.608 | 453.3885 | #REF! | 452.7749 | 13.6048 | 450.4636 | 0.03538
| 267.2486 | 0.76828 | 267.2486 | 2.1781 | 267.2486 | 0.32169 | 267.2486 | 0.034502 | 267.2486 | 0.0070965 | 267.2486 | 0 | 454.2987 | 0.015748 | 452.9959 | 0.60482 | 267.2486 | -0.08839 | 454.2987 | 0.022783 | 452.9959 | 0.30996 | 452.9959 | 0.078877 | 447.1456 | 0.19777 | 452.9959 | 0.36559 | 452.9959 | 0.79841 | 453.6094 | 0.63775 | 452.1299 | 1.4154 | 452.9959 | 29.6051 | 453.6094 | 34.7287 | 453.6094 | 14.757 | 453.6094 | 0.31414 | 454.2987 | 0.26392 | 453.6094 | 0.18218 | 453.6094 | 0.02355 |  |  | 452.9959 | 0.019575 | 447.66 | 0.0043138 | 453.6094 | 0.002882 | 452.9959 | 0.019481 | 454.0422 | 0.0005004 | 453.6094 | 0.036556 | 453.6094 | 0.0080182 | 452.9959 | 0.055214 | 453.6094 | -0.0038984 | 453.6094 | -0.0017557 | 453.6094 | 0.0076215 | 687.8258 | 0.02029 | 452.9959 | 0 | 452.9959 | -0.013044 | 453.6094 | 0.0019647 | 687.0794 | 0.00078262 | 452.9959 | 0.016989 | 689.7678 | 0.00040147 | 687.8258 | 0.02022 | 452.9959 | 0.0018125 | 884.0818 | 0.0018271 | 1097.2214 | 0.077862 | 1134.0651 | 0.038648 | 1014.5952 | 0.013761 | 1062.552 | 0 | 1061.8878 | 0 | 1061.8814 | 0.0048637 | 452.996 | 1.3404 | 453.6094 | 1.2724 | 452.9959 | 6.1296 | 452.9959 | 3.608 | 453.6094 | #REF! | 452.9959 | 13.1835 | 450.6841 | 0.036121
| 267.3233 | 0.76605 | 267.3233 | 2.2361 | 267.3233 | 0.32959 | 267.3233 | 0.0080027 | 267.3233 | 0.01305 | 267.3233 | 0 | 454.4118 | 0 | 453.217 | 0.47993 | 267.3233 | -0.16099 | 454.4118 | 0 | 453.217 | 0.087217 | 453.217 | 0.039377 | 447.3658 | 0.17096 | 453.217 | 0.21613 | 453.217 | 0.58259 | 453.8304 | 0.46537 | 452.3504 | 1.3235 | 453.217 | 28.2951 | 453.8304 | 33.6897 | 453.8304 | 14.8599 | 453.8304 | 0.30961 | 454.4118 | 0.2331 | 453.8304 | 0.17735 | 453.8304 | 0.01379 |  |  | 453.217 | 0.01948 | 447.89 | 0.0043138 | 453.8304 | 0 | 453.217 | 0.0050262 | 454.1572 | 0.00098213 | 453.8304 | 0 | 453.8304 | 0 | 453.217 | -0.042699 | 453.8304 | -0.012627 | 453.8304 | -0.0099021 | 453.8304 | -0.023363 | 687.9883 | 0.025362 | 453.217 | 0 | 453.217 | -0.010547 | 453.8304 | -0.0036969 | 687.2421 | 0 | 453.217 | -0.039483 | 689.9307 | 0.0003181 | 687.9883 | 0.021313 | 453.217 | 0 | 884.1596 | 0.0024714 | 1097.5164 | 0.074478 | 1134.1281 | 0.038796 | 1014.6078 | 0.013722 | 1062.6074 | 0 | 1061.943 | 0 | 1061.9365 | 0.0049353 | 453.217 | 1.3462 | 453.8304 | 1.2423 | 453.217 | 5.9665 | 453.217 | 3.5717 | 453.8304 | #REF! | 453.217 | 12.6547 | 450.9046 | 0.036199
| 267.398 | 0.77 | 267.398 | 2.2964 | 267.398 | 0.34108 | 267.398 | 0.037553 | 267.398 | 0.0087653 | 267.398 | 0 | 454.5248 | 0.031475 | 453.4381 | 0.63733 | 267.398 | -0.11751 | 454.5248 | 0.023858 | 453.4381 | 0.33742 | 453.4381 | 0.092432 | 447.586 | 0.18774 | 453.4381 | 0.37584 | 453.4381 | 0.82171 | 454.0513 | 0.65637 | 452.571 | 1.3324 | 453.4381 | 27.9012 | 454.0513 | 33.1135 | 454.0513 | 15.231 | 454.0513 | 0.33991 | 454.5248 | 0.24041 | 454.0513 | 0.20853 | 454.0513 | 0.033848 |  |  | 453.4381 | 0.035432 | 448.11 | 0.014107 | 454.0513 | 0.011108 | 453.4381 | 0.030439 | 454.2722 | 0.00048821 | 454.0513 | 0.032982 | 454.0513 | 0.0084255 | 453.4381 | 0.040858 | 454.0513 | 0.009389 | 454.0513 | 0.0039199 | 454.0513 | 0.022688 | 688.1509 | 0.025896 | 453.4381 | 0 | 453.4381 | -0.027505 | 454.0513 | 0.0040562 | 687.4049 | 0.0023475 | 453.4381 | 0.05837 | 690.0936 | 0.0003192 | 688.1509 | 0.019018 | 453.4381 | 0 | 884.2374 | 0.0025468 | 1097.8115 | 0.071729 | 1134.1912 | 0.038945 | 1014.6204 | 0.013683 | 1062.6627 | 0 | 1061.9983 | 0 | 1061.9918 | 0.0050046 | 453.438 | 1.3558 | 454.0513 | 1.2816 | 453.4381 | 5.9828 | 453.4381 | 3.5238 | 454.0513 | #REF! | 453.4381 | 12.4272 | 451.1251 | 0.037564
| 267.4727 | 0.76842 | 267.4727 | 2.239 | 267.4727 | 0.34895 | 267.4727 | 0.0042037 | 267.4727 | 0.007758 | 267.4727 | 0 | 454.6378 | 0 | 453.6592 | 0.56696 | 267.4727 | -0.25526 | 454.6378 | 0 | 453.6592 | 0.12626 | 453.6592 | 0.039587 | 447.8062 | 0.13233 | 453.6592 | 0.20441 | 453.6592 | 0.56334 | 454.2723 | 0.44999 | 452.7915 | 1.2689 | 453.6592 | 27.0733 | 454.2723 | 32.0996 | 454.2723 | 15.3931 | 454.2723 | 0.34148 | 454.6378 | 0.22715 | 454.2723 | 0.20211 | 454.2723 | 0.016387 |  |  | 453.6592 | 0.0090929 | 448.33 | -0.0037309 | 454.2723 | 0 | 453.6592 | 0.01111 | 454.3873 | 0.00097756 | 454.2723 | 0 | 454.2723 | 0 | 453.6592 | -0.03123 | 454.2723 | -0.010548 | 454.2723 | -0.0039651 | 454.2723 | -0.016022 | 688.3135 | 0.024134 | 453.6592 | 0 | 453.6592 | -0.012438 | 454.2723 | 0.00099272 | 687.5676 | 0 | 453.6592 | -0.032864 | 690.2564 | 0.0003905 | 688.3135 | 0.020111 | 453.6592 | 0 | 884.3152 | 0.0021704 | 1098.1068 | 0.070953 | 1134.2541 | 0.039093 | 1014.633 | 0.013643 | 1062.718 | 0 | 1062.0536 | 0 | 1062.047 | 0.0050637 | 453.659 | 1.3535 | 454.2723 | 1.2586 | 453.6592 | 5.8148 | 453.6592 | 3.4547 | 454.2723 | #REF! | 453.6592 | 11.999 | 451.3456 | 0.037564
| 267.5474 | 0.77557 | 267.5474 | 2.2802 | 267.5474 | 0.36044 | 267.5474 | 0.035218 | 267.5474 | 0.0070363 | 267.5474 | 0 | 454.7509 | 0.00099528 | 453.8803 | 0.65682 | 267.5474 | -0.16025 | 454.7509 | 0.021244 | 453.8803 | 0.33578 | 453.8803 | 0.11177 | 448.0264 | 0.17576 | 453.8803 | 0.37877 | 453.8803 | 0.87136 | 454.4933 | 0.69602 | 453.0121 | 1.3121 | 453.8803 | 26.3578 | 454.4933 | 31.5918 | 454.4933 | 15.7701 | 454.4933 | 0.36798 | 454.7509 | 0.23958 | 454.4933 | 0.22592 | 454.4933 | 0.034833 |  |  | 453.8803 | 0.035457 | 448.55 | 0.01026 | 454.4933 | 0.020265 | 453.8803 | 0.031251 | 454.5023 | 0.00049507 | 454.4933 | 0.028288 | 454.4933 | 0.013483 | 453.8803 | 0.055582 | 454.4933 | 0.013823 | 454.4933 | 0.0072731 | 454.4933 | 0.019918 | 688.4761 | 0.025042 | 453.8803 | 0 | 453.8803 | 0.0044252 | 454.4933 | 0.0029744 | 687.7303 | 0.0013044 | 453.8803 | 0.019675 | 690.4193 | 0.00028629 | 688.4761 | 0.019674 | 453.8803 | 0.0018125 | 884.3931 | 0.0019185 | 1098.4022 | 0.068133 | 1134.3171 | 0.039247 | 1014.6456 | 0.013603 | 1062.7733 | 0 | 1062.1088 | 0 | 1062.1023 | 0.0051058 | 453.88 | 1.3529 | 454.4933 | 1.2841 | 453.8803 | 5.7708 | 453.8803 | 3.4007 | 454.4933 | #REF! | 453.8803 | 11.7194 | 451.5662 | 0.037732
| 267.6221 | 0.77471 | 267.6221 | 2.3318 | 267.6221 | 0.36928 | 267.6221 | 0.0050756 | 267.6221 | 0.0063898 | 267.6221 | 0 | 454.8639 | 0 | 454.1015 | 0.56654 | 267.6221 | -0.25501 | 454.8639 | 0 | 454.1015 | 0.03838 | 454.1015 | 0.034979 | 448.2466 | 0.12307 | 454.1015 | 0.18536 | 454.1015 | 0.47418 | 454.7143 | 0.37877 | 453.2327 | 1.2365 | 454.1015 | 25.3854 | 454.7143 | 30.4875 | 454.7143 | 16.0172 | 454.7143 | 0.3494 | 454.8639 | 0.24021 | 454.7143 | 0.19836 | 454.7143 | 0.013969 |  |  | 454.1015 | 0.0028845 | 448.77 | 0.0018654 | 454.7143 | 0 | 454.1015 | 0.020496 | 454.6174 | 0.0010206 | 454.7143 | 0 | 454.7143 | 0 | 454.1015 | -0.051533 | 454.7143 | -0.01665 | 454.7143 | -0.0074465 | 454.7143 | -0.01656 | 688.6387 | 0.024882 | 454.1015 | 0 | 454.1015 | -0.017739 | 454.7143 | -0.0049351 | 687.893 | 0 | 454.1015 | -0.0035005 | 690.5822 | 0.00045193 | 688.6387 | 0.022079 | 454.1015 | 0.0090425 | 884.4709 | 0.0018187 | 1098.6979 | 0.066759 | 1134.3801 | 0.039396 | 1014.6582 | 0.013562 | 1062.8287 | 0 | 1062.1641 | 0 | 1062.1576 | 0.0051274 | 454.101 | 1.3437 | 454.7143 | 1.2673 | 454.1015 | 5.6062 | 454.1015 | 3.3175 | 454.7143 | #REF! | 454.1015 | 11.2739 | 451.7867 | 0.037971
| 267.6968 | 0.77864 | 267.6968 | 2.3714 | 267.6968 | 0.38145 | 267.6968 | 0.036682 | 267.6968 | 0.017305 | 267.6968 | 0 | 454.977 | 0.011884 | 454.3226 | 0.65188 | 267.6968 | -0.16081 | 454.977 | 0.03138 | 454.3226 | 0.30754 | 454.3226 | 0.10576 | 448.4669 | 0.17704 | 454.3226 | 0.35606 | 454.3226 | 0.74673 | 454.9353 | 0.59648 | 453.4532 | 1.2517 | 454.3226 | 24.8899 | 454.9353 | 29.9853 | 454.9353 | 16.3326 | 454.9353 | 0.39329 | 454.977 | 0.26121 | 454.9353 | 0.24296 | 454.9353 | 0.038056 |  |  | 454.3226 | 0.037129 | 448.99 | 0.014107 | 454.9353 | 0.01699 | 454.3226 | 0.04155 | 454.7325 | 0.00052632 | 454.9353 | 0.046877 | 454.9353 | 0.013476 | 454.3226 | 0.05411 | 454.9353 | 0.011952 | 454.9353 | 0.0063514 | 454.9353 | 0.017104 | 688.8013 | 0.025629 | 454.3226 | 0 | 454.3226 | 0.026701 | 454.9353 | 0.0034975 | 688.0558 | 0.00078262 | 454.3226 | 0.047008 | 690.7451 | 0.00024022 | 688.8013 | 0.021313 | 454.3226 | 0.0072427 | 884.5488 | 0.0023549 | 1098.9935 | 0.066794 | 1134.4432 | 0.039549 | 1014.6708 | 0.013521 | 1062.884 | 0 | 1062.2194 | 0 | 1062.2129 | 0.0051262 | 454.323 | 1.325 | 454.9353 | 1.2868 | 454.3226 | 5.6001 | 454.3226 | 3.2378 | 454.9353 | #REF! | 454.3226 | 11.0438 | 452.0073 | 0.039001
| 267.7715 | 0.78418 | 267.7715 | 2.3038 | 267.7715 | 0.39263 | 267.7715 | 0.0078159 | 267.7715 | 0.0050968 | 267.7715 | 0 | 455.09 | 0 | 454.5438 | 0.63815 | 267.7715 | -0.24889 | 455.09 | 0 | 454.5438 | 0.027323 | 454.5438 | 0.064241 | 448.6872 | 0.10205 | 454.5438 | 0.20587 | 454.5438 | 0.63933 | 455.1563 | 0.51069 | 453.6738 | 1.1844 | 454.5438 | 24.1845 | 455.1563 | 29.0102 | 455.1563 | 16.5395 | 455.1563 | 0.39199 | 455.09 | 0.23749 | 455.1563 | 0.2309 | 455.1563 | 0.025072 |  |  | 454.5438 | 0.0091428 | 449.21 | -0.00058295 | 455.1563 | 0 | 454.5438 | 0.020192 | 454.8475 | 0.0010328 | 455.1563 | 0 | 455.1563 | 0 | 454.5438 | -0.01309 | 455.1563 | 0.00036703 | 455.1563 | 0.0010399 | 455.1563 | -0.0055543 | 688.9639 | 0.019222 | 454.5438 | 0 | 454.5438 | -0.0032078 | 455.1563 | -0.0010882 | 688.2185 | 0 | 454.5438 | -0.023766 | 690.908 | 0.00036527 | 688.9639 | 0.022953 | 454.5438 | 0.0072409 | 884.6266 | 0.0028043 | 1099.2895 | 0.064045 | 1134.5062 | 0.039698 | 1014.6834 | 0.013479 | 1062.9393 | 0 | 1062.2747 | 0 | 1062.2682 | 0.0051024 | 454.544 | 1.3387 | 455.1563 | 1.2726 | 454.5438 | 5.5145 | 454.5438 | 3.1988 | 455.1563 | #REF! | 454.5438 | 10.7905 | 452.2279 | 0.039513
| 267.8462 | 0.79371 | 267.8462 | 2.3628 | 267.8462 | 0.40554 | 267.8462 | 0.047456 | 267.8462 | 0.013832 | 267.8462 | 0 | 455.2031 | 0.0016977 | 454.7649 | 0.57092 | 267.8462 | -0.14688 | 455.2031 | 0.035464 | 454.7649 | 0.38925 | 454.7649 | 0.082236 | 448.9074 | 0.16166 | 454.7649 | 0.33482 | 454.7649 | 0.71127 | 455.3774 | 0.56815 | 453.8944 | 1.1971 | 454.7649 | 23.7042 | 455.3774 | 28.0962 | 455.3774 | 16.7017 | 455.3774 | 0.40536 | 455.2031 | 0.2517 | 455.3774 | 0.2532 | 455.3774 | 0.032594 |  |  | 454.7649 | 0.0213 | 449.44 | 0.01096 | 455.3774 | 0.0086327 | 454.7649 | 0.025518 | 454.9626 | 0.0005065 | 455.3774 | 0.021805 | 455.3774 | 0.010173 | 454.7649 | 0.037545 | 455.3774 | 0.0074638 | 455.3774 | 0.0026314 | 455.3774 | 0.01579 | 689.1265 | 0.024241 | 454.7649 | 0 | 454.7649 | 0.033965 | 455.3774 | 0.0023018 | 688.3813 | 0.0018258 | 454.7649 | 0.02205 | 691.0708 | 0.00041134 | 689.1265 | 0.020767 | 454.7649 | 0.0072445 | 884.7045 | 0.0033686 | 1099.5856 | 0.066477 | 1134.5692 | 0.039851 | 1014.696 | 0.013436 | 1062.9948 | 0 | 1062.33 | 0 | 1062.3234 | 0.005058 | 454.765 | 1.3401 | 455.3774 | 1.2447 | 454.7649 | 5.4388 | 454.7649 | 3.1598 | 455.3774 | #REF! | 454.7649 | 10.5025 | 452.4485 | 0.040576
| 267.9209 | 0.7945 | 267.9209 | 2.4367 | 267.9209 | 0.41658 | 267.9209 | 0.004484 | 267.9209 | 0.0095472 | 267.9209 | 0 | 455.3161 | 0 | 454.9861 | 0.55501 | 267.9209 | -0.21636 | 455.3161 | 0 | 454.9861 | 0.064532 | 454.9861 | 0.029938 | 449.1277 | 0.12574 | 454.9861 | 0.18096 | 454.9861 | 0.41845 | 455.5985 | 0.33425 | 454.1151 | 1.1172 | 454.9861 | 22.7444 | 455.5984 | 26.9741 | 455.5984 | 16.853 | 455.5984 | 0.4038 | 455.3161 | 0.25149 | 455.5985 | 0.23298 | 455.5985 | 0.018983 |  |  | 454.9861 | 0.018144 | 449.66 | -0.024367 | 455.5984 | 0 | 454.9861 | 0.0095377 | 455.0777 | 0.0010008 | 455.5984 | 0 | 455.5985 | 0 | 454.9861 | -0.030268 | 455.5984 | -0.013709 | 455.5984 | -0.0062651 | 455.5984 | -0.0096832 | 689.2891 | 0.021197 | 454.9861 | 0 | 454.9861 | -0.029751 | 455.5984 | 0.00019161 | 688.544 | 0 | 454.9861 | -0.044832 | 691.2338 | 0.00028629 | 689.2891 | 0.022079 | 454.9861 | 0 | 884.7824 | 0.0031053 | 1099.8818 | 0.065031 | 1134.6323 | 0.040005 | 1014.7086 | 0.013393 | 1063.0501 | 0 | 1062.3853 | 0 | 1062.3787 | 0.0049967 | 454.986 | 1.3276 | 455.5985 | 1.2388 | 454.9861 | 5.2377 | 454.9861 | 3.0979 | 455.5984 | #REF! | 454.9861 | 10.064 | 452.6691 | 0.039229
| 267.9957 | 0.80113 | 267.9957 | 2.4756 | 267.9957 | 0.43066 | 267.9957 | 0.053497 | 267.9957 | 0.007322 | 267.9957 | 0 | 455.4292 | 0.0059129 | 455.2073 | 0.5968 | 267.9957 | -0.14471 | 455.4292 | 0.024288 | 455.2073 | 0.41134 | 455.2073 | 0.099103 | 449.348 | 0.15277 | 455.2073 | 0.32602 | 455.2073 | 0.63528 | 455.8195 | 0.50745 | 454.3357 | 1.1436 | 455.2073 | 22.4992 | 455.8195 | 26.6146 | 455.8195 | 17.2679 | 455.8195 | 0.43656 | 455.4292 | 0.27636 | 455.8195 | 0.26045 | 455.8195 | 0.034475 |  |  | 455.2073 | 0.02941 | 449.88 | -0.013874 | 455.8195 | 0.010989 | 455.2073 | 0.023743 | 455.1928 | 0.0004943 | 455.8195 | 0.037274 | 455.8195 | 0.01039 | 455.2073 | 0.047852 | 455.8195 | 0.0019753 | 455.8195 | 0.0013697 | 455.8195 | 0.0031069 | 689.4517 | 0.023173 | 455.2073 | 0 | 455.2073 | 0.037569 | 455.8195 | -0.00012103 | 688.7068 | 0.0018258 | 455.2073 | 0.033818 | 691.3967 | 0.0003905 | 689.4517 | 0.019565 | 455.2073 | 0.0036213 | 884.8603 | 0.0028317 | 1100.1782 | 0.059533 | 1134.6953 | 0.040159 | 1014.7213 | 0.01335 | 1063.1055 | 0 | 1062.4406 | 0 | 1062.434 | 0.0049262 | 455.207 | 1.3192 | 455.8195 | 1.2486 | 455.2073 | 5.2527 | 455.2073 | 3.0465 | 455.8195 | #REF! | 455.2073 | 9.9737 | 452.8897 | 0.040964
| 268.0704 | 0.80268 | 268.0704 | 2.4291 | 268.0704 | 0.44227 | 268.0704 | 0.017843 | 268.0704 | 0.0070814 | 268.0704 | 0 | 455.5422 | 0 | 455.4285 | 0.52776 | 268.0704 | -0.21758 | 455.5422 | 0 | 455.4285 | 0.065873 | 455.4285 | 0.050322 | 449.5683 | 0.12296 | 455.4285 | 0.18609 | 455.4285 | 0.54916 | 456.0406 | 0.43866 | 454.5563 | 1.0604 | 455.4285 | 21.8475 | 456.0406 | 25.8581 | 456.0406 | 17.3974 | 456.0406 | 0.42963 | 455.5422 | 0.26089 | 456.0406 | 0.25191 | 456.0406 | 0.02355 |  |  | 455.4285 | 0.012031 | 450.1 | -0.014574 | 456.0406 | 0 | 455.4285 | 0.004621 | 455.3079 | 0.0010046 | 456.0406 | 0 | 456.0406 | 0 | 455.4285 | -0.053373 | 456.0406 | -0.0049768 | 456.0406 | -0.0097804 | 456.0406 | -0.011367 | 689.6144 | 0.015698 | 455.4285 | 0 | 455.4285 | 0.032935 | 456.0406 | -0.0021604 | 688.8696 | 0 | 455.4285 | -0.054181 | 691.5596 | 0.00030713 | 689.6144 | 0.021095 | 455.4285 | 0 | 884.9382 | 0.0029186 | 1100.4747 | 0.05985 | 1134.7584 | 0.040312 | 1014.7338 | 0.013307 | 1063.1608 | 0 | 1062.4959 | 0 | 1062.4893 | 0.0048501 | 455.429 | 1.2988 | 456.0406 | 1.2213 | 455.4285 | 5.1545 | 455.4285 | 2.9712 | 456.0406 | #REF! | 455.4285 | 9.6924 | 453.1103 | 0.039651
| 268.1451 | 0.80875 | 268.1451 | 2.4184 | 268.1451 | 0.45547 | 268.1451 | 0.047207 | 268.1451 | 0.0088255 | 268.1451 | 0 | 455.6553 | 0.024242 | 455.6498 | 0.6014 | 268.1451 | -0.08309 | 455.6553 | 0.032455 | 455.6498 | 0.3049 | 455.6498 | 0.083273 | 449.7887 | 0.14826 | 455.6498 | 0.28573 | 455.6498 | 0.67885 | 456.2617 | 0.54225 | 454.777 | 1.0903 | 455.6498 | 21.7014 | 456.2617 | 25.3988 | 456.2617 | 17.7897 | 456.2617 | 0.46054 | 455.6553 | 0.25525 | 456.2617 | 0.27736 | 456.2617 | 0.036892 |  |  | 455.6498 | 0.024624 | 450.32 | -0.0023318 | 456.2617 | 0.016649 | 455.6498 | 0.024352 | 455.423 | 0.00051488 | 456.2617 | 0.042088 | 456.2617 | 0.0091941 | 455.6498 | 0.017951 | 456.2617 | 0.0029772 | 456.2617 | 0.00086638 | 456.2617 | 0.019948 | 689.777 | 0.023493 | 455.6498 | 0 | 455.6498 | 0.0093035 | 456.2617 | 0.0024079 | 689.0323 | 0.0013044 | 455.6498 | 0.048149 | 691.7225 | 0.00029726 | 689.777 | 0.019783 | 455.6498 | 0 | 885.0162 | 0.0026446 | 1100.7715 | 0.059075 | 1134.8215 | 0.040471 | 1014.7465 | 0.013263 | 1063.2162 | 0 | 1062.5512 | 0 | 1062.5446 | 0.0047773 | 455.65 | 1.2954 | 456.2617 | 1.2457 | 455.6498 | 5.1315 | 455.6498 | 2.9376 | 456.2617 | #REF! | 455.6498 | 9.5646 | 453.331 | 0.041522
| 268.2198 | 0.8107 | 268.2198 | 2.4751 | 268.2198 | 0.46807 | 268.2198 | 0.019493 | 268.2198 | 0.0068409 | 268.2198 | 0 | 455.7683 | 0 | 455.871 | 0.55509 | 268.2198 | -0.14712 | 455.7683 | 0 | 455.871 | 0.01329 | 455.871 | 0.043868 | 450.009 | 0.095353 | 455.871 | 0.15532 | 455.871 | 0.51268 | 456.4828 | 0.40952 | 454.9976 | 0.99178 | 455.871 | 20.7668 | 456.4828 | 24.3529 | 456.4828 | 17.9175 | 456.4828 | 0.46448 | 455.7683 | 0.24376 | 456.4828 | 0.27654 | 456.4828 | 0.025699 |  |  | 455.871 | 0.011468 | 450.54 | -0.025417 | 456.4828 | 0 | 455.871 | 0.01872 | 455.538 | 0.00097336 | 456.4828 | 0 | 456.4828 | 0 | 455.871 | -0.04638 | 456.4828 | -0.0076234 | 456.4828 | -7.222e-05 | 456.4828 | -0.0091659 | 689.9396 | 0.018581 | 455.871 | 0 | 455.871 | -0.022306 | 456.4828 | -0.00099738 | 689.1951 | 0 | 455.871 | -0.022606 | 691.8855 | 0.00048045 | 689.9396 | 0.021532 | 455.871 | 0.0072409 | 885.0941 | 0.0029687 | 1101.0684 | 0.053611 | 1134.8845 | 0.040625 | 1014.7591 | 0.013219 | 1063.2716 | 0 | 1062.6064 | 0 | 1062.6 | 0.0047126 | 455.871 | 1.2754 | 456.4828 | 1.2226 | 455.871 | 4.9974 | 455.871 | 2.8721 | 456.4828 | #REF! | 455.871 | 9.2082 | 453.5517 | 0.041563
| 268.2946 | 0.81742 | 268.2946 | 2.5247 | 268.2946 | 0.48301 | 268.2946 | 0.058666 | 268.2946 | 0.0093968 | 268.2946 | 0 | 455.8814 | 0.02561 | 456.0923 | 0.60201 | 268.2946 | -0.02453 | 455.8814 | 0.018262 | 456.0923 | 0.18561 | 456.0923 | 0.102 | 450.2293 | 0.13263 | 456.0923 | 0.3165 | 456.0923 | 0.61198 | 456.7039 | 0.48884 | 455.2183 | 1.0248 | 456.0923 | 20.5669 | 456.7039 | 24.012 | 456.7039 | 18.2427 | 456.7039 | 0.49563 | 455.8814 | 0.26089 | 456.7039 | 0.31097 | 456.7039 | 0.038594 |  |  | 456.0923 | 0.038042 | 450.76 | 0.0011659 | 456.7039 | 0.0074852 | 456.0923 | 0.032114 | 455.6531 | 0.00046572 | 456.7039 | 0.045151 | 456.7039 | 0.013489 | 456.0923 | 0.050797 | 456.7039 | 0.0071205 | 456.7039 | 0.0032516 | 456.7039 | 0.016416 | 690.1023 | 0.024401 | 456.0923 | 0 | 456.0923 | 0.035725 | 456.7039 | 0.0082603 | 689.3579 | 0.00078262 | 456.0923 | 0.044632 | 692.0484 | 0.00019196 | 690.1023 | 0.019783 | 456.0923 | 0.0090425 | 885.1721 | 0.0024304 | 1101.3655 | 0.05562 | 1134.9476 | 0.040784 | 1014.7717 | 0.013175 | 1063.3269 | 0 | 1062.6617 | 0 | 1062.6553 | 0.004658 | 456.092 | 1.2718 | 456.7039 | 1.2343 | 456.0923 | 4.9669 | 456.0923 | 2.8224 | 456.7039 | #REF! | 456.0923 | 9.1002 | 453.7723 | 0.042291
| 268.3693 | 0.81822 | 268.3693 | 2.4639 | 268.3693 | 0.49647 | 268.3693 | 0.019835 | 268.3693 | 0.0032475 | 268.3693 | 0 | 455.9944 | 0 | 456.3135 | 0.58504 | 268.3693 | -0.13368 | 455.9944 | 0 | 456.3135 | -0.0073605 | 456.3135 | 0.058329 | 450.4497 | 0.077543 | 456.3135 | 0.17217 | 456.3135 | 0.44379 | 456.9251 | 0.35449 | 455.439 | 0.9586 | 456.3135 | 20.1378 | 456.9251 | 23.3932 | 456.9251 | 18.6015 | 456.9251 | 0.49995 | 455.9944 | 0.22715 | 456.9251 | 0.29524 | 456.925 | 0.026505 |  |  | 456.3135 | 0.0062843 | 450.99 | -0.0033811 | 456.9251 | 0 | 456.3135 | 0.013444 | 455.7683 | 0.00095545 | 456.9251 | 0 | 456.925 | 0 | 456.3135 | -0.030019 | 456.9251 | -0.0014477 | 456.9251 | -0.0022798 | 456.9251 | -0.015421 | 690.2649 | 0.020343 | 456.3135 | 0 | 456.3135 | -0.0093913 | 456.925 | -0.0046041 | 689.5207 | 0 | 456.3135 | -0.022361 | 692.2114 | 0.00040915 | 690.2649 | 0.02022 | 456.3135 | 0 | 885.2501 | 0.0019097 | 1101.6626 | 0.05273 | 1135.0107 | 0.040942 | 1014.7843 | 0.013131 | 1063.3823 | 0 | 1062.717 | 0 | 1062.7106 | 0.004616 | 456.314 | 1.2434 | 456.9251 | 1.2202 | 456.3135 | 4.9001 | 456.3135 | 2.7516 | 456.925 | #REF! | 456.3135 | 9.0083 | 453.993 | 0.042066
| 268.4441 | 0.82484 | 268.4441 | 2.4994 | 268.4441 | 0.513 | 268.4441 | 0.047829 | 268.4441 | 0.0044954 | 268.4441 | 0 | 456.1075 | 0.026979 | 456.5348 | 0.58944 | 268.4441 | -0.00969 | 456.1075 | 0.03138 | 456.5348 | 0.37065 | 456.5348 | 0.077108 | 450.6701 | 0.13873 | 456.5348 | 0.31137 | 456.5348 | 0.53396 | 457.1462 | 0.42652 | 455.6597 | 1.0025 | 456.5348 | 20.0203 | 457.1462 | 22.9627 | 457.1462 | 18.8946 | 457.1462 | 0.51907 | 456.1075 | 0.28524 | 457.1462 | 0.32446 | 457.1462 | 0.036892 |  |  | 456.5348 | 0.029867 | 451.21 | 0.024951 | 457.1462 | 0.014972 | 456.5348 | 0.020699 | 455.8834 | 0.00049697 | 457.1462 | 0.029884 | 457.1462 | 0.0069406 | 456.5348 | 0.028173 | 457.1462 | 0.00096486 | 457.1462 | 0.0010814 | 457.1462 | 0.014392 | 690.4276 | 0.023547 | 456.5348 | 0 | 456.5348 | 0.016002 | 457.1462 | -0.0005287 | 689.6834 | 0.0023475 | 456.5348 | 0.034205 | 692.3743 | 0.00028191 | 690.4276 | 0.019237 | 456.5348 | 0.0090425 | 885.3281 | 0.0014262 | 1101.96 | 0.054563 | 1135.0738 | 0.041096 | 1014.7969 | 0.013087 | 1063.4377 | 0 | 1062.7723 | 0 | 1062.7659 | 0.0045853 | 456.535 | 1.2442 | 457.1462 | 1.2096 | 456.5348 | 4.8695 | 456.5348 | 2.7348 | 457.1462 | #REF! | 456.5348 | 8.8807 | 454.2137 | 0.042764
| 268.5188 | 0.81868 | 268.5188 | 2.5477 | 268.5188 | 0.52706 | 268.5188 | 0.022607 | 268.5188 | 0.0066003 | 268.5188 | 0 | 456.2206 | 0 | 456.7561 | 0.56787 | 268.5188 | -0.09346 | 456.2206 | 0 | 456.7561 | 0.025688 | 456.7561 | 0.029829 | 450.8904 | 0.0806 | 456.7561 | 0.16118 | 456.7561 | 0.41947 | 457.3674 | 0.33506 | 455.8803 | 0.90967 | 456.7561 | 19.3502 | 457.3674 | 22.261 | 457.3674 | 19.1669 | 457.3674 | 0.52975 | 456.2206 | 0.25912 | 457.3674 | 0.30969 | 457.3674 | 0.027132 |  |  | 456.7561 | -0.0041023 | 451.43 | 0.0088609 | 457.3674 | 0 | 456.7561 | 0.014256 | 455.9985 | 0.0010046 | 457.3674 | 0 | 457.3674 | 0 | 456.7561 | -0.061472 | 457.3674 | -0.0078598 | 457.3674 | -0.0057896 | 457.3674 | -0.018047 | 690.5902 | 0.022265 | 456.7561 | 0 | 456.7561 | 0.022595 | 457.3674 | -0.00031121 | 689.8463 | 0 | 456.7561 | -0.046928 | 692.5373 | 0.00043328 | 690.5902 | 0.021313 | 456.7561 | 0 | 885.4061 | 0.0019252 | 1102.2576 | 0.053435 | 1135.137 | 0.041255 | 1014.8095 | 0.013042 | 1063.4932 | 0 | 1062.8278 | 0 | 1062.8212 | 0.0045614 | 456.756 | 1.2174 | 457.3674 | 1.2014 | 456.7561 | 4.8126 | 456.7561 | 2.6772 | 457.3674 | #REF! | 456.7561 | 8.6246 | 454.4344 | 0.041276
| 268.5935 | 0.82141 | 268.5936 | 2.55 | 268.5935 | 0.54351 | 268.5935 | 0.057545 | 268.5935 | 0.011832 | 268.5936 | 0 | 456.3336 | 0.019261 | 456.9774 | 0.60368 | 268.5935 | -0.013 | 456.3336 | 0.03396 | 456.9774 | 0.21172 | 456.9774 | 0.067898 | 451.1108 | 0.12626 | 456.9774 | 0.28353 | 456.9774 | 0.5907 | 457.5885 | 0.47184 | 456.1011 | 0.9439 | 456.9774 | 19.105 | 457.5886 | 21.8709 | 457.5886 | 19.4445 | 457.5886 | 0.55446 | 456.3336 | 0.27103 | 457.5885 | 0.34833 | 457.5886 | 0.04334 |  |  | 456.9774 | 0.021504 | 451.65 | 0.0036143 | 457.5886 | 0.015104 | 456.9774 | 0.025874 | 456.1136 | 0.00051031 | 457.5886 | 0.035604 | 457.5886 | 0.012404 | 456.9774 | 0.043435 | 457.5886 | 0.0026894 | 457.5886 | 0.00082014 | 457.5886 | 0.014988 | 690.7529 | 0.028085 | 456.9774 | 0 | 456.9774 | 0.023161 | 457.5886 | 0.0077114 | 690.0091 | 0.00078262 | 456.9774 | 0.041519 | 692.7002 | 0.00036417 | 690.7529 | 0.020548 | 456.9774 | 0.0090425 | 885.4841 | 0.0020086 | 1102.5552 | 0.050545 | 1135.2001 | 0.041419 | 1014.8221 | 0.012998 | 1063.5486 | 0 | 1062.8831 | 0 | 1062.8766 | 0.0045421 | 456.977 | 1.2132 | 457.5885 | 1.1996 | 456.9774 | 4.7576 | 456.9774 | 2.6356 | 457.5886 | #REF! | 456.9774 | 8.5204 | 454.6551 | 0.042309
| 268.6683 | 0.82039 | 268.6683 | 2.4924 | 268.6683 | 0.55774 | 268.6683 | 0.021455 | 268.6683 | 0.0043601 | 268.6683 | 0 | 456.4467 | 0 | 457.1988 | 0.53794 | 268.6683 | -0.10348 | 456.4467 | 0 | 457.1988 | 0.12782 | 457.1988 | 0.029951 | 451.3312 | 0.090212 | 457.1988 | 0.14067 | 457.1988 | 0.36172 | 457.8097 | 0.28893 | 456.3218 | 0.86003 | 457.1988 | 18.7506 | 457.8097 | 21.0635 | 457.8097 | 19.5011 | 457.8097 | 0.55434 | 456.4467 | 0.23153 | 457.8097 | 0.33082 | 457.8098 | 0.027938 |  |  | 457.1988 | 0.0089058 | 451.87 | -0.029264 | 457.8097 | 0 | 457.1988 | 0.014814 | 456.2287 | 0.0010408 | 457.8097 | 0 | 457.8098 | 0 | 457.1988 | -0.041963 | 457.8097 | -0.01098 | 457.8097 | -0.004997 | 457.8097 | -0.024815 | 690.9156 | 0.027711 | 457.1988 | 0 | 457.1988 | -0.022437 | 457.8098 | 0.0022077 | 690.1719 | 0 | 457.1988 | -0.040597 | 692.8632 | 0.00022158 | 690.9156 | 0.022079 | 457.1988 | 0 | 885.5621 | 0.0021129 | 1102.853 | 0.049029 | 1135.2632 | 0.041577 | 1014.8348 | 0.012953 | 1063.604 | 0 | 1062.9383 | 0 | 1062.9319 | 0.0045239 | 457.199 | 1.1762 | 457.8097 | 1.1701 | 457.1988 | 4.6959 | 457.1988 | 2.5683 | 457.8098 | #REF! | 457.1988 | 8.3472 | 454.8759 | 0.042042
| 268.7431 | 0.82641 | 268.7431 | 2.5092 | 268.7431 | 0.57493 | 268.7431 | 0.058915 | 268.7431 | 0.004315 | 268.7431 | 0 | 456.5598 | 0.0052105 | 457.4201 | 0.55727 | 268.7431 | -0.0178 | 456.5598 | 0.022783 | 457.4201 | 0.39281 | 457.4201 | 0.07176 | 451.5517 | 0.1231 | 457.4201 | 0.30478 | 457.4201 | 0.51674 | 458.0309 | 0.41276 | 456.5425 | 0.9183 | 457.4201 | 18.4306 | 458.0309 | 20.539 | 458.0309 | 19.6561 | 458.0309 | 0.583 | 456.5598 | 0.27845 | 458.0309 | 0.36235 | 458.0309 | 0.040653 |  |  | 457.4201 | 0.031108 | 452.09 | 0.022152 | 458.0309 | 0.0093147 | 457.4201 | 0.014307 | 456.3438 | 0.00053318 | 458.0309 | 0.043467 | 458.0309 | 0.0084102 | 457.4201 | 0.026834 | 458.0309 | -0.0020867 | 458.0309 | -0.0030986 | 458.0309 | 0.0081324 | 691.0783 | 0.02958 | 457.4201 | 0 | 457.4201 | -0.018882 | 458.0309 | 0.0043891 | 690.3347 | 0.0018258 | 457.4201 | 0.029828 | 693.0262 | 0.00044754 | 691.0783 | 0.019237 | 457.4201 | 0 | 885.6401 | 0.0022978 | 1103.151 | 0.051003 | 1135.3263 | 0.041736 | 1014.8474 | 0.012909 | 1063.6594 | 0 | 1062.9938 | 0 | 1062.9873 | 0.004508 | 457.42 | 1.1833 | 458.0309 | 1.1572 | 457.4201 | 4.671 | 457.4201 | 2.5568 | 458.0309 | #REF! | 457.4201 | 8.3268 | 455.0966 | 0.042894
| 268.8178 | 0.82407 | 268.8178 | 2.5529 | 268.8178 | 0.59047 | 268.8178 | 0.023167 | 268.8178 | 0.0052772 | 268.8178 | 0 | 456.6728 | 0 | 457.6415 | 0.54747 | 268.8178 | -0.10156 | 456.6728 | 0 | 457.6415 | 0.20099 | 457.6415 | 0.027649 | 451.7721 | 0.084598 | 457.6415 | 0.15092 | 457.6415 | 0.38705 | 458.2522 | 0.30916 | 456.7632 | 0.81651 | 457.6415 | 17.6841 | 458.2522 | 19.8602 | 458.2522 | 19.8264 | 458.2522 | 0.59157 | 456.6728 | 0.25974 | 458.2522 | 0.35032 | 458.2522 | 0.029908 |  |  | 457.6415 | 0.014388 | 452.32 | -0.017722 | 458.2522 | 0 | 457.6415 | 0.013292 | 456.459 | 0.0010355 | 458.2522 | 0 | 458.2522 | 0 | 457.6415 | -0.027667 | 458.2522 | -0.010278 | 458.2522 | -0.010939 | 458.2522 | -0.014901 | 691.241 | 0.022052 | 457.6415 | 0 | 457.6415 | -0.008945 | 458.2522 | -0.00088071 | 690.4975 | 0 | 457.6415 | -0.029159 | 693.1892 | 0.0002468 | 691.241 | 0.021204 | 457.6415 | -0.0036195 | 885.7182 | 0.0020419 | 1103.4492 | 0.053047 | 1135.3894 | 0.0419 | 1014.86 | 0.012865 | 1063.7148 | 0 | 1063.0491 | 0 | 1063.0426 | 0.0044933 | 457.641 | 1.1509 | 458.2522 | 1.1482 | 457.6415 | 4.5319 | 457.6415 | 2.5125 | 458.2522 | #REF! | 457.6415 | 8.0441 | 455.3174 | 0.041569
| 268.8926 | 0.82381 | 268.8926 | 2.5291 | 268.8926 | 0.60849 | 268.8926 | 0.059475 | 268.8926 | 0.0072468 | 268.8926 | 0 | 456.7859 | 0.0045078 | 457.8628 | 0.51767 | 268.8926 | -0.01354 | 456.7859 | 0.007454 | 457.8628 | 0.26785 | 457.8628 | 0.084002 | 451.9925 | 0.11486 | 457.8628 | 0.27914 | 457.8628 | 0.48026 | 458.4734 | 0.38362 | 456.984 | 0.85815 | 457.8628 | 17.3432 | 458.4734 | 19.4238 | 458.4734 | 19.9957 | 458.4734 | 0.61852 | 456.7859 | 0.26716 | 458.4734 | 0.38523 | 458.4734 | 0.044593 |  |  | 457.8628 | 0.035858 | 452.54 | -0.0086277 | 458.4734 | 0.011606 | 457.8628 | 0.010552 | 456.5741 | 0.00050497 | 458.4734 | 0.030787 | 458.4734 | 0.0083833 | 457.8628 | 0.0071128 | 458.4734 | 0.0028184 | 458.4734 | -0.00052506 | 458.4734 | 0.014448 | 691.4036 | 0.024027 | 457.8628 | 0 | 457.8628 | -0.010946 | 458.4734 | 0.0012631 | 690.6603 | 0.0023475 | 457.8628 | 0.020175 | 693.3522 | 0.00050019 | 691.4036 | 0.019674 | 457.8628 | 0.0018089 | 885.7963 | 0.0017624 | 1103.7476 | 0.04554 | 1135.4526 | 0.042059 | 1014.8726 | 0.012821 | 1063.7703 | 0 | 1063.1045 | 0 | 1063.098 | 0.0044819 | 457.863 | 1.1399 | 458.4734 | 1.1206 | 457.8628 | 4.4339 | 457.8628 | 2.4806 | 458.4734 | #REF! | 457.8628 | 7.7995 | 455.5382 | 0.042702
| 268.9674 | 0.8241 | 268.9674 | 2.5128 | 268.9674 | 0.62579 | 268.9674 | 0.039142 | 268.9674 | 0.0048112 | 268.9674 | 0 | 456.899 | 0 | 458.0842 | 0.5334 | 268.9674 | -0.10977 | 456.899 | 0 | 458.0842 | -0.037324 | 458.0842 | 0.037522 | 452.213 | 0.083288 | 458.0842 | 0.17144 | 458.0842 | 0.32119 | 458.6946 | 0.25656 | 457.2047 | 0.78248 | 458.0842 | 16.7554 | 458.6946 | 19.0281 | 458.6946 | 20.3458 | 458.6946 | 0.62354 | 456.899 | 0.28263 | 458.6946 | 0.37454 | 458.6946 | 0.028296 |  |  | 458.0842 | 0.011885 | 452.76 | -0.014574 | 458.6946 | 0 | 458.0842 | 0.013444 | 456.6892 | 0.00095812 | 458.6946 | 0 | 458.6946 | 0 | 458.0842 | -0.026799 | 458.6946 | -0.014234 | 458.6946 | -0.0052717 | 458.6946 | -0.012755 | 691.5663 | 0.022319 | 458.0842 | 0 | 458.0842 | -0.010825 | 458.6946 | 0.000569 | 690.8232 | 0 | 458.0842 | -0.028152 | 693.5152 | 0.00029946 | 691.5663 | 0.022406 | 458.0842 | -0.0072427 | 885.8743 | 0.0022466 | 1104.046 | 0.04487 | 1135.5158 | 0.042223 | 1014.8852 | 0.012777 | 1063.8257 | 0 | 1063.1599 | 0 | 1063.1533 | 0.0044751 | 458.084 | 1.1037 | 458.6946 | 1.1228 | 458.0842 | 4.3318 | 458.0842 | 2.4239 | 458.6946 | #REF! | 458.0842 | 7.6484 | 455.7589 | 0.041377
| 269.0421 | 0.82518 | 269.0421 | 2.4844 | 269.0421 | 0.64373 | 269.0421 | 0.079435 | 269.0421 | 0.0088556 | 269.0421 | 0 | 457.0121 | 0.014695 | 458.3056 | 0.48815 | 269.0421 | -0.03103 | 457.0121 | 0.052229 | 458.3056 | 0.18389 | 458.3056 | 0.074939 | 452.4334 | 0.13133 | 458.3056 | 0.29452 | 458.3056 | 0.48735 | 458.9159 | 0.38929 | 457.4255 | 0.82458 | 458.3056 | 16.5521 | 458.9159 | 18.6531 | 458.9159 | 20.6567 | 458.9159 | 0.65479 | 457.0121 | 0.25859 | 458.9159 | 0.40323 | 458.9159 | 0.04531 |  |  | 458.3056 | 0.029966 | 452.98 | 0.011659 | 458.9159 | 0.0032354 | 458.3056 | 0.013901 | 456.8044 | 0.00046038 | 458.9159 | 0.035917 | 458.9159 | 0.014097 | 458.3056 | 0.011902 | 458.9159 | -0.0082085 | 458.9159 | 4.283e-05 | 458.9159 | 0.010859 | 691.7291 | 0.023654 | 458.3056 | 0 | 458.3056 | 0.015182 | 458.9159 | 0.00080491 | 690.986 | 0.00078262 | 458.3056 | 0.021951 | 693.6782 | 0.00035979 | 691.7291 | 0.020002 | 458.3056 | 0 | 885.9524 | 0.0021709 | 1104.3447 | 0.041944 | 1135.5789 | 0.042387 | 1014.8978 | 0.012734 | 1063.8811 | 0 | 1063.2152 | 0 | 1063.2087 | 0.0044773 | 458.306 | 1.101 | 458.9159 | 1.0967 | 458.3056 | 4.3158 | 458.3056 | 2.3938 | 458.9159 | #REF! | 458.3056 | 7.5796 | 455.9797 | 0.043186
| 269.1169 | 0.81728 | 269.1169 | 2.5139 | 269.1169 | 0.66135 | 269.1169 | 0.028617 | 269.1169 | 0.0082692 | 269.1169 | 0 | 457.1251 | 0 | 458.527 | 0.56522 | 269.1169 | -0.06352 | 457.1251 | 0 | 458.527 | 0.19561 | 458.527 | 0.046234 | 452.6539 | 0.092398 | 458.527 | 0.15972 | 458.527 | 0.37185 | 459.1372 | 0.29702 | 457.6463 | 0.72509 | 458.527 | 16.0391 | 459.1372 | 18.2201 | 459.1372 | 20.8974 | 459.1372 | 0.66876 | 457.1251 | 0.26068 | 459.1372 | 0.40922 | 459.1372 | 0.039847 |  |  | 458.527 | 0.013236 | 453.2 | -0.0093273 | 459.1372 | 0 | 458.527 | 0.01872 | 456.9195 | 0.00089447 | 459.1372 | 0.0034151 | 459.1372 | 0 | 458.527 | -0.050061 | 459.1372 | -0.0064817 | 459.1372 | -0.0017179 | 459.1372 | -0.010479 | 691.8918 | 0.017353 | 458.527 | 0 | 458.527 | 0.0023226 | 459.1371 | -0.0020435 | 691.1488 | 0 | 458.527 | -0.0034888 | 693.8413 | 0.00031481 | 691.8918 | 0.021313 | 458.527 | 0.0036232 | 886.0305 | 0.0018852 | 1104.6434 | 0.046245 | 1135.6421 | 0.04255 | 1014.9105 | 0.01269 | 1063.9367 | 0 | 1063.2706 | 0 | 1063.2642 | 0.0044887 | 458.527 | 1.0777 | 459.1372 | 1.1225 | 458.527 | 4.2531 | 458.527 | 2.346 | 459.1371 | #REF! | 458.527 | 7.4153 | 456.2006 | 0.042936
| 269.1917 | 0.81718 | 269.1917 | 2.5509 | 269.1917 | 0.68128 | 269.1917 | 0.076072 | 269.1917 | 0.0083594 | 269.1917 | 0 | 457.2382 | 0.014343 | 458.7484 | 0.59362 | 269.1917 | -0.02209 | 457.2382 | 0.025792 | 458.7484 | 0.19842 | 458.7484 | 0.093245 | 452.8744 | 0.13606 | 458.7484 | 0.29379 | 458.7484 | 0.47823 | 459.3584 | 0.382 | 457.8671 | 0.77559 | 458.7484 | 15.9299 | 459.3584 | 18.0303 | 459.3584 | 21.3346 | 459.3584 | 0.71303 | 457.2382 | 0.27573 | 459.3584 | 0.44407 | 459.3584 | 0.047638 |  |  | 458.7484 | 0.023486 | 453.42 | -0.0075784 | 459.3584 | 0.0029116 | 458.7484 | 0.022525 | 457.0347 | 0.00044019 | 459.3584 | 0.039367 | 459.3584 | 0.017318 | 458.7484 | 0.065521 | 459.3584 | 0.0048542 | 459.3584 | 0.0018634 | 459.3584 | 0.0055617 | 692.0545 | 0.025149 | 458.7484 | 0 | 458.7484 | 0.010905 | 459.3584 | -0.00042032 | 691.3117 | 0.0018258 | 458.7484 | 0.032165 | 694.0043 | 0.00043657 | 692.0545 | 0.019018 | 458.7484 | 0.0090425 | 886.1086 | 0.0017726 | 1104.9425 | 0.042508 | 1135.7052 | 0.042714 | 1014.923 | 0.012647 | 1063.9921 | 0 | 1063.326 | 0 | 1063.3195 | 0.0045069 | 458.748 | 1.0556 | 459.3584 | 1.1169 | 458.7484 | 4.2535 | 458.7484 | 2.3309 | 459.3584 | #REF! | 458.7484 | 7.4068 | 456.4214 | 0.042845
| 269.2665 | 0.81989 | 269.2665 | 2.4808 | 269.2665 | 0.69781 | 269.2665 | 0.050912 | 269.2665 | 0.0030521 | 269.2665 | 0 | 457.3513 | 0 | 458.9699 | 0.58202 | 269.2665 | -0.11268 | 457.3513 | 0 | 458.9699 | 0.06526 | 458.9699 | 0.052157 | 453.0949 | 0.072158 | 458.9699 | 0.15312 | 458.9699 | 0.32321 | 459.5797 | 0.25818 | 458.0879 | 0.7062 | 458.9699 | 15.6032 | 459.5797 | 17.5658 | 459.5797 | 21.5105 | 459.5797 | 0.71759 | 457.3513 | 0.24135 | 459.5797 | 0.43959 | 459.5797 | 0.040206 |  |  | 458.9699 | 0.0098885 | 453.65 | -0.017023 | 459.5797 | 0 | 458.9699 | 0.018974 | 457.1498 | 0.00095393 | 459.5797 | 0 | 459.5797 | 0 | 458.9699 | -0.027788 | 459.5797 | -0.0051356 | 459.5797 | -0.0026999 | 459.5797 | -0.0049469 | 692.2172 | 0.024027 | 458.9699 | 0 | 458.9699 | -0.02299 | 459.5797 | -0.0026847 | 691.4745 | 0 | 458.9699 | -0.032846 | 694.1673 | 0.00027971 | 692.2172 | 0.021204 | 458.9699 | 0.0018107 | 886.1868 | 0.0025473 | 1105.2416 | 0.043601 | 1135.7684 | 0.042883 | 1014.9357 | 0.012605 | 1064.0475 | 0 | 1063.3814 | 0 | 1063.3749 | 0.0045308 | 458.97 | 1.0279 | 459.5797 | 1.1001 | 458.9699 | 4.1978 | 458.9699 | 2.2778 | 459.5797 | #REF! | 458.9699 | 7.3495 | 456.6422 | 0.042516
| 269.3413 | 0.82067 | 269.3413 | 2.4359 | 269.3413 | 0.71908 | 269.3413 | 0.073955 | 269.3413 | 0.0099982 | 269.3413 | 0 | 457.4644 | 0.014343 | 459.1913 | 0.61375 | 269.3413 | -0.03372 | 457.4644 | 0.04965 | 459.1913 | 0.42826 | 459.1913 | 0.079943 | 453.3154 | 0.12052 | 459.1913 | 0.29599 | 459.1913 | 0.57246 | 459.801 | 0.45727 | 458.3087 | 0.73787 | 459.1913 | 15.3009 | 459.801 | 17.1596 | 459.801 | 21.6692 | 459.801 | 0.74358 | 457.4644 | 0.25118 | 459.801 | 0.47281 | 459.8011 | 0.054533 |  |  | 459.1913 | 0.035871 | 453.87 | -0.014223 | 459.801 | 0.009962 | 459.1913 | 0.020902 | 457.265 | 0.00052365 | 459.801 | 0.034599 | 459.8011 | 0.015096 | 459.1913 | 0.019021 | 459.801 | 0.0067288 | 459.801 | 0.0042319 | 459.801 | 0.015026 | 692.3799 | 0.030488 | 459.1913 | 0 | 459.1913 | 0.0441 | 459.8011 | 0.003815 | 691.6374 | 0.0018258 | 459.1913 | 0.065237 | 694.3304 | 0.00055065 | 692.3799 | 0.019674 | 459.1913 | 0 | 886.265 | 0.0028477 | 1105.5409 | 0.040711 | 1135.8315 | 0.043047 | 1014.9483 | 0.012562 | 1064.103 | 0 | 1063.4368 | 0 | 1063.4303 | 0.0045558 | 459.191 | 1.0091 | 459.801 | 1.0829 | 459.1913 | 4.176 | 459.1913 | 2.2565 | 459.8011 | #REF! | 459.1913 | 7.2587 | 456.8631 | 0.043232
| 269.4161 | 0.81636 | 269.4161 | 2.4709 | 269.4161 | 0.73685 | 269.4161 | 0.041197 | 269.4161 | 0.0019696 | 269.4161 | 0 | 457.5774 | 0 | 459.4128 | 0.5857 | 269.4161 | -0.11648 | 457.5774 | 0 | 459.4128 | 0.10418 | 459.4128 | 0.048126 | 453.5359 | 0.079259 | 459.4128 | 0.15605 | 459.4128 | 0.31815 | 460.0224 | 0.25413 | 458.5295 | 0.66634 | 459.4128 | 14.8324 | 460.0224 | 16.5445 | 460.0224 | 21.5204 | 460.0224 | 0.75305 | 457.5774 | 0.26424 | 460.0224 | 0.4619 | 460.0224 | 0.044683 |  |  | 459.4128 | 0.008769 | 454.09 | -0.017373 | 460.0224 | 0 | 459.4128 | 0.016742 | 457.3802 | 0.0009848 | 460.0224 | 0 | 460.0224 | 0 | 459.4128 | -0.029043 | 460.0224 | -0.0030051 | 460.0224 | 0.00012384 | 460.0224 | -0.01491 | 692.5426 | 0.026964 | 459.4128 | 0 | 459.4128 | 0.0037812 | 460.0224 | -0.0030003 | 691.8003 | 0 | 459.4128 | -0.015982 | 694.4934 | 0.00020073 | 692.5426 | 0.021313 | 459.4128 | 0 | 886.3431 | 0.0025956 | 1105.8403 | 0.043072 | 1135.8948 | 0.043216 | 1014.9609 | 0.012521 | 1064.1584 | 0 | 1063.4922 | 0 | 1063.4857 | 0.0045773 | 459.413 | 0.98026 | 460.0224 | 1.0645 | 459.4128 | 4.1209 | 459.4128 | 2.2149 | 460.0224 | #REF! | 459.4128 | 7.1273 | 457.0839 | 0.042065
| 269.4909 | 0.81123 | 269.4909 | 2.4322 | 269.4909 | 0.75917 | 269.4909 | 0.085258 | 269.4909 | 0.010179 | 269.4909 | 0 | 457.6905 | 0 | 459.6343 | 0.5822 | 269.4909 | -0.04693 | 457.6905 | 0.016771 | 459.6343 | 0.26315 | 459.6343 | 0.074938 | 453.7564 | 0.10105 | 459.6343 | 0.27987 | 459.6343 | 0.46405 | 460.2437 | 0.37067 | 458.7503 | 0.70963 | 459.6343 | 14.677 | 460.2437 | 16.3827 | 460.2437 | 21.8373 | 460.2437 | 0.78791 | 457.6905 | 0.26748 | 460.2437 | 0.49946 | 460.2437 | 0.056861 |  |  | 459.6343 | 0.031763 | 454.31 | -0.008278 | 460.2437 | 0.0078905 | 459.6343 | 0.021155 | 457.4953 | 0.00046648 | 460.2437 | 0.021378 | 460.2437 | 0.01019 | 459.6343 | 0.018455 | 460.2437 | 0.0048134 | 460.2437 | 0.0027078 | 460.2437 | 0.0082554 | 692.7054 | 0.028726 | 459.6343 | 0 | 459.6343 | 0.012975 | 460.2437 | 0.0084307 | 691.9631 | 0.00078262 | 459.6343 | 0.044444 | 694.6565 | 0.0004629 | 692.7054 | 0.019674 | 459.6343 | 0.0018107 | 886.4213 | 0.0025123 | 1106.14 | 0.039195 | 1135.958 | 0.043385 | 1014.9735 | 0.012479 | 1064.214 | 0 | 1063.5476 | 0 | 1063.5411 | 0.0045933 | 459.634 | 0.98518 | 460.2437 | 1.0557 | 459.6343 | 4.0894 | 459.6343 | 2.2105 | 460.2437 | #REF! | 459.6343 | 7.0614 | 457.3048 | 0.04365
| 269.5657 | 0.81113 | 269.5657 | 2.3923 | 269.5657 | 0.77864 | 269.5657 | 0.052469 | 269.5657 | 0.00014054 | 269.5657 | 0 | 457.8036 | 0 | 459.8558 | 0.5564 | 269.5657 | -0.16353 | 457.8036 | 0.005977 | 459.8558 | -0.002276 | 459.8558 | 0.039422 | 453.977 | 0.057682 | 459.8558 | 0.14286 | 459.8558 | 0.29484 | 460.4651 | 0.23552 | 458.9712 | 0.63569 | 459.8558 | 14.1639 | 460.4651 | 15.9649 | 460.4651 | 22.0343 | 460.4651 | 0.78799 | 457.8036 | 0.25118 | 460.4651 | 0.47757 | 460.4651 | 0.04128 |  |  | 459.8558 | 0.0083524 | 454.53 | -0.013175 | 460.4651 | 0 | 459.8558 | 0.014053 | 457.6105 | 0.00092877 | 460.4651 | 0 | 460.4651 | 0 | 459.8558 | -0.056686 | 460.4651 | -0.01307 | 460.4651 | -0.0074259 | 460.4651 | -0.01881 | 692.8681 | 0.032677 | 459.8558 | 0 | 459.8558 | -0.030852 | 460.4651 | -0.00036222 | 692.126 | 0 | 459.8558 | -0.014032 | 694.8196 | 0.0003565 | 692.8681 | 0.020986 | 459.8558 | 0.0090425 | 886.4995 | 0.0033114 | 1106.4397 | 0.040323 | 1136.0211 | 0.043549 | 1014.9861 | 0.012438 | 1064.2694 | 0 | 1063.603 | 0 | 1063.5966 | 0.0046046 | 459.856 | 0.95042 | 460.4651 | 1.0357 | 459.8558 | 4.0369 | 459.8558 | 2.1565 | 460.4651 | #REF! | 459.8558 | 6.9532 | 457.5257 | 0.043131
| 269.6405 | 0.81499 | 269.6405 | 2.3782 | 269.6405 | 0.80214 | 269.6405 | 0.094133 | 269.6405 | 0.007743 | 269.6405 | 0 | 457.9167 | 0.022678 | 460.0773 | 0.55101 | 269.6405 | -0.05516 | 457.9167 | 0.026437 | 460.0773 | 0.25293 | 460.0773 | 0.081187 | 454.1975 | 0.096967 | 460.0773 | 0.30917 | 460.0773 | 0.43973 | 460.6864 | 0.35125 | 459.192 | 0.69778 | 460.0773 | 14.0388 | 460.6864 | 15.6582 | 460.6864 | 22.2719 | 460.6864 | 0.83022 | 457.9167 | 0.27897 | 460.6864 | 0.52611 | 460.6864 | 0.055697 |  |  | 460.0773 | 0.040685 | 454.75 | 0.0081613 | 460.6864 | 0.013417 | 460.0773 | 0.010857 | 457.7257 | 0.00047448 | 460.6864 | 0.035936 | 460.6864 | 0.011768 | 460.0773 | 0.019371 | 460.6864 | 0.004434 | 460.6864 | 0.0034538 | 460.6864 | 0.012412 | 693.0309 | 0.030114 | 460.0773 | 0 | 460.0773 | 0.023128 | 460.6864 | 0.0042765 | 692.2889 | 0.0018258 | 460.0773 | 0.022275 | 694.9826 | 0.00039818 | 693.0309 | 0.02033 | 460.0773 | 0.0090425 | 886.5777 | 0.003516 | 1106.7397 | 0.038032 | 1136.0844 | 0.043718 | 1014.9988 | 0.012398 | 1064.3249 | 0 | 1063.6584 | 0 | 1063.652 | 0.004616 | 460.077 | 0.93105 | 460.6864 | 1.0167 | 460.0773 | 4.0223 | 460.0773 | 2.114 | 460.6864 | #REF! | 460.0773 | 6.8929 | 457.7466 | 0.04381
| 269.7153 | 0.80801 | 269.7153 | 2.3615 | 269.7153 | 0.82346 | 269.7153 | 0.055334 | 269.7153 | 0.0058185 | 269.7153 | 0 | 458.0298 | 0 | 460.2988 | 0.58574 | 269.7153 | -0.15172 | 458.0298 | 0 | 460.2988 | 0.12471 | 460.2988 | 0.031652 | 454.4181 | 0.061873 | 460.2988 | 0.13407 | 460.2988 | 0.28775 | 460.9078 | 0.22985 | 459.4129 | 0.60134 | 460.2988 | 13.6366 | 460.9078 | 15.438 | 460.9078 | 22.6491 | 460.9078 | 0.85244 | 458.0298 | 0.25734 | 460.9078 | 0.52777 | 460.9078 | 0.05104 |  |  | 460.2988 | 0.013725 | 454.98 | 0.027049 | 460.9078 | 0 | 460.2988 | 0.011364 | 457.8408 | 0.0009928 | 460.9078 | 0 | 460.9078 | 0 | 460.2988 | -0.03865 | 460.9078 | -0.014241 | 460.9078 | -0.0060449 | 460.9078 | -0.0096442 | 693.1936 | 0.023654 | 460.2988 | 0 | 460.2988 | -0.011247 | 460.9078 | -0.0062815 | 692.4517 | 0 | 460.2988 | -0.031175 | 695.1457 | 0.00043109 | 693.1936 | 0.022297 | 460.2988 | 0 | 886.6559 | 0.0029894 | 1107.0398 | 0.037045 | 1136.1476 | 0.043892 | 1015.0114 | 0.012358 | 1064.3804 | 0 | 1063.7139 | 0 | 1063.7074 | 0.0046342 | 460.299 | 0.89775 | 460.9078 | 1.0217 | 460.2988 | 3.9846 | 460.2988 | 2.0776 | 460.9078 | #REF! | 460.2988 | 6.8371 | 457.9675 | 0.043466
| 269.7901 | 0.80298 | 269.7901 | 2.3454 | 269.7901 | 0.84778 | 269.7901 | 0.09432 | 269.7901 | 0.010374 | 269.7901 | 0 | 458.1429 | 0.029716 | 460.5203 | 0.5551 | 269.7901 | -0.0585 | 458.1429 | 0.035034 | 460.5203 | 0.36902 | 460.5203 | 0.07207 | 454.6387 | 0.094709 | 460.5203 | 0.28353 | 460.5203 | 0.34145 | 461.1292 | 0.27274 | 459.6337 | 0.64515 | 460.5203 | 13.482 | 461.1292 | 15.3399 | 461.1292 | 22.93 | 461.1292 | 0.88193 | 458.1429 | 0.28168 | 461.1292 | 0.56007 | 461.1292 | 0.058741 |  |  | 460.5203 | 0.016868 | 455.2 | -0.0012825 | 461.1292 | 0.0046946 | 460.5203 | 0.014763 | 457.956 | 0.00052861 | 461.1292 | 0.015417 | 461.1292 | 0.013634 | 460.5203 | 0.030007 | 461.1292 | -0.003597 | 461.1292 | -0.004492 | 461.1292 | 0.0050187 | 693.3564 | 0.031289 | 460.5203 | 0 | 460.5203 | 0.0060017 | 461.1292 | 0.0061048 | 692.6146 | 0.0028693 | 460.5203 | 0.031164 | 695.3088 | 0.00037953 | 693.3564 | 0.020439 | 460.5203 | 0 | 886.7342 | 0.0025342 | 1107.3401 | 0.038067 | 1136.2108 | 0.044061 | 1015.024 | 0.012319 | 1064.4359 | 0 | 1063.7693 | 0 | 1063.7628 | 0.004666 | 460.52 | 0.88619 | 461.1292 | 1.006 | 460.5203 | 3.9767 | 460.5203 | 2.0643 | 461.1292 | #REF! | 460.5203 | 6.7806 | 458.1884 | 0.043571
| 269.8649 | 0.80042 | 269.8649 | 2.2648 | 269.8649 | 0.86748 | 269.8649 | 0.061344 | 269.8649 | 0.0079685 | 269.8649 | 0 | 458.256 | 0 | 460.7419 | 0.57447 | 269.8649 | -0.15175 | 458.256 | 0 | 460.7419 | 0.18797 | 460.7419 | 0.043597 | 454.8593 | 0.067994 | 460.7419 | 0.12894 | 460.7419 | 0.2148 | 461.3506 | 0.17158 | 459.8546 | 0.56398 | 460.7419 | 13.0647 | 461.3506 | 14.9091 | 461.3506 | 23.0842 | 461.3506 | 0.91433 | 458.256 | 0.26507 | 461.3506 | 0.56984 | 461.3506 | 0.051488 |  |  | 460.7419 | 0.0084056 | 455.42 | -0.010027 | 461.3506 | 0 | 460.7419 | 0.01522 | 458.0712 | 0.0010229 | 461.3506 | 0 | 461.3506 | 0 | 460.7419 | -0.02888 | 461.3506 | -0.0091229 | 461.3506 | -0.0071745 | 461.3506 | -0.010288 | 693.5192 | 0.021945 | 460.7419 | 0 | 460.7419 | -0.0023958 | 461.3506 | -0.0043789 | 692.7775 | 0 | 460.7419 | -0.0075443 | 695.4719 | 0.00034991 | 693.5192 | 0.021641 | 460.7419 | 0.0090425 | 886.8124 | 0.0021809 | 1107.6405 | 0.04057 | 1136.274 | 0.04423 | 1015.0366 | 0.01228 | 1064.4915 | 0 | 1063.8247 | 0 | 1063.8182 | 0.0047183 | 460.742 | 0.85888 | 461.3506 | 1.0084 | 460.7419 | 3.9194 | 460.7419 | 2.0183 | 461.3506 | #REF! | 460.7419 | 6.6765 | 458.4094 | 0.042828
| 269.9397 | 0.80202 | 269.9397 | 2.2755 | 269.9397 | 0.88907 | 269.9397 | 0.10528 | 269.9397 | 0.010479 | 269.9397 | 0 | 458.3691 | 0.011182 | 460.9634 | 0.58002 | 269.9397 | -0.12361 | 458.3691 | 0.03396 | 460.9634 | 0.29841 | 460.9635 | 0.07116 | 455.0799 | 0.1101 | 460.9634 | 0.26741 | 460.9635 | 0.38806 | 461.572 | 0.30997 | 460.0755 | 0.61089 | 460.9635 | 13.1042 | 461.572 | 14.8555 | 461.572 | 23.5486 | 461.572 | 0.96034 | 458.3691 | 0.27897 | 461.572 | 0.59633 | 461.572 | 0.06295 |  |  | 460.9634 | 0.027056 | 455.64 | -0.0023318 | 461.572 | 0 | 460.9635 | 0.018416 | 458.1864 | 0.00051107 | 461.572 | 0.029146 | 461.572 | 0.013131 | 460.9635 | 0.048588 | 461.572 | -0.00077057 | 461.572 | 0.00071824 | 461.572 | 0.0034204 | 693.6819 | 0.034439 | 460.9634 | 0 | 460.9634 | 0.015072 | 461.572 | 0.0021551 | 692.9404 | 0.0023475 | 460.9634 | 0.039203 | 695.635 | 0.00047935 | 693.6819 | 0.019674 | 460.9635 | 0 | 886.8907 | 0.0023097 | 1107.9412 | 0.038666 | 1136.3373 | 0.044404 | 1015.0492 | 0.012242 | 1064.547 | 0 | 1063.8802 | 0 | 1063.8737 | 0.004791 | 460.963 | 0.84831 | 461.572 | 1.0082 | 460.9635 | 3.9674 | 460.9635 | 2.0201 | 461.572 | #REF! | 460.9635 | 6.7193 | 458.6303 | 0.043254
| 270.0145 | 0.79301 | 270.0146 | 2.262 | 270.0145 | 0.90931 | 270.0145 | 0.055707 | 270.0145 | 0.0072919 | 270.0145 | 0 | 458.4822 | 0 | 461.185 | 0.45587 | 270.0145 | -0.21626 | 458.4822 | 0 | 461.185 | 0.085683 | 461.185 | 0.03133 | 455.3005 | 0.073584 | 461.185 | 0.1707 | 461.185 | 0.24722 | 461.7934 | 0.19748 | 460.2964 | 0.50087 | 461.185 | 12.6851 | 461.7934 | 14.6329 | 461.7934 | 24.0213 | 461.7934 | 0.98607 | 458.4822 | 0.27698 | 461.7934 | 0.61501 | 461.7934 | 0.057756 |  |  | 461.185 | 0.017618 | 455.86 | -0.016672 | 461.7934 | 0 | 461.185 | -0.0051747 | 458.3016 | 0.00097946 | 461.7934 | 0 | 461.7934 | 0 | 461.185 | -0.045644 | 461.7934 | -0.0079269 | 461.7934 | -0.0051787 | 461.7934 | -0.0087243 | 693.8447 | 0.02344 | 461.185 | 0 | 461.185 | -0.010214 | 461.7934 | -0.0036698 | 693.1033 | 0 | 461.185 | -0.016237 | 695.7981 | 0.00032249 | 693.8447 | 0.021969 | 461.185 | -0.0090425 | 886.969 | 0.0025964 | 1108.2418 | 0.041028 | 1136.4005 | 0.044579 | 1015.0618 | 0.012204 | 1064.6024 | 0 | 1063.9357 | 0 | 1063.9292 | 0.0048785 | 461.185 | 0.82561 | 461.7934 | 0.97389 | 461.185 | 3.9715 | 461.185 | 1.9864 | 461.7934 | #REF! | 461.185 | 6.6622 | 458.8513 | 0.042636
| 270.0894 | 0.78724 | 270.0894 | 2.2177 | 270.0894 | 0.93243 | 270.0894 | 0.10609 | 270.0894 | 0.0041496 | 270.0894 | 0 | 458.5953 | 0.018558 | 461.4066 | 0.58494 | 270.0894 | -0.10105 | 458.5953 | 0.022353 | 461.4066 | 0.29052 | 461.4066 | 0.095034 | 455.5211 | 0.086903 | 461.4066 | 0.30038 | 461.4066 | 0.43163 | 462.0149 | 0.34477 | 460.5173 | 0.57631 | 461.4066 | 12.5709 | 462.0149 | 14.4464 | 462.0149 | 24.0885 | 462.0149 | 1.0253 | 458.5953 | 0.26539 | 462.0149 | 0.64024 | 462.0149 | 0.067427 |  |  | 461.4066 | 0.021271 | 456.09 | 0.017256 | 462.0149 | 0.0077863 | 461.4066 | 0.014662 | 458.4168 | 0.00048249 | 462.0149 | 0.039987 | 462.0149 | 0.011361 | 461.4066 | 0.04638 | 462.0149 | 0.0052637 | 462.0149 | 0.00097053 | 462.0149 | 0.010922 | 694.0075 | 0.025522 | 461.4066 | 0 | 461.4066 | 0.017921 | 462.0149 | 0.0026712 | 693.2663 | 0.0018258 | 461.4066 | 0.0032482 | 695.9612 | 0.00048264 | 694.0075 | 0.019893 | 461.4066 | 0.0090425 | 887.0472 | 0.0027348 | 1108.5429 | 0.038702 | 1136.4637 | 0.044748 | 1015.0745 | 0.012168 | 1064.658 | 0 | 1063.9911 | 0 | 1063.9846 | 0.0049728 | 461.407 | 0.81778 | 462.0149 | 0.99044 | 461.4066 | 3.9224 | 461.4066 | 1.9731 | 462.0149 | #REF! | 461.4066 | 6.6204 | 459.0723 | 0.043303
| 270.1642 | 0.78576 | 270.1642 | 2.1917 | 270.1642 | 0.9531 | 270.1642 | 0.087469 | 270.1642 | 0.011081 | 270.1642 | 0 | 458.7084 | 0 | 461.6282 | 0.57091 | 270.1642 | -0.20513 | 458.7084 | 0 | 461.6282 | 0.12056 | 461.6282 | 0.029532 | 455.7417 | 0.085763 | 461.6282 | 0.14653 | 461.6282 | 0.20872 | 462.2363 | 0.16672 | 460.7382 | 0.49859 | 461.6282 | 12.031 | 462.2363 | 13.9851 | 462.2363 | 24.0375 | 462.2363 | 1.0345 | 458.7084 | 0.27928 | 462.2363 | 0.64254 | 462.2363 | 0.059905 |  |  | 461.6282 | 0.011913 | 456.31 | -0.00058295 | 462.2363 | 0 | 461.6282 | 0.0048204 | 458.532 | 0.00096612 | 462.2363 | 0 | 462.2363 | 0 | 461.6282 | -0.041595 | 462.2363 | -0.010243 | 462.2363 | -0.0062454 | 462.2363 | -0.019004 | 694.1703 | 0.029954 | 461.6282 | 0 | 461.6282 | 0.0052276 | 462.2363 | -0.00067967 | 693.4292 | 0 | 461.6282 | -0.021676 | 696.1244 | 0.00033017 | 694.1703 | 0.021204 | 461.6282 | 0 | 887.1255 | 0.002178 | 1108.8439 | 0.034366 | 1136.5271 | 0.044922 | 1015.0871 | 0.012132 | 1064.7135 | 0 | 1064.0465 | 0 | 1064.04 | 0.0050614 | 461.628 | 0.80463 | 462.2363 | 0.97554 | 461.6282 | 3.8254 | 461.6282 | 1.9678 | 462.2363 | #REF! | 461.6282 | 6.4165 | 459.2933 | 0.042634
| 270.239 | 0.78594 | 270.239 | 2.1419 | 270.239 | 0.97891 | 270.239 | 0.11229 | 270.239 | 0.0074723 | 270.239 | 0 | 458.8215 | 0.0083718 | 461.8498 | 0.54427 | 270.239 | -0.16729 | 458.8215 | 0.015653 | 461.8498 | 0.24762 | 461.8498 | 0.0627 | 455.9624 | 0.077473 | 461.8498 | 0.27987 | 461.8498 | 0.31511 | 462.4578 | 0.2517 | 460.9592 | 0.54511 | 461.8498 | 11.7052 | 462.4578 | 13.6457 | 462.4578 | 23.889 | 462.4578 | 1.0727 | 458.8215 | 0.27782 | 462.4578 | 0.66242 | 462.4578 | 0.071098 |  |  | 461.8498 | 0.026028 | 456.53 | 0.0099102 | 462.4578 | 0.0057889 | 461.8498 | 0.016133 | 458.6472 | 0.00049773 | 462.4578 | 0.024268 | 462.4578 | 0.013057 | 461.8498 | 0.027954 | 462.4578 | -0.00029293 | 462.4578 | -0.0029916 | 462.4578 | 0.0035749 | 694.3331 | 0.021144 | 461.8498 | 0 | 461.8498 | 0.00050677 | 462.4578 | 0.0075196 | 693.5921 | 0.0018258 | 461.8498 | 0.031795 | 696.2875 | 0.00047825 | 694.3331 | 0.019893 | 461.8498 | 0 | 887.2039 | 0.0017783 | 1109.1451 | 0.034472 | 1136.5903 | 0.045096 | 1015.0997 | 0.012096 | 1064.769 | 0 | 1064.102 | 0 | 1064.0956 | 0.0051364 | 461.85 | 0.79763 | 462.4578 | 0.94314 | 461.8498 | 3.7962 | 461.8498 | 1.9784 | 462.4578 | #REF! | 461.8498 | 6.29 | 459.5143 | 0.042217
| 270.3139 | 0.77676 | 270.3139 | 2.1787 | 270.3139 | 1.0068 | 270.3139 | 0.083888 | 270.3139 | 0.0015787 | 270.3139 | 0 | 458.9346 | 0.0087956 | 462.0715 | 0.54417 | 270.3139 | -0.21951 | 458.9346 | 0 | 462.0715 | 0.078169 | 462.0715 | 0.022638 | 456.183 | 0.056762 | 462.0715 | 0.1414 | 462.0715 | 0.16515 | 462.6793 | 0.13192 | 461.1801 | 0.45632 | 462.0715 | 11.1165 | 462.6793 | 13.2656 | 462.6793 | 23.825 | 462.6793 | 1.0661 | 458.9346 | 0.23456 | 462.6793 | 0.66046 | 462.6793 | 0.058831 |  |  | 462.0715 | 0.014189 | 456.75 | -0.00093273 | 462.6793 | 0 | 462.0715 | 0.0039265 | 458.7625 | 0.0009947 | 462.6793 | 0 | 462.6793 | 0 | 462.0715 | -0.014481 | 462.6793 | -0.011699 | 462.6793 | -0.0091417 | 462.6793 | -0.021675 | 694.4959 | 0.025736 | 462.0715 | 0 | 462.0715 | -0.0076508 | 462.6793 | -0.0073834 | 693.755 | 0 | 462.0715 | -0.035918 | 696.4506 | 0.00032249 | 694.4959 | 0.021641 | 462.0715 | 0.0036213 | 887.2822 | 0.0021985 | 1109.4465 | 0.038525 | 1136.6536 | 0.045275 | 1015.1123 | 0.012062 | 1064.8246 | 0 | 1064.1575 | 0 | 1064.151 | 0.005191 | 462.071 | 0.7791 | 462.6793 | 0.93624 | 462.0715 | 3.6782 | 462.0715 | 1.9492 | 462.6793 | #REF! | 462.0715 | 6.0667 | 459.7353 | 0.041243
| 270.3887 | 0.78068 | 270.3887 | 2.1125 | 270.3887 | 1.033 | 270.3887 | 0.11792 | 270.3887 | 0.0052772 | 270.3887 | 0 | 459.0477 | 0.015397 | 462.2931 | 0.5659 | 270.3887 | -0.19828 | 459.0477 | 0.038473 | 462.2931 | 0.33001 | 462.2931 | 0.082268 | 456.4037 | 0.10209 | 462.2931 | 0.25862 | 462.2931 | 0.38097 | 462.9008 | 0.30431 | 461.4011 | 0.50962 | 462.2931 | 10.8503 | 462.9008 | 13.0043 | 462.9008 | 23.8266 | 462.9008 | 1.1099 | 459.0477 | 0.29475 | 462.9008 | 0.7082 | 462.9008 | 0.073516 |  |  | 462.2931 | 0.0096275 | 456.97 | 0.00011659 | 462.9008 | 0.0077163 | 462.2931 | 0.027193 | 458.8777 | 0.00050497 | 462.9008 | 0.026702 | 462.9008 | 0.015915 | 462.2931 | 0.063312 | 462.9008 | 0.0020384 | 462.9008 | 0.0012735 | 462.9008 | 0.014424 | 694.6587 | 0.033051 | 462.2931 | 0 | 462.2931 | 0.012754 | 462.9008 | 0.0090559 | 693.918 | 0.0018258 | 462.2931 | 0.034499 | 696.6138 | 0.00045961 | 694.6587 | 0.020548 | 462.2931 | 0.0090425 | 887.3606 | 0.002599 | 1109.7482 | 0.036552 | 1136.7169 | 0.045449 | 1015.1249 | 0.012028 | 1064.8801 | 0 | 1064.213 | 0 | 1064.2065 | 0.0052251 | 462.293 | 0.76975 | 462.9008 | 0.9267 | 462.2931 | 3.6271 | 462.2931 | 1.9404 | 462.9008 | #REF! | 462.2931 | 5.9555 | 459.9563 | 0.04203
| 270.4636 | 0.78748 | 270.4636 | 2.0763 | 270.4636 | 1.0598 | 270.4636 | 0.092358 | 270.4636 | 0.0068409 | 270.4636 | 0 | 459.1608 | 0 | 462.5148 | 0.53742 | 270.4636 | -0.3109 | 459.1608 | 0 | 462.5148 | 0.13584 | 462.5148 | 0.038885 | 456.6244 | 0.053316 | 462.5148 | 0.11283 | 462.5148 | 0.17123 | 463.1223 | 0.13678 | 461.622 | 0.45187 | 462.5148 | 10.3389 | 463.1223 | 12.6877 | 463.1223 | 24.0003 | 463.1223 | 1.1298 | 459.1608 | 0.27364 | 463.1223 | 0.69758 | 463.1223 | 0.06286 |  |  | 462.5148 | 0.009506 | 457.19 | 0.034394 | 463.1223 | 0 | 462.5148 | 0.0027337 | 458.9929 | 0.00098289 | 463.1223 | 0 | 463.1223 | 0 | 462.5148 | -0.024225 | 463.1223 | -0.0099649 | 463.1223 | -0.0092648 | 463.1223 | -0.020408 | 694.8215 | 0.027124 | 462.5148 | 0 | 462.5148 | 0.0044435 | 463.1223 | -0.0011533 | 694.0809 | 0 | 462.5148 | -0.030139 | 696.7769 | 0.00037185 | 694.8215 | 0.022625 | 462.5148 | -0.0036195 | 887.439 | 0.0022568 | 1110.0499 | 0.034719 | 1136.7802 | 0.045629 | 1015.1376 | 0.011995 | 1064.9357 | 0 | 1064.2684 | 0 | 1064.262 | 0.0052399 | 462.515 | 0.73249 | 463.1223 | 0.91106 | 462.5148 | 3.5473 | 462.5148 | 1.9076 | 463.1223 | #REF! | 462.5148 | 5.8093 | 460.1774 | 0.040884
| 270.5384 | 0.79855 | 270.5384 | 2.027 | 270.5384 | 1.0867 | 270.5384 | 0.12916 | 270.5384 | 0.011772 | 270.5384 | 0 | 459.2739 | 0.02346 | 462.7365 | 0.57467 | 270.5384 | -0.24317 | 459.2739 | 0.027297 | 462.7365 | 0.35278 | 462.7364 | 0.057329 | 456.8451 | 0.08615 | 462.7365 | 0.27034 | 462.7364 | 0.32828 | 463.3438 | 0.26222 | 461.843 | 0.51168 | 462.7364 | 10.2432 | 463.3438 | 12.6231 | 463.3438 | 24.2976 | 463.3438 | 1.1946 | 459.2739 | 0.2867 | 463.3438 | 0.75018 | 463.3438 | 0.080411 |  |  | 462.7365 | 0.031211 | 457.42 | -0.016322 | 463.3438 | 0.0060545 | 462.7364 | 0.019177 | 459.1081 | 0.00048173 | 463.3438 | 0.028907 | 463.3438 | 0.010253 | 462.7364 | 0.048956 | 463.3438 | 0.0032811 | 463.3438 | -0.00034626 | 463.3438 | 0.012992 | 694.9843 | 0.036521 | 462.7365 | 0 | 462.7365 | 0.01414 | 463.3438 | 0.0012389 | 694.2438 | 0.0013044 | 462.7365 | 0.028409 | 696.9401 | 0.00036308 | 694.9843 | 0.021969 | 462.7364 | 0.0036195 | 887.5173 | 0.001994 | 1110.3518 | 0.034437 | 1136.8435 | 0.045803 | 1015.1502 | 0.011962 | 1064.9912 | 0 | 1064.324 | 0 | 1064.3175 | 0.0052421 | 462.736 | 0.73967 | 463.3438 | 0.92086 | 462.7364 | 3.5142 | 462.7364 | 1.8899 | 463.3438 | #REF! | 462.7364 | 5.7625 | 460.3984 | 0.041209
| 270.6133 | 0.78609 | 270.6133 | 2.0667 | 270.6133 | 1.1139 | 270.6133 | 0.096655 | 270.6133 | 0.0098779 | 270.6133 | 0 | 459.387 | 0 | 462.9581 | 0.53384 | 270.6133 | -0.31541 | 459.387 | 0 | 462.9581 | 0.17099 | 462.9581 | 0.024036 | 457.0658 | 0.064463 | 462.9581 | 0.13847 | 462.9581 | 0.18136 | 463.5654 | 0.14487 | 462.064 | 0.42799 | 462.9581 | 9.7351 | 463.5653 | 12.2843 | 463.5653 | 24.3512 | 463.5653 | 1.2124 | 459.387 | 0.28377 | 463.5654 | 0.7508 | 463.5653 | 0.06886 |  |  | 462.9581 | 0.0019247 | 457.64 | 0.00046636 | 463.5653 | 0 | 462.9581 | 0.0058342 | 459.2234 | 0.00097946 | 463.5653 | 0 | 463.5653 | 0 | 462.9581 | -0.0036948 | 463.5653 | -0.012564 | 463.5653 | -0.0058919 | 463.5653 | -0.011536 | 695.1472 | 0.025736 | 462.9581 | 0 | 462.9581 | -0.02395 | 463.5653 | -0.0046349 | 694.4068 | 0 | 462.9581 | -0.042341 | 697.1033 | 0.00044644 | 695.1472 | 0.023281 | 462.9581 | 0 | 887.5957 | 0.0022227 | 1110.6538 | 0.031511 | 1136.9067 | 0.045982 | 1015.1628 | 0.011931 | 1065.0469 | 0 | 1064.3795 | 0 | 1064.3729 | 0.005241 | 462.958 | 0.72258 | 463.5654 | 0.90497 | 462.9581 | 3.4631 | 462.9581 | 1.858 | 463.5653 | #REF! | 462.9581 | 5.5941 | 460.6195 | 0.039879
| 270.6881 | 0.77238 | 270.6881 | 2.0118 | 270.6881 | 1.1413 | 270.6881 | 0.13941 | 270.6881 | 0.010615 | 270.6881 | 0 | 459.5001 | 0.036754 | 463.1798 | 0.54702 | 270.6881 | -0.20713 | 459.5001 | 0.026007 | 463.1798 | 0.30428 | 463.1798 | 0.074334 | 457.2865 | 0.085532 | 463.1798 | 0.25862 | 463.1798 | 0.31004 | 463.7869 | 0.24766 | 462.285 | 0.5036 | 463.1798 | 9.6747 | 463.7869 | 12.2635 | 463.7869 | 24.7017 | 463.7869 | 1.2688 | 459.5001 | 0.28346 | 463.7869 | 0.80532 | 463.7869 | 0.08256 |  |  | 463.1798 | 0.022314 | 457.86 | -0.015973 | 463.7869 | 0.0058039 | 463.1798 | 0.019025 | 459.3386 | 0.00050764 | 463.7869 | 0.034443 | 463.7869 | 0.013255 | 463.1798 | 0.023799 | 463.7869 | -0.0049703 | 463.7869 | -0.0031805 | 463.7869 | 0.0089548 | 695.31 | 0.028192 | 463.1798 | 0 | 463.1798 | 0.013028 | 463.7869 | 0.005474 | 694.5697 | 0.0018258 | 463.1798 | 0.034716 | 697.2664 | 0.00050897 | 695.31 | 0.020439 | 463.1798 | 0.0036213 | 887.6741 | 0.0019103 | 1110.9561 | 0.030595 | 1136.9701 | 0.046161 | 1015.1754 | 0.0119 | 1065.1024 | 0 | 1064.4349 | 0 | 1064.4285 | 0.0052399 | 463.18 | 0.70624 | 463.7869 | 0.90336 | 463.1798 | 3.4645 | 463.1798 | 1.8616 | 463.7869 | #REF! | 463.1798 | 5.5598 | 460.8406 | 0.041274
| 270.763 | 0.75042 | 270.763 | 1.8906 | 270.763 | 1.1703 | 270.763 | 0.10889 | 270.763 | 0.0097877 | 270.763 | 0 | 459.6132 | 0 | 463.4016 | 0.55694 | 270.763 | -0.26312 | 459.6132 | 0 | 463.4016 | 0.045658 | 463.4016 | 0.046857 | 457.5072 | 0.043548 | 463.4016 | 0.14433 | 463.4016 | 0.1915 | 464.0085 | 0.15296 | 462.506 | 0.39121 | 463.4016 | 9.1792 | 464.0085 | 11.9664 | 464.0085 | 24.6155 | 464.0085 | 1.2928 | 459.6132 | 0.28586 | 464.0085 | 0.81473 | 464.0084 | 0.078531 |  |  | 463.4016 | 0.0057493 | 458.08 | -0.017373 | 464.0085 | 0 | 463.4016 | 0.0075591 | 459.4538 | 0.0010107 | 464.0085 | 0 | 464.0084 | 0 | 463.4016 | -0.02825 | 464.0085 | -0.004844 | 464.0085 | 0.0010197 | 464.0085 | -0.007519 | 695.4728 | 0.030061 | 463.4016 | 0 | 463.4016 | -0.0074259 | 464.0085 | 0.0031917 | 694.7327 | 0 | 463.4016 | -0.028908 | 697.4296 | 0.00046619 | 695.4728 | 0.021641 | 463.4016 | 0.0054338 | 887.7526 | 0.0021877 | 1111.2585 | 0.033485 | 1137.0333 | 0.04634 | 1015.188 | 0.01187 | 1065.158 | 0 | 1064.4905 | 0 | 1064.484 | 0.0052421 | 463.402 | 0.69818 | 464.0085 | 0.89326 | 463.4016 | 3.4046 | 463.4016 | 1.8624 | 464.0085 | #REF! | 463.4016 | 5.429 | 461.0617 | 0.041068
| 270.8379 | 0.72844 | 270.8379 | 1.7778 | 270.8379 | 1.1977 | 270.8379 | 0.14975 | 270.8379 | 0.012945 | 270.8379 | 0 | 459.7263 | 0.0031028 | 463.6233 | 0.5569 | 270.8379 | -0.14147 | 459.7263 | 0.019753 | 463.6233 | 0.22104 | 463.6233 | 0.072025 | 457.728 | 0.085394 | 463.6233 | 0.25935 | 463.6233 | 0.32929 | 464.23 | 0.26303 | 462.727 | 0.43199 | 463.6233 | 9.0768 | 464.23 | 11.7049 | 464.23 | 24.4922 | 464.23 | 1.3319 | 459.7263 | 0.28942 | 464.23 | 0.85372 | 464.23 | 0.086679 |  |  | 463.6233 | 0.0244 | 458.3 | -0.018771 | 464.23 | 0.01506 | 463.6233 | 0.021916 | 459.5691 | 0.00051984 | 464.23 | 0.048247 | 464.23 | 0.013747 | 463.6233 | 0.047852 | 464.23 | 0.00277 | 464.23 | 0.00028389 | 464.23 | 0.00665 | 695.6357 | 0.034172 | 463.6233 | 0 | 463.6233 | 0.020767 | 464.23 | 0.0028847 | 694.8957 | 0.00078262 | 463.6233 | 0.037718 | 697.5928 | 0.00044205 | 695.6357 | 0.020439 | 463.6233 | 0.0090425 | 887.831 | 0.0026432 | 1111.561 | 0.034049 | 1137.0967 | 0.04652 | 1015.2007 | 0.011841 | 1065.2136 | 0 | 1064.546 | 0 | 1064.5394 | 0.0052489 | 463.623 | 0.69816 | 464.23 | 0.88449 | 463.6233 | 3.3481 | 463.6233 | 1.8562 | 464.23 | #REF! | 463.6233 | 5.2703 | 461.2828 | 0.041023
| 270.9127 | 0.71383 | 270.9127 | 1.8075 | 270.9127 | 1.2275 | 270.9127 | 0.11792 | 270.9127 | 0.00012101 | 270.9127 | 0 | 459.8395 | 0 | 463.845 | 0.52207 | 270.9127 | -0.22445 | 459.8395 | 0 | 463.845 | 0.179 | 463.845 | 0.033849 | 457.9487 | 0.053523 | 463.845 | 0.13114 | 463.845 | 0.19656 | 464.4516 | 0.15701 | 462.948 | 0.36947 | 463.845 | 8.4612 | 464.4516 | 11.2283 | 464.4516 | 24.2453 | 464.4516 | 1.3504 | 459.8395 | 0.27876 | 464.4516 | 0.83989 | 464.4516 | 0.079068 |  |  | 463.845 | 0.019896 | 458.53 | 0.0060627 | 464.4516 | 0 | 463.845 | 0.012074 | 459.6843 | 0.00096612 | 464.4516 | 0 | 464.4516 | 0 | 463.845 | -0.0046521 | 464.4516 | -0.0071433 | 464.4516 | -0.0041504 | 464.4516 | -0.0054844 | 695.7985 | 0.035187 | 463.845 | 0 | 463.845 | 0.011076 | 464.4516 | 0.001313 | 695.0586 | 0 | 463.845 | -0.014167 | 697.756 | 0.0004267 | 695.7985 | 0.023281 | 463.845 | 0.0090425 | 887.9094 | 0.0026796 | 1111.8638 | 0.035106 | 1137.16 | 0.046699 | 1015.2133 | 0.011813 | 1065.2692 | 0 | 1064.6016 | 0 | 1064.595 | 0.005258 | 463.845 | 0.67816 | 464.4516 | 0.85763 | 463.845 | 3.2463 | 463.845 | 1.8385 | 464.4516 | #REF! | 463.845 | 5.1146 | 461.5039 | 0.040163
| 270.9876 | 0.71815 | 270.9876 | 1.8166 | 270.9876 | 1.2553 | 270.9876 | 0.15607 | 270.9876 | 0.0078031 | 270.9876 | 0 | 459.9526 | 0.010128 | 464.0668 | 0.52941 | 270.9876 | -0.08255 | 459.9526 | 0.023858 | 464.0668 | 0.37435 | 464.0668 | 0.060646 | 458.1695 | 0.060034 | 464.0668 | 0.23225 | 464.0668 | 0.35462 | 464.6732 | 0.28327 | 463.169 | 0.42555 | 464.0668 | 8.2765 | 464.6732 | 11.0162 | 464.6732 | 24.118 | 464.6732 | 1.3818 | 459.9526 | 0.30509 | 464.6732 | 0.87407 | 464.6732 | 0.09044 |  |  | 464.0668 | 0.024168 | 458.75 | 0.01026 | 464.6732 | 0.0077245 | 464.0668 | 0.021206 | 459.7996 | 0.00046305 | 464.6732 | 0.048364 | 464.6732 | 0.0142 | 464.0668 | 0.0088519 | 464.6732 | 0.0017888 | 464.6732 | 0.00017207 | 464.6732 | 0.0094947 | 695.9614 | 0.037376 | 464.0668 | 0 | 464.0668 | -0.013457 | 464.6732 | 0.0097178 | 695.2216 | 0.0018258 | 464.0668 | 0.022052 | 697.9192 | 0.00041573 | 695.9614 | 0.021313 | 464.0668 | 0 | 887.9879 | 0.0024917 | 1112.1666 | 0.032886 | 1137.2234 | 0.046883 | 1015.2259 | 0.011786 | 1065.3247 | 0 | 1064.657 | 0 | 1064.6505 | 0.0052626 | 464.067 | 0.65119 | 464.6732 | 0.85264 | 464.0668 | 3.1829 | 464.0668 | 1.8129 | 464.6732 | #REF! | 464.0668 | 4.9712 | 461.725 | 0.040071
| 271.0625 | 0.73279 | 271.0625 | 1.7784 | 271.0625 | 1.2849 | 271.0625 | 0.12589 | 271.0625 | 0.0096073 | 271.0625 | 0 | 460.0657 | 0 | 464.2886 | 0.50379 | 271.0625 | -0.05379 | 460.0657 | 0 | 464.2886 | -0.019813 | 464.2886 | 0.035436 | 458.3903 | 0.026781 | 464.2886 | 0.12675 | 464.2886 | 0.096007 | 464.8948 | 0.076689 | 463.3901 | 0.36221 | 464.2886 | 7.7651 | 464.8948 | 10.4502 | 464.8948 | 23.6539 | 464.8948 | 1.3902 | 460.0657 | 0.2936 | 464.8948 | 0.86288 | 464.8948 | 0.080411 |  |  | 464.2886 | 0.0060379 | 458.97 | -0.03521 | 464.8948 | 0 | 464.2886 | 0.01385 | 459.9149 | 0.00095393 | 464.8948 | 0 | 464.8948 | 0 | 464.2886 | -0.01246 | 464.8948 | -0.0097833 | 464.8948 | -0.009269 | 464.8948 | -0.013669 | 696.1242 | 0.027765 | 464.2886 | 0 | 464.2886 | -0.0081025 | 464.8948 | 0.0030746 | 695.3846 | 0 | 464.2886 | -0.037757 | 698.0824 | 0.0004267 | 696.1242 | 0.023281 | 464.2886 | 0.0090425 | 888.0663 | 0.0020976 | 1112.4697 | 0.033485 | 1137.2867 | 0.047063 | 1015.2385 | 0.011759 | 1065.3804 | 0 | 1064.7125 | 0 | 1064.7061 | 0.0052592 | 464.289 | 0.64588 | 464.8948 | 0.81972 | 464.2886 | 3.102 | 464.2886 | 1.7898 | 464.8948 | #REF! | 464.2886 | 4.821 | 461.9462 | 0.039696
| 271.1374 | 0.75524 | 271.1374 | 1.7738 | 271.1374 | 1.3158 | 271.1374 | 0.17805 | 271.1374 | 0.010539 | 271.1374 | 0 | 460.1788 | 0.015046 | 464.5103 | 0.50662 | 271.1374 | -0.07165 | 460.1788 | 0.041267 | 464.5103 | 0.2258 | 464.5104 | 0.076331 | 458.6111 | 0.079367 | 464.5103 | 0.23298 | 464.5104 | 0.27863 | 465.1165 | 0.22257 | 463.6111 | 0.43765 | 464.5104 | 7.7592 | 465.1165 | 10.2959 | 465.1165 | 23.4777 | 465.1165 | 1.4325 | 460.1788 | 0.30039 | 465.1165 | 0.90645 | 465.1165 | 0.09232 |  |  | 464.5103 | 0.017815 | 459.19 | 0.0029147 | 465.1165 | 0.0054168 | 464.5104 | 0.01867 | 460.0301 | 0.00062922 | 465.1165 | 0.032471 | 465.1165 | 0.020297 | 464.5104 | 0.023195 | 465.1165 | 0.00038422 | 465.1165 | -0.0035044 | 465.1165 | 0.011288 | 696.2871 | 0.035507 | 464.5103 | 0 | 464.5103 | 0.016371 | 465.1165 | 0.0037954 | 695.5476 | 0.00078262 | 464.5103 | 0.033923 | 698.2456 | 0.00041683 | 696.2871 | 0.022297 | 464.5104 | 0 | 888.1448 | 0.002453 | 1112.773 | 0.033238 | 1137.3501 | 0.047247 | 1015.2512 | 0.011734 | 1065.4359 | 0 | 1064.7681 | 0 | 1064.7616 | 0.005241 | 464.51 | 0.62972 | 465.1165 | 0.80977 | 464.5104 | 3.0898 | 464.5104 | 1.7721 | 465.1165 | #REF! | 464.5104 | 4.7483 | 462.1673 | 0.040248
| 271.2122 | 0.74021 | 271.2122 | 1.7233 | 271.2122 | 1.3461 | 271.2122 | 0.19465 | 271.2122 | 0.0050367 | 271.2122 | 0 | 460.2919 | 0 | 464.7321 | 0.51837 | 271.2122 | -0.08957 | 460.2919 | 0 | 464.7321 | 0.29948 | 464.7321 | 0.059009 | 458.8318 | 0.070019 | 464.7321 | 0.21833 | 464.7321 | 0.29991 | 465.3381 | 0.23956 | 463.8322 | 0.40127 | 464.7321 | 7.4074 | 465.3381 | 10.0153 | 465.3381 | 23.6837 | 465.3381 | 1.5204 | 460.2919 | 0.30781 | 465.3381 | 0.9634 | 465.3381 | 0.09644 |  |  | 464.7321 | 0.02331 | 459.41 | 0.005713 | 465.3381 | 0.0033274 | 464.7321 | 0.016133 | 460.1454 | 0.00070887 | 465.3381 | 0.022648 | 465.3381 | 0.015044 | 464.7321 | 0.020096 | 465.3381 | -0.0019643 | 465.3381 | -0.0019407 | 465.3381 | 0.0013022 | 696.45 | 0.035881 | 464.7321 | 0 | 464.7321 | -0.012009 | 465.3381 | 0.0071173 | 695.7106 | 0 | 464.7321 | 0.022804 | 698.4088 | 0.00037843 | 696.45 | 0.022734 | 464.7321 | 0.0090425 | 888.2233 | 0.0027592 | 1113.0764 | 0.027951 | 1137.4135 | 0.047431 | 1015.2638 | 0.011709 | 1065.4916 | 0 | 1064.8236 | 0 | 1064.8171 | 0.005208 | 464.732 | 0.63914 | 465.3381 | 0.8075 | 464.7321 | 3.1321 | 464.7321 | 1.7703 | 465.3381 | #REF! | 464.7321 | 4.6991 | 462.3885 | 0.040523
| 271.2871 | 0.72905 | 271.2871 | 1.6776 | 271.2871 | 1.3776 | 271.2871 | 0.15476 | 271.2871 | 0.0090059 | 271.2871 | 0 | 460.4051 | 0 | 464.954 | 0.54824 | 271.2871 | -0.1092 | 460.4051 | 0.013417 | 464.954 | 0.12908 | 464.954 | 0.063552 | 459.0526 | 0.04978 | 464.954 | 0.14433 | 464.954 | 0.21176 | 465.5598 | 0.16915 | 464.0533 | 0.32398 | 464.954 | 7.2772 | 465.5598 | 9.7381 | 465.5598 | 23.7499 | 465.5598 | 1.5711 | 460.4051 | 0.32107 | 465.5598 | 0.9963 | 465.5598 | 0.097872 |  |  | 464.954 | 0.017335 | 459.64 | -0.022969 | 465.5598 | 0 | 464.954 | 0.014002 | 460.2607 | 0.00035558 | 465.5598 | 0 | 465.5598 | 0 | 464.954 | -0.04049 | 465.5598 | -0.0030903 | 465.5598 | -0.0005805 | 465.5598 | 6.2035e-05 | 696.6128 | 0.029687 | 464.954 | 0 | 464.954 | -0.010764 | 465.5598 | -0.00065798 | 695.8736 | 0.00026087 | 464.954 | -0.016445 | 698.5721 | 0.00038392 | 696.6128 | 0.022297 | 464.954 | -0.0090425 | 888.3018 | 0.0026677 | 1113.3799 | 0.033309 | 1137.4768 | 0.047616 | 1015.2764 | 0.011685 | 1065.5472 | 0 | 1064.8791 | 0 | 1064.8727 | 0.0051603 | 464.954 | 0.58977 | 465.5598 | 0.81293 | 464.954 | 3.1558 | 464.954 | 1.6977 | 465.5598 | #REF! | 464.954 | 4.7174 | 462.6097 | 0.040574
| 271.362 | 0.71311 | 271.362 | 1.5991 | 271.362 | 1.4099 | 271.362 | 0.18908 | 271.362 | 0.0058486 | 271.362 | 0 | 460.5182 | 0 | 465.1758 | 0.55125 | 271.362 | -0.07774 | 460.5182 | 0 | 465.1758 | 0.37702 | 465.1758 | 0.062786 | 459.2735 | 0.075391 | 465.1758 | 0.24397 | 465.1758 | 0.30194 | 465.7814 | 0.24118 | 464.2744 | 0.38768 | 465.1758 | 7.3469 | 465.7814 | 9.7173 | 465.7814 | 23.9501 | 465.7814 | 1.646 | 460.5182 | 0.31313 | 465.7814 | 1.0374 | 465.7814 | 0.10727 |  |  | 465.1758 | 0.025391 | 459.86 | 0.026349 | 465.7814 | 0.0059381 | 465.1758 | 0.024352 | 460.3759 | 0.00031861 | 465.7814 | 0.045241 | 465.7814 | 0.010687 | 465.1758 | 0.040858 | 465.7814 | 0.0038838 | 465.7814 | 0.0029977 | 465.7814 | 0.007005 | 696.7757 | 0.035774 | 465.1758 | 0 | 465.1758 | -0.00056247 | 465.7814 | 0.0058074 | 696.0366 | 0.00017392 | 465.1758 | 0.024412 | 698.7353 | 0.00036088 | 696.7757 | 0.021095 | 465.1758 | 0.0090425 | 888.3803 | 0.002778 | 1113.6836 | 0.032463 | 1137.5402 | 0.0478 | 1015.2891 | 0.011662 | 1065.6028 | 0 | 1064.9347 | 0 | 1064.9282 | 0.0051012 | 465.176 | 0.58996 | 465.7814 | 0.8148 | 465.1758 | 3.185 | 465.1758 | 1.703 | 465.7814 | #REF! | 465.1758 | 4.7669 | 462.8309 | 0.040988
| 271.4369 | 0.69242 | 271.4369 | 1.6143 | 271.4369 | 1.4393 | 271.4369 | 0.14847 | 271.4369 | 0.0032926 | 271.4369 | 0 | 460.6313 | 0.0045078 | 465.3976 | 0.52073 | 271.4369 | -0.08856 | 460.6313 | 0.018635 | 465.3976 | 0.13127 | 465.3976 | 0.025724 | 459.4943 | 0.042133 | 465.3976 | 0.12015 | 465.3976 | 0.083545 | 466.0031 | 0.066734 | 464.4954 | 0.30987 | 465.3976 | 7.0387 | 466.0031 | 9.4135 | 466.0031 | 23.932 | 466.0031 | 1.676 | 460.6313 | 0.3054 | 466.0031 | 1.06 | 466.0031 | 0.10047 |  |  | 465.3976 | 0.005521 | 460.08 | 0.00081613 | 466.0031 | 0 | 465.3976 | 0.0044377 | 460.4912 | 0.00034529 | 466.0031 | 0 | 466.0031 | 0 | 465.3976 | -0.028398 | 466.0031 | -0.010751 | 466.0031 | -0.0070521 | 466.0031 | -0.010493 | 696.9386 | 0.030435 | 465.3976 | 0 | 465.3976 | -0.013109 | 466.0031 | -0.001291 | 696.1996 | 0.00078262 | 465.3976 | -0.038814 | 698.8986 | 0.00035321 | 696.9386 | 0.021969 | 465.3976 | 0.0090425 | 888.4589 | 0.0025341 | 1113.9876 | 0.032639 | 1137.6035 | 0.047985 | 1015.3016 | 0.01164 | 1065.6584 | 0 | 1064.9904 | 0 | 1064.9838 | 0.0050387 | 465.398 | 0.58301 | 466.0031 | 0.80504 | 465.3976 | 3.1994 | 465.3976 | 1.6765 | 466.0031 | #REF! | 465.3976 | 4.678 | 463.0521 | 0.040184
| 271.5118 | 0.68625 | 271.5118 | 1.5748 | 271.5118 | 1.4703 | 271.5118 | 0.20698 | 271.5118 | 0.0051119 | 271.5118 | 0 | 460.7444 | 0 | 465.6195 | 0.54847 | 271.5118 | -0.06322 | 460.7444 | 0 | 465.6195 | 0.30914 | 465.6195 | 0.078508 | 459.7151 | 0.072465 | 465.6195 | 0.2491 | 465.6195 | 0.31308 | 466.2248 | 0.25008 | 464.7166 | 0.40413 | 465.6195 | 7.0404 | 466.2248 | 9.3344 | 466.2248 | 23.9825 | 466.2248 | 1.7319 | 460.7444 | 0.30812 | 466.2248 | 1.1059 | 466.2248 | 0.11462 |  |  | 465.6195 | 0.021764 | 460.3 | -0.0093273 | 466.2248 | 0.0048552 | 465.6195 | 0.015676 | 460.6065 | 0.00027936 | 466.2248 | 0.018271 | 466.2248 | 0.019538 | 465.6195 | 0.051901 | 466.2248 | 0.0038183 | 466.2248 | 0.0020046 | 466.2248 | 0.015911 | 697.1015 | 0.048802 | 465.6195 | 0 | 465.6195 | -0.0026802 | 466.2248 | 0.0053504 | 696.3626 | 0 | 465.6195 | 0.023426 | 699.0618 | 0.00051006 | 697.1015 | 0.020986 | 465.6195 | 0.0090425 | 888.5374 | 0.0022146 | 1114.2916 | 0.027986 | 1137.6669 | 0.048169 | 1015.3143 | 0.011619 | 1065.7141 | 0 | 1065.0459 | 0 | 1065.0394 | 0.0049751 | 465.619 | 0.58794 | 466.2248 | 0.79891 | 465.6195 | 3.1801 | 465.6195 | 1.6888 | 466.2248 | #REF! | 465.6195 | 4.6083 | 463.2733 | 0.040849
| 271.5867 | 0.68022 | 271.5867 | 1.4901 | 271.5867 | 1.5016 | 271.5867 | 0.1684 | 271.5867 | 0.0048112 | 271.5867 | 0 | 460.8576 | 0.015397 | 465.8414 | 0.49303 | 271.5867 | -0.03793 | 460.8576 | 0.03138 | 465.8414 | 0.10079 | 465.8413 | 0.037348 | 459.936 | 0.042496 | 465.8414 | 0.13041 | 465.8413 | 0.11855 | 466.4465 | 0.094692 | 464.9377 | 0.31044 | 465.8413 | 6.7171 | 466.4465 | 8.9544 | 466.4465 | 23.7176 | 466.4465 | 1.765 | 460.8576 | 0.32828 | 466.4465 | 1.1178 | 466.4465 | 0.1088 |  |  | 465.8414 | 0.013654 | 460.53 | -0.010726 | 466.4465 | 0 | 465.8413 | 0.0055298 | 460.7218 | 0.00029536 | 466.4465 | 0 | 466.4465 | 0 | 465.8413 | -0.039754 | 466.4465 | -0.0064178 | 466.4465 | -0.0060963 | 466.4465 | -0.0097445 | 697.2644 | 0.038017 | 465.8414 | 0 | 465.8414 | -0.014471 | 466.4465 | -0.0018946 | 696.5256 | 0.00078262 | 465.8414 | -0.026107 | 699.2251 | 0.00020622 | 697.2644 | 0.021641 | 465.8413 | 0.0054302 | 888.616 | 0.0025559 | 1114.5958 | 0.031405 | 1137.7304 | 0.048358 | 1015.3269 | 0.011599 | 1065.7698 | 0 | 1065.1014 | 0 | 1065.095 | 0.004916 | 465.841 | 0.57748 | 466.4465 | 0.77876 | 465.8413 | 3.1335 | 465.8413 | 1.6729 | 466.4465 | #REF! | 465.8413 | 4.5291 | 463.4945 | 0.039866
| 271.6616 | 0.67983 | 271.6616 | 1.4488 | 271.6616 | 1.5332 | 271.6616 | 0.21884 | 271.6616 | 0.012238 | 271.6616 | 0 | 460.9707 | 0 | 466.0632 | 0.54582 | 271.6616 | 0.00313 | 460.9707 | 0 | 466.0632 | 0.29649 | 466.0632 | 0.072573 | 460.1569 | 0.067328 | 466.0632 | 0.23811 | 466.0632 | 0.31409 | 466.6682 | 0.25089 | 465.1588 | 0.34701 | 466.0632 | 6.775 | 466.6682 | 8.8892 | 466.6682 | 23.6499 | 466.6682 | 1.8288 | 460.9707 | 0.31606 | 466.6682 | 1.1656 | 466.6682 | 0.12223 |  |  | 466.0632 | 0.021505 | 460.75 | -0.0044305 | 466.6682 | 0.0033191 | 466.0632 | 0.019583 | 460.8371 | 0.00030146 | 466.6682 | 0.028757 | 466.6682 | 0.014665 | 466.0632 | 0.051901 | 466.6682 | 0.0028144 | 466.6682 | 0.0023146 | 466.6682 | 0.018032 | 697.4273 | 0.034439 | 466.0632 | 0 | 466.0632 | 0.011824 | 466.6682 | 0.003738 | 696.6886 | 0 | 466.0632 | 0.04154 | 699.3883 | 0.00062853 | 697.4273 | 0.020548 | 466.0632 | 0.0090425 | 888.6946 | 0.0031324 | 1114.9001 | 0.029009 | 1137.7937 | 0.048543 | 1015.3395 | 0.011579 | 1065.8254 | 0 | 1065.157 | 0 | 1065.1505 | 0.0048626 | 466.063 | 0.56804 | 466.6682 | 0.79612 | 466.0632 | 3.1288 | 466.0632 | 1.6676 | 466.6682 | #REF! | 466.0632 | 4.4976 | 463.7158 | 0.041043
| 271.7365 | 0.6708 | 271.7365 | 1.449 | 271.7365 | 1.566 | 271.7365 | 0.17665 | 271.7365 | 0.0040594 | 271.7365 | 0 | 461.0839 | 0.018207 | 466.2851 | 0.52291 | 271.7365 | 0.01056 | 461.0839 | 0.019753 | 466.2851 | 0.13975 | 466.2851 | 0.031222 | 460.3777 | 0.021411 | 466.2851 | 0.1033 | 466.2851 | 0.074428 | 466.89 | 0.059452 | 465.3799 | 0.30411 | 466.2851 | 6.4349 | 466.89 | 8.5402 | 466.89 | 23.3421 | 466.89 | 1.8454 | 461.0839 | 0.30634 | 466.89 | 1.1672 | 466.8899 | 0.11202 |  |  | 466.2851 | 0.018912 | 460.97 | 0.0043138 | 466.89 | 0 | 466.2851 | 0.010654 | 460.9524 | 0.00035291 | 466.89 | 0 | 466.8899 | 0 | 466.2851 | -0.032534 | 466.89 | -0.0083112 | 466.89 | -0.0061229 | 466.89 | -0.01176 | 697.5902 | 0.029207 | 466.2851 | 0 | 466.2851 | 0.0015592 | 466.89 | 0.0046647 | 696.8517 | 0.00026087 | 466.2851 | -0.052723 | 699.5516 | 0.00017989 | 697.5902 | 0.021423 | 466.2851 | 0 | 888.7733 | 0.0031118 | 1115.2047 | 0.028621 | 1137.8572 | 0.048732 | 1015.3522 | 0.011561 | 1065.881 | 0 | 1065.2126 | 0 | 1065.2061 | 0.0048126 | 466.285 | 0.56018 | 466.89 | 0.77858 | 466.2851 | 3.0915 | 466.2851 | 1.6552 | 466.89 | #REF! | 466.2851 | 4.3966 | 463.937 | 0.039876
| 271.8114 | 0.66532 | 271.8115 | 1.4576 | 271.8114 | 1.5998 | 271.8114 | 0.22716 | 271.8114 | 0.0098178 | 271.8115 | 0 | 461.197 | 0 | 466.507 | 0.53461 | 271.8114 | 0.03487 | 461.197 | 0 | 466.507 | 0.2625 | 466.507 | 0.070694 | 460.5986 | 0.068947 | 466.507 | 0.23738 | 466.507 | 0.26749 | 467.1117 | 0.21366 | 465.6011 | 0.35049 | 466.507 | 6.3971 | 467.1117 | 8.3452 | 467.1117 | 23.0831 | 467.1117 | 1.9035 | 461.197 | 0.31136 | 467.1117 | 1.2142 | 467.1117 | 0.12483 |  |  | 466.507 | 0.024508 | 461.19 | -0.010027 | 467.1117 | 0.00036772 | 466.507 | 0.012277 | 461.0677 | 0.00035596 | 467.1117 | 0.021977 | 467.1117 | 0.010426 | 466.507 | 0.044907 | 467.1117 | -0.0026115 | 467.1117 | -0.0014503 | 467.1117 | 0.0049324 | 697.7531 | 0.042235 | 466.507 | 0 | 466.507 | 0.0045688 | 467.1117 | 0.00013841 | 697.0147 | 0 | 466.507 | 0.036867 | 699.7149 | 0.00052871 | 697.7531 | 0.020658 | 466.507 | 0.0090425 | 888.8519 | 0.0032332 | 1115.5094 | 0.031053 | 1137.9205 | 0.048922 | 1015.3648 | 0.011543 | 1065.9367 | 0 | 1065.2682 | 0 | 1065.2617 | 0.0047637 | 466.507 | 0.5553 | 467.1117 | 0.76845 | 466.507 | 3.082 | 466.507 | 1.6446 | 467.1117 | #REF! | 466.507 | 4.3448 | 464.1583 | 0.040169
| 271.8864 | 0.6591 | 271.8864 | 1.3487 | 271.8864 | 1.6352 | 271.8864 | 0.20047 | 271.8864 | 0.0054577 | 271.8864 | 0 | 461.3101 | 0.0066155 | 466.729 | 0.53682 | 271.8864 | -0.02517 | 461.3101 | 0.041267 | 466.729 | 0.13898 | 466.729 | 0.021501 | 460.8195 | 0.030961 | 466.729 | 0.13041 | 466.729 | 0.11753 | 467.3335 | 0.093882 | 465.8222 | 0.29135 | 466.729 | 6.2477 | 467.3335 | 8.1187 | 467.3335 | 22.9859 | 467.3335 | 1.9447 | 461.3101 | 0.30655 | 467.3335 | 1.2297 | 467.3335 | 0.11784 |  |  | 466.729 | 0.00491 | 461.41 | 0.015856 | 467.3335 | 0 | 466.729 | 0.005124 | 461.183 | 0.00034605 | 467.3335 | 0 | 467.3335 | 0 | 466.729 | -0.028917 | 467.3335 | -0.0081575 | 467.3335 | -0.0047255 | 467.3335 | -0.012788 | 697.9161 | 0.034386 | 466.729 | 0 | 466.729 | -0.015031 | 467.3335 | -0.0063385 | 697.1777 | 0.00078262 | 466.729 | -0.021798 | 699.8782 | 0.00028081 | 697.9161 | 0.02186 | 466.729 | 0.0090425 | 888.9304 | 0.0026093 | 1115.8143 | 0.030101 | 1137.984 | 0.049111 | 1015.3774 | 0.011526 | 1065.9923 | 0 | 1065.3238 | 0 | 1065.3173 | 0.0047114 | 466.729 | 0.54258 | 467.3335 | 0.75964 | 466.729 | 3.0428 | 466.729 | 1.5985 | 467.3335 | #REF! | 466.729 | 4.2594 | 464.3796 | 0.039763
| 271.9613 | 0.65753 | 271.9613 | 1.3231 | 271.9613 | 1.6695 | 271.9613 | 0.24827 | 271.9613 | 0.01069 | 271.9613 | 0 | 461.4233 | 0 | 466.9509 | 0.55374 | 271.9613 | -0.0705 | 461.4233 | 0 | 466.9509 | 0.32759 | 466.9509 | 0.07209 | 461.0404 | 0.060727 | 466.9509 | 0.23664 | 466.9509 | 0.23101 | 467.5553 | 0.18453 | 466.0434 | 0.30179 | 466.9509 | 6.2578 | 467.5552 | 8.0094 | 467.5552 | 22.957 | 467.5552 | 2.0236 | 461.4233 | 0.32557 | 467.5553 | 1.2811 | 467.5552 | 0.13396 |  |  | 466.9509 | 0.023826 | 461.64 | -0.028914 | 467.5552 | 0.0090518 | 466.9509 | 0.019075 | 461.2983 | 0.00033004 | 467.5552 | 0.034777 | 467.5552 | 0.016466 | 466.9509 | 0.012954 | 467.5552 | -0.00010262 | 467.5552 | -0.00044308 | 467.5552 | 0.0075987 | 698.079 | 0.046666 | 466.9509 | 0 | 466.9509 | 0.016191 | 467.5552 | 0.0090906 | 697.3408 | 0.00017392 | 466.9509 | 0.027105 | 700.0415 | 0.00043328 | 698.079 | 0.021095 | 466.9509 | 0.0090425 | 889.009 | 0.0023027 | 1116.1194 | 0.029608 | 1138.0474 | 0.049301 | 1015.39 | 0.01151 | 1066.048 | 0 | 1065.3794 | 0 | 1065.3729 | 0.0046535 | 466.951 | 0.54345 | 467.5553 | 0.76474 | 466.9509 | 3.1069 | 466.9509 | 1.5994 | 467.5552 | #REF! | 466.9509 | 4.2677 | 464.6009 | 0.040112
| 272.0362 | 0.64526 | 272.0362 | 1.3395 | 272.0362 | 1.7045 | 272.0362 | 0.2114 | 272.0362 | 0.0097877 | 272.0362 | 0 | 461.5364 | 0 | 467.1728 | 0.54994 | 272.0362 | -0.10642 | 461.5364 | 0.01789 | 467.1728 | 0.16885 | 467.1728 | 0.042214 | 461.2614 | 0.0309 | 467.1728 | 0.12601 | 467.1728 | 0.13172 | 467.777 | 0.10521 | 466.2646 | 0.26554 | 467.1728 | 5.9731 | 467.777 | 7.7102 | 467.777 | 22.7905 | 467.777 | 2.0607 | 461.5364 | 0.3193 | 467.777 | 1.312 | 467.777 | 0.131 |  |  | 467.1728 | 0.01623 | 461.86 | -0.032062 | 467.777 | 0 | 467.1728 | 0.012632 | 461.4136 | 0.00030603 | 467.777 | 0 | 467.777 | 0 | 467.1728 | -0.01167 | 467.777 | -0.0078911 | 467.777 | -0.0018164 | 467.777 | -0.0083747 | 698.2419 | 0.036628 | 467.1728 | 0 | 467.1728 | -0.0114 | 467.777 | -0.0053941 | 697.5038 | 0.00078262 | 467.1728 | -0.0074146 | 700.2048 | 0.0004245 | 698.2419 | 0.022297 | 467.1728 | 0 | 889.0877 | 0.0027192 | 1116.4246 | 0.027951 | 1138.1108 | 0.04949 | 1015.4026 | 0.011494 | 1066.1038 | 0 | 1065.4351 | 0 | 1065.4285 | 0.0045876 | 467.173 | 0.51616 | 467.777 | 0.75858 | 467.1728 | 3.0718 | 467.1728 | 1.572 | 467.777 | #REF! | 467.1728 | 4.1756 | 464.8222 | 0.03996
| 272.1112 | 0.64405 | 272.1111 | 1.3545 | 272.1112 | 1.7363 | 272.1112 | 0.26829 | 272.1112 | 0.01296 | 272.1112 | 0 | 461.6496 | 0 | 467.3948 | 0.5531 | 272.1112 | -0.1332 | 461.6496 | 0 | 467.3948 | 0.27856 | 467.3948 | 0.081151 | 461.4823 | 0.085984 | 467.3948 | 0.23591 | 467.3948 | 0.21581 | 467.9988 | 0.17239 | 466.4857 | 0.32099 | 467.3948 | 5.9773 | 467.9988 | 7.542 | 467.9988 | 22.5449 | 467.9988 | 2.121 | 461.6496 | 0.33246 | 467.9988 | 1.3554 | 467.9988 | 0.13987 |  |  | 467.3948 | 0.026368 | 462.08 | 0.0036143 | 467.9988 | 0.0030298 | 467.3948 | 0.014104 | 461.529 | 0.00032395 | 467.9988 | 0.044049 | 467.9988 | 0.015637 | 467.3948 | 0.031189 | 467.9988 | 0.0030282 | 467.9988 | -0.00061531 | 467.9988 | 0.0050885 | 698.4049 | 0.042448 | 467.3948 | 0 | 467.3948 | -0.017003 | 467.9988 | 0.0047452 | 697.6669 | 0.00017392 | 467.3948 | 0.031255 | 700.3681 | 0.00041902 | 698.4049 | 0.021423 | 467.3948 | 0.0090425 | 889.1664 | 0.0028057 | 1116.73 | 0.028409 | 1138.1743 | 0.04968 | 1015.4153 | 0.01148 | 1066.1594 | 0 | 1065.4906 | 0 | 1065.4841 | 0.0045183 | 467.395 | 0.51498 | 467.9988 | 0.75208 | 467.3948 | 3.0849 | 467.3948 | 1.564 | 467.9988 | #REF! | 467.3948 | 4.185 | 465.0435 | 0.040898
| 272.1861 | 0.6342 | 272.1861 | 1.2415 | 272.1861 | 1.7633 | 272.1861 | 0.22622 | 272.1861 | 0.0097877 | 272.1861 | 0 | 461.7627 | 0 | 467.6168 | 0.49626 | 272.1861 | -0.22472 | 461.7627 | 0.037184 | 467.6168 | 0.021908 | 467.6168 | 0.028359 | 461.7032 | 0.042266 | 467.6168 | 0.12308 | 467.6168 | 0.10233 | 468.2206 | 0.081742 | 466.7069 | 0.26403 | 467.6168 | 5.6708 | 468.2206 | 7.2303 | 468.2206 | 22.1609 | 468.2206 | 2.1584 | 461.7627 | 0.3217 | 468.2206 | 1.3665 | 468.2206 | 0.13342 |  |  | 467.6168 | 0.018405 | 462.3 | -0.00058295 | 468.2206 | 0 | 467.6168 | 0.0059864 | 461.6443 | 0.00032471 | 468.2206 | 0 | 468.2206 | 0 | 467.6168 | -0.043803 | 468.2206 | -0.0098903 | 468.2206 | -0.0057252 | 468.2206 | -0.0068344 | 698.5678 | 0.037643 | 467.6168 | 0 | 467.6168 | -0.031963 | 468.2206 | -0.0010305 | 697.83 | 0.00026087 | 467.6168 | -0.025877 | 700.5314 | 0.00034004 | 698.5678 | 0.021532 | 467.6168 | 0.0090425 | 889.2451 | 0.0024025 | 1117.0355 | 0.030947 | 1138.2377 | 0.049869 | 1015.4279 | 0.011466 | 1066.2151 | 0 | 1065.5463 | 0 | 1065.5397 | 0.0044467 | 467.617 | 0.50561 | 468.2206 | 0.73252 | 467.6168 | 3.0181 | 467.6168 | 1.5454 | 468.2206 | #REF! | 467.6168 | 4.0291 | 465.2649 | 0.04106
| 272.261 | 0.62985 | 272.261 | 1.3035 | 272.261 | 1.7967 | 272.261 | 0.28262 | 272.261 | 0.014945 | 272.261 | 0 | 461.8759 | 0 | 467.8388 | 0.55884 | 272.261 | -0.1237 | 461.8759 | 0 | 467.8388 | 0.27244 | 467.8388 | 0.077152 | 461.9242 | 0.064221 | 467.8388 | 0.23371 | 467.8388 | 0.24621 | 468.4425 | 0.19667 | 466.9281 | 0.30556 | 467.8388 | 5.7312 | 468.4425 | 7.2304 | 468.4425 | 22.1575 | 468.4425 | 2.2356 | 461.8759 | 0.32327 | 468.4425 | 1.4246 | 468.4425 | 0.14524 |  |  | 467.8388 | 0.025104 | 462.53 | 0.007112 | 468.4425 | 0.0067152 | 467.8388 | 0.021308 | 461.7596 | 0.00034414 | 468.4425 | 0.028711 | 468.4425 | 0.014211 | 467.8388 | 0.011659 | 468.4425 | 0.0052363 | 468.4425 | 0.0019779 | 468.4425 | 0.0069859 | 698.7307 | 0.057612 | 467.8388 | 0 | 467.8388 | 0.010288 | 468.4425 | 0.0060472 | 697.993 | 0.00017392 | 467.8388 | 0.025882 | 700.6947 | 0.00048154 | 698.7307 | 0.019783 | 467.8388 | 0.0018125 | 889.3237 | 0.0022605 | 1117.3413 | 0.02848 | 1138.3012 | 0.050064 | 1015.4406 | 0.011454 | 1066.2707 | 0 | 1065.6018 | 0 | 1065.5953 | 0.0043819 | 467.839 | 0.50027 | 468.4425 | 0.7447 | 467.8388 | 3.0155 | 467.8388 | 1.5516 | 468.4425 | #REF! | 467.8388 | 4.0201 | 465.4862 | 0.041116
| 272.336 | 0.62079 | 272.336 | 1.2382 | 272.336 | 1.8253 | 272.336 | 0.23585 | 272.336 | 0.0018192 | 272.336 | 0 | 461.989 | 0.0080204 | 468.0608 | 0.51343 | 272.336 | -0.24062 | 461.989 | 0.03396 | 468.0608 | 0.17506 | 468.0608 | 0.027095 | 462.1452 | 0.033051 | 468.0608 | 0.13041 | 468.0608 | 0.10132 | 468.6643 | 0.080933 | 467.1494 | 0.21787 | 468.0608 | 5.4348 | 468.6643 | 6.9441 | 468.6643 | 22.0343 | 468.6643 | 2.2942 | 461.989 | 0.31251 | 468.6643 | 1.4659 | 468.6643 | 0.14085 |  |  | 468.0608 | 0.013486 | 462.75 | 0.015507 | 468.6643 | 0 | 468.0608 | 0.0068489 | 461.875 | 0.00035939 | 468.6643 | 0 | 468.6643 | 0 | 468.0608 | -0.043435 | 468.6643 | -0.0093941 | 468.6643 | -0.0045574 | 468.6643 | -0.014275 | 698.8937 | 0.03492 | 468.0608 | 0 | 468.0608 | -0.023211 | 468.6643 | 0.00054222 | 698.1561 | 0.00026087 | 468.0608 | -0.038955 | 700.8581 | 0.0002841 | 698.8937 | 0.021204 | 468.0608 | 0.0090425 | 889.4025 | 0.0025717 | 1117.6471 | 0.029326 | 1138.3646 | 0.050253 | 1015.4532 | 0.011442 | 1066.3264 | 0 | 1065.6575 | 0 | 1065.651 | 0.0043273 | 468.061 | 0.50943 | 468.6643 | 0.74103 | 468.0608 | 2.953 | 468.0608 | 1.556 | 468.6643 | #REF! | 468.0608 | 3.8891 | 465.7076 | 0.040841
| 272.4109 | 0.61693 | 272.4109 | 1.2447 | 272.4109 | 1.8581 | 272.4109 | 0.28283 | 272.4109 | 0.008615 | 272.4109 | 0 | 462.1022 | 0 | 468.2828 | 0.55682 | 272.4109 | -0.15192 | 462.1022 | 0 | 468.2828 | 0.19939 | 468.2828 | 0.07358 | 462.3661 | 0.047548 | 468.2828 | 0.23444 | 468.2828 | 0.25735 | 468.8862 | 0.20557 | 467.3706 | 0.26933 | 468.2828 | 5.3122 | 468.8862 | 6.8909 | 468.8862 | 21.8044 | 468.8862 | 2.3718 | 462.1022 | 0.31167 | 468.8862 | 1.5088 | 468.8862 | 0.15608 |  |  | 468.2828 | 0.017775 | 462.97 | 0.026349 | 468.8862 | 0.0085196 | 468.2828 | 0.013089 | 461.9903 | 0.00032013 | 468.8862 | 0.02976 | 468.8862 | 0.011645 | 468.2828 | 0.050061 | 468.8862 | -0.00059225 | 468.8862 | 0.0020834 | 468.8862 | 0.0076281 | 699.0567 | 0.05019 | 468.2828 | 0 | 468.2828 | 0.00021739 | 468.8862 | 0.0065486 | 698.3192 | 0 | 468.2828 | 0.036119 | 701.0214 | 0.00061317 | 699.0567 | 0.020767 | 468.2828 | 0.018085 | 889.4812 | 0.0027161 | 1117.9533 | 0.027387 | 1138.4281 | 0.050448 | 1015.4658 | 0.01143 | 1066.3822 | 0 | 1065.7131 | 0 | 1065.7067 | 0.0042932 | 468.283 | 0.50772 | 468.8862 | 0.73971 | 468.2828 | 2.9214 | 468.2828 | 1.5631 | 468.8862 | #REF! | 468.2828 | 3.8482 | 465.9289 | 0.04147
| 272.4859 | 0.60484 | 272.4859 | 1.1242 | 272.4859 | 1.8879 | 272.4859 | 0.26048 | 272.4859 | 0.00034719 | 272.4859 | 0 | 462.2153 | 0.0031028 | 468.5048 | 0.53519 | 272.4859 | -0.26068 | 462.2153 | 0.035679 | 468.5048 | 0.096878 | 468.5048 | 0.039577 | 462.5872 | 0.040863 | 468.5048 | 0.12455 | 468.5048 | 0.089367 | 469.108 | 0.071385 | 467.5918 | 0.23004 | 468.5048 | 5.0569 | 469.108 | 6.6029 | 469.108 | 21.6952 | 469.108 | 2.417 | 462.2153 | 0.32442 | 469.108 | 1.5331 | 469.108 | 0.15061 |  |  | 468.5048 | 0.011184 | 463.19 | -0.02052 | 469.108 | 0 | 468.5048 | 0.0062401 | 462.1056 | 0.00035939 | 469.108 | 0 | 469.108 | 0 | 468.5048 | -0.039754 | 469.108 | -0.0073003 | 469.108 | -0.004267 | 469.108 | -0.012378 | 699.2196 | 0.043196 | 468.5048 | 0 | 468.5048 | -0.011241 | 469.108 | -0.0056265 | 698.4823 | 0.00026087 | 468.5048 | -0.023773 | 701.1847 | 0.0002128 | 699.2196 | 0.023172 | 468.5048 | 0 | 889.5599 | 0.002307 | 1118.2594 | 0.026577 | 1138.4916 | 0.050643 | 1015.4785 | 0.01142 | 1066.4379 | 0 | 1065.7688 | 0 | 1065.7622 | 0.0042819 | 468.505 | 0.48732 | 469.108 | 0.73182 | 468.5048 | 2.9016 | 468.5048 | 1.5507 | 469.108 | #REF! | 468.5048 | 3.738 | 466.1503 | 0.04157
| 272.5608 | 0.60329 | 272.5608 | 1.1524 | 272.5608 | 1.9207 | 272.5608 | 0.31646 | 272.5608 | 0.0152 | 272.5608 | 0 | 462.3285 | 0.0017592 | 468.7269 | 0.54274 | 272.5608 | -0.12982 | 462.3285 | 0 | 468.7269 | 0.27028 | 468.7269 | 0.071768 | 462.8081 | 0.065133 | 468.7269 | 0.2447 | 468.7269 | 0.23 | 469.3299 | 0.18372 | 467.8131 | 0.28371 | 468.7269 | 5.1031 | 469.3299 | 6.5999 | 469.3299 | 21.7007 | 469.3299 | 2.514 | 462.3285 | 0.31731 | 469.3299 | 1.6049 | 469.3299 | 0.16584 |  |  | 468.7269 | 0.023328 | 463.41 | -0.017722 | 469.3299 | 0.011527 | 468.7269 | 0.01527 | 462.221 | 0.00033462 | 469.3299 | 0.030635 | 469.3299 | 0.0053103 | 468.7269 | 0.025521 | 469.3299 | 0.0025816 | 469.3299 | 0.001691 | 469.3299 | 0.010536 | 699.3826 | 0.062685 | 468.7269 | 0 | 468.7269 | -0.011439 | 469.3299 | 0.0045812 | 698.6453 | 0 | 468.7269 | 0.014296 | 701.3481 | 0.00057588 | 699.3826 | 0.022188 | 468.7269 | 0.0090425 | 889.6387 | 0.0031334 | 1118.5658 | 0.028727 | 1138.555 | 0.050837 | 1015.4911 | 0.01141 | 1066.4936 | 0 | 1065.8245 | 0 | 1065.8179 | 0.0042967 | 468.727 | 0.48909 | 469.3299 | 0.73729 | 468.7269 | 2.8745 | 468.7269 | 1.5507 | 469.3299 | #REF! | 468.7269 | 3.7093 | 466.3717 | 0.042293
| 272.6358 | 0.59846 | 272.6358 | 1.1453 | 272.6358 | 1.9501 | 272.6358 | 0.27412 | 272.6358 | 0.011772 | 272.6358 | 0 | 462.4416 | 0.011884 | 468.949 | 0.54131 | 272.6358 | -0.19452 | 462.4416 | 0.024288 | 468.949 | 0.083171 | 468.949 | 0.042324 | 463.0292 | 0.027195 | 468.949 | 0.11795 | 468.949 | 0.12462 | 469.5518 | 0.099548 | 468.0343 | 0.22804 | 468.949 | 4.8839 | 469.5518 | 6.3445 | 469.5518 | 21.4526 | 469.5518 | 2.5802 | 462.4416 | 0.32087 | 469.5518 | 1.6443 | 469.5518 | 0.16449 |  |  | 468.949 | 0.012978 | 463.64 | -0.00513 | 469.5518 | 0 | 468.949 | 0.011466 | 462.3363 | 0.00041618 | 469.5518 | 0 | 469.5518 | 0 | 468.949 | -0.0035632 | 469.5518 | -0.0038713 | 469.5518 | -0.0020555 | 469.5518 | -0.0077517 | 699.5456 | 0.048001 | 468.949 | 0 | 468.949 | -0.010867 | 469.5518 | -0.0033361 | 698.8084 | 0 | 468.949 | -0.00059806 | 701.5114 | 0.00035101 | 699.5456 | 0.023062 | 468.949 | 0.0090425 | 889.7175 | 0.0029523 | 1118.8723 | 0.030665 | 1138.6185 | 0.051032 | 1015.5037 | 0.011401 | 1066.5493 | 0 | 1065.8801 | 0 | 1065.8735 | 0.004341 | 468.949 | 0.47744 | 469.5518 | 0.73714 | 468.949 | 2.8366 | 468.949 | 1.5153 | 469.5518 | #REF! | 468.949 | 3.611 | 466.5931 | 0.042271
| 272.7107 | 0.59267 | 272.7107 | 1.1409 | 272.7107 | 1.9824 | 272.7107 | 0.32282 | 272.7107 | 0.01084 | 272.7107 | 0 | 462.5548 | 0 | 469.171 | 0.55123 | 272.7107 | -0.08287 | 462.5548 | 0 | 469.171 | 0.30734 | 469.171 | 0.08258 | 463.2502 | 0.059859 | 469.171 | 0.24031 | 469.171 | 0.24418 | 469.7737 | 0.19505 | 468.2556 | 0.28296 | 469.171 | 4.9284 | 469.7737 | 6.2838 | 469.7737 | 21.196 | 469.7737 | 2.6592 | 462.5548 | 0.34521 | 469.7737 | 1.7056 | 469.7737 | 0.17739 |  |  | 469.171 | 0.036902 | 463.86 | 0.0032645 | 469.7737 | 0.003596 | 469.171 | 0.016133 | 462.4517 | 0.00035481 | 469.7737 | 0.04458 | 469.7737 | 0.016994 | 469.171 | 0.026825 | 469.7737 | 0.0075009 | 469.7737 | 0.0030228 | 469.7737 | 0.015398 | 699.7086 | 0.061296 | 469.171 | 0 | 469.171 | 0.010611 | 469.7737 | 0.0077464 | 698.9715 | 0.00017392 | 469.171 | 0.0098746 | 701.6748 | 0.00034443 | 699.7086 | 0.020986 | 469.171 | 0.0090425 | 889.7962 | 0.0024041 | 1119.1791 | 0.031123 | 1138.6821 | 0.051227 | 1015.5164 | 0.011393 | 1066.6051 | 0 | 1065.9358 | 0 | 1065.9292 | 0.0044103 | 469.171 | 0.46522 | 469.7737 | 0.73425 | 469.171 | 2.849 | 469.171 | 1.4896 | 469.7737 | #REF! | 469.171 | 3.6319 | 466.8145 | 0.042778
| 272.7857 | 0.58261 | 272.7857 | 1.0547 | 272.7857 | 2.0117 | 272.7857 | 0.29485 | 272.7857 | 0.0059538 | 272.7857 | 0 | 462.668 | 0.017153 | 469.3931 | 0.42648 | 272.7857 | -0.22816 | 462.668 | 0.018262 | 469.3931 | 0.20135 | 469.3931 | 0.019674 | 463.4712 | 0.027267 | 469.3931 | 0.12015 | 469.3931 | 0.082976 | 469.9956 | 0.066279 | 468.4769 | 0.21556 | 469.3931 | 4.6925 | 469.9956 | 6.0706 | 469.9956 | 21.0926 | 469.9956 | 2.7214 | 462.668 | 0.31554 | 469.9956 | 1.7311 | 469.9956 | 0.17282 |  |  | 469.3931 | 0.027349 | 464.08 | 0.00011659 | 469.9956 | 0 | 469.3931 | -0.0012198 | 462.567 | 0.00035481 | 469.9956 | 0 | 469.9956 | 0 | 469.3931 | -0.02402 | 469.9956 | -0.0075389 | 469.9956 | -0.0034635 | 469.9956 | -0.018173 | 699.8715 | 0.048428 | 469.3931 | 0 | 469.3931 | -0.013617 | 469.9956 | -0.0028123 | 699.1346 | 0.00026087 | 469.3931 | -0.00843 | 701.8382 | 0.00057807 | 699.8715 | 0.021969 | 469.3931 | 0 | 889.875 | 0.0026543 | 1119.486 | 0.026718 | 1138.7456 | 0.051421 | 1015.5289 | 0.011385 | 1066.6608 | 0 | 1065.9915 | 0 | 1065.9849 | 0.0045035 | 469.393 | 0.45316 | 469.9956 | 0.70184 | 469.3931 | 2.8022 | 469.3931 | 1.4595 | 469.9956 | #REF! | 469.3931 | 3.5476 | 467.036 | 0.042605
| 272.8607 | 0.57957 | 272.8607 | 1.0385 | 272.8607 | 2.0433 | 272.8607 | 0.33979 | 272.8607 | 0.011381 | 272.8607 | 0 | 462.7811 | 0 | 469.6152 | 0.52278 | 272.8607 | -0.16927 | 462.7811 | 0 | 469.6152 | 0.30328 | 469.6152 | 0.076968 | 463.6923 | 0.05134 | 469.6152 | 0.22932 | 469.6152 | 0.25128 | 470.2176 | 0.20071 | 468.6981 | 0.26025 | 469.6152 | 4.7034 | 470.2176 | 6.0422 | 470.2176 | 21.1115 | 470.2176 | 2.8462 | 462.7811 | 0.31428 | 470.2176 | 1.8223 | 470.2176 | 0.1867 |  |  | 469.6152 | 0.026074 | 464.3 | 0.0050134 | 470.2176 | 0.0014093 | 469.6152 | 0.015423 | 462.6824 | 0.00028545 | 470.2176 | 0.028209 | 470.2176 | 0.011673 | 469.6152 | 0.024338 | 470.2176 | 0.00013269 | 470.2176 | 0.00055589 | 470.2176 | 0.0035323 | 700.0345 | 0.061777 | 469.6152 | 0 | 469.6152 | 0.0021951 | 470.2176 | 0.0052093 | 699.2977 | 0.00017392 | 469.6152 | 0.025186 | 702.0016 | 0.00026216 | 700.0345 | 0.021751 | 469.6152 | 0 | 889.9538 | 0.002838 | 1119.7931 | 0.026788 | 1138.8091 | 0.051616 | 1015.5416 | 0.011378 | 1066.7166 | 0 | 1066.0471 | 0 | 1066.0405 | 0.0046126 | 469.615 | 0.4407 | 470.2176 | 0.73149 | 469.6152 | 2.8122 | 469.6152 | 1.4462 | 470.2176 | #REF! | 469.6152 | 3.5476 | 467.2574 | 0.043943
| 272.9356 | 0.57147 | 272.9356 | 1.0846 | 272.9356 | 2.0734 | 272.9356 | 0.3046 | 272.9356 | 0.014809 | 272.9356 | 0 | 462.8943 | 0 | 469.8373 | 0.4864 | 272.9356 | -0.31295 | 462.8943 | 0 | 469.8373 | 0.11941 | 469.8373 | 0.038966 | 463.9133 | 0.025097 | 469.8373 | 0.12015 | 469.8373 | 0.094918 | 470.4395 | 0.075818 | 468.9194 | 0.22378 | 469.8373 | 4.5027 | 470.4395 | 5.784 | 470.4395 | 20.8504 | 470.4395 | 2.9166 | 462.8943 | 0.33393 | 470.4395 | 1.8606 | 470.4395 | 0.18473 |  |  | 469.8373 | 0.011659 | 464.53 | 0.0060627 | 470.4395 | 0 | 469.8373 | -0.00072282 | 462.7978 | 0.00030718 | 470.4395 | 0 | 470.4395 | 0 | 469.8373 | -0.031092 | 470.4395 | -0.0062849 | 470.4395 | -0.0039152 | 470.4395 | -0.0090043 | 700.1975 | 0.041754 | 469.8373 | 0 | 469.8373 | -0.018029 | 470.4395 | -0.0064433 | 699.4609 | 0.00026087 | 469.8373 | -0.033169 | 702.1649 | 0.00055284 | 700.1975 | 0.023718 | 469.8373 | 0 | 890.0327 | 0.0024667 | 1120.1003 | 0.026823 | 1138.8727 | 0.05181 | 1015.5542 | 0.011372 | 1066.7723 | 0 | 1066.1028 | 0 | 1066.0962 | 0.0047319 | 469.837 | 0.4409 | 470.4395 | 0.72221 | 469.8373 | 2.7795 | 469.8373 | 1.4391 | 470.4395 | #REF! | 469.8373 | 3.4327 | 467.4789 | 0.043433
| 273.0106 | 0.56568 | 273.0106 | 1.0465 | 273.0106 | 2.1038 | 273.0106 | 0.36504 | 273.0106 | 0.0078181 | 273.0106 | 0 | 463.0075 | 0 | 470.0595 | 0.51864 | 273.0106 | -0.16964 | 463.0075 | 0 | 470.0595 | 0.30852 | 470.0595 | 0.062301 | 464.1344 | 0.044785 | 470.0595 | 0.22199 | 470.0595 | 0.18947 | 470.6615 | 0.15134 | 469.1407 | 0.24564 | 470.0595 | 4.4464 | 470.6615 | 5.7769 | 470.6615 | 20.7189 | 470.6615 | 2.9963 | 463.0075 | 0.31376 | 470.6615 | 1.9343 | 470.6615 | 0.19691 |  |  | 470.0595 | 0.020055 | 464.75 | -0.0040807 | 470.6615 | 0.0006603 | 470.0595 | 0.016031 | 462.9131 | 0.00031327 | 470.6615 | 0.029504 | 470.6615 | 0.010473 | 470.0595 | 0.030387 | 470.6615 | 6.0008e-06 | 470.6615 | -0.0012963 | 470.6615 | 0.0020751 | 700.3606 | 0.059054 | 470.0595 | 0 | 470.0595 | -0.00096796 | 470.6615 | 0.0027985 | 699.624 | 0.00017392 | 470.0595 | 0.0022793 | 702.3284 | 0.0003181 | 700.3606 | 0.022406 | 470.0595 | 0 | 890.1115 | 0.0022701 | 1120.4077 | 0.028304 | 1138.9362 | 0.05201 | 1015.5668 | 0.011366 | 1066.828 | 0 | 1066.1584 | 0 | 1066.152 | 0.0048535 | 470.059 | 0.43965 | 470.6615 | 0.7312 | 470.0595 | 2.7655 | 470.0595 | 1.448 | 470.6615 | #REF! | 470.0595 | 3.4052 | 467.7004 | 0.044658
| 273.0856 | 0.55519 | 273.0856 | 0.98499 | 273.0856 | 2.1321 | 273.0856 | 0.3244 | 273.0856 | 0.010419 | 273.0856 | 0 | 463.1206 | 0.017153 | 470.2816 | 0.46736 | 273.0856 | -0.25107 | 463.1206 | 0.028371 | 470.2816 | 0.1215 | 470.2816 | 0.028032 | 464.3555 | 0.021873 | 470.2816 | 0.12528 | 470.2816 | 0.038123 | 470.8834 | 0.030452 | 469.3621 | 0.18191 | 470.2816 | 4.3012 | 470.8834 | 5.5914 | 470.8834 | 20.5331 | 470.8834 | 3.0807 | 463.1206 | 0.32619 | 470.8834 | 1.9747 | 470.8834 | 0.19431 |  |  | 470.2816 | 0.018911 | 464.97 | -0.0012825 | 470.8834 | 0 | 470.2816 | 0.0020902 | 463.0285 | 0.00033347 | 470.8834 | 0 | 470.8834 | 0 | 470.2816 | -0.032261 | 470.8834 | -0.012011 | 470.8834 | -0.0074611 | 470.8834 | -0.013719 | 700.5236 | 0.068184 | 470.2816 | 0 | 470.2816 | -0.003224 | 470.8834 | 0.00045471 | 699.7871 | 0.00078262 | 470.2816 | -0.056284 | 702.4918 | 0.00032139 | 700.5236 | 0.022953 | 470.2816 | 0 | 890.1903 | 0.0021837 | 1120.7152 | 0.027035 | 1138.9996 | 0.052205 | 1015.5795 | 0.011361 | 1066.8838 | 0 | 1066.2141 | 0 | 1066.2076 | 0.0049683 | 470.282 | 0.42462 | 470.8834 | 0.71678 | 470.2816 | 2.6966 | 470.2816 | 1.4241 | 470.8834 | #REF! | 470.2816 | 3.336 | 467.9218 | 0.043847
| 273.1606 | 0.55056 | 273.1606 | 0.96739 | 273.1606 | 2.1632 | 273.1606 | 0.37796 | 273.1606 | 0.0089007 | 273.1606 | 0 | 463.2338 | 0 | 470.5038 | 0.53395 | 273.1606 | -0.09597 | 463.2338 | 0 | 470.5038 | 0.32535 | 470.5038 | 0.075023 | 464.5766 | 0.06187 | 470.5038 | 0.22199 | 470.5038 | 0.20062 | 471.1054 | 0.16025 | 469.5834 | 0.21854 | 470.5038 | 4.3012 | 471.1054 | 5.5531 | 471.1054 | 20.4117 | 471.1054 | 3.1944 | 463.2338 | 0.30509 | 471.1054 | 2.0572 | 471.1054 | 0.2167 |  |  | 470.5038 | 0.033968 | 465.19 | -0.011426 | 471.1054 | 0.013553 | 470.5038 | 0.016387 | 463.1439 | 0.00034414 | 471.1054 | 0.025562 | 471.1054 | 0.014877 | 470.5038 | 0.039754 | 471.1054 | 0.0026005 | 471.1054 | 0.00060436 | 471.1054 | 0.009982 | 700.6866 | 0.065247 | 470.5038 | 0 | 470.5038 | 0.012667 | 471.1054 | 0.0015363 | 699.9502 | 0.00017392 | 470.5038 | 0.031957 | 702.6552 | 0.00055613 | 700.6866 | 0.020876 | 470.5038 | 0.016276 | 890.2692 | 0.0025774 | 1121.023 | 0.026436 | 1139.0632 | 0.052404 | 1015.5921 | 0.011357 | 1066.9396 | 0 | 1066.2698 | 0 | 1066.2633 | 0.0050705 | 470.504 | 0.43063 | 471.1054 | 0.73777 | 470.5038 | 2.7093 | 470.5038 | 1.4285 | 471.1054 | #REF! | 470.5038 | 3.2857 | 468.1433 | 0.044005
| 273.2356 | 0.54186 | 273.2356 | 0.99633 | 273.2356 | 2.1883 | 273.2356 | 0.34327 | 273.2356 | 0.0054577 | 273.2356 | 0 | 463.347 | 0.00029265 | 470.7259 | 0.51317 | 273.2356 | -0.20571 | 463.347 | 0.045566 | 470.7259 | 0.090953 | 470.7259 | 0.04827 | 464.7977 | 0.01154 | 470.7259 | 0.12235 | 470.7259 | 0.10943 | 471.3274 | 0.087408 | 469.8047 | 0.18191 | 470.7259 | 4.0518 | 471.3274 | 5.318 | 471.3274 | 20.061 | 471.3274 | 3.2561 | 463.347 | 0.30269 | 471.3274 | 2.0957 | 471.3274 | 0.20971 |  |  | 470.7259 | 0.020977 | 465.42 | -0.018421 | 471.3274 | 0 | 470.7259 | 0.010603 | 463.2593 | 0.00033538 | 471.3274 | 0 | 471.3274 | 0 | 470.7259 | -0.012417 | 471.3274 | -0.006356 | 471.3274 | -0.0011454 | 471.3274 | -0.0035853 | 700.8496 | 0.071174 | 470.7259 | 0 | 470.7259 | -0.01992 | 471.3274 | -0.00020236 | 700.1134 | 0.00026087 | 470.7259 | -0.0090912 | 702.8186 | 0.00028849 | 700.8496 | 0.021641 | 470.7259 | 0.0090425 | 890.3481 | 0.0025791 | 1121.3309 | 0.027493 | 1139.1268 | 0.052604 | 1015.6047 | 0.011353 | 1066.9954 | 0 | 1066.3256 | 0 | 1066.319 | 0.0051546 | 470.726 | 0.41462 | 471.3274 | 0.72555 | 470.7259 | 2.657 | 470.7259 | 1.4054 | 471.3274 | #REF! | 470.7259 | 3.2024 | 468.3649 | 0.044387
| 273.3105 | 0.5402 | 273.3105 | 1.0332 | 273.3105 | 2.2223 | 273.3105 | 0.40561 | 273.3105 | 0.01287 | 273.3105 | 0 | 463.4601 | 0 | 470.9481 | 0.51347 | 273.3105 | -0.09245 | 463.4601 | 0 | 470.9481 | 0.22624 | 470.9481 | 0.069299 | 465.0188 | 0.063225 | 470.9481 | 0.20148 | 470.9481 | 0.20365 | 471.5494 | 0.16268 | 470.0261 | 0.23729 | 470.9481 | 4.1021 | 471.5494 | 5.2827 | 471.5494 | 19.9642 | 471.5494 | 3.3689 | 463.4601 | 0.27813 | 471.5494 | 2.1708 | 471.5494 | 0.22458 |  |  | 470.9481 | 0.033438 | 465.64 | 0.019004 | 471.5494 | 0.011344 | 470.9481 | 0.015676 | 463.3747 | 0.00034757 | 471.5494 | 0.026314 | 471.5494 | 0.015131 | 470.9481 | 0.029487 | 471.5494 | -0.0009635 | 471.5494 | -0.00039638 | 471.5494 | 0.009883 | 701.0126 | 0.057185 | 470.9481 | 0 | 470.9481 | 0.0052855 | 471.5494 | 0.0048342 | 700.2765 | 0.0012174 | 470.9481 | 0.027965 | 702.982 | 0.00051774 | 701.0126 | 0.020658 | 470.9481 | 0.010851 | 890.4269 | 0.0023677 | 1121.6389 | 0.028304 | 1139.1903 | 0.052804 | 1015.6174 | 0.01135 | 1067.0512 | 0 | 1066.3812 | 0 | 1066.3748 | 0.0052171 | 470.948 | 0.4133 | 471.5494 | 0.72753 | 470.9481 | 2.6274 | 470.9481 | 1.409 | 471.5494 | #REF! | 470.9481 | 3.2114 | 468.5864 | 0.045036
| 273.3855 | 0.52724 | 273.3855 | 0.91058 | 273.3855 | 2.2482 | 273.3855 | 0.36937 | 273.3855 | 0.005187 | 273.3855 | 0 | 463.5733 | 0.019941 | 471.1703 | 0.48256 | 273.3855 | -0.16667 | 463.5733 | 0.036969 | 471.1703 | 0.076494 | 471.1703 | 0.02434 | 465.2399 | 0.028206 | 471.1703 | 0.11429 | 471.1703 | 0.034101 | 471.7715 | 0.027239 | 470.2474 | 0.17045 | 471.1703 | 3.8695 | 471.7715 | 4.989 | 471.7715 | 19.3738 | 471.7715 | 3.3983 | 463.5733 | 0.3217 | 471.7715 | 2.1793 | 471.7715 | 0.21661 |  |  | 471.1703 | 0.01878 | 465.86 | -0.011076 | 471.7715 | 0 | 471.1703 | 0.0066967 | 463.4901 | 0.00036892 | 471.7715 | 0 | 471.7715 | 0 | 471.1703 | -0.022807 | 471.7715 | -0.012087 | 471.7715 | -0.0069857 | 471.7715 | -0.012462 | 701.1757 | 0.057452 | 471.1703 | 0 | 471.1703 | 0.0018279 | 471.7715 | -0.0072616 | 700.4397 | 0.00026087 | 471.1703 | -0.026432 | 703.1454 | 0.00027532 | 701.1757 | 0.02186 | 471.1703 | 0 | 890.5059 | 0.0021022 | 1121.9473 | 0.027387 | 1139.2539 | 0.053004 | 1015.63 | 0.011347 | 1067.1069 | 0 | 1066.4369 | 0 | 1066.4304 | 0.0052592 | 471.17 | 0.39453 | 471.7715 | 0.70555 | 471.1703 | 2.5716 | 471.1703 | 1.3745 | 471.7715 | #REF! | 471.1703 | 3.0846 | 468.8079 | 0.045075
| 273.4605 | 0.52427 | 273.4605 | 0.9166 | 273.4605 | 2.2776 | 273.4605 | 0.41377 | 273.4605 | 0.0067958 | 273.4605 | 0 | 463.6865 | 0 | 471.3925 | 0.49932 | 273.4605 | -0.04906 | 463.6865 | 0 | 471.3925 | 0.32466 | 471.3925 | 0.063564 | 465.4611 | 0.069105 | 471.3925 | 0.21686 | 471.3925 | 0.20163 | 471.9935 | 0.16106 | 470.4688 | 0.23973 | 471.3925 | 3.888 | 471.9935 | 4.9052 | 471.9935 | 19.0315 | 471.9935 | 3.4753 | 463.6865 | 0.32975 | 471.9935 | 2.2647 | 471.9935 | 0.23568 |  |  | 471.3925 | 0.033009 | 466.08 | -0.014223 | 471.9935 | 0.011392 | 471.3925 | 0.011415 | 463.6055 | 0.00034605 | 471.9935 | 0.024827 | 471.9935 | 0.015132 | 471.3925 | 0.019644 | 471.9935 | 0.0044731 | 471.9935 | 0.00095692 | 471.9935 | 0.014636 | 701.3387 | 0.073684 | 471.3925 | 0 | 471.3925 | 0.023182 | 471.9935 | 0.0062814 | 700.6028 | 0 | 471.3925 | 0.010131 | 703.3089 | 0.00045851 | 701.3387 | 0.020767 | 471.3925 | 0.0090425 | 890.5847 | 0.0029321 | 1122.2556 | 0.027704 | 1139.3175 | 0.053198 | 1015.6426 | 0.011345 | 1067.1627 | 0 | 1066.4927 | 0 | 1066.4861 | 0.0052808 | 471.393 | 0.39128 | 471.9935 | 0.70698 | 471.3925 | 2.5452 | 471.3925 | 1.3691 | 471.9935 | #REF! | 471.3925 | 3.0471 | 469.0295 | 0.045685
| 273.5355 | 0.51675 | 273.5356 | 0.94924 | 273.5355 | 2.303 | 273.5355 | 0.37837 | 273.5355 | 0.0096674 | 273.5355 | 0 | 463.7997 | 0 | 471.6148 | 0.48049 | 273.5355 | -0.17408 | 463.7997 | 0.047715 | 471.6148 | 0.1831 | 471.6148 | 0.042821 | 465.6823 | 0.02037 | 471.6148 | 0.11429 | 471.6148 | 0.050989 | 472.2155 | 0.040729 | 470.6902 | 0.18054 | 471.6148 | 3.5378 | 472.2155 | 4.7123 | 472.2155 | 18.6371 | 472.2155 | 3.5367 | 463.7997 | 0.33925 | 472.2155 | 2.278 | 472.2156 | 0.23165 |  |  | 471.6148 | 0.021004 | 466.31 | -0.0065291 | 472.2155 | 0 | 471.6148 | 0.005682 | 463.7209 | 0.00033271 | 472.2155 | 0 | 472.2156 | 0 | 471.6148 | -0.0095733 | 472.2155 | -0.0082439 | 472.2155 | -0.0072985 | 472.2155 | -0.010622 | 701.5018 | 0.067223 | 471.6148 | 0 | 471.6148 | 0.002364 | 472.2155 | -0.0067356 | 700.766 | 0.00078262 | 471.6148 | -0.040463 | 703.4723 | 0.00035211 | 701.5018 | 0.022516 | 471.6148 | 0.0090425 | 890.6636 | 0.0039068 | 1122.5642 | 0.02848 | 1139.3811 | 0.053403 | 1015.6553 | 0.011344 | 1067.2185 | 0 | 1066.5483 | 0 | 1066.5419 | 0.0052876 | 471.615 | 0.37448 | 472.2155 | 0.70279 | 471.6148 | 2.4726 | 471.6148 | 1.3444 | 472.2155 | #REF! | 471.6148 | 2.9391 | 469.251 | 0.045159
| 273.6105 | 0.5121 | 273.6105 | 0.96015 | 273.6105 | 2.332 | 273.6105 | 0.43949 | 273.6105 | 0.012088 | 273.6105 | 0 | 463.9129 | 0 | 471.837 | 0.4977 | 273.6105 | -0.10408 | 463.9129 | 0 | 471.837 | 0.294 | 471.837 | 0.074556 | 465.9034 | 0.034841 | 471.837 | 0.20953 | 471.837 | 0.1915 | 472.4376 | 0.15296 | 470.9116 | 0.23592 | 471.837 | 3.6294 | 472.4376 | 4.6245 | 472.4376 | 18.3794 | 472.4376 | 3.6112 | 463.9129 | 0.3217 | 472.4376 | 2.36 | 472.4376 | 0.24625 |  |  | 471.837 | 0.039408 | 466.53 | 0.020054 | 472.4376 | 0.0054042 | 471.837 | 0.01527 | 463.8363 | 0.00030337 | 472.4376 | 0.021366 | 472.4376 | 0.014353 | 471.837 | 0.018074 | 472.4376 | 0.003385 | 472.4376 | 0.0032555 | 472.4376 | 0.0086221 | 701.6648 | 0.071228 | 471.837 | 0 | 471.837 | 0.0002953 | 472.4376 | 5.8655e-05 | 700.9291 | 0.00017392 | 471.837 | 0.0043987 | 703.6358 | 0.0005342 | 701.6648 | 0.021969 | 471.837 | 0.0090425 | 890.7426 | 0.0036452 | 1122.8729 | 0.025836 | 1139.4446 | 0.053603 | 1015.6679 | 0.011343 | 1067.2743 | 0 | 1066.6041 | 0 | 1066.5975 | 0.0052785 | 471.837 | 0.3719 | 472.4376 | 0.69476 | 471.837 | 2.4673 | 471.837 | 1.3435 | 472.4376 | #REF! | 471.837 | 2.9431 | 469.4726 | 0.04621
| 273.6856 | 0.5017 | 273.6855 | 0.84633 | 273.6856 | 2.3564 | 273.6856 | 0.40677 | 273.6856 | 0.0077881 | 273.6856 | 0 | 464.026 | 0 | 472.0592 | 0.47456 | 273.6856 | -0.25383 | 464.026 | 0.014163 | 472.0592 | 0.06787 | 472.0593 | 0.039907 | 466.1246 | 0.025452 | 472.0592 | 0.1099 | 472.0593 | 0.035895 | 472.6597 | 0.028673 | 471.133 | 0.15461 | 472.0593 | 3.4052 | 472.6597 | 4.4075 | 472.6597 | 17.8502 | 472.6597 | 3.659 | 464.026 | 0.30603 | 472.6597 | 2.3732 | 472.6597 | 0.24311 |  |  | 472.0592 | 0.016499 | 466.75 | 0.0039641 | 472.6597 | 0 | 472.0593 | 0.0073562 | 463.9517 | 0.0003148 | 472.6597 | 0 | 472.6597 | 0 | 472.0593 | -0.035253 | 472.6597 | -0.007174 | 472.6597 | -0.0042079 | 472.6597 | -0.011436 | 701.8279 | 0.069466 | 472.0592 | 0 | 472.0592 | -0.013829 | 472.6597 | -0.0023963 | 701.0923 | 0.00026087 | 472.0592 | -0.048464 | 703.7992 | 0.0003203 | 701.8279 | 0.022953 | 472.0593 | 0.0090425 | 890.8215 | 0.0034934 | 1123.1819 | 0.025202 | 1139.5082 | 0.053803 | 1015.6805 | 0.011342 | 1067.3301 | 0 | 1066.6598 | 0 | 1066.6533 | 0.0052546 | 472.059 | 0.36799 | 472.6597 | 0.68008 | 472.0593 | 2.4113 | 472.0593 | 1.3391 | 472.6597 | #REF! | 472.0593 | 2.8526 | 469.6942 | 0.04521
| 273.7606 | 0.49694 | 273.7606 | 0.83497 | 273.7606 | 2.3829 | 273.7606 | 0.46332 | 273.7606 | 0.0079986 | 273.7606 | 0 | 464.1392 | 0 | 472.2815 | 0.51906 | 273.7606 | -0.20831 | 464.1392 | 0 | 472.2815 | 0.3094 | 472.2815 | 0.076813 | 466.3458 | 0.043853 | 472.2815 | 0.2132 | 472.2815 | 0.26445 | 472.8818 | 0.21124 | 471.3544 | 0.22076 | 472.2815 | 3.5101 | 472.8818 | 4.452 | 472.8818 | 17.69 | 472.8818 | 3.7813 | 464.1392 | 0.34699 | 472.8818 | 2.4838 | 472.8818 | 0.2621 |  |  | 472.2815 | 0.036487 | 466.97 | -0.0054798 | 472.8818 | 0.0072975 | 472.2815 | 0.017148 | 464.0671 | 0.00032814 | 472.8818 | 0.02681 | 472.8818 | 0.017321 | 472.2815 | 0.04049 | 472.8818 | 0.010545 | 472.8818 | 0.0067707 | 472.8818 | 0.01847 | 701.9909 | 0.073577 | 472.2815 | 0 | 472.2815 | 0.016341 | 472.8818 | 0.00040105 | 701.2555 | 0 | 472.2815 | 0.018439 | 703.9627 | 0.0004969 | 701.9909 | 0.021423 | 472.2815 | 0.0090425 | 890.9005 | 0.0029537 | 1123.491 | 0.026259 | 1139.5718 | 0.054002 | 1015.6932 | 0.011342 | 1067.3859 | 0 | 1066.7156 | 0 | 1066.7091 | 0.005216 | 472.282 | 0.36811 | 472.8818 | 0.68731 | 472.2815 | 2.4291 | 472.2815 | 1.3417 | 472.8818 | #REF! | 472.2815 | 2.8588 | 469.9158 | 0.046767
| 273.8356 | 0.49001 | 273.8356 | 0.88166 | 273.8356 | 2.4066 | 273.8356 | 0.43442 | 273.8356 | 0.010028 | 273.8356 | 0 | 464.2524 | 0.0024003 | 472.5038 | 0.47662 | 273.8356 | -0.33729 | 464.2524 | 0.024288 | 472.5038 | 0.14301 | 472.5038 | 0.032499 | 466.567 | 0.031949 | 472.5038 | 0.12015 | 472.5038 | 0.061842 | 473.1039 | 0.049399 | 471.5758 | 0.17025 | 472.5038 | 3.2901 | 473.1039 | 4.2199 | 473.1039 | 17.5664 | 473.1039 | 3.8886 | 464.2524 | 0.32672 | 473.1039 | 2.5374 | 473.1039 | 0.26111 |  |  | 472.5038 | 0.03013 | 467.2 | -0.022969 | 473.1039 | 0 | 472.5038 | 0.012683 | 464.1825 | 0.00031137 | 473.1039 | 0 | 473.1039 | 0 | 472.5038 | -0.036394 | 473.1039 | -0.002932 | 473.1039 | -0.0052128 | 473.1039 | -0.0087529 | 702.154 | 0.057345 | 472.5038 | 0 | 472.5038 | -0.011784 | 473.1039 | -0.0015561 | 701.4186 | 0 | 472.5038 | -0.034807 | 704.1262 | 0.00030823 | 702.154 | 0.022734 | 472.5038 | 0.0090425 | 890.9795 | 0.002867 | 1123.8003 | 0.026365 | 1139.6354 | 0.054207 | 1015.7058 | 0.011342 | 1067.4416 | 0 | 1066.7714 | 0 | 1066.7648 | 0.0051603 | 472.504 | 0.36152 | 473.1039 | 0.68463 | 472.5038 | 2.3854 | 472.5038 | 1.3479 | 473.1039 | #REF! | 472.5038 | 2.8072 | 470.1374 | 0.045513
| 273.9106 | 0.48618 | 273.9106 | 0.86397 | 273.9106 | 2.4323 | 273.9106 | 0.47502 | 273.9106 | 0.013426 | 273.9106 | 0 | 464.3656 | 0 | 472.7261 | 0.48576 | 273.9106 | -0.20826 | 464.3656 | 0 | 472.7261 | 0.18597 | 472.7261 | 0.06379 | 466.7882 | 0.053006 | 472.7261 | 0.20001 | 472.7261 | 0.16414 | 473.326 | 0.13111 | 471.7972 | 0.19912 | 472.7261 | 3.2448 | 473.326 | 4.1889 | 473.326 | 17.3129 | 473.326 | 3.9754 | 464.3656 | 0.3286 | 473.326 | 2.6288 | 473.326 | 0.27463 |  |  | 472.7261 | 0.031309 | 467.42 | 0.021452 | 473.326 | 0 | 472.7261 | 0.013038 | 464.2979 | 0.00031061 | 473.326 | 0.037186 | 473.326 | 0.012807 | 472.7261 | 0.031269 | 473.326 | 0.0020938 | 473.326 | 0.0027272 | 473.326 | 0.011372 | 702.3171 | 0.077261 | 472.7261 | 0 | 472.7261 | -0.0048497 | 473.326 | 0.0028827 | 701.5818 | 0 | 472.7261 | 0.0084136 | 704.2896 | 0.00048922 | 702.3171 | 0.022079 | 472.7261 | 0.0072445 | 891.0585 | 0.0031493 | 1124.1097 | 0.02922 | 1139.6991 | 0.054407 | 1015.7184 | 0.011343 | 1067.4976 | 0 | 1066.827 | 0 | 1066.8206 | 0.0050864 | 472.726 | 0.35654 | 473.326 | 0.68426 | 472.7261 | 2.3847 | 472.7261 | 1.3576 | 473.326 | #REF! | 472.7261 | 2.8025 | 470.359 | 0.045903
| 273.9856 | 0.47473 | 273.9856 | 0.8081 | 273.9856 | 2.455 | 273.9856 | 0.45581 | 273.9856 | 0.0061944 | 273.9856 | 0 | 464.4788 | 0.0080204 | 472.9484 | 0.46234 | 273.9856 | -0.27027 | 464.4788 | 0.01789 | 472.9484 | 0.12988 | 472.9484 | 0.040384 | 467.0094 | 0.010636 | 472.9484 | 0.12162 | 472.9484 | 0.086237 | 473.5481 | 0.068884 | 472.0186 | 0.17182 | 472.9484 | 3.1566 | 473.5481 | 4.0411 | 473.5481 | 16.8654 | 473.5481 | 4.0513 | 464.4788 | 0.33622 | 473.5481 | 2.6666 | 473.5481 | 0.27311 |  |  | 472.9484 | 0.030614 | 467.64 | -0.013874 | 473.5481 | 0 | 472.9484 | 0.010299 | 464.4134 | 0.00031861 | 473.5481 | 0 | 473.5481 | 0 | 472.9484 | -0.035225 | 473.5481 | -0.0022091 | 473.5481 | -0.0025468 | 473.5481 | -0.012629 | 702.4802 | 0.066582 | 472.9484 | 0 | 472.9484 | -0.0091797 | 473.5481 | -0.00049201 | 701.745 | 0.00026087 | 472.9484 | -0.02842 | 704.4531 | 0.00033785 | 702.4802 | 0.022625 | 472.9484 | 0 | 891.1375 | 0.0029525 | 1124.4193 | 0.028409 | 1139.7627 | 0.054612 | 1015.7311 | 0.011344 | 1067.5533 | 0 | 1066.8828 | 0 | 1066.8763 | 0.0049967 | 472.948 | 0.34371 | 473.5481 | 0.66848 | 472.9484 | 2.3338 | 472.9484 | 1.3426 | 473.5481 | #REF! | 472.9484 | 2.7145 | 470.5807 | 0.046013
| 274.0607 | 0.46966 | 274.0607 | 0.81672 | 274.0607 | 2.4816 | 274.0607 | 0.50324 | 274.0607 | 0.012013 | 274.0607 | 0 | 464.592 | 0 | 473.1707 | 0.4774 | 274.0607 | -0.10281 | 464.592 | 0 | 473.1707 | 0.27238 | 473.1707 | 0.073305 | 467.2306 | 0.047304 | 473.1707 | 0.21759 | 473.1707 | 0.1915 | 473.7703 | 0.15296 | 472.2401 | 0.19627 | 473.1707 | 3.0802 | 473.7703 | 3.9735 | 473.7703 | 16.5367 | 473.7703 | 4.1087 | 464.592 | 0.33779 | 473.7703 | 2.7226 | 473.7703 | 0.28708 |  |  | 473.1707 | 0.033579 | 467.86 | 0.0074619 | 473.7703 | 0.008611 | 473.1707 | 0.013292 | 464.5288 | 0.00032661 | 473.7703 | 0.036944 | 473.7703 | 0.015765 | 473.1707 | 0.026743 | 473.7703 | 0.0038238 | 473.7703 | 0.0012258 | 473.7703 | 0.0084279 | 702.6432 | 0.076193 | 473.1707 | 0 | 473.1707 | 0.0073298 | 473.7703 | 0.0031871 | 701.9082 | 0.00017392 | 473.1707 | 0.020233 | 704.6166 | 0.00055284 | 702.6432 | 0.020986 | 473.1707 | 0.0072427 | 891.2166 | 0.0027829 | 1124.7291 | 0.027105 | 1139.8263 | 0.054812 | 1015.7437 | 0.011345 | 1067.6091 | 0 | 1066.9386 | 0 | 1066.9321 | 0.0048933 | 473.171 | 0.33916 | 473.7703 | 0.66712 | 473.1707 | 2.312 | 473.1707 | 1.3506 | 473.7703 | #REF! | 473.1707 | 2.6704 | 470.8023 | 0.046969
| 274.1357 | 0.46139 | 274.1357 | 0.83058 | 274.1357 | 2.503 | 274.1357 | 0.46026 | 274.1357 | 0.0046157 | 274.1357 | 0 | 464.7052 | 0 | 473.3931 | 0.45157 | 274.1357 | -0.19277 | 464.7052 | 0.023858 | 473.3931 | 0.033797 | 473.3931 | 0.020743 | 467.4519 | 0.030795 | 473.3931 | 0.098174 | 473.3931 | 0.031689 | 473.9924 | 0.025312 | 472.4615 | 0.16566 | 473.3931 | 2.8887 | 473.9924 | 3.7819 | 473.9924 | 16.1942 | 473.9924 | 4.1562 | 464.7052 | 0.33769 | 473.9924 | 2.7814 | 473.9924 | 0.28314 |  |  | 473.3931 | 0.021486 | 468.09 | -0.013525 | 473.9924 | 0 | 473.3931 | 0.0032352 | 464.6442 | 0.00029803 | 473.9924 | 0 | 473.9924 | 0 | 473.3931 | -0.023062 | 473.9924 | -0.011823 | 473.9924 | -0.0067107 | 473.9924 | -0.010202 | 702.8063 | 0.068238 | 473.3931 | 0 | 473.3931 | -0.02327 | 473.9924 | 0.0030631 | 702.0714 | 0.00026087 | 473.3931 | -0.027884 | 704.7801 | 0.00020732 | 702.8063 | 0.021423 | 473.3931 | 0 | 891.2956 | 0.0024829 | 1125.0391 | 0.026964 | 1139.8899 | 0.055017 | 1015.7563 | 0.011347 | 1067.665 | 0 | 1066.9944 | 0 | 1066.9879 | 0.0047819 | 473.393 | 0.3388 | 473.9924 | 0.65619 | 473.3931 | 2.2438 | 473.3931 | 1.3506 | 473.9924 | #REF! | 473.3931 | 2.6331 | 471.024 | 0.045923
| 274.2107 | 0.45759 | 274.2107 | 0.84223 | 274.2107 | 2.5282 | 274.2107 | 0.53384 | 274.2107 | 0.015095 | 274.2107 | 0 | 464.8184 | 0 | 473.6154 | 0.4846 | 274.2107 | -0.07659 | 464.8184 | 0 | 473.6154 | 0.23582 | 473.6154 | 0.064758 | 467.6731 | 0.037868 | 473.6154 | 0.18829 | 473.6154 | 0.1996 | 474.2146 | 0.15944 | 472.683 | 0.19795 | 473.6154 | 2.9206 | 474.2146 | 3.7194 | 474.2146 | 15.8608 | 474.2146 | 4.2595 | 464.8184 | 0.32734 | 474.2146 | 2.8528 | 474.2146 | 0.30114 |  |  | 473.6154 | 0.046245 | 468.31 | -0.0016322 | 474.2146 | 0.0069603 | 473.6154 | 0.021561 | 464.7597 | 0.0003068 | 474.2146 | 0.031865 | 474.2146 | 0.018365 | 473.6154 | 0.016369 | 474.2146 | 0.0059232 | 474.2146 | 0.0013237 | 474.2146 | 0.0076833 | 702.9694 | 0.079877 | 473.6154 | 0 | 473.6154 | 0.0081133 | 474.2146 | 0.0069523 | 702.2346 | 0 | 473.6154 | 0.036689 | 704.9436 | 0.00056162 | 702.9694 | 0.020876 | 473.6154 | 0 | 891.3747 | 0.0031111 | 1125.3491 | 0.024391 | 1139.9536 | 0.055221 | 1015.769 | 0.01135 | 1067.7208 | 0 | 1067.0502 | 0 | 1067.0436 | 0.0046694 | 473.615 | 0.33236 | 474.2146 | 0.66074 | 473.6154 | 2.2653 | 473.6154 | 1.3585 | 474.2146 | #REF! | 473.6154 | 2.6129 | 471.2457 | 0.046493
| 274.2858 | 0.44403 | 274.2858 | 0.75504 | 274.2858 | 2.5481 | 274.2858 | 0.49187 | 274.2858 | 0.0095923 | 274.2858 | 0 | 464.9316 | 0.0094255 | 473.8378 | 0.4088 | 274.2858 | -0.21187 | 464.9316 | 0.024932 | 473.8378 | 0.098844 | 473.8378 | 0.036976 | 467.8944 | 0.027161 | 473.8378 | 0.11795 | 473.8378 | 0.086001 | 474.4368 | 0.068696 | 472.9045 | 0.13733 | 473.8378 | 2.8333 | 474.4368 | 3.585 | 474.4368 | 15.5244 | 474.4368 | 4.3374 | 464.9316 | 0.3357 | 474.4368 | 2.8975 | 474.4368 | 0.29639 |  |  | 473.8378 | 0.030527 | 468.53 | -0.014223 | 474.4368 | 0 | 473.8378 | -0.00076928 | 464.8751 | 0.00034872 | 474.4368 | 0 | 474.4368 | 0 | 473.8378 | -0.024931 | 474.4368 | -0.0063485 | 474.4368 | -0.0043597 | 474.4368 | -0.0069014 | 703.1325 | 0.060175 | 473.8378 | 0 | 473.8378 | -0.020083 | 474.4368 | 0.0021459 | 702.3978 | 0.00026087 | 473.8378 | -0.023138 | 705.1071 | 0.00022925 | 703.1325 | 0.022188 | 473.8378 | 0.0090425 | 891.4537 | 0.0034473 | 1125.6594 | 0.026647 | 1140.0172 | 0.055421 | 1015.7816 | 0.011352 | 1067.7767 | 0 | 1067.106 | 0 | 1067.0994 | 0.0045626 | 473.838 | 0.32892 | 474.4368 | 0.63318 | 473.8378 | 2.2342 | 473.8378 | 1.3523 | 474.4368 | #REF! | 473.8378 | 2.5737 | 471.4673 | 0.046247
| 274.3608 | 0.44061 | 274.3608 | 0.73569 | 274.3608 | 2.5707 | 274.3608 | 0.56227 | 274.3608 | 0.0082091 | 274.3608 | 0 | 465.0448 | 0 | 474.0601 | 0.4698 | 274.3608 | -0.12739 | 465.0448 | 0 | 474.0601 | 0.18137 | 474.0601 | 0.060193 | 468.1157 | 0.040809 | 474.0601 | 0.20221 | 474.0601 | 0.16617 | 474.659 | 0.13273 | 473.126 | 0.18184 | 474.0601 | 2.8627 | 474.659 | 3.5804 | 474.659 | 15.3838 | 474.659 | 4.457 | 465.0448 | 0.3286 | 474.659 | 3.0045 | 474.659 | 0.31439 |  |  | 474.0601 | 0.0339 | 468.75 | -0.0072287 | 474.659 | 0.009401 | 474.0601 | 0.01177 | 464.9906 | 0.00038416 | 474.659 | 0.024964 | 474.659 | 0.014067 | 474.0601 | 0.026131 | 474.659 | -0.0016807 | 474.659 | -0.00035983 | 474.659 | 0.00024558 | 703.2956 | 0.078276 | 474.0601 | 0 | 474.0601 | 0.0099307 | 474.659 | 0.0067756 | 702.561 | 0 | 474.0601 | 0.020775 | 705.2707 | 0.0005331 | 703.2956 | 0.022406 | 474.0601 | 0 | 891.5328 | 0.0032457 | 1125.9698 | 0.026823 | 1140.0809 | 0.055626 | 1015.7943 | 0.011355 | 1067.8326 | 0 | 1067.1617 | 0 | 1067.1552 | 0.0044683 | 474.06 | 0.31633 | 474.659 | 0.65046 | 474.0601 | 2.2552 | 474.0601 | 1.3435 | 474.659 | #REF! | 474.0601 | 2.6152 | 471.689 | 0.04664
| 274.4359 | 0.43311 | 274.4359 | 0.81491 | 274.4359 | 2.5886 | 274.4359 | 0.51554 | 274.4359 | 0.0040143 | 274.4359 | 0 | 465.158 | 0.0097769 | 474.2825 | 0.48404 | 274.4359 | -0.27044 | 465.158 | 0.032885 | 474.2825 | 0.077212 | 474.2825 | 0.036339 | 468.337 | 0.031622 | 474.2825 | 0.11136 | 474.2825 | 0.05317 | 474.8812 | 0.042471 | 473.3475 | 0.14014 | 474.2825 | 2.6334 | 474.8812 | 3.4397 | 474.8812 | 15.1207 | 474.8812 | 4.5402 | 465.158 | 0.37008 | 474.8812 | 3.0692 | 474.8812 | 0.31797 |  |  | 474.2825 | 0.03739 | 468.98 | 0.0032645 | 474.8812 | 0 | 474.2825 | 0.0045309 | 465.106 | 0.00036663 | 474.8812 | 0 | 474.8812 | 0 | 474.2825 | -0.023166 | 474.8812 | -0.0055145 | 474.8812 | -0.0029998 | 474.8812 | -0.0090589 | 703.4588 | 0.082067 | 474.2825 | 0 | 474.2825 | 0.00028425 | 474.8812 | 0.0032289 | 702.7243 | 0.00026087 | 474.2825 | -0.023414 | 705.4342 | 0.00039818 | 703.4588 | 0.023937 | 474.2825 | 0.0018107 | 891.6119 | 0.0032738 | 1126.2805 | 0.027422 | 1140.1445 | 0.055831 | 1015.8069 | 0.011358 | 1067.8884 | 0 | 1067.2175 | 0 | 1067.2109 | 0.0043898 | 474.283 | 0.31347 | 474.8812 | 0.64793 | 474.2825 | 2.2452 | 474.2825 | 1.3426 | 474.8812 | #REF! | 474.2825 | 2.5419 | 471.9108 | 0.045878
| 274.5109 | 0.43326 | 274.5109 | 0.77233 | 274.5109 | 2.6091 | 274.5109 | 0.57199 | 274.5109 | 0.01066 | 274.5109 | 0 | 465.2712 | 0 | 474.5049 | 0.47692 | 274.5109 | -0.17797 | 465.2712 | 0 | 474.5049 | 0.29007 | 474.5049 | 0.061884 | 468.5583 | 0.056425 | 474.5049 | 0.20074 | 474.5049 | 0.19352 | 475.1034 | 0.15458 | 473.569 | 0.17309 | 474.5049 | 2.7401 | 475.1034 | 3.4278 | 475.1034 | 14.9039 | 475.1034 | 4.6708 | 465.2712 | 0.37185 | 475.1034 | 3.166 | 475.1034 | 0.33427 |  |  | 474.5049 | 0.049307 | 469.2 | 0.01026 | 475.1034 | 0.0071357 | 474.5049 | 0.01385 | 465.2215 | 0.00031861 | 475.1034 | 0.024134 | 475.1034 | 0.015605 | 474.5049 | 0.033635 | 475.1034 | 0.0025277 | 475.1034 | 0.001444 | 475.1034 | 0.012561 | 703.6219 | 0.078276 | 474.5049 | 0 | 474.5049 | 0.010409 | 475.1034 | 0.0018191 | 702.8875 | 0 | 474.5049 | 0.033045 | 705.5977 | 0.00041573 | 703.6219 | 0.022188 | 474.5049 | 0.0090425 | 891.691 | 0.0030723 | 1126.5913 | 0.026823 | 1140.2082 | 0.056036 | 1015.8195 | 0.011362 | 1067.9443 | 0 | 1067.2733 | 0 | 1067.2668 | 0.004333 | 474.505 | 0.3095 | 475.1034 | 0.65039 | 474.5049 | 2.2517 | 474.5049 | 1.3461 | 475.1034 | #REF! | 474.5049 | 2.5564 | 472.1325 | 0.046978
| 274.586 | 0.41684 | 274.586 | 0.74822 | 274.586 | 2.6264 | 274.586 | 0.54259 | 274.586 | 0.0031273 | 274.586 | 0 | 465.3844 | 0.03128 | 474.7274 | 0.47048 | 274.586 | -0.31274 | 465.3844 | 0.031595 | 474.7274 | 0.097939 | 474.7274 | 0.033497 | 468.7796 | 0.019941 | 474.7274 | 0.11722 | 474.7274 | 0.048114 | 475.3256 | 0.038433 | 473.7905 | 0.15206 | 474.7274 | 2.573 | 475.3256 | 3.292 | 475.3256 | 14.5639 | 475.3256 | 4.7342 | 465.3844 | 0.36297 | 475.3256 | 3.2211 | 475.3256 | 0.3366 |  |  | 474.7274 | 0.034965 | 469.42 | 0.0011659 | 475.3256 | 0 | 474.7274 | 0.0080665 | 465.3369 | 0.00030718 | 475.3256 | 0 | 475.3256 | 0 | 474.7274 | -0.023899 | 475.3256 | -0.002972 | 475.3256 | -0.0038025 | 475.3256 | -0.0066226 | 703.785 | 0.080198 | 474.7274 | 0 | 474.7274 | -0.0032019 | 475.3256 | -0.0034297 | 703.0507 | 0.00026087 | 474.7274 | -0.0060541 | 705.7613 | 0.00033236 | 703.785 | 0.022297 | 474.7274 | 0 | 891.7702 | 0.0027819 | 1126.9022 | 0.025026 | 1140.2719 | 0.056241 | 1015.8322 | 0.011365 | 1068.0002 | 0 | 1067.3291 | 0 | 1067.3226 | 0.0042978 | 474.727 | 0.29938 | 475.3256 | 0.63699 | 474.7274 | 2.226 | 474.7274 | 1.3346 | 475.3256 | #REF! | 474.7274 | 2.5407 | 472.3542 | 0.046978
| 274.661 | 0.41372 | 274.661 | 0.69087 | 274.661 | 2.6462 | 274.661 | 0.60213 | 274.661 | 0.0083594 | 274.661 | 0 | 465.4976 | 0 | 474.9498 | 0.48663 | 274.661 | -0.12573 | 465.4976 | 0 | 474.9498 | 0.28773 | 474.9498 | 0.064118 | 469.0009 | 0.051488 | 474.9498 | 0.20514 | 474.9498 | 0.19048 | 475.5479 | 0.15215 | 474.012 | 0.16188 | 474.9498 | 2.7098 | 475.5479 | 3.3318 | 475.5479 | 14.4146 | 475.5479 | 4.8634 | 465.4976 | 0.35346 | 475.5479 | 3.3236 | 475.5479 | 0.35245 |  |  | 474.9498 | 0.045282 | 469.64 | -0.0023318 | 475.5479 | 0.0097213 | 474.9498 | 0.016285 | 465.4524 | 0.00027516 | 475.5479 | 0.024778 | 475.5479 | 0.013355 | 474.9498 | 0.04049 | 475.5479 | 0.00012215 | 475.5479 | 0.0012672 | 475.5479 | 0.012814 | 703.9481 | 0.081372 | 474.9498 | 0 | 474.9498 | -0.010059 | 475.5479 | 0.0041427 | 703.2139 | 0.00017392 | 474.9498 | 0.035357 | 705.9248 | 0.00049471 | 703.9481 | 0.020986 | 474.9498 | 0 | 891.8493 | 0.0025287 | 1127.2134 | 0.026436 | 1140.3356 | 0.056451 | 1015.8448 | 0.011369 | 1068.056 | 0 | 1067.3849 | 0 | 1067.3784 | 0.0042853 | 474.95 | 0.29546 | 475.5479 | 0.64452 | 474.9498 | 2.2579 | 474.9498 | 1.3355 | 475.5479 | #REF! | 474.9498 | 2.5918 | 472.576 | 0.047005
| 274.7361 | 0.40524 | 274.7361 | 0.75316 | 274.7361 | 2.6631 | 274.7361 | 0.58675 | 274.7361 | 0.0060741 | 274.7361 | 0 | 465.6108 | 0.014343 | 475.1722 | 0.4718 | 274.7361 | -0.23351 | 465.6108 | 0.0081994 | 475.1722 | 0.14085 | 475.1722 | 0.03132 | 469.2222 | 0.030836 | 475.1722 | 0.10916 | 475.1722 | 0.035853 | 475.7701 | 0.028639 | 474.2336 | 0.12854 | 475.1722 | 2.5083 | 475.7701 | 3.1762 | 475.7701 | 14.121 | 475.7701 | 4.9455 | 465.6108 | 0.35848 | 475.7701 | 3.3969 | 475.7701 | 0.35469 |  |  | 475.1722 | 0.038745 | 469.87 | 0.013408 | 475.7701 | 0 | 475.1722 | 0.0082187 | 465.5679 | 0.00029727 | 475.7701 | 0 | 475.7701 | 0 | 475.1722 | -0.019486 | 475.7701 | -0.0058507 | 475.7701 | -0.0041256 | 475.7701 | -0.010139 | 704.1113 | 0.07961 | 475.1722 | 0 | 475.1722 | -0.010823 | 475.7701 | 0.0010894 | 703.3772 | 0.00078262 | 475.1722 | -0.019309 | 706.0884 | 0.00029288 | 704.1113 | 0.022953 | 475.1722 | 0.0090425 | 891.9285 | 0.0030421 | 1127.5248 | 0.027916 | 1140.3993 | 0.056655 | 1015.8575 | 0.011374 | 1068.1119 | 0 | 1067.4408 | 0 | 1067.4342 | 0.0042967 | 475.172 | 0.29085 | 475.7701 | 0.63802 | 475.1722 | 2.2233 | 475.1722 | 1.324 | 475.7701 | #REF! | 475.1722 | 2.5324 | 472.7977 | 0.04693
| 274.8111 | 0.40262 | 274.8112 | 0.74797 | 274.8111 | 2.6802 | 274.8111 | 0.62502 | 274.8111 | 0.011051 | 274.8111 | 0 | 465.724 | 0 | 475.3947 | 0.50172 | 274.8111 | -0.13023 | 465.724 | 0 | 475.3947 | 0.34358 | 475.3947 | 0.06066 | 469.4436 | 0.036383 | 475.3947 | 0.21466 | 475.3947 | 0.16009 | 475.9924 | 0.12787 | 474.4551 | 0.17723 | 475.3947 | 2.5704 | 475.9924 | 3.1864 | 475.9924 | 14.0308 | 475.9924 | 5.0891 | 465.724 | 0.36621 | 475.9924 | 3.5285 | 475.9924 | 0.3785 |  |  | 475.3947 | 0.056236 | 470.09 | -0.012825 | 475.9924 | 0.0078194 | 475.3947 | 0.017604 | 465.6833 | 0.00031327 | 475.9924 | 0.024216 | 475.9924 | 0.012901 | 475.3947 | 0.06368 | 475.9924 | 0.0045619 | 475.9924 | -0.00024106 | 475.9924 | 0.0096235 | 704.2744 | 0.079397 | 475.3947 | 0 | 475.3947 | 0.019079 | 475.9924 | 0.0092921 | 703.5404 | 0 | 475.3947 | 0.046346 | 706.2519 | 0.00057259 | 704.2744 | 0.022079 | 475.3947 | 0.0090425 | 892.0077 | 0.0031962 | 1127.8362 | 0.023545 | 1140.463 | 0.05686 | 1015.8701 | 0.011378 | 1068.1679 | 0 | 1067.4966 | 0 | 1067.49 | 0.0043319 | 475.395 | 0.28089 | 475.9924 | 0.64231 | 475.3947 | 2.2577 | 475.3947 | 1.3187 | 475.9924 | #REF! | 475.3947 | 2.5494 | 473.0195 | 0.047312
| 274.8862 | 0.38802 | 274.8862 | 0.65991 | 274.8862 | 2.6959 | 274.8862 | 0.59335 | 274.8862 | 0.0097426 | 274.8862 | 0 | 465.8373 | 0.012938 | 475.6172 | 0.48215 | 274.8862 | -0.17808 | 465.8373 | 0.024932 | 475.6172 | 0.031685 | 475.6172 | 0.037589 | 469.6649 | 0.023018 | 475.6172 | 0.12894 | 475.6172 | 0.0069762 | 476.2147 | 0.0055725 | 474.6767 | 0.1215 | 475.6172 | 2.4235 | 476.2147 | 3.0558 | 476.2147 | 13.7294 | 476.2147 | 5.1574 | 465.8373 | 0.38366 | 476.2147 | 3.5931 | 476.2147 | 0.37842 |  |  | 475.6172 | 0.046918 | 470.31 | -0.0047802 | 476.2147 | 0 | 475.6172 | 0.0081172 | 465.7988 | 0.00035291 | 476.2147 | 0 | 476.2147 | 0 | 475.6172 | -0.032369 | 476.2147 | -0.0035203 | 476.2147 | -0.0032872 | 476.2147 | -0.016251 | 704.4375 | 0.079824 | 475.6172 | 0 | 475.6172 | -0.0091925 | 476.2147 | -0.0045656 | 703.7037 | 0.00078262 | 475.6172 | -0.019406 | 706.4155 | 0.00033017 | 704.4375 | 0.023827 | 475.6172 | 0 | 892.0869 | 0.0030503 | 1128.148 | 0.026506 | 1140.5266 | 0.057065 | 1015.8828 | 0.011383 | 1068.2238 | 0 | 1067.5524 | 0 | 1067.5459 | 0.0043898 | 475.617 | 0.26472 | 476.2147 | 0.63347 | 475.6172 | 2.2042 | 475.6172 | 1.3081 | 476.2147 | #REF! | 475.6172 | 2.5132 | 473.2413 | 0.047288
| 274.9613 | 0.38741 | 274.9613 | 0.65167 | 274.9613 | 2.7104 | 274.9613 | 0.64065 | 274.9613 | 0.007773 | 274.9613 | 0 | 465.9505 | 0 | 475.8396 | 0.48118 | 274.9613 | -0.08179 | 465.9505 | 0 | 475.8396 | 0.32636 | 475.8396 | 0.059491 | 469.8863 | 0.035008 | 475.8396 | 0.211 | 475.8396 | 0.17427 | 476.437 | 0.1392 | 474.8983 | 0.16392 | 475.8396 | 2.5201 | 476.437 | 3.0556 | 476.437 | 13.4444 | 476.437 | 5.2387 | 465.9505 | 0.37185 | 476.437 | 3.6544 | 476.437 | 0.39418 |  |  | 475.8396 | 0.047048 | 470.54 | 0.020054 | 476.437 | 0.012603 | 475.8396 | 0.018264 | 465.9143 | 0.0003026 | 476.437 | 0.014777 | 476.437 | 0.013092 | 475.8396 | 0.02082 | 476.437 | 0.0054242 | 476.437 | 0.00091809 | 476.437 | 0.0033235 | 704.6007 | 0.081105 | 475.8396 | 0 | 475.8396 | 0.0070381 | 476.437 | 0.011947 | 703.8669 | 0 | 475.8396 | 0.018498 | 706.5791 | 0.00042999 | 704.6007 | 0.02186 | 475.8396 | 0.0090425 | 892.1661 | 0.0026093 | 1128.4597 | 0.026718 | 1140.5903 | 0.057275 | 1015.8954 | 0.011388 | 1068.2797 | 0 | 1067.6083 | 0 | 1067.6017 | 0.0044683 | 475.84 | 0.2688 | 476.437 | 0.63648 | 475.8396 | 2.228 | 475.8396 | 1.3319 | 476.437 | #REF! | 475.8396 | 2.5454 | 473.4631 | 0.048248
| 275.0364 | 0.37965 | 275.0364 | 0.74288 | 275.0364 | 2.7208 | 275.0364 | 0.62374 | 275.0364 | 0.00012173 | 275.0364 | 0 | 466.0637 | 0.014695 | 476.0621 | 0.45106 | 275.0364 | -0.19503 | 466.0637 | 0.01938 | 476.0621 | 0.1903 | 476.0621 | 0.023916 | 470.1077 | 0.015348 | 476.0621 | 0.11649 | 476.0621 | 0.058028 | 476.6593 | 0.046351 | 475.1198 | 0.12919 | 476.0621 | 2.3252 | 476.6593 | 2.8615 | 476.6593 | 13.0815 | 476.6593 | 5.2612 | 466.0637 | 0.37154 | 476.6593 | 3.7096 | 476.6593 | 0.39256 |  |  | 476.0621 | 0.043788 | 470.76 | -0.0086277 | 476.6593 | 0 | 476.0621 | 0.0028816 | 466.0298 | 0.00031061 | 476.6593 | 0 | 476.6593 | 0 | 476.0621 | -0.01642 | 476.6593 | -0.010102 | 476.6593 | -0.0040658 | 476.6593 | -0.012309 | 704.7639 | 0.08244 | 476.0621 | 0 | 476.0621 | -0.021821 | 476.6593 | 0.003588 | 704.0302 | 0.00026087 | 476.0621 | -0.05041 | 706.7427 | 0.00043328 | 704.7639 | 0.022734 | 476.0621 | 0 | 892.2452 | 0.0026616 | 1128.7717 | 0.027493 | 1140.6541 | 0.057485 | 1015.908 | 0.011393 | 1068.3356 | 0 | 1067.6641 | 0 | 1067.6576 | 0.0045694 | 476.062 | 0.26094 | 476.6593 | 0.61952 | 476.0621 | 2.1795 | 476.0621 | 1.324 | 476.6593 | #REF! | 476.0621 | 2.4608 | 473.6849 | 0.04813
| 275.1114 | 0.37702 | 275.1115 | 0.71583 | 275.1114 | 2.7342 | 275.1114 | 0.69237 | 275.1114 | 0.016253 | 275.1114 | 0 | 466.1769 | 0 | 476.2847 | 0.47476 | 275.1114 | -0.11592 | 466.1769 | 0 | 476.2847 | 0.26786 | 476.2846 | 0.079769 | 470.3291 | 0.04225 | 476.2847 | 0.20587 | 476.2846 | 0.20872 | 476.8816 | 0.16672 | 475.3414 | 0.1692 | 476.2846 | 2.2975 | 476.8816 | 2.8449 | 476.8816 | 12.7461 | 476.8816 | 5.3188 | 466.1769 | 0.40215 | 476.8816 | 3.7639 | 476.8816 | 0.4094 |  |  | 476.2847 | 0.063683 | 470.98 | 0.0053631 | 476.8816 | 0.008024 | 476.2846 | 0.0083709 | 466.1453 | 0.00030413 | 476.8816 | 0.026271 | 476.8816 | 0.014129 | 476.2846 | 0.023453 | 476.8816 | 0.0096908 | 476.8816 | 0.0013141 | 476.8816 | 0.010603 | 704.927 | 0.080838 | 476.2847 | 0 | 476.2847 | 0.015815 | 476.8816 | 0.0059603 | 704.1935 | 0 | 476.2847 | 0.028635 | 706.9062 | 0.00031262 | 704.927 | 0.020548 | 476.2846 | 0 | 892.3245 | 0.0032902 | 1129.0839 | 0.025237 | 1140.7178 | 0.05769 | 1015.9207 | 0.011398 | 1068.3915 | 0 | 1067.72 | 0 | 1067.7134 | 0.0046876 | 476.285 | 0.25503 | 476.8816 | 0.61692 | 476.2846 | 2.1901 | 476.2846 | 1.3302 | 476.8816 | #REF! | 476.2846 | 2.4706 | 473.9067 | 0.048841
| 275.1865 | 0.36602 | 275.1865 | 0.64889 | 275.1865 | 2.7416 | 275.1865 | 0.65955 | 275.1865 | 0.0029168 | 275.1865 | 0 | 466.2901 | 0.012587 | 476.5072 | 0.42836 | 275.1865 | -0.28597 | 466.2901 | 0.016399 | 476.5072 | 0.0076029 | 476.5072 | 0.02916 | 470.5505 | 0.020401 | 476.5072 | 0.11722 | 476.5072 | 0.039214 | 477.104 | 0.031323 | 475.563 | 0.11887 | 476.5072 | 2.2127 | 477.104 | 2.7296 | 477.104 | 12.5828 | 477.104 | 5.4363 | 466.2901 | 0.38042 | 477.104 | 3.8698 | 477.104 | 0.41262 |  |  | 476.5072 | 0.043586 | 471.2 | 0.0092106 | 477.104 | 0 | 476.5072 | 0.002244 | 466.2608 | 0.00035672 | 477.104 | 0 | 477.104 | 0 | 476.5072 | -0.036809 | 477.104 | -0.0091482 | 477.104 | -0.0053734 | 477.104 | -0.01061 | 705.0902 | 0.084576 | 476.5072 | 0 | 476.5072 | 0.0014108 | 477.104 | -0.0011197 | 704.3568 | 0.00078262 | 476.5072 | -0.013416 | 707.0698 | 0.00051226 | 705.0902 | 0.022734 | 476.5072 | 0 | 892.4037 | 0.0027301 | 1129.3962 | 0.026859 | 1140.7816 | 0.0579 | 1015.9333 | 0.011404 | 1068.4474 | 0 | 1067.7758 | 0 | 1067.7693 | 0.0048194 | 476.507 | 0.24628 | 477.104 | 0.60059 | 476.5072 | 2.1778 | 476.5072 | 1.3222 | 477.104 | #REF! | 476.5072 | 2.4386 | 474.1286 | 0.04841
| 275.2616 | 0.36311 | 275.2616 | 0.65144 | 275.2616 | 2.755 | 275.2616 | 0.70835 | 275.2616 | 0.012584 | 275.2616 | 0 | 466.4034 | 0 | 476.7297 | 0.48233 | 275.2616 | -0.23813 | 466.4034 | 0 | 476.7297 | 0.36918 | 476.7297 | 0.06821 | 470.7719 | 0.05354 | 476.7297 | 0.20441 | 476.7297 | 0.1459 | 477.3263 | 0.11654 | 475.7846 | 0.15498 | 476.7297 | 2.2547 | 477.3263 | 2.7321 | 477.3263 | 12.3716 | 477.3263 | 5.5278 | 466.4034 | 0.39379 | 477.3263 | 3.968 | 477.3263 | 0.43447 |  |  | 476.7297 | 0.063143 | 471.43 | 0.012009 | 477.3263 | 0.009693 | 476.7297 | 0.015068 | 466.3763 | 0.00031061 | 477.3263 | 0.024159 | 477.3263 | 0.012374 | 476.7297 | 0.02376 | 477.3263 | 0.0050585 | 477.3263 | 0.0033104 | 477.3263 | 0.0098228 | 705.2534 | 0.080358 | 476.7297 | 0 | 476.7297 | 0.017565 | 477.3263 | 0.0036077 | 704.52 | 0 | 476.7297 | 0.022791 | 707.2334 | 0.0003203 | 705.2534 | 0.021969 | 476.7297 | 0.0090425 | 892.483 | 0.0021579 | 1129.7087 | 0.024885 | 1140.8453 | 0.05811 | 1015.9459 | 0.011409 | 1068.5033 | 0 | 1067.8317 | 0 | 1067.8251 | 0.0049558 | 476.73 | 0.24873 | 477.3263 | 0.61736 | 476.7297 | 2.2036 | 476.7297 | 1.3275 | 477.3263 | #REF! | 476.7297 | 2.4765 | 474.3504 | 0.049102
| 275.3367 | 0.35728 | 275.3367 | 0.69119 | 275.3367 | 2.7673 | 275.3367 | 0.68334 | 275.3367 | 0.0093517 | 275.3367 | 0 | 466.5166 | 0.0024003 | 476.9523 | 0.45866 | 275.3367 | -0.30886 | 466.5166 | 0.025362 | 476.9523 | 0.12419 | 476.9523 | 0.023875 | 470.9933 | 0.0098656 | 476.9523 | 0.10843 | 476.9523 | 0.033821 | 477.5487 | 0.027015 | 476.0063 | 0.10275 | 476.9523 | 2.1061 | 477.5487 | 2.6023 | 477.5487 | 12.0829 | 477.5487 | 5.5887 | 466.5166 | 0.39348 | 477.5487 | 4.0504 | 477.5487 | 0.43608 |  |  | 476.9523 | 0.053711 | 471.65 | -0.013874 | 477.5487 | 0 | 476.9523 | 0.0096392 | 466.4918 | 0.0003007 | 477.5487 | 0 | 477.5487 | 0 | 476.9523 | -0.034194 | 477.5487 | -0.0077461 | 477.5487 | -0.0054921 | 477.5487 | -0.013302 | 705.4166 | 0.081212 | 476.9523 | 0 | 476.9523 | -0.012106 | 477.5487 | -0.0014193 | 704.6833 | 0.00078262 | 476.9523 | -0.019819 | 707.3971 | 0.00037843 | 705.4166 | 0.02339 | 476.9523 | 0 | 892.5623 | 0.0029031 | 1130.0215 | 0.026436 | 1140.9091 | 0.058315 | 1015.9586 | 0.011415 | 1068.5593 | 0 | 1067.8874 | 0 | 1067.881 | 0.0050864 | 476.952 | 0.23827 | 477.5487 | 0.60976 | 476.9523 | 2.1786 | 476.9523 | 1.3222 | 477.5487 | #REF! | 476.9523 | 2.4522 | 474.5723 | 0.04912
| 275.4118 | 0.35278 | 275.4118 | 0.65826 | 275.4118 | 2.7824 | 275.4118 | 0.72454 | 275.4118 | 0.010239 | 275.4118 | 0 | 466.6298 | 0 | 477.1748 | 0.47977 | 275.4118 | -0.20736 | 466.6298 | 0 | 477.1748 | 0.27243 | 477.1748 | 0.061053 | 471.2148 | 0.049346 | 477.1748 | 0.20953 | 477.1748 | 0.11753 | 477.7711 | 0.093882 | 476.2279 | 0.15638 | 477.1748 | 2.1749 | 477.7711 | 2.6539 | 477.7711 | 11.9259 | 477.7711 | 5.6973 | 466.6298 | 0.40957 | 477.7711 | 4.159 | 477.7711 | 0.45641 |  |  | 477.1748 | 0.06359 | 471.87 | 0.00011659 | 477.7711 | 0.0043609 | 477.1748 | 0.0097914 | 466.6073 | 0.00027326 | 477.7711 | 0.026128 | 477.7711 | 0.016531 | 477.1748 | 0.026082 | 477.7711 | -0.0025744 | 477.7711 | -0.0035818 | 477.7711 | 0.0048931 | 705.5797 | 0.077635 | 477.1748 | 0 | 477.1748 | 0.028526 | 477.7711 | 0.0030485 | 704.8466 | 0 | 477.1748 | 0.011153 | 707.5607 | 0.00040476 | 705.5797 | 0.021423 | 477.1748 | 0.0018107 | 892.6415 | 0.0032557 | 1130.3344 | 0.026083 | 1140.9728 | 0.058525 | 1015.9713 | 0.011421 | 1068.6152 | 0 | 1067.9434 | 0 | 1067.9369 | 0.0051989 | 477.175 | 0.23443 | 477.7711 | 0.6145 | 477.1748 | 2.1666 | 477.1748 | 1.3364 | 477.7711 | #REF! | 477.1748 | 2.4586 | 474.7942 | 0.049716
| 275.4869 | 0.34564 | 275.4869 | 0.62441 | 275.4869 | 2.7928 | 275.4869 | 0.72037 | 275.4869 | 0.0062395 | 275.4869 | 0 | 466.7431 | 0 | 477.3974 | 0.45446 | 275.4869 | -0.29668 | 466.7431 | 0.035464 | 477.3974 | 0.088205 | 477.3974 | 0.024115 | 471.4362 | 0.025514 | 477.3974 | 0.10403 | 477.3974 | 0.002108 | 477.9934 | 0.0016838 | 476.4495 | 0.10248 | 477.3974 | 1.9684 | 477.9935 | 2.5322 | 477.9935 | 11.7251 | 477.9935 | 5.8098 | 466.7431 | 0.37624 | 477.9934 | 4.2417 | 477.9934 | 0.45856 |  |  | 477.3974 | 0.043339 | 472.09 | 0.013758 | 477.9935 | 0 | 477.3974 | 0.0057835 | 466.7228 | 0.00032052 | 477.9935 | 0 | 477.9934 | 0 | 477.3974 | -0.026349 | 477.9935 | -0.0079115 | 477.9935 | -0.0070124 | 477.9935 | -0.0096142 | 705.7429 | 0.085324 | 477.3974 | 0 | 477.3974 | -0.0070504 | 477.9934 | -0.0015958 | 705.0099 | 0.00026087 | 477.3974 | -0.018765 | 707.7243 | 0.00042341 | 705.7429 | 0.022953 | 477.3974 | 0 | 892.7208 | 0.0029087 | 1130.6473 | 0.024638 | 1141.0366 | 0.058735 | 1015.9839 | 0.011427 | 1068.6711 | 0 | 1067.9993 | 0 | 1067.9927 | 0.0052842 | 477.397 | 0.22861 | 477.9934 | 0.6091 | 477.3974 | 2.1537 | 477.3974 | 1.3382 | 477.9934 | #REF! | 477.3974 | 2.3983 | 475.0161 | 0.049538
| 275.562 | 0.34523 | 275.562 | 0.6191 | 275.562 | 2.8038 | 275.562 | 0.77078 | 275.562 | 0.0079835 | 275.562 | 0 | 466.8563 | 0 | 477.62 | 0.45713 | 275.562 | -0.17408 | 466.8563 | 0 | 477.62 | 0.47113 | 477.62 | 0.071477 | 471.6577 | 0.050655 | 477.62 | 0.21247 | 477.62 | 0.16819 | 478.2158 | 0.13435 | 476.6712 | 0.16056 | 477.62 | 2.1195 | 478.2159 | 2.5417 | 478.2159 | 11.6198 | 478.2159 | 5.9265 | 466.8563 | 0.38251 | 478.2158 | 4.3728 | 478.2158 | 0.48497 |  |  | 477.62 | 0.078385 | 472.32 | 0.029847 | 478.2159 | 0.0041352 | 477.62 | 0.010755 | 466.8383 | 0.00034148 | 478.2159 | 0.01871 | 478.2158 | 0.018151 | 477.62 | 0.029127 | 478.2159 | 0.0018545 | 478.2159 | 0.00051489 | 478.2159 | 0.0071576 | 705.9061 | 0.07929 | 477.62 | 0 | 477.62 | 0.012627 | 478.2159 | 0.0010938 | 705.1732 | 0 | 477.62 | 0.02131 | 707.8879 | 0.00037405 | 705.9061 | 0.021313 | 477.62 | 0.0090425 | 892.8002 | 0.0029162 | 1130.9606 | 0.024426 | 1141.1003 | 0.058945 | 1015.9965 | 0.011434 | 1068.727 | 0 | 1068.055 | 0 | 1068.0486 | 0.005333 | 477.62 | 0.23306 | 478.2158 | 0.60708 | 477.62 | 2.1765 | 477.62 | 1.3532 | 478.2159 | #REF! | 477.62 | 2.4169 | 475.238 | 0.050797
| 275.6371 | 0.33673 | 275.6371 | 0.67369 | 275.6371 | 2.8087 | 275.6371 | 0.75098 | 275.6371 | 0.0066154 | 275.6371 | 0 | 466.9695 | 0.020332 | 477.8426 | 0.48559 | 275.6371 | -0.25922 | 466.9695 | 0.021244 | 477.8426 | 0.085727 | 477.8426 | 0.037434 | 471.8792 | 0.022671 | 477.8426 | 0.12455 | 477.8426 | 0.11956 | 478.4383 | 0.095501 | 476.8928 | 0.096599 | 477.8426 | 1.9465 | 478.4383 | 2.4499 | 478.4383 | 11.4355 | 478.4383 | 6.039 | 466.9695 | 0.36736 | 478.4383 | 4.468 | 478.4383 | 0.49545 |  |  | 477.8426 | 0.066899 | 472.54 | -0.0086277 | 478.4383 | 0 | 477.8426 | 0.0099943 | 466.9538 | 0.00037959 | 478.4383 | 0 | 478.4383 | 0 | 477.8426 | -0.0036467 | 478.4383 | -0.001924 | 478.4383 | -0.00077684 | 478.4383 | -0.0045009 | 706.0693 | 0.085804 | 477.8426 | 0 | 477.8426 | -0.0016744 | 478.4383 | -0.0059343 | 705.3365 | 0.00078262 | 477.8426 | -0.015872 | 708.0516 | 0.00051335 | 706.0693 | 0.023172 | 477.8426 | 0.0018107 | 892.8796 | 0.0031592 | 1131.274 | 0.028163 | 1141.1641 | 0.05916 | 1016.0092 | 0.01144 | 1068.7831 | 0 | 1068.111 | 0 | 1068.1045 | 0.0053433 | 477.843 | 0.22159 | 478.4383 | 0.61842 | 477.8426 | 2.1478 | 477.8426 | 1.3479 | 478.4383 | #REF! | 477.8426 | 2.3832 | 475.4599 | 0.049921
| 275.7122 | 0.33575 | 275.7122 | 0.69571 | 275.7122 | 2.8159 | 275.7122 | 0.79361 | 275.7122 | 0.012434 | 275.7122 | 0 | 467.0828 | 0 | 478.0652 | 0.46825 | 275.7122 | -0.153 | 467.0828 | 0 | 478.0652 | 0.29344 | 478.0652 | 0.063592 | 472.1006 | 0.047362 | 478.0652 | 0.22052 | 478.0652 | 0.17427 | 478.6607 | 0.1392 | 477.1145 | 0.14168 | 478.0652 | 1.9759 | 478.6607 | 2.4848 | 478.6607 | 11.3427 | 478.6607 | 6.1651 | 467.0828 | 0.40571 | 478.6607 | 4.6011 | 478.6607 | 0.52115 |  |  | 478.0652 | 0.084718 | 472.76 | 0.017606 | 478.6607 | 0.0099445 | 478.0652 | 0.015423 | 467.0693 | 0.00037197 | 478.6607 | 0.045747 | 478.6607 | 0.01857 | 478.0652 | 0.029018 | 478.6607 | 0.0047044 | 478.6607 | 0.0013767 | 478.6607 | 0.013437 | 706.2325 | 0.07961 | 478.0652 | 0 | 478.0652 | -0.001179 | 478.6607 | 0.0030435 | 705.4998 | 0.00017392 | 478.0652 | 0.041816 | 708.2152 | 0.00018209 | 706.2325 | 0.021313 | 478.0652 | 0 | 892.9587 | 0.0030294 | 1131.5875 | 0.023933 | 1141.2279 | 0.05937 | 1016.0218 | 0.011447 | 1068.839 | 0 | 1068.1669 | 0 | 1068.1604 | 0.0053171 | 478.065 | 0.21777 | 478.6607 | 0.6156 | 478.0652 | 2.1792 | 478.0652 | 1.3532 | 478.6607 | #REF! | 478.0652 | 2.4241 | 475.6818 | 0.050128
| 275.7873 | 0.32404 | 275.7874 | 0.59915 | 275.7873 | 2.8201 | 275.7873 | 0.76997 | 275.7873 | 0.01096 | 275.7873 | 0 | 467.196 | 0.011182 | 478.2879 | 0.45802 | 275.7873 | -0.27505 | 467.196 | 0.0040996 | 478.2879 | 0.053359 | 478.2879 | 0.043138 | 472.3221 | 0.011736 | 478.2879 | 0.1033 | 478.2879 | 0.0067647 | 478.8831 | 0.0054035 | 477.3362 | 0.10438 | 478.2879 | 1.8029 | 478.8831 | 2.3338 | 478.8831 | 10.996 | 478.8831 | 6.2072 | 467.196 | 0.37864 | 478.8831 | 4.6612 | 478.8832 | 0.51891 |  |  | 478.2879 | 0.062625 | 472.99 | -0.011076 | 478.8831 | 0 | 478.2879 | 0.005682 | 467.1849 | 0.00034605 | 478.8831 | 0 | 478.8832 | 0 | 478.2879 | -0.0025597 | 478.8831 | -0.0047486 | 478.8831 | -0.0051897 | 478.8831 | -0.0082427 | 706.3958 | 0.084523 | 478.2879 | 0 | 478.2879 | -0.025582 | 478.8831 | -0.00025085 | 705.6631 | 0.00078262 | 478.2879 | -0.041131 | 708.3789 | 0.00064718 | 706.3958 | 0.022953 | 478.2879 | 0 | 893.0381 | 0.0029841 | 1131.9012 | 0.025872 | 1141.2918 | 0.05958 | 1016.0344 | 0.011454 | 1068.895 | 0 | 1068.2228 | 0 | 1068.2163 | 0.0052626 | 478.288 | 0.21532 | 478.8831 | 0.61424 | 478.2879 | 2.1443 | 478.2879 | 1.3629 | 478.8831 | #REF! | 478.2879 | 2.3647 | 475.9037 | 0.050103
| 275.8625 | 0.31587 | 275.8625 | 0.56842 | 275.8625 | 2.8262 | 275.8625 | 0.81883 | 275.8625 | 0.013125 | 275.8625 | 0 | 467.3093 | 0 | 478.5105 | 0.48973 | 275.8625 | -0.15495 | 467.3093 | 0 | 478.5105 | 0.21651 | 478.5105 | 0.056048 | 472.5436 | 0.04218 | 478.5105 | 0.211 | 478.5105 | 0.19352 | 479.1056 | 0.15458 | 477.5579 | 0.1448 | 478.5105 | 1.8458 | 479.1056 | 2.3703 | 479.1056 | 10.8403 | 479.1056 | 6.2526 | 467.3093 | 0.36182 | 479.1056 | 4.7669 | 479.1056 | 0.54201 |  |  | 478.5105 | 0.084624 | 473.21 | -0.01947 | 479.1056 | 0.0096904 | 478.5105 | 0.019177 | 467.3004 | 0.00030146 | 479.1056 | 0.034461 | 479.1056 | 0.017957 | 478.5105 | 0.014663 | 479.1056 | 0.0044028 | 479.1056 | 0.00072683 | 479.1056 | 0.015265 | 706.559 | 0.079877 | 478.5105 | 0 | 478.5105 | -0.0028587 | 479.1056 | 0.0044909 | 705.8265 | 0 | 478.5105 | 0.018482 | 708.5425 | 0.00028739 | 706.559 | 0.021095 | 478.5105 | 0.0072445 | 893.1175 | 0.002622 | 1132.2152 | 0.025308 | 1141.3555 | 0.059795 | 1016.0471 | 0.011461 | 1068.9509 | 0 | 1068.2787 | 0 | 1068.2722 | 0.0051887 | 478.511 | 0.21839 | 479.1056 | 0.61662 | 478.5105 | 2.1614 | 478.5105 | 1.3807 | 479.1056 | #REF! | 478.5105 | 2.3902 | 476.1257 | 0.050503
| 275.9376 | 0.3081 | 275.9376 | 0.62742 | 275.9376 | 2.8283 | 275.9376 | 0.81307 | 275.9376 | 0.0053073 | 275.9376 | 0 | 467.4225 | 0.012938 | 478.7332 | 0.42744 | 275.9376 | -0.24395 | 467.4225 | 0.018262 | 478.7332 | 0.10568 | 478.7332 | 0.027529 | 472.7652 | 0.017206 | 478.7332 | 0.1033 | 478.7332 | 0.015232 | 479.3281 | 0.012167 | 477.7796 | 0.10298 | 478.7332 | 1.7265 | 479.3281 | 2.2217 | 479.3281 | 10.4557 | 479.3281 | 6.2187 | 467.4225 | 0.4056 | 479.3281 | 4.7764 | 479.3281 | 0.53628 |  |  | 478.7332 | 0.07775 | 473.43 | -0.021569 | 479.3281 | 0 | 478.7332 | -0.0022591 | 467.416 | 0.00033004 | 479.3281 | 0 | 479.3281 | 0 | 478.7332 | -0.0035637 | 479.3281 | -0.0059821 | 479.3281 | -0.0039105 | 479.3281 | -0.0074797 | 706.7222 | 0.083455 | 478.7332 | 0 | 478.7332 | -0.010329 | 479.3281 | -0.0010808 | 705.9898 | 0.00026087 | 478.7332 | -0.028855 | 708.7062 | 0.00046399 | 706.7222 | 0.023499 | 478.7332 | 0.0090425 | 893.1968 | 0.0025854 | 1132.5293 | 0.02425 | 1141.4193 | 0.060005 | 1016.0598 | 0.011468 | 1069.007 | 0 | 1068.3346 | 0 | 1068.3281 | 0.005108 | 478.733 | 0.20671 | 479.3281 | 0.58807 | 478.7332 | 2.1104 | 478.7332 | 1.3869 | 479.3281 | #REF! | 478.7332 | 2.3172 | 476.3476 | 0.049995
| 276.0127 | 0.30894 | 276.0127 | 0.65315 | 276.0127 | 2.8347 | 276.0127 | 0.85816 | 276.0127 | 0.013396 | 276.0127 | 0 | 467.5358 | 0 | 478.9559 | 0.46188 | 276.0127 | -0.17201 | 467.5358 | 0 | 478.9559 | 0.24787 | 478.9559 | 0.054061 | 472.9867 | 0.036582 | 478.9559 | 0.2132 | 478.9559 | 0.1459 | 479.5505 | 0.11654 | 478.0013 | 0.14278 | 478.9559 | 1.7744 | 479.5506 | 2.2254 | 479.5506 | 10.196 | 479.5506 | 6.247 | 467.5358 | 0.37426 | 479.5505 | 4.8393 | 479.5505 | 0.55598 |  |  | 478.9559 | 0.086699 | 473.65 | 0.01096 | 479.5506 | 0.0051051 | 478.9559 | 0.010349 | 467.5315 | 0.00031404 | 479.5506 | 0.027988 | 479.5505 | 0.018144 | 478.9559 | 0.032715 | 479.5506 | 0.0027577 | 479.5506 | -0.00034692 | 479.5506 | 0.0084721 | 706.8854 | 0.076567 | 478.9559 | 0 | 478.9559 | -0.014357 | 479.5505 | 0.001647 | 706.1531 | 0 | 478.9559 | 0.010946 | 708.8699 | 0.00044754 | 706.8854 | 0.022625 | 478.9559 | 0.0090425 | 893.2762 | 0.0026781 | 1132.8435 | 0.02425 | 1141.4832 | 0.06022 | 1016.0724 | 0.011476 | 1069.063 | 0 | 1068.3905 | 0 | 1068.384 | 0.0050308 | 478.956 | 0.20604 | 479.5505 | 0.59772 | 478.9559 | 2.1132 | 478.9559 | 1.3966 | 479.5505 | #REF! | 478.9559 | 2.327 | 476.5696 | 0.051289
| 276.0878 | 0.30246 | 276.0878 | 0.54533 | 276.0878 | 2.8379 | 276.0878 | 0.84337 | 276.0878 | 0.0041947 | 276.0878 | 0 | 467.649 | 0.0080204 | 479.1786 | 0.44086 | 276.0878 | -0.21464 | 467.649 | 0.011554 | 479.1786 | 0.12948 | 479.1785 | 0.015069 | 473.2082 | 0.011373 | 479.1786 | 0.093778 | 479.1785 | 7.5143e-05 | 479.7731 | 6.0023e-05 | 478.223 | 0.075341 | 479.1785 | 1.6358 | 479.773 | 2.0827 | 479.773 | 9.8889 | 479.773 | 6.2385 | 467.649 | 0.39254 | 479.7731 | 4.8809 | 479.773 | 0.55921 |  |  | 479.1786 | 0.067441 | 473.88 | 0.0011659 | 479.773 | 0 | 479.1785 | 0.0017302 | 467.647 | 0.00032814 | 479.773 | 0 | 479.773 | 0 | 479.1785 | -0.016519 | 479.773 | -0.0044592 | 479.773 | -0.0045705 | 479.773 | -0.0094035 | 707.0487 | 0.084309 | 479.1786 | 0 | 479.1786 | -0.024141 | 479.773 | -0.00056111 | 706.3164 | 0.00026087 | 479.1786 | -0.014318 | 709.0336 | 0.00025777 | 707.0487 | 0.024046 | 479.1785 | 0 | 893.3557 | 0.0023833 | 1133.158 | 0.02492 | 1141.5469 | 0.06043 | 1016.085 | 0.011483 | 1069.1189 | 0 | 1068.4464 | 0 | 1068.4399 | 0.0049614 | 479.179 | 0.2001 | 479.7731 | 0.5862 | 479.1785 | 2.0868 | 479.1785 | 1.3904 | 479.773 | #REF! | 479.1785 | 2.2899 | 476.7916 | 0.051352
| 276.163 | 0.30734 | 276.163 | 0.56634 | 276.163 | 2.8433 | 276.163 | 0.89272 | 276.163 | 0.0028566 | 276.163 | 0 | 467.7622 | 0 | 479.4013 | 0.45408 | 276.163 | -0.14749 | 467.7622 | 0 | 479.4013 | 0.32635 | 479.4013 | 0.061499 | 473.4298 | 0.033028 | 479.4013 | 0.20221 | 479.4013 | 0.13374 | 479.9955 | 0.10683 | 478.4447 | 0.13637 | 479.4013 | 1.6644 | 479.9956 | 2.0875 | 479.9956 | 9.7153 | 479.9956 | 6.3095 | 467.7622 | 0.40686 | 479.9955 | 4.9584 | 479.9955 | 0.5772 |  |  | 479.4013 | 0.08723 | 474.1 | 0.014458 | 479.9956 | 0.011622 | 479.4013 | 0.012632 | 467.7626 | 0.00027173 | 479.9956 | 0.040857 | 479.9955 | 0.018434 | 479.4013 | 0.020765 | 479.9956 | 0.00048295 | 479.9956 | -0.00052587 | 479.9956 | 0.0050701 | 707.2119 | 0.073096 | 479.4013 | 0 | 479.4013 | -0.0039594 | 479.9955 | 0.0054491 | 706.4798 | 0 | 479.4013 | 0.033805 | 709.1972 | 0.00063731 | 707.2119 | 0.022516 | 479.4013 | 0.0090425 | 893.4351 | 0.0024043 | 1133.4727 | 0.025977 | 1141.6107 | 0.060645 | 1016.0977 | 0.011491 | 1069.1749 | 0 | 1068.5023 | 0 | 1068.4959 | 0.0049058 | 479.401 | 0.20217 | 479.9955 | 0.59035 | 479.4013 | 2.1139 | 479.4013 | 1.4037 | 479.9955 | #REF! | 479.4013 | 2.3167 | 477.0136 | 0.051735
| 276.2381 | 0.30269 | 276.2381 | 0.64615 | 276.2381 | 2.8451 | 276.2381 | 0.87746 | 276.2381 | 0.0084045 | 276.2381 | 0 | 467.8755 | 0.0045078 | 479.624 | 0.39102 | 276.2381 | -0.21213 | 467.8755 | 0.024503 | 479.624 | 0.1691 | 479.624 | 0.026589 | 473.6514 | 0.009097 | 479.624 | 0.10184 | 479.624 | 0.012379 | 480.2181 | 0.0098878 | 478.6665 | 0.098604 | 479.624 | 1.4964 | 480.2181 | 1.9712 | 480.2181 | 9.5262 | 480.2181 | 6.3534 | 467.8755 | 0.39494 | 480.2181 | 5.0371 | 480.2181 | 0.5832 |  |  | 479.624 | 0.070404 | 474.32 | -0.01947 | 480.2181 | 0 | 479.624 | -1.9444e-05 | 467.8781 | 0.0003007 | 480.2181 | 0 | 480.2181 | 0 | 479.624 | -0.043435 | 480.2181 | -0.0092991 | 480.2181 | -0.0055264 | 480.2181 | -0.010793 | 707.3751 | 0.083081 | 479.624 | 0 | 479.624 | 0.010276 | 480.2181 | -0.0034453 | 706.6431 | 0.00026087 | 479.624 | -0.015326 | 709.3609 | 0.00023584 | 707.3751 | 0.023062 | 479.624 | 0 | 893.5145 | 0.0025333 | 1133.7874 | 0.026964 | 1141.6746 | 0.06086 | 1016.1103 | 0.011499 | 1069.231 | 0 | 1068.5584 | 0 | 1068.5518 | 0.0048626 | 479.624 | 0.19649 | 480.2181 | 0.57288 | 479.624 | 2.0772 | 479.624 | 1.4046 | 480.2181 | #REF! | 479.624 | 2.2449 | 477.2356 | 0.050726
| 276.3132 | 0.3012 | 276.3133 | 0.6282 | 276.3132 | 2.8488 | 276.3132 | 0.94385 | 276.3132 | 0.007322 | 276.3132 | 0 | 467.9887 | 0 | 479.8467 | 0.48096 | 276.3132 | -0.12385 | 467.9887 | 0 | 479.8467 | 0.29889 | 479.8467 | 0.079111 | 473.8729 | 0.054546 | 479.8467 | 0.21173 | 479.8467 | 0.22189 | 480.4406 | 0.17724 | 478.8882 | 0.13863 | 479.8467 | 1.6509 | 480.4406 | 2.0277 | 480.4406 | 9.4201 | 480.4406 | 6.4236 | 467.9887 | 0.42106 | 480.4406 | 5.1735 | 480.4406 | 0.61616 |  |  | 479.8467 | 0.097272 | 474.55 | -0.0086277 | 480.4406 | 0.020956 | 479.8467 | 0.02354 | 467.9937 | 0.00031251 | 480.4406 | 0.044016 | 480.4406 | 0.019186 | 479.8467 | 0.032319 | 480.4406 | 0.0099838 | 480.4406 | 0.0040143 | 480.4406 | 0.018243 | 707.5384 | 0.073096 | 479.8467 | 0 | 479.8467 | 0.017178 | 480.4406 | 0.0081516 | 706.8065 | 0 | 479.8467 | 0.038231 | 709.5246 | 0.00057259 | 707.5384 | 0.02186 | 479.8467 | 0.0036195 | 893.594 | 0.0024267 | 1134.1023 | 0.023158 | 1141.7384 | 0.061075 | 1016.1229 | 0.011507 | 1069.287 | 0 | 1068.6143 | 0 | 1068.6077 | 0.0048308 | 479.847 | 0.19375 | 480.4406 | 0.59695 | 479.8467 | 2.106 | 479.8467 | 1.4126 | 480.4406 | #REF! | 479.8467 | 2.2965 | 477.4577 | 0.052078
| 276.3884 | 0.28993 | 276.3884 | 0.57835 | 276.3884 | 2.8495 | 276.3884 | 0.9081 | 276.3884 | 0.010073 | 276.3884 | 0 | 468.102 | 0.0045078 | 480.0694 | 0.43991 | 276.3884 | -0.19696 | 468.102 | 0.014908 | 480.0694 | 0.074462 | 480.0695 | 0.039574 | 474.0945 | 0.0081108 | 480.0694 | 0.10037 | 480.0695 | 0.029486 | 480.6632 | 0.023553 | 479.11 | 0.076689 | 480.0695 | 1.4813 | 480.6632 | 1.9224 | 480.6632 | 9.2932 | 480.6632 | 6.4976 | 468.102 | 0.39881 | 480.6632 | 5.2885 | 480.6631 | 0.62323 |  |  | 480.0694 | 0.082004 | 474.77 | 0.0074619 | 480.6632 | 0 | 480.0695 | 0.0056313 | 468.1093 | 0.00032013 | 480.6632 | 0 | 480.6631 | 0 | 480.0695 | 0.00088899 | 480.6632 | -0.0090363 | 480.6632 | -0.0033105 | 480.6632 | -0.020744 | 707.7017 | 0.083722 | 480.0694 | 0 | 480.0694 | -0.015713 | 480.6631 | -0.0033671 | 706.9698 | 0 | 480.0694 | -0.022026 | 709.6884 | 0.00026545 | 707.7017 | 0.022844 | 480.0695 | 0 | 893.6735 | 0.0021428 | 1134.4175 | 0.023475 | 1141.8022 | 0.06129 | 1016.1356 | 0.011516 | 1069.3429 | 0 | 1068.6702 | 0 | 1068.6637 | 0.0048058 | 480.069 | 0.18493 | 480.6632 | 0.59126 | 480.0695 | 2.0755 | 480.0695 | 1.4214 | 480.6631 | #REF! | 480.0695 | 2.2424 | 477.6797 | 0.051756
| 276.4635 | 0.28197 | 276.4635 | 0.53926 | 276.4635 | 2.8511 | 276.4635 | 0.9573 | 276.4635 | 0.0053073 | 276.4635 | 0 | 468.2153 | 0 | 480.2922 | 0.47565 | 276.4635 | -0.12442 | 468.2153 | 0 | 480.2922 | 0.31789 | 480.2922 | 0.074817 | 474.3161 | 0.036451 | 480.2922 | 0.21613 | 480.2922 | 0.21075 | 480.8857 | 0.16834 | 479.3318 | 0.13554 | 480.2922 | 1.5216 | 480.8857 | 1.9849 | 480.8857 | 9.2016 | 480.8857 | 6.6069 | 468.2153 | 0.40215 | 480.8857 | 5.4257 | 480.8857 | 0.65099 |  |  | 480.2922 | 0.10847 | 474.99 | 0.0039641 | 480.8857 | 0.0052598 | 480.2922 | 0.018264 | 468.2248 | 0.00030146 | 480.8857 | 0.035789 | 480.8857 | 0.015185 | 480.2922 | 0.010916 | 480.8857 | 0.0063992 | 480.8857 | 0.0023052 | 480.8857 | 0.0088508 | 707.8649 | 0.074431 | 480.2922 | 0 | 480.2922 | 0.016445 | 480.8857 | 0.0049458 | 707.1332 | 0 | 480.2922 | 0.01095 | 709.8521 | 0.0005309 | 707.8649 | 0.021532 | 480.2922 | 0 | 893.7529 | 0.0028651 | 1134.7328 | 0.024003 | 1141.8661 | 0.061506 | 1016.1483 | 0.011524 | 1069.3989 | 0 | 1068.7262 | 0 | 1068.7196 | 0.0047819 | 480.292 | 0.18207 | 480.8857 | 0.60389 | 480.2922 | 2.1255 | 480.2922 | 1.4303 | 480.8857 | #REF! | 480.2922 | 2.2912 | 477.9017 | 0.052543
| 276.5387 | 0.27226 | 276.5387 | 0.61999 | 276.5387 | 2.8486 | 276.5387 | 0.92697 | 276.5387 | 0.0080136 | 276.5387 | 0 | 468.3285 | 0 | 480.515 | 0.4715 | 276.5387 | -0.23505 | 468.3285 | 0.01379 | 480.515 | 0.13261 | 480.515 | 0.040771 | 474.5377 | 0.012717 | 480.515 | 0.11942 | 480.515 | 0.067438 | 481.1083 | 0.053868 | 479.5535 | 0.077307 | 480.515 | 1.4074 | 481.1083 | 1.8788 | 481.1083 | 9.0062 | 481.1083 | 6.6337 | 468.3285 | 0.40153 | 481.1083 | 5.497 | 481.1083 | 0.65824 |  |  | 480.515 | 0.084907 | 475.22 | -0.026815 | 481.1083 | 0 | 480.515 | 0.0084216 | 468.3404 | 0.00027707 | 481.1083 | 0 | 481.1083 | 0 | 480.515 | 0.0050702 | 481.1083 | -0.00021028 | 481.1083 | -0.00067977 | 481.1083 | -0.0082064 | 708.0282 | 0.083081 | 480.515 | 0 | 480.515 | -0.017748 | 481.1083 | -0.0019716 | 707.2966 | 0.00026087 | 480.515 | -0.013723 | 710.0158 | 0.00040366 | 708.0282 | 0.022734 | 480.515 | 0 | 893.8325 | 0.0030518 | 1135.0482 | 0.024391 | 1141.93 | 0.061726 | 1016.1609 | 0.011533 | 1069.455 | 0 | 1068.7821 | 0 | 1068.7756 | 0.0047558 | 480.515 | 0.1787 | 481.1083 | 0.59897 | 480.515 | 2.1244 | 480.515 | 1.4338 | 481.1083 | #REF! | 480.515 | 2.2861 | 478.1238 | 0.052373
| 276.6139 | 0.26958 | 276.6139 | 0.60183 | 276.6139 | 2.8475 | 276.6139 | 0.96568 | 276.6139 | 0.0074423 | 276.6138 | 0 | 468.4418 | 0 | 480.7378 | 0.45382 | 276.6139 | -0.12451 | 468.4418 | 0 | 480.7378 | 0.25205 | 480.7378 | 0.05937 | 474.7593 | 0.036417 | 480.7378 | 0.19708 | 480.7378 | 0.13476 | 481.3309 | 0.10764 | 479.7753 | 0.12207 | 480.7378 | 1.4939 | 481.3309 | 1.8757 | 481.3309 | 8.8324 | 481.3309 | 6.6537 | 468.4418 | 0.39379 | 481.3309 | 5.5746 | 481.3309 | 0.6766 |  |  | 480.7378 | 0.10611 | 475.44 | 0.0064125 | 481.3309 | 0.001895 | 480.7378 | 0.0074577 | 468.456 | 0.00031327 | 481.3309 | 0.02057 | 481.3309 | 0.013471 | 480.7378 | 0.026931 | 481.3309 | -0.002882 | 481.3309 | 0.00027498 | 481.3309 | 0.0090391 | 708.1915 | 0.073844 | 480.7378 | 0 | 480.7378 | 0.0043136 | 481.3309 | 0.0016524 | 707.4599 | 0.00069566 | 480.7378 | -0.00033785 | 710.1795 | 0.00044973 | 708.1915 | 0.021751 | 480.7378 | 0.0072427 | 893.9119 | 0.0026202 | 1135.3639 | 0.022629 | 1141.9939 | 0.061941 | 1016.1735 | 0.011542 | 1069.511 | 0 | 1068.838 | 0 | 1068.8315 | 0.0047239 | 480.738 | 0.17796 | 481.3309 | 0.59626 | 480.7378 | 2.1517 | 480.7378 | 1.4426 | 481.3309 | #REF! | 480.7378 | 2.3176 | 478.3459 | 0.052992
| 276.689 | 0.26211 | 276.689 | 0.52357 | 276.689 | 2.8455 | 276.689 | 0.96798 | 276.689 | 0.003864 | 276.689 | 0 | 468.5551 | 0.0052105 | 480.9606 | 0.41756 | 276.689 | -0.2258 | 468.5551 | 0.011554 | 480.9606 | 0.1623 | 480.9606 | 0.031736 | 474.981 | 0.012204 | 480.9606 | 0.099639 | 480.9606 | 0.066185 | 481.5535 | 0.052867 | 479.9971 | 0.083435 | 480.9606 | 1.3646 | 481.5535 | 1.7697 | 481.5535 | 8.6217 | 481.5535 | 6.6629 | 468.5551 | 0.38366 | 481.5535 | 5.6354 | 481.5535 | 0.68412 |  |  | 480.9606 | 0.1079 | 475.66 | -0.012125 | 481.5535 | 0 | 480.9606 | 0.0057835 | 468.5716 | 0.00029651 | 481.5535 | 0 | 481.5535 | 0 | 480.9606 | -0.016164 | 481.5535 | -0.0025108 | 481.5535 | -0.0045489 | 481.5535 | -0.0022529 | 708.3547 | 0.084149 | 480.9606 | 0 | 480.9606 | -0.017142 | 481.5535 | -0.00070773 | 707.6233 | 0 | 480.9606 | -0.018558 | 710.3433 | 0.00040476 | 708.3547 | 0.023609 | 480.9606 | 0 | 893.9915 | 0.0023697 | 1135.6798 | 0.027141 | 1142.0577 | 0.062161 | 1016.1862 | 0.011551 | 1069.567 | 0 | 1068.894 | 0 | 1068.8874 | 0.0046853 | 480.961 | 0.1712 | 481.5535 | 0.58249 | 480.9606 | 2.1467 | 480.9606 | 1.4435 | 481.5535 | #REF! | 480.9606 | 2.3144 | 478.568 | 0.053345
| 276.7642 | 0.2593 | 276.7642 | 0.55344 | 276.7642 | 2.8424 | 276.7642 | 1.0102 | 276.7642 | 0.010645 | 276.7642 | 0 | 468.6683 | 0 | 481.1834 | 0.47036 | 276.7642 | -0.13484 | 468.6683 | 0 | 481.1834 | 0.23704 | 481.1834 | 0.073966 | 475.2026 | 0.039954 | 481.1834 | 0.21686 | 481.1834 | 0.14084 | 481.7761 | 0.1125 | 480.2189 | 0.12893 | 481.1834 | 1.4519 | 481.7761 | 1.7915 | 481.7761 | 8.4184 | 481.7761 | 6.645 | 468.6683 | 0.39912 | 481.7761 | 5.7006 | 481.7761 | 0.70883 |  |  | 481.1834 | 0.12084 | 475.88 | 0.0085112 | 481.7761 | 0.012805 | 481.1834 | 0.013698 | 468.6871 | 0.00034681 | 481.7761 | 0.027473 | 481.7761 | 0.01859 | 481.1834 | 0.014984 | 481.7761 | 0.006499 | 481.7761 | 0.002862 | 481.7761 | 0.0087653 | 708.518 | 0.073684 | 481.1834 | 0 | 481.1834 | 0.0043492 | 481.7761 | 0.0035389 | 707.7867 | 0.00017392 | 481.1834 | 0.042999 | 710.507 | 0.00045522 | 708.518 | 0.022844 | 481.1834 | 0 | 894.071 | 0.0025193 | 1135.9957 | 0.025237 | 1142.1216 | 0.062376 | 1016.1989 | 0.011561 | 1069.6232 | 0 | 1068.9499 | 0 | 1068.9435 | 0.0046433 | 481.183 | 0.16806 | 481.7761 | 0.59743 | 481.1834 | 2.1691 | 481.1834 | 1.4426 | 481.7761 | #REF! | 481.1834 | 2.3108 | 478.7901 | 0.054339
| 276.8393 | 0.25484 | 276.8393 | 0.56444 | 276.8393 | 2.8389 | 276.8393 | 1.0036 | 276.8393 | 0.0081188 | 276.8393 | 0 | 468.7816 | 0.011884 | 481.4062 | 0.4466 | 276.8393 | -0.21401 | 468.7816 | 0.026867 | 481.4062 | 0.17755 | 481.4062 | 0.036603 | 475.4243 | 0.014416 | 481.4062 | 0.10257 | 481.4062 | 0.012006 | 481.9987 | 0.00959 | 480.4408 | 0.084364 | 481.4062 | 1.2772 | 481.9987 | 1.6591 | 481.9987 | 8.1895 | 481.9987 | 6.6312 | 468.7816 | 0.42995 | 481.9987 | 5.7309 | 481.9987 | 0.71063 |  |  | 481.4062 | 0.10264 | 476.11 | -0.00023318 | 481.9987 | 0 | 481.4062 | 0.0046968 | 468.8027 | 0.0003026 | 481.9987 | 0 | 481.9987 | 0 | 481.4062 | -0.019516 | 481.9987 | -0.0056236 | 481.9987 | -0.004737 | 481.9987 | -0.0082499 | 708.6813 | 0.082334 | 481.4062 | 0 | 481.4062 | -0.016697 | 481.9987 | -0.0046413 | 707.9501 | 0.0013044 | 481.4062 | -0.040735 | 710.6707 | 0.00047057 | 708.6813 | 0.024483 | 481.4062 | 0 | 894.1506 | 0.0028585 | 1136.312 | 0.023863 | 1142.1855 | 0.062597 | 1016.2115 | 0.011571 | 1069.6792 | 0 | 1069.006 | 0 | 1068.9995 | 0.0046001 | 481.406 | 0.16387 | 481.9987 | 0.58657 | 481.4062 | 2.1538 | 481.4062 | 1.4338 | 481.9987 | #REF! | 481.4062 | 2.2775 | 479.0122 | 0.054082
| 276.9145 | 0.25542 | 276.9145 | 0.60148 | 276.9145 | 2.8381 | 276.9145 | 1.0731 | 276.9145 | 0.0089307 | 276.9145 | 0 | 468.8949 | 0 | 481.629 | 0.45675 | 276.9145 | -0.1387 | 468.8949 | 0 | 481.629 | 0.23548 | 481.629 | 0.055565 | 475.6459 | 0.03536 | 481.629 | 0.20953 | 481.629 | 0.14388 | 482.2213 | 0.11492 | 480.6626 | 0.12281 | 481.629 | 1.4007 | 482.2214 | 1.6505 | 482.2214 | 8.037 | 482.2214 | 6.6133 | 468.8949 | 0.40477 | 482.2213 | 5.797 | 482.2213 | 0.73418 |  |  | 481.629 | 0.11781 | 476.33 | 0.0053631 | 482.2214 | 0.0022231 | 481.629 | 0.0065445 | 468.9183 | 0.0003895 | 482.2214 | 0.023748 | 482.2213 | 0.011342 | 481.629 | 0.05411 | 482.2214 | -0.00041761 | 482.2214 | 0.0011514 | 482.2214 | 0.0076439 | 708.8446 | 0.072829 | 481.629 | 0 | 481.629 | 0.0051232 | 482.2213 | 0.0043871 | 708.1135 | 0 | 481.629 | 0.028719 | 710.8345 | 0.00054736 | 708.8446 | 0.024046 | 481.629 | 0.0090425 | 894.2301 | 0.0030632 | 1136.6283 | 0.027105 | 1142.2494 | 0.062817 | 1016.2241 | 0.011581 | 1069.7352 | 0 | 1069.062 | 0 | 1069.0554 | 0.0045603 | 481.629 | 0.16207 | 482.2213 | 0.58752 | 481.629 | 2.1963 | 481.629 | 1.4391 | 482.2213 | #REF! | 481.629 | 2.34 | 479.2343 | 0.055412
| 276.9897 | 0.24739 | 276.9897 | 0.52084 | 276.9897 | 2.834 | 276.9897 | 1.0538 | 276.9897 | 0.005187 | 276.9897 | 0 | 469.0081 | 0.024242 | 481.8519 | 0.38513 | 276.9897 | -0.19983 | 469.0081 | 0.021708 | 481.8519 | 0.13541 | 481.8519 | 0.029946 | 475.8676 | 0.01594 | 481.8519 | 0.1011 | 481.8519 | -0.003007 | 482.444 | -0.002402 | 480.8844 | 0.081128 | 481.8519 | 1.2739 | 482.444 | 1.5348 | 482.444 | 7.8341 | 482.444 | 6.6124 | 469.0081 | 0.4451 | 482.444 | 5.8683 | 482.444 | 0.73991 |  |  | 481.8519 | 0.11574 | 476.55 | -0.013874 | 482.444 | 0 | 481.8519 | -0.0042766 | 469.0339 | 0.00039674 | 482.444 | 0 | 482.444 | 0 | 481.8519 | -0.033536 | 482.444 | -0.0034181 | 482.444 | -0.0016583 | 482.444 | -0.0063557 | 709.0079 | 0.083295 | 481.8519 | 0 | 481.8519 | -0.0038845 | 482.444 | -0.0015463 | 708.2769 | 0 | 481.8519 | -0.017434 | 710.9983 | 0.00035321 | 709.0079 | 0.024811 | 481.8519 | 0.0036232 | 894.3097 | 0.0024478 | 1136.9448 | 0.024497 | 1142.3133 | 0.063037 | 1016.2368 | 0.011592 | 1069.7913 | 0 | 1069.1179 | 0 | 1069.1115 | 0.0045296 | 481.852 | 0.16089 | 482.444 | 0.56642 | 481.8519 | 2.1932 | 481.8519 | 1.4426 | 482.444 | #REF! | 481.8519 | 2.3016 | 479.4565 | 0.054727
| 277.0649 | 0.2446 | 277.0648 | 0.55986 | 277.0649 | 2.8318 | 277.0649 | 1.1041 | 277.0649 | 0.012449 | 277.0649 | 0 | 469.1214 | 0 | 482.0747 | 0.45597 | 277.0649 | -0.10629 | 469.1214 | 0 | 482.0747 | 0.29558 | 482.0747 | 0.077727 | 476.0893 | 0.056411 | 482.0747 | 0.20001 | 482.0747 | 0.15097 | 482.6667 | 0.12059 | 481.1063 | 0.12393 | 482.0747 | 1.3075 | 482.6667 | 1.6039 | 482.6667 | 7.6982 | 482.6667 | 6.6213 | 469.1214 | 0.42263 | 482.6667 | 5.9182 | 482.6667 | 0.76767 |  |  | 482.0747 | 0.14122 | 476.78 | -0.0044305 | 482.6667 | 0.0063333 | 482.0747 | 0.010299 | 469.1495 | 0.0003914 | 482.6667 | 0.033012 | 482.6667 | 0.013516 | 482.0747 | 0.033379 | 482.6667 | 0.0035275 | 482.6667 | 0.0015434 | 482.6667 | 0.0049399 | 709.1712 | 0.072936 | 482.0747 | 0 | 482.0747 | 0.0090209 | 482.6667 | 0.0090965 | 708.4403 | 0.00017392 | 482.0747 | 0.028855 | 711.162 | 0.00045631 | 709.1712 | 0.022188 | 482.0747 | 0.0018107 | 894.3893 | 0.0025354 | 1137.2616 | 0.023369 | 1142.3772 | 0.063257 | 1016.2494 | 0.011602 | 1069.8474 | 0 | 1069.174 | 0 | 1069.1675 | 0.004508 | 482.075 | 0.15748 | 482.6667 | 0.58649 | 482.0747 | 2.2229 | 482.0747 | 1.4489 | 482.6667 | #REF! | 482.0747 | 2.3559 | 479.6786 | 0.055591
| 277.14 | 0.23811 | 277.14 | 0.58794 | 277.14 | 2.8243 | 277.14 | 1.0912 | 277.14 | 0.0050066 | 277.14 | 0 | 469.2347 | 0.014343 | 482.2976 | 0.43314 | 277.14 | -0.1957 | 469.2347 | 0.029446 | 482.2976 | 0.17465 | 482.2976 | 0.020748 | 476.311 | 0.014489 | 482.2976 | 0.096708 | 482.2976 | -0.015317 | 482.8893 | -0.012235 | 481.3282 | 0.081674 | 482.2976 | 1.1378 | 482.8893 | 1.4908 | 482.8893 | 7.505 | 482.8893 | 6.607 | 469.2347 | 0.41271 | 482.8893 | 5.9907 | 482.8893 | 0.77608 |  |  | 482.2976 | 0.14983 | 477 | 0.018654 | 482.8893 | 0 | 482.2976 | 0.010197 | 469.2651 | 0.00036206 | 482.8893 | 0 | 482.8893 | 0 | 482.2976 | -0.023272 | 482.8893 | -0.010709 | 482.8893 | -0.0050605 | 482.8893 | -0.012051 | 709.3345 | 0.089595 | 482.2976 | 0 | 482.2976 | -0.0055841 | 482.8893 | -0.0018313 | 708.6037 | 0.00026087 | 482.2976 | -0.0070937 | 711.3258 | 0.00043328 | 709.3345 | 0.022079 | 482.2976 | 0.005432 | 894.4689 | 0.0028333 | 1137.5785 | 0.024708 | 1142.4412 | 0.063477 | 1016.2621 | 0.011614 | 1069.9034 | 0 | 1069.23 | 0 | 1069.2234 | 0.0044978 | 482.298 | 0.15351 | 482.8893 | 0.5815 | 482.2976 | 2.194 | 482.2976 | 1.4577 | 482.8893 | #REF! | 482.2976 | 2.2935 | 479.9008 | 0.054754
| 277.2152 | 0.23581 | 277.2152 | 0.59046 | 277.2152 | 2.8167 | 277.2152 | 1.1583 | 277.2152 | 0.0088405 | 277.2152 | 0 | 469.348 | 0 | 482.5205 | 0.43999 | 277.2152 | -0.12073 | 469.348 | 0 | 482.5205 | 0.25963 | 482.5205 | 0.063686 | 476.5327 | 0.022062 | 482.5205 | 0.20148 | 482.5205 | 0.080124 | 483.112 | 0.064002 | 481.55 | 0.11471 | 482.5205 | 1.2647 | 483.112 | 1.4873 | 483.112 | 7.364 | 483.112 | 6.6013 | 469.348 | 0.43893 | 483.112 | 6.0761 | 483.112 | 0.79533 |  |  | 482.5205 | 0.15843 | 477.22 | 0.0036143 | 483.112 | 0.0051485 | 482.5205 | 0.010096 | 469.3807 | 0.00031213 | 483.112 | 0.024457 | 483.112 | 0.012363 | 482.5205 | 0.027848 | 483.112 | -0.0023893 | 483.112 | -0.00040723 | 483.112 | 0.0042337 | 709.4979 | 0.072723 | 482.5205 | 0 | 482.5205 | 0.014329 | 483.112 | 0.0053242 | 708.7671 | 0 | 482.5205 | 0.0047651 | 711.4896 | 0.00034991 | 709.4979 | 0.020986 | 482.5205 | 0.0090425 | 894.5485 | 0.0038145 | 1137.8955 | 0.025554 | 1142.5051 | 0.063703 | 1016.2747 | 0.011625 | 1069.9595 | 0 | 1069.286 | 0 | 1069.2794 | 0.0044967 | 482.521 | 0.15173 | 483.112 | 0.58429 | 482.5205 | 2.2048 | 482.5205 | 1.4613 | 483.112 | #REF! | 482.5205 | 2.3244 | 480.1229 | 0.055478
| 277.2904 | 0.22881 | 277.2904 | 0.50485 | 277.2904 | 2.8047 | 277.2904 | 1.1393 | 277.2904 | 0.0018493 | 277.2904 | 0 | 469.4613 | 0 | 482.7434 | 0.44062 | 277.2904 | -0.18672 | 469.4613 | 0.024288 | 482.7434 | 0.11101 | 482.7434 | 0.025575 | 476.7545 | 0.025659 | 482.7434 | 0.099639 | 482.7434 | 0.031807 | 483.3347 | 0.025407 | 481.7719 | 0.07735 | 482.7434 | 1.1001 | 483.3347 | 1.4043 | 483.3347 | 7.1704 | 483.3347 | 6.5677 | 469.4613 | 0.45314 | 483.3347 | 6.1146 | 483.3347 | 0.80662 |  |  | 482.7434 | 0.16703 | 477.45 | -0.017722 | 483.3347 | 0 | 482.7434 | 0.0099436 | 469.4963 | 0.00036892 | 483.3347 | 0 | 483.3347 | 0 | 482.7434 | -0.028005 | 483.3347 | -0.0092187 | 483.3347 | -0.0033959 | 483.3347 | -0.012321 | 709.6612 | 0.087246 | 482.7434 | 0 | 482.7434 | -0.011319 | 483.3347 | 0.002271 | 708.9305 | 0.00078262 | 482.7434 | -0.025015 | 711.6534 | 0.00064389 | 709.6612 | 0.023609 | 482.7434 | 0.0090425 | 894.6282 | 0.0042743 | 1138.2128 | 0.023193 | 1142.569 | 0.063923 | 1016.2874 | 0.011637 | 1070.0156 | 0 | 1069.342 | 0 | 1069.3355 | 0.0045023 | 482.743 | 0.15164 | 483.3347 | 0.58301 | 482.7434 | 2.1786 | 482.7434 | 1.4666 | 483.3347 | #REF! | 482.7434 | 2.3029 | 480.3451 | 0.056123
| 277.3656 | 0.22666 | 277.3656 | 0.50115 | 277.3656 | 2.7943 | 277.3656 | 1.1934 | 277.3656 | 0.0074122 | 277.3656 | 0 | 469.5745 | 0 | 482.9663 | 0.43615 | 277.3656 | -0.13256 | 469.5745 | 0 | 482.9663 | 0.25542 | 482.9663 | 0.063746 | 476.9762 | 0.022327 | 482.9663 | 0.21027 | 482.9663 | 0.11247 | 483.5575 | 0.089836 | 481.9938 | 0.111 | 482.9663 | 1.2344 | 483.5575 | 1.4301 | 483.5575 | 7.079 | 483.5575 | 6.5741 | 469.5745 | 0.43329 | 483.5575 | 6.1977 | 483.5575 | 0.83303 |  |  | 482.9663 | 0.17563 | 477.67 | 0.005713 | 483.5575 | 0.0025432 | 482.9663 | 0.0098421 | 469.612 | 0.00037158 | 483.5575 | 0.02951 | 483.5575 | 0.011675 | 482.9663 | 0.031343 | 483.5575 | -0.00027609 | 483.5575 | -0.0020748 | 483.5575 | 0.0021265 | 709.8245 | 0.073417 | 482.9663 | 0 | 482.9663 | -0.019155 | 483.5575 | 0.0040828 | 709.094 | 0.00069566 | 482.9663 | 0.024432 | 711.8172 | 0.00027313 | 709.8245 | 0.022734 | 482.9663 | 0.0090425 | 894.7078 | 0.0034198 | 1138.5303 | 0.025237 | 1142.6329 | 0.064148 | 1016.3 | 0.011649 | 1070.0717 | 0 | 1069.3981 | 0 | 1069.3915 | 0.0045103 | 482.966 | 0.14772 | 483.5575 | 0.58334 | 482.9663 | 2.2226 | 482.9663 | 1.4745 | 483.5575 | #REF! | 482.9663 | 2.3216 | 480.5673 | 0.056242
| 277.4408 | 0.21974 | 277.4408 | 0.57893 | 277.4408 | 2.7829 | 277.4408 | 1.1934 | 277.4408 | 0.0043 | 277.4408 | 0 | 469.6878 | 0.01955 | 483.1893 | 0.4392 | 277.4408 | -0.15181 | 469.6878 | 0.01789 | 483.1893 | 0.026569 | 483.1893 | 0.010052 | 477.1979 | 0.018558 | 483.1893 | 0.10477 | 483.1893 | 0.013878 | 483.7802 | 0.011086 | 482.2157 | 0.066666 | 483.1893 | 1.0169 | 483.7802 | 1.3401 | 483.7802 | 6.8709 | 483.7802 | 6.5347 | 469.6878 | 0.4056 | 483.7802 | 6.2412 | 483.7802 | 0.84306 |  |  | 483.1893 | 0.18423 | 477.89 | -0.021918 | 483.7802 | 0 | 483.1893 | 0.0097406 | 469.7276 | 0.0003914 | 483.7802 | 0 | 483.7802 | 0 | 483.1893 | -0.017069 | 483.7802 | -0.0053586 | 483.7802 | -0.0025504 | 483.7802 | -0.012807 | 709.9878 | 0.085644 | 483.1893 | 0 | 483.1893 | -0.010409 | 483.7802 | -0.0038975 | 709.2574 | 0.00078262 | 483.1893 | -0.040922 | 711.981 | 0.000532 | 709.9878 | 0.023827 | 483.1893 | 0 | 894.7875 | 0.0023977 | 1138.8478 | 0.023158 | 1142.6969 | 0.064374 | 1016.3127 | 0.011662 | 1070.1278 | 0 | 1069.4541 | 0 | 1069.4475 | 0.0045171 | 483.189 | 0.14118 | 483.7802 | 0.58715 | 483.1893 | 2.1908 | 483.1893 | 1.4772 | 483.7802 | #REF! | 483.1893 | 2.2925 | 480.7895 | 0.055544
| 277.516 | 0.21796 | 277.516 | 0.55256 | 277.516 | 2.7765 | 277.516 | 1.2318 | 277.516 | 0.010539 | 277.516 | 0 | 469.8011 | 0 | 483.4122 | 0.43429 | 277.516 | -0.11035 | 469.8011 | 0 | 483.4122 | 0.23389 | 483.4122 | 0.068333 | 477.4197 | 0.04119 | 483.4122 | 0.19488 | 483.4122 | 0.14084 | 484.0029 | 0.1125 | 482.4376 | 0.10969 | 483.4122 | 1.1681 | 484.0029 | 1.3783 | 484.0029 | 6.8039 | 484.0029 | 6.5121 | 469.8011 | 0.44311 | 484.0029 | 6.3092 | 484.0029 | 0.87396 |  |  | 483.4122 | 0.19284 | 478.12 | 0.00081613 | 484.0029 | 0.0043766 | 483.4122 | 0.0095884 | 469.8432 | 0.00036015 | 484.0029 | 0.026935 | 484.0029 | 0.019284 | 483.4122 | 0.01807 | 484.0029 | 0.0042447 | 484.0029 | 0.00048215 | 484.0029 | 0.0095758 | 710.1512 | 0.072082 | 483.4122 | 0 | 483.4122 | 0.0047154 | 484.0029 | 0.0077048 | 709.4208 | 0.00017392 | 483.4122 | 0.030864 | 712.1448 | 0.00034224 | 710.1512 | 0.021969 | 483.4122 | 0 | 894.8672 | 0.0021748 | 1139.1656 | 0.025131 | 1142.7609 | 0.064594 | 1016.3253 | 0.011675 | 1070.1838 | 0 | 1069.5101 | 0 | 1069.5035 | 0.0045183 | 483.412 | 0.14034 | 484.0029 | 0.58829 | 483.4122 | 2.2251 | 483.4122 | 1.4843 | 484.0029 | #REF! | 483.4122 | 2.3419 | 481.0118 | 0.056048
| 277.5912 | 0.21164 | 277.5912 | 0.53982 | 277.5912 | 2.7671 | 277.5912 | 1.237 | 277.5912 | 0.0043601 | 277.5912 | 0 | 469.9144 | 0.0059129 | 483.6352 | 0.42162 | 277.5912 | -0.20568 | 469.9144 | 0.040623 | 483.6352 | 0.12824 | 483.6352 | 0.027317 | 477.6414 | 0.025981 | 483.6352 | 0.10257 | 483.6352 | -0.012479 | 484.2257 | -0.009968 | 482.6595 | 0.080942 | 483.6352 | 0.96486 | 484.2257 | 1.2539 | 484.2257 | 6.6147 | 484.2257 | 6.4937 | 469.9144 | 0.45753 | 484.2257 | 6.368 | 484.2257 | 0.87798 |  |  | 483.6352 | 0.20144 | 478.34 | -0.01947 | 484.2257 | 0 | 483.6352 | 0.009487 | 469.9588 | 0.00031747 | 484.2257 | 0 | 484.2257 | 0 | 483.6352 | -0.017325 | 484.2257 | -0.0077312 | 484.2257 | -0.0034912 | 484.2257 | -0.0070415 | 710.3145 | 0.092372 | 483.6352 | 0 | 483.6352 | -0.0045801 | 484.2257 | -0.0045423 | 709.5843 | 0.00026087 | 483.6352 | -0.0466 | 712.3086 | 0.00043876 | 710.3145 | 0.023062 | 483.6352 | 0 | 894.9469 | 0.0023131 | 1139.4835 | 0.024074 | 1142.8248 | 0.064819 | 1016.338 | 0.011689 | 1070.24 | 0 | 1069.5662 | 0 | 1069.5596 | 0.0045114 | 483.635 | 0.13724 | 484.2257 | 0.58308 | 483.6352 | 2.2061 | 483.6352 | 1.4887 | 484.2257 | #REF! | 483.6352 | 2.318 | 481.234 | 0.05598
| 277.6664 | 0.20936 | 277.6664 | 0.49705 | 277.6664 | 2.7587 | 277.6664 | 1.2896 | 277.6664 | 0.0094269 | 277.6664 | 0 | 470.0277 | 0 | 483.8582 | 0.41843 | 277.6664 | -0.09839 | 470.0277 | 0 | 483.8582 | 0.31007 | 483.8582 | 0.059934 | 477.8632 | 0.06835 | 483.8582 | 0.2066 | 483.8582 | 0.14692 | 484.4484 | 0.11735 | 482.8815 | 0.10637 | 483.8582 | 1.1076 | 484.4485 | 1.3046 | 484.4485 | 6.5277 | 484.4485 | 6.4669 | 470.0277 | 0.4475 | 484.4484 | 6.4634 | 484.4485 | 0.90718 |  |  | 483.8582 | 0.21004 | 478.56 | 0.020404 | 484.4485 | 0.0067028 | 483.8582 | 0.0093348 | 470.0745 | 0.00031937 | 484.4485 | 0.022344 | 484.4485 | 0.01286 | 483.8582 | 0.020437 | 484.4485 | 0.0030303 | 484.4485 | 0.0020968 | 484.4485 | 0.011308 | 710.4779 | 0.084469 | 483.8582 | 0 | 483.8582 | 0.0021637 | 484.4485 | 0.0031091 | 709.7477 | 0 | 483.8582 | 0.04696 | 712.4725 | 0.00039818 | 710.4779 | 0.022188 | 483.8582 | 0 | 895.0266 | 0.0024544 | 1139.8016 | 0.023651 | 1142.8888 | 0.06505 | 1016.3506 | 0.011703 | 1070.2961 | 0 | 1069.6222 | 0 | 1069.6156 | 0.0044955 | 483.858 | 0.13435 | 484.4484 | 0.58605 | 483.8582 | 2.2269 | 483.8582 | 1.4958 | 484.4485 | #REF! | 483.8582 | 2.3325 | 481.4563 | 0.057257
| 277.7416 | 0.20307 | 277.7416 | 0.54769 | 277.7416 | 2.7484 | 277.7416 | 1.2738 | 277.7416 | 0.0074573 | 277.7416 | 0 | 470.141 | 0.0055617 | 484.0811 | 0.42994 | 277.7416 | -0.18474 | 470.141 | 0.011181 | 484.0811 | 0.055333 | 484.0811 | 0.033296 | 478.085 | 0.0037162 | 484.0811 | 0.099639 | 484.0811 | 0.020249 | 484.6712 | 0.016174 | 483.1034 | 0.059552 | 484.0811 | 0.9615 | 484.6712 | 1.1938 | 484.6712 | 6.3509 | 484.6712 | 6.4171 | 470.141 | 0.46704 | 484.6712 | 6.4883 | 484.6712 | 0.92141 |  |  | 484.0811 | 0.21864 | 478.79 | -0.023668 | 484.6712 | 0 | 484.0811 | 0.0092333 | 470.1901 | 0.00034224 | 484.6712 | 0 | 484.6712 | 0 | 484.0811 | -0.02164 | 484.6712 | -0.0063273 | 484.6712 | -0.0036095 | 484.6712 | -0.015369 | 710.6412 | 0.093439 | 484.0811 | 0 | 484.0811 | 0.00090715 | 484.6712 | -0.0049736 | 709.9112 | 0 | 484.0811 | -0.038385 | 712.6363 | 0.00044315 | 710.6412 | 0.023281 | 484.0811 | 0.0018107 | 895.1063 | 0.0022446 | 1140.12 | 0.02284 | 1142.9528 | 0.065275 | 1016.3633 | 0.011717 | 1070.3523 | 0 | 1069.6782 | 0 | 1069.6716 | 0.0044694 | 484.081 | 0.13168 | 484.6712 | 0.59046 | 484.0811 | 2.197 | 484.0811 | 1.4976 | 484.6712 | #REF! | 484.0811 | 2.2888 | 481.6785 | 0.056859
| 277.8168 | 0.2021 | 277.8168 | 0.57296 | 277.8168 | 2.7394 | 277.8168 | 1.3195 | 277.8168 | 0.0086902 | 277.8168 | 0 | 470.2543 | 0 | 484.3041 | 0.43058 | 277.8168 | -0.07484 | 470.2543 | 0 | 484.3041 | 0.28019 | 484.3041 | 0.060907 | 478.3068 | 0.05361 | 484.3041 | 0.19635 | 484.3041 | 0.09656 | 484.894 | 0.077131 | 483.3254 | 0.10351 | 484.3041 | 1.0774 | 484.894 | 1.2552 | 484.894 | 6.2559 | 484.894 | 6.398 | 470.2543 | 0.46714 | 484.894 | 6.5739 | 484.894 | 0.94407 |  |  | 484.3041 | 0.22725 | 479.01 | -0.013874 | 484.894 | 0.011533 | 484.3041 | 0.0091318 | 470.3057 | 0.00033385 | 484.894 | 0.034831 | 484.894 | 0.013788 | 484.3041 | 0.019545 | 484.894 | -0.00087895 | 484.894 | -0.0010811 | 484.894 | 0.0087403 | 710.8046 | 0.073203 | 484.3041 | 0 | 484.3041 | -0.0076713 | 484.894 | 0.0034247 | 710.0746 | 0.00017392 | 484.3041 | 0.017022 | 712.8001 | 0.00047825 | 710.8046 | 0.02186 | 484.3041 | 0 | 895.186 | 0.0028401 | 1140.4385 | 0.023651 | 1143.0167 | 0.065506 | 1016.3759 | 0.011732 | 1070.4083 | 0 | 1069.7342 | 0 | 1069.7278 | 0.0044364 | 484.304 | 0.13159 | 484.894 | 0.59684 | 484.3041 | 2.2337 | 484.3041 | 1.5046 | 484.894 | #REF! | 484.3041 | 2.3231 | 481.9008 | 0.057725
| 277.8921 | 0.19552 | 277.8921 | 0.50278 | 277.8921 | 2.7245 | 277.8921 | 1.3348 | 277.8921 | 0.0061042 | 277.8921 | 0 | 470.3676 | 0.011884 | 484.5272 | 0.40794 | 277.8921 | -0.16832 | 470.3676 | 0.032455 | 484.5272 | 0.054247 | 484.5272 | 0.038315 | 478.5286 | 0.021313 | 484.5272 | 0.096708 | 484.5272 | -0.0072653 | 485.1168 | -0.0058033 | 483.5473 | 0.060558 | 484.5272 | 0.88509 | 485.1168 | 1.1216 | 485.1168 | 6.0872 | 485.1168 | 6.3362 | 470.3676 | 0.45847 | 485.1168 | 6.6134 | 485.1168 | 0.96216 |  |  | 484.5272 | 0.23585 | 479.23 | -0.017373 | 485.1168 | 0 | 484.5272 | 0.0089796 | 470.4214 | 0.00033919 | 485.1168 | 0 | 485.1168 | 0 | 484.5272 | -0.016612 | 485.1168 | -0.0053961 | 485.1168 | -0.0023698 | 485.1168 | -0.0064772 | 710.968 | 0.093333 | 484.5272 | 0 | 484.5272 | -0.010336 | 485.1168 | -0.0056453 | 710.2381 | 0 | 484.5272 | -0.051742 | 712.964 | 0.00049909 | 710.968 | 0.022953 | 484.5272 | 0 | 895.2658 | 0.0035356 | 1140.7572 | 0.023017 | 1143.0808 | 0.065731 | 1016.3886 | 0.011748 | 1070.4645 | 0 | 1069.7903 | 0 | 1069.7838 | 0.0044012 | 484.527 | 0.1268 | 485.1168 | 0.5887 | 484.5272 | 2.2112 | 484.5272 | 1.5055 | 485.1168 | #REF! | 484.5272 | 2.3042 | 482.1231 | 0.056884
| 277.9673 | 0.19447 | 277.9673 | 0.53011 | 277.9673 | 2.7126 | 277.9673 | 1.3747 | 277.9673 | 0.011141 | 277.9673 | 0 | 470.4809 | 0 | 484.7502 | 0.41649 | 277.9673 | -0.06557 | 470.4809 | 0 | 484.7502 | 0.2852 | 484.7502 | 0.073591 | 478.7505 | 0.06065 | 484.7502 | 0.19049 | 484.7502 | 0.10943 | 485.3397 | 0.087408 | 483.7693 | 0.10803 | 484.7502 | 1.0589 | 485.3397 | 1.1762 | 485.3397 | 6.0135 | 485.3397 | 6.3079 | 470.4809 | 0.48459 | 485.3397 | 6.6748 | 485.3397 | 0.99063 |  |  | 484.7502 | 0.24445 | 479.46 | 0.00081613 | 485.3397 | 0.00677 | 484.7502 | 0.0088782 | 470.5371 | 0.00029917 | 485.3397 | 0.028462 | 485.3397 | 0.013828 | 484.7502 | 0.041226 | 485.3397 | -0.00016177 | 485.3397 | 0.0002061 | 485.3397 | 0.0060717 | 711.1313 | 0.088901 | 484.7502 | 0 | 484.7502 | 0.010364 | 485.3397 | 0.0020623 | 710.4015 | 0 | 484.7502 | 0.011888 | 713.1278 | 0.00035211 | 711.1313 | 0.022297 | 484.7502 | 0.0018107 | 895.3455 | 0.0039488 | 1141.076 | 0.025872 | 1143.1448 | 0.065961 | 1016.4012 | 0.011764 | 1070.5206 | 0 | 1069.8464 | 0 | 1069.8398 | 0.0043717 | 484.75 | 0.12971 | 485.3397 | 0.59545 | 484.7502 | 2.24 | 484.7502 | 1.5126 | 485.3397 | #REF! | 484.7502 | 2.3233 | 482.3454 | 0.057343
| 278.0425 | 0.18883 | 278.0425 | 0.5559 | 278.0425 | 2.6978 | 278.0425 | 1.373 | 278.0425 | 0.0035182 | 278.0425 | 0 | 470.5942 | 0.0041566 | 484.9732 | 0.40053 | 278.0425 | -0.12094 | 470.5942 | 0 | 484.9732 | 0.1275 | 484.9732 | 0.030493 | 478.9723 | 0.022765 | 484.9732 | 0.09158 | 484.9732 | -0.0025113 | 485.5625 | -0.002006 | 483.9913 | 0.058668 | 484.9732 | 0.87501 | 485.5625 | 1.0786 | 485.5625 | 5.8326 | 485.5625 | 6.2606 | 470.5942 | 0.46766 | 485.5625 | 6.7239 | 485.5625 | 1.0042 |  |  | 484.9732 | 0.25305 | 479.68 | 0.0050134 | 485.5625 | 0 | 484.9732 | 0.0087767 | 470.6527 | 0.00035939 | 485.5625 | 0 | 485.5625 | 0 | 484.9732 | -0.0037615 | 485.5625 | -0.011073 | 485.5625 | -0.0065374 | 485.5625 | -0.0099758 | 711.2947 | 0.09408 | 484.9732 | 0 | 484.9732 | -0.0024927 | 485.5625 | -0.0038038 | 710.565 | 0.00078262 | 484.9732 | -0.017318 | 713.2917 | 0.00044205 | 711.2947 | 0.024155 | 484.9732 | 0.0036195 | 895.4252 | 0.0035729 | 1141.395 | 0.023369 | 1143.2087 | 0.066192 | 1016.4139 | 0.01178 | 1070.5768 | 0 | 1069.9025 | 0 | 1069.896 | 0.0043512 | 484.973 | 0.12642 | 485.5625 | 0.59493 | 484.9732 | 2.243 | 484.9732 | 1.5188 | 485.5625 | #REF! | 484.9732 | 2.3072 | 482.5677 | 0.057231
| 278.1177 | 0.18844 | 278.1177 | 0.55686 | 278.1177 | 2.6829 | 278.1177 | 1.4121 | 278.1177 | 0.0078632 | 278.1177 | 0 | 470.7075 | 0 | 485.1963 | 0.40485 | 278.1177 | -0.07282 | 470.7075 | 0 | 485.1963 | 0.22187 | 485.1963 | 0.059473 | 479.1942 | 0.055886 | 485.1963 | 0.19488 | 485.1963 | 0.14185 | 485.7853 | 0.11331 | 484.2133 | 0.10483 | 485.1963 | 0.95059 | 485.7853 | 1.11 | 485.7853 | 5.7462 | 485.7853 | 6.2435 | 470.7075 | 0.48699 | 485.7853 | 6.791 | 485.7853 | 1.0337 |  |  | 485.1963 | 0.26165 | 479.9 | 0.016905 | 485.7853 | 0.0052666 | 485.1963 | 0.0086245 | 470.7684 | 0.00033614 | 485.7853 | 0.03379 | 485.7853 | 0.013982 | 485.1963 | 0.048588 | 485.7853 | -0.0011226 | 485.7853 | -0.0011108 | 485.7853 | 0.005653 | 711.4581 | 0.087086 | 485.1963 | 0 | 485.1963 | 0.013525 | 485.7853 | 0.0038425 | 710.7285 | 0 | 485.1963 | 0.025799 | 713.4556 | 0.00033346 | 711.4581 | 0.023062 | 485.1963 | 0.0090425 | 895.5051 | 0.0032003 | 1141.7142 | 0.025096 | 1143.2728 | 0.066422 | 1016.4265 | 0.011797 | 1070.6329 | 0 | 1069.9585 | 0 | 1069.952 | 0.0043467 | 485.196 | 0.12522 | 485.7853 | 0.60282 | 485.1963 | 2.2711 | 485.1963 | 1.5268 | 485.7853 | #REF! | 485.1963 | 2.3438 | 482.79 | 0.058845
| 278.193 | 0.18217 | 278.193 | 0.49803 | 278.193 | 2.6664 | 278.193 | 1.4257 | 278.193 | 0.002571 | 278.193 | 0 | 470.8208 | 0.022482 | 485.4193 | 0.40313 | 278.193 | -0.14751 | 470.8208 | 0.0331 | 485.4193 | 0.04229 | 485.4193 | 0.034042 | 479.416 | 0.01484 | 485.4193 | 0.08059 | 485.4193 | 0.024983 | 486.0082 | 0.019956 | 484.4353 | 0.055459 | 485.4193 | 0.80615 | 486.0082 | 1.0244 | 486.0082 | 5.6161 | 486.0082 | 6.1752 | 470.8208 | 0.53046 | 486.0082 | 6.8149 | 486.0082 | 1.0524 |  |  | 485.4193 | 0.27026 | 480.13 | 0.015507 | 486.0082 | 0 | 485.4193 | 0.0085231 | 470.884 | 0.00036549 | 486.0082 | 0 | 486.0082 | 0 | 485.4193 | -0.029997 | 486.0082 | -0.004418 | 486.0082 | -0.00091396 | 486.0082 | -0.010305 | 711.6215 | 0.074538 | 485.4193 | 0 | 485.4193 | -0.0071976 | 486.0082 | 0.00046451 | 710.892 | 0.00026087 | 485.4193 | -0.033447 | 713.6194 | 0.0004958 | 711.6215 | 0.024483 | 485.4193 | 0.0090425 | 895.5848 | 0.0033609 | 1142.0336 | 0.025519 | 1143.3368 | 0.066653 | 1016.4392 | 0.011814 | 1070.6891 | 0 | 1070.0147 | 0 | 1070.0081 | 0.0043603 | 485.419 | 0.12498 | 486.0082 | 0.59787 | 485.4193 | 2.259 | 485.4193 | 1.5303 | 486.0082 | #REF! | 485.4193 | 2.3003 | 483.0124 | 0.059888
| 278.2682 | 0.18116 | 278.2682 | 0.49366 | 278.2682 | 2.6508 | 278.2682 | 1.4703 | 278.2682 | 0.0076528 | 278.2682 | 0 | 470.9341 | 0 | 485.6424 | 0.40688 | 278.2682 | -0.0692 | 470.9341 | 0 | 485.6424 | 0.24667 | 485.6424 | 0.06309 | 479.6379 | 0.040129 | 485.6424 | 0.19635 | 485.6424 | 0.18846 | 486.2311 | 0.15054 | 484.6573 | 0.092864 | 485.6424 | 0.97578 | 486.2311 | 1.0888 | 486.2311 | 5.5603 | 486.2311 | 6.1574 | 470.9341 | 0.51311 | 486.2311 | 6.9255 | 486.231 | 1.0856 |  |  | 485.6424 | 0.27886 | 480.35 | -0.0065291 | 486.2311 | 0.0086187 | 485.6424 | 0.0084216 | 470.9997 | 0.00032395 | 486.2311 | 0.023204 | 486.231 | 0.016654 | 485.6424 | 0.057054 | 486.2311 | 0.0058749 | 486.2311 | 0.0038916 | 486.2311 | 0.018229 | 711.7849 | 0.096696 | 485.6424 | 0 | 485.6424 | 0.0067882 | 486.231 | 0.00371 | 711.0555 | 0 | 485.6424 | 0.046487 | 713.7833 | 0.00048483 | 711.7849 | 0.022297 | 485.6424 | 0 | 895.6647 | 0.0031898 | 1142.3531 | 0.023052 | 1143.4008 | 0.066888 | 1016.4518 | 0.011833 | 1070.7452 | 0 | 1070.0707 | 0 | 1070.0642 | 0.004391 | 485.642 | 0.11392 | 486.2311 | 0.60304 | 485.6424 | 2.2921 | 485.6424 | 1.525 | 486.231 | #REF! | 485.6424 | 2.3866 | 483.2347 | 0.059896
| 278.3435 | 0.17495 | 278.3434 | 0.51114 | 278.3435 | 2.6346 | 278.3435 | 1.481 | 278.3435 | 0.00049541 | 278.3434 | 0 | 471.0474 | 0 | 485.8655 | 0.40153 | 278.3435 | -0.16789 | 471.0474 | 0.025362 | 485.8655 | 0.063094 | 485.8655 | 0.029107 | 479.8598 | -0.0005195 | 485.8655 | 0.078392 | 485.8655 | 0.031049 | 486.454 | 0.024802 | 484.8793 | 0.06955 | 485.8655 | 0.80447 | 486.4539 | 0.96818 | 486.4539 | 5.3927 | 486.4539 | 6.0793 | 471.0474 | 0.50643 | 486.454 | 6.9401 | 486.454 | 1.0983 |  |  | 485.8655 | 0.28746 | 480.57 | -0.012825 | 486.4539 | 0 | 485.8655 | 0.0082694 | 471.1154 | 0.00033728 | 486.4539 | 0 | 486.454 | 0 | 485.8655 | 0.0067067 | 486.4539 | -0.011483 | 486.4539 | -0.0065125 | 486.4539 | -0.0093888 | 711.9483 | 0.086285 | 485.8655 | 0 | 485.8655 | -0.011293 | 486.4539 | -0.0015459 | 711.2189 | 0.00026087 | 485.8655 | -0.010094 | 713.9472 | 0.00036417 | 711.9483 | 0.023609 | 485.8655 | 0 | 895.7445 | 0.0032941 | 1142.6728 | 0.0221 | 1143.4648 | 0.067119 | 1016.4645 | 0.011851 | 1070.8014 | 0 | 1070.1268 | 0 | 1070.1204 | 0.0044342 | 485.866 | 0.10991 | 486.454 | 0.6102 | 485.8655 | 2.2684 | 485.8655 | 1.5233 | 486.4539 | #REF! | 485.8655 | 2.353 | 483.4571 | 0.059396
| 278.4187 | 0.17585 | 278.4187 | 0.48563 | 278.4187 | 2.6206 | 278.4187 | 1.5283 | 278.4187 | 0.0088856 | 278.4187 | 0 | 471.1607 | 0 | 486.0886 | 0.42669 | 278.4187 | -0.10495 | 471.1607 | 0 | 486.0886 | 0.37556 | 486.0886 | 0.062243 | 480.0817 | 0.046345 | 486.0886 | 0.20367 | 486.0886 | 0.1307 | 486.6769 | 0.1044 | 485.1013 | 0.09541 | 486.0886 | 0.88089 | 486.6768 | 1.0024 | 486.6768 | 5.3238 | 486.6768 | 6.0385 | 471.1607 | 0.50413 | 486.6769 | 7.0416 | 486.6769 | 1.1334 |  |  | 486.0886 | 0.29606 | 480.8 | 0.011659 | 486.6768 | 0.0073347 | 486.0886 | 0.0081679 | 471.231 | 0.00031137 | 486.6768 | 0.032461 | 486.6769 | 0.013764 | 486.0886 | 0.022862 | 486.6768 | 0.0042611 | 486.6768 | 0.0009696 | 486.6768 | 0.018198 | 712.1117 | 0.095095 | 486.0886 | 0 | 486.0886 | 0.0074849 | 486.6768 | 0.003367 | 711.3824 | 0 | 486.0886 | 0.043489 | 714.1111 | 0.00054187 | 712.1117 | 0.021641 | 486.0886 | 0.0036213 | 895.8244 | 0.0037607 | 1142.9928 | 0.024285 | 1143.5289 | 0.067355 | 1016.4772 | 0.01187 | 1070.8575 | 0 | 1070.183 | 0 | 1070.1764 | 0.0044864 | 486.089 | 0.11296 | 486.6769 | 0.61901 | 486.0886 | 2.2929 | 486.0886 | 1.5365 | 486.6768 | #REF! | 486.0886 | 2.3845 | 483.6795 | 0.059304
| 278.4939 | 0.17067 | 278.4939 | 0.45404 | 278.4939 | 2.6036 | 278.4939 | 1.5307 | 278.4939 | 0.0014919 | 278.4939 | 0 | 471.2741 | 0.014695 | 486.3117 | 0.40519 | 278.4939 | -0.1493 | 471.2741 | 0.013044 | 486.3117 | -0.023778 | 486.3118 | 0.036569 | 480.3036 | 0.0052012 | 486.3117 | 0.088649 | 486.3118 | 0.016402 | 486.8998 | 0.013102 | 485.3234 | 0.072259 | 486.3118 | 0.80111 | 486.8998 | 0.96142 | 486.8998 | 5.167 | 486.8998 | 5.9718 | 471.2741 | 0.50946 | 486.8998 | 7.0592 | 486.8997 | 1.1438 |  |  | 486.3117 | 0.30466 | 481.02 | -0.013525 | 486.8998 | 0 | 486.3118 | 0.0080157 | 471.3467 | 0.0003007 | 486.8998 | 0 | 486.8997 | 0 | 486.3118 | -0.022568 | 486.8998 | -0.0070368 | 486.8998 | -0.006668 | 486.8998 | -0.0046983 | 712.2751 | 0.076887 | 486.3117 | 0 | 486.3117 | 0.0011978 | 486.8997 | -0.0020259 | 711.5459 | 0.00078262 | 486.3117 | -0.015131 | 714.275 | 0.00026216 | 712.2751 | 0.023827 | 486.3118 | 0.0090425 | 895.9042 | 0.0036529 | 1143.3129 | 0.023792 | 1143.5929 | 0.06759 | 1016.4898 | 0.01189 | 1070.9138 | 0 | 1070.239 | 0 | 1070.2325 | 0.0045376 | 486.312 | 0.11166 | 486.8998 | 0.61079 | 486.3118 | 2.2889 | 486.3118 | 1.5445 | 486.8997 | #REF! | 486.3118 | 2.3628 | 483.9018 | 0.05869
| 278.5692 | 0.16891 | 278.5692 | 0.45591 | 278.5692 | 2.5858 | 278.5692 | 1.5901 | 278.5692 | 0.0074723 | 278.5692 | 0 | 471.3874 | 0 | 486.5349 | 0.39385 | 278.5692 | -0.10538 | 471.3874 | 0 | 486.5349 | 0.25307 | 486.5349 | 0.047901 | 480.5255 | 0.048051 | 486.5349 | 0.19781 | 486.5349 | 0.10841 | 487.1227 | 0.086598 | 485.5454 | 0.098923 | 486.5349 | 0.88929 | 487.1227 | 0.98279 | 487.1227 | 5.0987 | 487.1227 | 5.9402 | 471.3874 | 0.5059 | 487.1227 | 7.1158 | 487.1227 | 1.178 |  |  | 486.5349 | 0.31327 | 481.24 | -0.011776 | 487.1227 | 0.0050323 | 486.5349 | 0.0079143 | 471.4624 | 0.00027669 | 487.1227 | 0.019819 | 487.1227 | 0.012802 | 486.5349 | 0.01587 | 487.1227 | 0.0018692 | 487.1227 | 0.00067221 | 487.1227 | 0.0081783 | 712.4385 | 0.092639 | 486.5349 | 0 | 486.5349 | 0.0042205 | 487.1227 | 0.0046158 | 711.7095 | 0.00017392 | 486.5349 | 0.01883 | 714.4389 | 0.0005309 | 712.4385 | 0.021423 | 486.5349 | 0.0090425 | 895.9841 | 0.0028938 | 1143.6332 | 0.023722 | 1143.657 | 0.067826 | 1016.5024 | 0.011911 | 1070.97 | 0 | 1070.2952 | 0 | 1070.2886 | 0.0045796 | 486.535 | 0.11051 | 487.1227 | 0.61611 | 486.5349 | 2.3243 | 486.5349 | 1.5489 | 487.1227 | #REF! | 486.5349 | 2.4265 | 484.1242 | 0.059374
| 278.6444 | 0.16429 | 278.6444 | 0.51374 | 278.6444 | 2.5671 | 278.6444 | 1.5924 | 278.6444 | 0.0044654 | 278.6444 | 0 | 471.5007 | 0.015748 | 486.758 | 0.38888 | 278.6444 | -0.13812 | 471.5007 | 0.0331 | 486.758 | 0.034883 | 486.758 | 0.019923 | 480.7474 | 0.0044639 | 486.758 | 0.083521 | 486.758 | 0.0012033 | 487.3456 | 0.00096114 | 485.7675 | 0.049147 | 486.758 | 0.68019 | 487.3456 | 0.86675 | 487.3456 | 4.9505 | 487.3456 | 5.8689 | 471.5007 | 0.52189 | 487.3456 | 7.1686 | 487.3456 | 1.2047 |  |  | 486.758 | 0.32187 | 481.47 | -0.013874 | 487.3456 | 0 | 486.758 | 0.0078128 | 471.5781 | 0.00028317 | 487.3456 | 0 | 487.3456 | 0 | 486.758 | -0.036058 | 487.3456 | -0.012017 | 487.3456 | -0.0067844 | 487.3456 | -0.017619 | 712.6019 | 0.069199 | 486.758 | 0 | 486.758 | -0.013786 | 487.3456 | -0.0033219 | 711.873 | 0.00026087 | 486.758 | -0.042492 | 714.6028 | 0.00031372 | 712.6019 | 0.022625 | 486.758 | 0.0090425 | 896.064 | 0.0029926 | 1143.9536 | 0.024003 | 1143.7211 | 0.068061 | 1016.5151 | 0.011932 | 1071.0261 | 0 | 1070.3513 | 0 | 1070.3447 | 0.0046069 | 486.758 | 0.10803 | 487.3456 | 0.61813 | 486.758 | 2.3155 | 486.758 | 1.5463 | 487.3456 | #REF! | 486.758 | 2.3966 | 484.3467 | 0.060495
| 278.7197 | 0.16375 | 278.7197 | 0.50274 | 278.7197 | 2.55 | 278.7197 | 1.6458 | 278.7197 | 0.0067807 | 278.7197 | 0 | 471.614 | 0 | 486.9812 | 0.395 | 278.7197 | -0.06149 | 471.614 | 0 | 486.9812 | 0.25277 | 486.9812 | 0.054205 | 480.9693 | 0.027959 | 486.9812 | 0.18682 | 486.9812 | 0.067884 | 487.5686 | 0.054224 | 485.9896 | 0.084652 | 486.9812 | 0.77928 | 487.5686 | 0.94416 | 487.5686 | 4.9154 | 487.5686 | 5.8362 | 471.614 | 0.50361 | 487.5686 | 7.2584 | 487.5686 | 1.2371 |  |  | 486.9812 | 0.33047 | 481.69 | -0.013175 | 487.5686 | 0.0076756 | 486.9812 | 0.0076606 | 471.6938 | 0.00029727 | 487.5686 | 0.027364 | 487.5686 | 0.0082318 | 486.9812 | 0.02724 | 487.5686 | -0.0041583 | 487.5686 | -0.0017256 | 487.5686 | 0.006196 | 712.7654 | 0.093653 | 486.9812 | 0 | 486.9812 | -0.017375 | 487.5686 | 0.0082505 | 712.0365 | 0 | 486.9812 | 0.012866 | 714.7668 | 0.00056381 | 712.7654 | 0.021423 | 486.9812 | 0.0072445 | 896.1439 | 0.0038258 | 1144.2743 | 0.024814 | 1143.7852 | 0.068302 | 1016.5278 | 0.011953 | 1071.0824 | 0 | 1070.4073 | 0 | 1070.4009 | 0.0046148 | 486.981 | 0.10406 | 487.5686 | 0.62576 | 486.9812 | 2.3414 | 486.9812 | 1.5471 | 487.5686 | #REF! | 486.9812 | 2.4544 | 484.5691 | 0.063335
| 278.795 | 0.15895 | 278.795 | 0.45617 | 278.795 | 2.5288 | 278.795 | 1.6409 | 278.795 | 0.0065251 | 278.795 | 0 | 471.7274 | 0 | 487.2044 | 0.38094 | 278.795 | -0.15391 | 471.7274 | 0.0048451 | 487.2044 | 0.10273 | 487.2044 | 0.005688 | 481.1913 | 0.0060302 | 487.2044 | 0.085719 | 487.2044 | -0.026313 | 487.7915 | -0.021018 | 486.2117 | 0.058616 | 487.2044 | 0.65752 | 487.7915 | 0.86193 | 487.7915 | 4.7527 | 487.7915 | 5.7731 | 471.7274 | 0.50026 | 487.7915 | 7.2821 | 487.7915 | 1.2557 |  |  | 487.2044 | 0.33907 | 481.91 | -0.017722 | 487.7915 | 0 | 487.2044 | 0.0075591 | 471.8095 | 0.00029003 | 487.7915 | 0 | 487.7915 | 0 | 487.2044 | -0.020914 | 487.7915 | -0.010232 | 487.7915 | -0.0075339 | 487.7915 | -0.013327 | 712.9288 | 0.072189 | 487.2044 | 0 | 487.2044 | -0.00308 | 487.7915 | 0.0012571 | 712.2 | 0.00026087 | 487.2044 | -0.021831 | 714.9307 | 0.00037843 | 712.9288 | 0.02339 | 487.2044 | 0.0036232 | 896.2238 | 0.0033841 | 1144.5951 | 0.024532 | 1143.8492 | 0.068538 | 1016.5404 | 0.011975 | 1071.1385 | 0 | 1070.4635 | 0 | 1070.457 | 0.0046023 | 487.204 | 0.10118 | 487.7915 | 0.62576 | 487.2044 | 2.3412 | 487.2044 | 1.5507 | 487.7915 | #REF! | 487.2044 | 2.4165 | 484.7915 | 0.063612
| 278.8702 | 0.15756 | 278.8702 | 0.44119 | 278.8702 | 2.5096 | 278.8702 | 1.6877 | 278.8702 | 0.0082391 | 278.8702 | 0 | 471.8407 | 0 | 487.4276 | 0.41339 | 278.8702 | -0.08479 | 471.8407 | 0 | 487.4276 | 0.2382 | 487.4276 | 0.0661 | 481.4132 | 0.041627 | 487.4276 | 0.19415 | 487.4276 | 0.14489 | 488.0145 | 0.11573 | 486.4338 | 0.085843 | 487.4276 | 0.76752 | 488.0145 | 0.88855 | 488.0145 | 4.7153 | 488.0145 | 5.7209 | 471.8407 | 0.52555 | 488.0145 | 7.3648 | 488.0145 | 1.2931 |  |  | 487.4276 | 0.34768 | 482.14 | -0.016322 | 488.0145 | 0.0073476 | 487.4276 | 0.0074577 | 471.9252 | 0.00028812 | 488.0145 | 0.041139 | 488.0145 | 0.014883 | 487.4276 | 0.034671 | 488.0145 | 0.0022832 | 488.0145 | 0.00061719 | 488.0145 | 0.010846 | 713.0922 | 0.09077 | 487.4276 | 0 | 487.4276 | 0.011644 | 488.0145 | 0.0038816 | 712.3636 | 0 | 487.4276 | 0.022603 | 715.0946 | 0.00043218 | 713.0922 | 0.022297 | 487.4276 | 0 | 896.3038 | 0.0028817 | 1144.916 | 0.024285 | 1143.9133 | 0.068778 | 1016.5531 | 0.011998 | 1071.1948 | 0 | 1070.5196 | 0 | 1070.5132 | 0.0045739 | 487.428 | 0.10079 | 488.0145 | 0.64029 | 487.4276 | 2.3842 | 487.4276 | 1.5516 | 488.0145 | #REF! | 487.4276 | 2.4861 | 485.014 | 0.064627
| 278.9455 | 0.15213 | 278.9455 | 0.47046 | 278.9455 | 2.4876 | 278.9455 | 1.7003 | 278.9455 | 0.0015185 | 278.9455 | 0 | 471.954 | 0.010831 | 487.6508 | 0.37479 | 278.9455 | -0.18635 | 471.954 | 0.03353 | 487.6508 | 0.13138 | 487.6508 | 0.025106 | 481.6352 | 0.0078474 | 487.6508 | 0.096708 | 487.6508 | -0.074524 | 488.2375 | -0.059528 | 486.6559 | 0.054077 | 487.6508 | 0.64912 | 488.2375 | 0.79193 | 488.2375 | 4.5602 | 488.2375 | 5.643 | 471.954 | 0.53223 | 488.2375 | 7.3704 | 488.2375 | 1.3152 |  |  | 487.6508 | 0.35628 | 482.36 | 0.0074619 | 488.2375 | 0 | 487.6508 | 0.0073055 | 472.0409 | 0.00031937 | 488.2375 | 0 | 488.2375 | 0 | 487.6508 | -0.016501 | 488.2375 | -0.013422 | 488.2375 | -0.0077554 | 488.2375 | -0.012429 | 713.2557 | 0.078596 | 487.6508 | 0 | 487.6508 | -0.013313 | 488.2375 | 0.00041595 | 712.5271 | 0.00078262 | 487.6508 | -0.028935 | 715.2586 | 0.00044315 | 713.2557 | 0.023499 | 487.6508 | 0 | 896.3837 | 0.0034489 | 1145.2372 | 0.024532 | 1143.9774 | 0.069019 | 1016.5657 | 0.012021 | 1071.251 | 0 | 1070.5758 | 0 | 1070.5693 | 0.0045364 | 487.651 | 0.096444 | 488.2375 | 0.63321 | 487.6508 | 2.3716 | 487.6508 | 1.5516 | 488.2375 | #REF! | 487.6508 | 2.4569 | 485.2364 | 0.064579
| 279.0208 | 0.15111 | 279.0208 | 0.47781 | 279.0208 | 2.4682 | 279.0208 | 1.7246 | 279.0208 | 0.0079084 | 279.0208 | 0 | 472.0673 | 0 | 487.874 | 0.39548 | 279.0208 | -0.13481 | 472.0673 | 0 | 487.874 | 0.21596 | 487.874 | 0.063224 | 481.8572 | 0.047021 | 487.874 | 0.19488 | 487.874 | 0.12361 | 488.4605 | 0.098738 | 486.878 | 0.094037 | 487.874 | 0.78264 | 488.4605 | 0.83013 | 488.4605 | 4.5345 | 488.4605 | 5.6038 | 472.0673 | 0.49765 | 488.4605 | 7.4459 | 488.4605 | 1.3565 |  |  | 487.874 | 0.36488 | 482.58 | -0.026815 | 488.4605 | 0.0086999 | 487.874 | 0.007204 | 472.1566 | 0.00034148 | 488.4605 | 0.027531 | 488.4605 | 0.019625 | 487.874 | 0.036809 | 488.4605 | 0.0035291 | 488.4605 | 0.00036582 | 488.4605 | 0.0055232 | 713.4191 | 0.094774 | 487.874 | 0 | 487.874 | 0.0044073 | 488.4605 | 0.0044117 | 712.6906 | 0.00017392 | 487.874 | 0.041143 | 715.4225 | 0.00041902 | 713.4191 | 0.022516 | 487.874 | 0 | 896.4637 | 0.0037123 | 1145.5586 | 0.025096 | 1144.0415 | 0.06926 | 1016.5784 | 0.012045 | 1071.3073 | 0 | 1070.632 | 0 | 1070.6255 | 0.0044978 | 487.874 | 0.095025 | 488.4605 | 0.64198 | 487.874 | 2.3941 | 487.874 | 1.5569 | 488.4605 | #REF! | 487.874 | 2.5213 | 485.4589 | 0.063729
| 279.096 | 0.14732 | 279.0961 | 0.3964 | 279.096 | 2.444 | 279.096 | 1.7358 | 279.096 | 0.0036986 | 279.0961 | 0 | 472.1807 | 0.015046 | 488.0972 | 0.37892 | 279.096 | -0.20463 | 472.1807 | 0.032025 | 488.0972 | 0.095971 | 488.0972 | 0.017536 | 482.0792 | 0.023616 | 488.0972 | 0.087917 | 488.0972 | -0.0066296 | 488.6835 | -0.0052956 | 487.1001 | 0.045621 | 488.0972 | 0.64996 | 488.6835 | 0.76669 | 488.6835 | 4.3916 | 488.6835 | 5.5241 | 472.1807 | 0.53579 | 488.6835 | 7.4987 | 488.6835 | 1.3754 |  |  | 488.0972 | 0.37348 | 482.81 | -0.00058295 | 488.6835 | 0 | 488.0972 | 0.0071025 | 472.2723 | 0.00034948 | 488.6835 | 0 | 488.6835 | 0 | 488.0972 | -0.019303 | 488.6835 | -0.010093 | 488.6835 | -0.0067484 | 488.6835 | -0.013049 | 713.5826 | 0.071708 | 488.0972 | 0 | 488.0972 | -0.035397 | 488.6835 | -0.00086339 | 712.8542 | 0.00026087 | 488.0972 | -0.027171 | 715.5865 | 0.00037514 | 713.5826 | 0.024265 | 488.0972 | 0.0018089 | 896.5437 | 0.0034988 | 1145.8801 | 0.023651 | 1144.1056 | 0.0695 | 1016.5911 | 0.01207 | 1071.3634 | 0 | 1070.6881 | 0 | 1070.6816 | 0.0044683 | 488.097 | 0.094521 | 488.6835 | 0.64547 | 488.0972 | 2.3996 | 488.0972 | 1.5595 | 488.6835 | #REF! | 488.0972 | 2.5209 | 485.6814 | 0.063733
| 279.1713 | 0.14557 | 279.1713 | 0.41609 | 279.1713 | 2.4234 | 279.1713 | 1.8029 | 279.1713 | 0.011066 | 279.1713 | 0 | 472.294 | 0 | 488.3204 | 0.43585 | 279.1713 | -0.16326 | 472.294 | 0 | 488.3204 | 0.29164 | 488.3204 | 0.070872 | 482.3012 | 0.045175 | 488.3204 | 0.19195 | 488.3204 | 0.1763 | 488.9065 | 0.14082 | 487.3222 | 0.075776 | 488.3204 | 0.77256 | 488.9065 | 0.81954 | 488.9065 | 4.357 | 488.9065 | 5.4878 | 472.294 | 0.51489 | 488.9065 | 7.568 | 488.9065 | 1.42 |  |  | 488.3204 | 0.38208 | 483.03 | -0.0026815 | 488.9065 | 0.010714 | 488.3204 | 0.0069503 | 472.388 | 0.00029346 | 488.9065 | 0.022168 | 488.9065 | 0.016588 | 488.3204 | 0.044171 | 488.9065 | 0.0025685 | 488.9065 | 0.0015916 | 488.9065 | 0.011178 | 713.746 | 0.079397 | 488.3204 | 0 | 488.3204 | 0.014502 | 488.9065 | 0.0026467 | 713.0177 | 0.00017392 | 488.3204 | 0.031456 | 715.7504 | 0.00047387 | 713.746 | 0.023718 | 488.3204 | 0 | 896.6237 | 0.0030603 | 1146.2019 | 0.022382 | 1144.1697 | 0.069746 | 1016.6037 | 0.012095 | 1071.4197 | 0 | 1070.7443 | 0 | 1070.7378 | 0.0044546 | 488.32 | 0.092574 | 488.9065 | 0.66169 | 488.3204 | 2.4317 | 488.3204 | 1.5578 | 488.9065 | #REF! | 488.3204 | 2.5718 | 485.9039 | 0.064535
| 279.2466 | 0.14092 | 279.2466 | 0.46135 | 279.2466 | 2.4015 | 279.2466 | 1.8229 | 279.2466 | 0.002135 | 279.2466 | 0 | 472.4074 | 0.017856 | 488.5437 | 0.41561 | 279.2466 | -0.20155 | 472.4074 | 0.026437 | 488.5437 | 0.07808 | 488.5437 | 0.024574 | 482.5232 | 0.0037067 | 488.5437 | 0.089382 | 488.5437 | -0.01509 | 489.1296 | -0.012053 | 487.5444 | 0.044447 | 488.5437 | 0.62981 | 489.1296 | 0.73286 | 489.1296 | 4.241 | 489.1296 | 5.4219 | 472.4074 | 0.50559 | 489.1296 | 7.5958 | 489.1296 | 1.4483 |  |  | 488.5437 | 0.39069 | 483.25 | -0.013525 | 489.1296 | 0 | 488.5437 | 0.0068489 | 472.5038 | 0.00028812 | 489.1296 | 0 | 489.1296 | 0 | 488.5437 | -0.01252 | 489.1296 | -0.0034365 | 489.1296 | -0.0029146 | 489.1296 | -0.0028631 | 713.9095 | 0.07016 | 488.5437 | 0 | 488.5437 | 0.0066877 | 489.1296 | -0.0061392 | 713.1813 | 0.00026087 | 488.5437 | -0.032625 | 715.9144 | 0.00038502 | 713.9095 | 0.024155 | 488.5437 | 0.0090425 | 896.7037 | 0.0030651 | 1146.5237 | 0.024462 | 1144.2338 | 0.069987 | 1016.6163 | 0.012121 | 1071.476 | 0 | 1070.8004 | 0 | 1070.7939 | 0.0044614 | 488.544 | 0.093583 | 489.1296 | 0.66 | 488.5437 | 2.4402 | 488.5437 | 1.5622 | 489.1296 | #REF! | 488.5437 | 2.5603 | 486.1264 | 0.06343
| 279.3219 | 0.1408 | 279.3219 | 0.45712 | 279.3219 | 2.3826 | 279.3219 | 1.8775 | 279.3219 | 0.0070965 | 279.3219 | 0 | 472.5207 | 0 | 488.767 | 0.428 | 279.3219 | -0.13901 | 472.5207 | 0 | 488.767 | 0.24981 | 488.767 | 0.071247 | 482.7452 | 0.034355 | 488.767 | 0.19195 | 488.767 | 0.12361 | 489.3526 | 0.098738 | 487.7665 | 0.079203 | 488.767 | 0.71798 | 489.3526 | 0.77745 | 489.3526 | 4.2005 | 489.3526 | 5.3909 | 472.5207 | 0.49201 | 489.3526 | 7.6661 | 489.3526 | 1.4931 |  |  | 488.767 | 0.39929 | 483.48 | 0.0099102 | 489.3526 | 0.0051895 | 488.767 | 0.0066967 | 472.6195 | 0.00028317 | 489.3526 | 0.024397 | 489.3526 | 0.016308 | 488.767 | 0.014941 | 489.3526 | 0.0025955 | 489.3526 | 0.0016895 | 489.3526 | 0.0098748 | 714.073 | 0.085591 | 488.767 | 0 | 488.767 | -7.4944e-05 | 489.3526 | -0.00047238 | 713.3448 | 0.00069566 | 488.767 | 0.0079488 | 716.0784 | 0.00044315 | 714.073 | 0.022188 | 488.767 | 0.0090425 | 896.7837 | 0.0028715 | 1146.8458 | 0.021571 | 1144.298 | 0.070233 | 1016.629 | 0.012147 | 1071.5321 | 0 | 1070.8567 | 0 | 1070.8501 | 0.0044887 | 488.767 | 0.091997 | 489.3526 | 0.66775 | 488.767 | 2.4756 | 488.767 | 1.5658 | 489.3526 | #REF! | 488.767 | 2.6344 | 486.3489 | 0.063506
| 279.3972 | 0.13676 | 279.3972 | 0.42479 | 279.3972 | 2.3595 | 279.3972 | 1.8951 | 279.3972 | 0.0024808 | 279.3972 | 0 | 472.634 | 0.020332 | 488.9902 | 0.37801 | 279.3972 | -0.19924 | 472.634 | 0.039978 | 488.9902 | 0.097501 | 488.9903 | 0.024117 | 482.9673 | 0.0014251 | 488.9902 | 0.088649 | 488.9903 | -0.0038424 | 489.5757 | -0.0030693 | 487.9887 | 0.040292 | 488.9903 | 0.67683 | 489.5757 | 0.68383 | 489.5757 | 4.0719 | 489.5757 | 5.3072 | 472.634 | 0.50235 | 489.5757 | 7.7105 | 489.5757 | 1.5119 |  |  | 488.9902 | 0.40789 | 483.7 | -0.022619 | 489.5757 | 0 | 488.9903 | 0.0065952 | 472.7352 | 0.00029117 | 489.5757 | 0 | 489.5757 | 0 | 488.9903 | -0.03136 | 489.5757 | -0.012638 | 489.5757 | -0.0066751 | 489.5757 | -0.01134 | 714.2365 | 0.070213 | 488.9902 | 0 | 488.9902 | -0.030615 | 489.5757 | -0.0004126 | 713.5084 | 0 | 488.9902 | -0.032222 | 716.2423 | 0.00041354 | 714.2365 | 0.022625 | 488.9903 | 0 | 896.8637 | 0.0028184 | 1147.1681 | 0.024144 | 1144.3621 | 0.070479 | 1016.6417 | 0.012174 | 1071.5884 | 0 | 1070.9128 | 0 | 1070.9062 | 0.004533 | 488.99 | 0.08666 | 489.5757 | 0.66995 | 488.9903 | 2.4748 | 488.9903 | 1.564 | 489.5757 | #REF! | 488.9903 | 2.6225 | 486.5715 | 0.063393
| 279.4725 | 0.13596 | 279.4725 | 0.39858 | 279.4725 | 2.3367 | 279.4725 | 1.9431 | 279.4725 | 0.0044954 | 279.4725 | 0 | 472.7474 | 0 | 489.2135 | 0.3788 | 279.4725 | -0.11529 | 472.7474 | 0 | 489.2135 | 0.22299 | 489.2135 | 0.067923 | 483.1893 | 0.033439 | 489.2135 | 0.20148 | 489.2135 | 0.095967 | 489.7988 | 0.076656 | 488.2109 | 0.081075 | 489.2135 | 0.69363 | 489.7988 | 0.74648 | 489.7988 | 4.0272 | 489.7988 | 5.2624 | 472.7474 | 0.50977 | 489.7988 | 7.7825 | 489.7988 | 1.5609 |  |  | 489.2135 | 0.40789 | 483.92 | -0.00023318 | 489.7988 | 0.0077097 | 489.2135 | 0.0065952 | 472.8509 | 0.00031404 | 489.7988 | 0.01592 | 489.7988 | 0.012602 | 489.2135 | 0.050797 | 489.7988 | 0.0028693 | 489.7988 | -0.00060708 | 489.7988 | 0.0087877 | 714.3999 | 0.082334 | 489.2135 | 0 | 489.2135 | 0.01072 | 489.7988 | 0.0069691 | 713.672 | 0.00017392 | 489.2135 | 0.015866 | 716.4063 | 0.00043218 | 714.3999 | 0.022188 | 489.2135 | 0 | 896.9438 | 0.0034027 | 1147.4905 | 0.025026 | 1144.4263 | 0.070725 | 1016.6544 | 0.012201 | 1071.6446 | 0 | 1070.969 | 0 | 1070.9625 | 0.004591 | 489.214 | 0.084448 | 489.7988 | 0.66716 | 489.2135 | 2.5185 | 489.2135 | 1.5684 | 489.7988 | #REF! | 489.2135 | 2.6898 | 486.794 | 0.066279
| 279.5478 | 0.13235 | 279.5478 | 0.43609 | 279.5478 | 2.312 | 279.5478 | 1.9518 | 279.5478 | 0.00067166 | 279.5478 | 0 | 472.8607 | 0.015748 | 489.4369 | 0.40687 | 279.5478 | -0.16271 | 472.8607 | 0.026437 | 489.4369 | 0.055062 | 489.4368 | 0.027296 | 483.4114 | -0.0013438 | 489.4369 | 0.079858 | 489.4368 | -0.001002 | 490.0219 | -0.00080039 | 488.4331 | 0.04681 | 489.4368 | 0.53743 | 490.0219 | 0.67327 | 490.0219 | 3.9268 | 490.0219 | 5.1983 | 472.8607 | 0.51155 | 490.0219 | 7.8338 | 490.0218 | 1.5881 |  |  | 489.4369 | 0.40908 | 484.15 | -0.0065291 | 490.0219 | 0 | 489.4368 | -0.00067946 | 472.9667 | 0.00031518 | 490.0219 | 0 | 490.0218 | 0 | 489.4368 | -0.037177 | 490.0219 | -0.0064852 | 490.0219 | -0.003651 | 490.0219 | -0.012136 | 714.5634 | 0.069466 | 489.4369 | 0 | 489.4369 | -0.0023342 | 490.0219 | -0.0028239 | 713.8355 | 0.00026087 | 489.4369 | -0.043698 | 716.5703 | 0.00043328 | 714.5634 | 0.024265 | 489.4368 | 0.0054338 | 897.0239 | 0.0034122 | 1147.8131 | 0.023369 | 1144.4904 | 0.07097 | 1016.667 | 0.012229 | 1071.7009 | 0 | 1071.0251 | 0 | 1071.0187 | 0.0046523 | 489.437 | 0.084689 | 490.0219 | 0.684 | 489.4368 | 2.5168 | 489.4368 | 1.5835 | 490.0219 | #REF! | 489.4368 | 2.6751 | 487.0166 | 0.067016
| 279.6231 | 0.13071 | 279.6231 | 0.44848 | 279.6231 | 2.2883 | 279.6231 | 1.9862 | 279.6231 | 0.0082091 | 279.6231 | 0 | 472.9741 | 0 | 489.6602 | 0.39565 | 279.6231 | -0.118 | 472.9741 | 0 | 489.6602 | 0.26665 | 489.6602 | 0.059304 | 483.6335 | 0.038892 | 489.6602 | 0.18975 | 489.6602 | 0.15907 | 490.245 | 0.12706 | 488.6553 | 0.10271 | 489.6602 | 0.64324 | 490.245 | 0.70732 | 490.245 | 3.8914 | 490.245 | 5.1373 | 472.9741 | 0.51896 | 490.245 | 7.913 | 490.245 | 1.6374 |  |  | 489.6602 | 0.43728 | 484.37 | 0.002565 | 490.245 | 0.0055827 | 489.6602 | 0.0063923 | 473.0824 | 0.00033347 | 490.245 | 0.014595 | 490.245 | 0.014647 | 489.6602 | 0.048956 | 490.245 | 0.0028557 | 490.245 | -0.0013787 | 490.245 | 0.0081618 | 714.7269 | 0.083722 | 489.6602 | 0 | 489.6602 | 0.0076713 | 490.245 | 0.0038959 | 713.9991 | 0 | 489.6602 | 0.0078269 | 716.7343 | 0.00055175 | 714.7269 | 0.022625 | 489.6602 | 0 | 897.1039 | 0.0039431 | 1148.136 | 0.023369 | 1144.5546 | 0.071221 | 1016.6796 | 0.012257 | 1071.7572 | 0 | 1071.0814 | 0 | 1071.0748 | 0.0047126 | 489.66 | 0.083054 | 490.245 | 0.68643 | 489.6602 | 2.5507 | 489.6602 | 1.5958 | 490.245 | #REF! | 489.6602 | 2.7109 | 487.2391 | 0.069836
| 279.6984 | 0.12666 | 279.6984 | 0.38166 | 279.6984 | 2.2639 | 279.6984 | 2.0083 | 279.6984 | 0.0044353 | 279.6984 | 0 | 473.0874 | 0.0076692 | 489.8835 | 0.38831 | 279.6984 | -0.17717 | 473.0874 | 0.022783 | 489.8835 | 0.067227 | 489.8835 | 0.028341 | 483.8556 | 0.0046042 | 489.8835 | 0.098174 | 489.8835 | -0.020606 | 490.4681 | -0.01646 | 488.8775 | 0.042682 | 489.8835 | 0.49377 | 490.4681 | 0.64296 | 490.4681 | 3.7619 | 490.4681 | 5.0769 | 473.0874 | 0.51186 | 490.4681 | 7.9479 | 490.4681 | 1.6649 |  |  | 489.8835 | 0.44156 | 484.59 | -0.010377 | 490.4681 | 0 | 489.8835 | -0.0014174 | 473.1982 | 0.00036739 | 490.4681 | 0 | 490.4681 | 0 | 489.8835 | -0.014709 | 490.4681 | -0.0058095 | 490.4681 | -0.004406 | 490.4681 | -0.012274 | 714.8904 | 0.069199 | 489.8835 | 0 | 489.8835 | -8.2542e-05 | 490.4681 | -0.00080855 | 714.1627 | 0 | 489.8835 | -0.038785 | 716.8984 | 0.00022816 | 714.8904 | 0.024374 | 489.8835 | 0 | 897.184 | 0.004287 | 1148.4589 | 0.023933 | 1144.6186 | 0.071467 | 1016.6923 | 0.012286 | 1071.8135 | 0 | 1071.1376 | 0 | 1071.1311 | 0.0047671 | 489.884 | 0.079352 | 490.4681 | 0.69193 | 489.8835 | 2.5675 | 489.8835 | 1.6127 | 490.4681 | #REF! | 489.8835 | 2.7437 | 487.4617 | 0.069536
| 279.7737 | 0.12514 | 279.7737 | 0.39726 | 279.7737 | 2.2413 | 279.7737 | 2.0504 | 279.7737 | 0.008194 | 279.7737 | 0 | 473.2008 | 0 | 490.1069 | 0.32337 | 279.7737 | -0.12442 | 473.2008 | 0 | 490.1069 | 0.28372 | 490.1069 | 0.04392 | 484.0777 | 0.033343 | 490.1069 | 0.19635 | 490.1069 | 0.093115 | 490.6912 | 0.074379 | 489.0997 | 0.082074 | 490.1069 | 0.68607 | 490.6912 | 0.70583 | 490.6912 | 3.7198 | 490.6912 | 5.0512 | 473.2008 | 0.52346 | 490.6912 | 8.0348 | 490.6912 | 1.715 |  |  | 490.1069 | 0.46778 | 484.82 | -0.022619 | 490.6912 | 0.0061934 | 490.1069 | -0.0023569 | 473.3139 | 0.0003754 | 490.6912 | 0.031499 | 490.6912 | 0.01512 | 490.1069 | 0.037545 | 490.6912 | -0.0038233 | 490.6912 | 0.003014 | 490.6912 | 0.01158 | 715.0539 | 0.080625 | 490.1069 | 0 | 490.1069 | -0.0077241 | 490.6912 | 0.00089382 | 714.3263 | 0 | 490.1069 | 0.035916 | 717.0624 | 0.00061208 | 715.0539 | 0.022734 | 490.1069 | 0 | 897.2642 | 0.0044549 | 1148.7821 | 0.025167 | 1144.6829 | 0.071718 | 1016.705 | 0.012316 | 1071.8698 | 0 | 1071.1939 | 0 | 1071.1873 | 0.0048126 | 490.107 | 0.077934 | 490.6912 | 0.68063 | 490.1069 | 2.6002 | 490.1069 | 1.6295 | 490.6912 | #REF! | 490.1069 | 2.8123 | 487.6843 | 0.071155
| 279.849 | 0.12141 | 279.849 | 0.45415 | 279.849 | 2.2152 | 279.849 | 2.0553 | 279.849 | 0.0014845 | 279.849 | 0 | 473.3141 | 0 | 490.3302 | 0.3861 | 279.849 | -0.20101 | 473.3141 | 0.020871 | 490.3302 | 0.033057 | 490.3302 | 0.031233 | 484.2998 | 0.01459 | 490.3302 | 0.090847 | 490.3302 | 0.014998 | 490.9144 | 0.01198 | 489.3219 | 0.044784 | 490.3302 | 0.53492 | 490.9144 | 0.62355 | 490.9144 | 3.6404 | 490.9144 | 4.9856 | 473.3141 | 0.55543 | 490.9144 | 8.0793 | 490.9144 | 1.75 |  |  | 490.3302 | 0.48482 | 485.04 | -0.00058295 | 490.9144 | 0 | 490.3302 | 0.0076606 | 473.4297 | 0.00040284 | 490.9144 | 0 | 490.9144 | 0 | 490.3302 | -0.0060178 | 490.9144 | -0.004165 | 490.9144 | -0.005854 | 490.9144 | -0.0087259 | 715.2174 | 0.073257 | 490.3302 | 0 | 490.3302 | -0.0095025 | 490.9144 | 0.00087388 | 714.4899 | 0.00026087 | 490.3302 | -0.021856 | 717.2264 | 0.00022377 | 715.2174 | 0.021423 | 490.3302 | 0 | 897.3442 | 0.0041861 | 1149.1055 | 0.023369 | 1144.7471 | 0.071969 | 1016.7177 | 0.012346 | 1071.926 | 0 | 1071.25 | 0 | 1071.2435 | 0.0048489 | 490.33 | 0.076323 | 490.9144 | 0.70452 | 490.3302 | 2.5847 | 490.3302 | 1.6578 | 490.9144 | #REF! | 490.3302 | 2.7987 | 487.9069 | 0.070119
| 279.9244 | 0.12109 | 279.9243 | 0.42976 | 279.9244 | 2.1907 | 279.9244 | 2.1222 | 279.9244 | 0.0071416 | 279.9244 | 0 | 473.4275 | 0 | 490.5536 | 0.4071 | 279.9244 | -0.12136 | 473.4275 | 0 | 490.5536 | 0.31784 | 490.5536 | 0.0633 | 484.5219 | 0.035827 | 490.5536 | 0.19561 | 490.5536 | 0.1307 | 491.1375 | 0.1044 | 489.5441 | 0.082191 | 490.5536 | 0.64996 | 491.1375 | 0.66371 | 491.1375 | 3.5819 | 491.1375 | 4.9085 | 473.4275 | 0.53798 | 491.1375 | 8.1303 | 491.1375 | 1.7922 |  |  | 490.5536 | 0.50508 | 485.26 | 0.022852 | 491.1375 | 0.0083131 | 490.5536 | 0.0098421 | 473.5454 | 0.00033538 | 491.1375 | 0.039534 | 491.1375 | 0.016426 | 490.5536 | 0.038282 | 491.1375 | 0.0065865 | 491.1375 | 0.0034577 | 491.1375 | 0.0070637 | 715.3809 | 0.083829 | 490.5536 | 0 | 490.5536 | 0.0093015 | 491.1375 | 0.0064927 | 714.6535 | 0.00017392 | 490.5536 | 0.051282 | 717.3904 | 0.00072506 | 715.3809 | 0.019783 | 490.5536 | 0 | 897.4244 | 0.0035874 | 1149.429 | 0.023722 | 1144.8113 | 0.07222 | 1016.7303 | 0.012376 | 1071.9823 | 0 | 1071.3063 | 0 | 1071.2997 | 0.0048762 | 490.554 | 0.074088 | 491.1375 | 0.71857 | 490.5536 | 2.6242 | 490.5536 | 1.688 | 491.1375 | #REF! | 490.5536 | 2.8304 | 488.1296 | 0.070457
| 279.9997 | 0.11614 | 279.9997 | 0.33803 | 279.9997 | 2.1666 | 279.9997 | 2.1337 | 279.9997 | 0.0022703 | 279.9997 | 0 | 473.5409 | 0.010128 | 490.777 | 0.38837 | 279.9997 | -0.18345 | 473.5409 | 0.038473 | 490.777 | 0.16398 | 490.777 | 0.032418 | 484.744 | 0.014541 | 490.777 | 0.10184 | 490.777 | -0.0014205 | 491.3607 | -0.0011347 | 489.7664 | 0.036988 | 490.777 | 0.51728 | 491.3607 | 0.58018 | 491.3607 | 3.4703 | 491.3607 | 4.8251 | 473.5409 | 0.53171 | 491.3607 | 8.1333 | 491.3607 | 1.8265 |  |  | 490.777 | 0.5119 | 485.49 | -0.023318 | 491.3607 | 0 | 490.777 | 0.00056314 | 473.6612 | 0.00034491 | 491.3607 | 0 | 491.3607 | 0 | 490.777 | -0.0095343 | 491.3607 | -0.0090345 | 491.3607 | -0.0056817 | 491.3607 | -0.0049535 | 715.5445 | 0.098298 | 490.777 | 0 | 490.777 | -0.018651 | 491.3607 | -0.0053971 | 714.8171 | 0.00078262 | 490.777 | -0.019234 | 717.5545 | 0.00021829 | 715.5445 | 0.020658 | 490.777 | 0 | 897.5045 | 0.00366 | 1149.7527 | 0.023616 | 1144.8754 | 0.072471 | 1016.743 | 0.012407 | 1072.0387 | 0 | 1071.3624 | 0 | 1071.356 | 0.0048955 | 490.777 | 0.072621 | 491.3607 | 0.71314 | 490.777 | 2.6159 | 490.777 | 1.7065 | 491.3607 | #REF! | 490.777 | 2.8413 | 488.3522 | 0.070275
| 280.075 | 0.11634 | 280.075 | 0.35705 | 280.075 | 2.1426 | 280.075 | 2.1687 | 280.075 | 0.012855 | 280.075 | 0 | 473.6542 | 0 | 491.0004 | 0.40649 | 280.075 | -0.11666 | 473.6542 | 0 | 491.0004 | 0.19858 | 491.0004 | 0.058777 | 484.9662 | 0.029706 | 491.0004 | 0.19049 | 491.0004 | 0.09132 | 491.5839 | 0.072945 | 489.9886 | 0.075364 | 491.0004 | 0.60377 | 491.5839 | 0.63662 | 491.5839 | 3.4683 | 491.5839 | 4.8065 | 473.6542 | 0.54456 | 491.5839 | 8.2391 | 491.5839 | 1.8805 |  |  | 491.0004 | 0.52902 | 485.71 | -0.00058295 | 491.5839 | 0.0053144 | 491.0004 | 0.0058342 | 473.777 | 0.00031213 | 491.5839 | 0.034603 | 491.5839 | 0.013249 | 491.0004 | 0.041226 | 491.5839 | 0.0022165 | 491.5839 | 0.0013661 | 491.5839 | 0.0037126 | 715.708 | 0.14502 | 491.0004 | 0 | 491.0004 | 0.00072884 | 491.5839 | 0.0036147 | 714.9807 | 0.00017392 | 491.0004 | 0.031657 | 717.7185 | 0.00062305 | 715.708 | 0.022953 | 491.0004 | 0.0036213 | 897.5847 | 0.0038036 | 1150.0765 | 0.023827 | 1144.9396 | 0.072727 | 1016.7556 | 0.012439 | 1072.095 | 0 | 1071.4187 | 0 | 1071.4122 | 0.0049092 | 491 | 0.076443 | 491.5839 | 0.72654 | 491.0004 | 2.6321 | 491.0004 | 1.7269 | 491.5839 | #REF! | 491.0004 | 2.8939 | 488.5749 | 0.072623
| 280.1503 | 0.11041 | 280.1503 | 0.41406 | 280.1503 | 2.1176 | 280.1503 | 2.2047 | 280.1503 | 0.0028867 | 280.1503 | 0 | 473.7676 | 0.024828 | 491.2238 | 0.37779 | 280.1503 | -0.16033 | 473.7676 | 0.03138 | 491.2238 | 0.047977 | 491.2238 | 0.022783 | 485.1883 | -0.0016002 | 491.2238 | 0.08059 | 491.2238 | -0.029017 | 491.8071 | -0.023178 | 490.2109 | 0.044519 | 491.2238 | 0.4669 | 491.8071 | 0.55999 | 491.8071 | 3.3643 | 491.8071 | 4.7328 | 473.7676 | 0.55595 | 491.8071 | 8.2937 | 491.8071 | 1.9206 |  |  | 491.2238 | 0.53385 | 485.94 | -0.015623 | 491.8071 | 0 | 491.2238 | 9.6089e-05 | 473.8927 | 0.00031747 | 491.8071 | 0 | 491.8071 | 0 | 491.2238 | -0.0078462 | 491.8071 | -0.0078098 | 491.8071 | -0.0038967 | 491.8071 | -0.019215 | 715.8715 | 0.11987 | 491.2238 | 0 | 491.2238 | -0.0055878 | 491.8071 | -0.0020256 | 715.1443 | 0 | 491.2238 | -0.02627 | 717.8826 | 0.00030055 | 715.8715 | 0.023937 | 491.2238 | 0.0090425 | 897.665 | 0.0035506 | 1150.4006 | 0.026013 | 1145.0038 | 0.072983 | 1016.7683 | 0.01247 | 1072.1512 | 0 | 1071.475 | 0 | 1071.4684 | 0.0049171 | 491.224 | 0.080434 | 491.8071 | 0.73432 | 491.2238 | 2.6351 | 491.2238 | 1.7526 | 491.8071 | #REF! | 491.2238 | 2.8798 | 488.7975 | 0.073918
| 280.2257 | 0.11086 | 280.2256 | 0.37788 | 280.2257 | 2.0919 | 280.2257 | 2.2414 | 280.2257 | 0.0061192 | 280.2257 | 0 | 473.881 | 0 | 491.4472 | 0.38658 | 280.2257 | -0.11342 | 473.881 | 0 | 491.4472 | 0.20313 | 491.4472 | 0.054342 | 485.4105 | 0.034592 | 491.4472 | 0.18096 | 491.4472 | 0.15299 | 492.0303 | 0.12221 | 490.4332 | 0.06279 | 491.4472 | 0.5727 | 492.0303 | 0.59375 | 492.0303 | 3.3001 | 492.0303 | 4.6843 | 473.881 | 0.53328 | 492.0303 | 8.3367 | 492.0303 | 1.9701 |  |  | 491.4472 | 0.56886 | 486.16 | 0.01061 | 492.0303 | 0.0054689 | 491.4472 | 0.010349 | 474.0085 | 0.00032661 | 492.0303 | 0.025076 | 492.0303 | 0.015628 | 491.4472 | 0.024904 | 492.0303 | -0.00059251 | 492.0303 | -0.0012463 | 492.0303 | 0.0094629 | 716.0351 | 0.14838 | 491.4472 | 0 | 491.4472 | -0.0007907 | 492.0303 | 0.0067872 | 715.308 | 0.00069566 | 491.4472 | 0.020148 | 718.0466 | 0.0005671 | 716.0351 | 0.023172 | 491.4472 | 0.0018107 | 897.745 | 0.0040028 | 1150.7249 | 0.025096 | 1145.068 | 0.073234 | 1016.7809 | 0.012502 | 1072.2075 | 0 | 1071.5312 | 0 | 1071.5247 | 0.0049205 | 491.447 | 0.075867 | 492.0303 | 0.74151 | 491.4472 | 2.6714 | 491.4472 | 1.7739 | 492.0303 | #REF! | 491.4472 | 2.9502 | 489.0202 | 0.075565
| 280.301 | 0.10779 | 280.301 | 0.3709 | 280.301 | 2.0646 | 280.301 | 2.2492 | 280.301 | 0.0011352 | 280.301 | 0 | 473.9943 | 0.0087231 | 491.6707 | 0.35966 | 280.301 | -0.17031 | 473.9943 | 0.016026 | 491.6707 | 0.030041 | 491.6707 | 0.025369 | 485.6327 | 0.01296 | 491.6707 | 0.083521 | 491.6707 | -0.0010451 | 492.2535 | -0.00083482 | 490.6555 | 0.036625 | 491.6707 | 0.43834 | 492.2535 | 0.49493 | 492.2535 | 3.2122 | 492.2535 | 4.6073 | 473.9943 | 0.55188 | 492.2535 | 8.3483 | 492.2535 | 2.0002 |  |  | 491.6707 | 0.58287 | 486.38 | -0.012475 | 492.2535 | 0 | 491.6707 | 0.0024281 | 474.1243 | 0.00030184 | 492.2535 | 0 | 492.2535 | 0 | 491.6707 | -0.029985 | 492.2535 | -0.0094026 | 492.2535 | -0.0069035 | 492.2535 | -0.012808 | 716.1986 | 0.11453 | 491.6707 | 0 | 491.6707 | 0.0099048 | 492.2535 | -0.0057411 | 715.4716 | 0.00078262 | 491.6707 | -0.0063673 | 718.2107 | 0.00036527 | 716.1986 | 0.024811 | 491.6707 | 0 | 897.8252 | 0.0039956 | 1151.0493 | 0.023898 | 1145.1323 | 0.07349 | 1016.7936 | 0.012535 | 1072.2639 | 0 | 1071.5874 | 0 | 1071.5809 | 0.0049217 | 491.671 | 0.077044 | 492.2535 | 0.7407 | 491.6707 | 2.6533 | 491.6707 | 1.8093 | 492.2535 | #REF! | 491.6707 | 2.915 | 489.2429 | 0.076607
| 280.3763 | 0.10705 | 280.3763 | 0.34618 | 280.3763 | 2.041 | 280.3763 | 2.3052 | 280.3763 | 0.0087954 | 280.3763 | 0 | 474.1077 | 0 | 491.8941 | 0.41164 | 280.3763 | -0.14564 | 474.1077 | 0 | 491.8941 | 0.21859 | 491.8941 | 0.070118 | 485.8549 | 0.047791 | 491.8941 | 0.19268 | 491.8941 | 0.1763 | 492.4767 | 0.14082 | 490.8777 | 0.09246 | 491.8941 | 0.5895 | 492.4767 | 0.61705 | 492.4767 | 3.1857 | 492.4767 | 4.5479 | 474.1077 | 0.55376 | 492.4767 | 8.3965 | 492.4767 | 2.05 |  |  | 491.8941 | 0.61058 | 486.61 | 0.01061 | 492.4767 | 0.0093638 | 491.8941 | 0.014053 | 474.2401 | 0.00033538 | 492.4767 | 0.043189 | 492.4767 | 0.017514 | 491.8941 | 0.035236 | 492.4767 | 0.0071727 | 492.4767 | 0.0041061 | 492.4767 | 0.01467 | 716.3621 | 0.15073 | 491.8941 | 0 | 491.8941 | 0.007185 | 492.4767 | -0.00092773 | 715.6352 | 0.00069566 | 491.8941 | 0.016898 | 718.3748 | 0.00051335 | 716.3621 | 0.023827 | 491.8941 | 0 | 897.9055 | 0.0040375 | 1151.3739 | 0.021853 | 1145.1965 | 0.073751 | 1016.8063 | 0.012568 | 1072.3202 | 0 | 1071.6437 | 0 | 1071.6372 | 0.0049217 | 491.894 | 0.075602 | 492.4767 | 0.75755 | 491.8941 | 2.6775 | 491.8941 | 1.835 | 492.4767 | #REF! | 491.8941 | 2.996 | 489.4656 | 0.078533
| 280.4517 | 0.10347 | 280.4517 | 0.36275 | 280.4517 | 2.0171 | 280.4517 | 2.3024 | 280.4517 | 0.00042914 | 280.4517 | 0 | 474.2211 | 0.0052105 | 492.1176 | 0.37099 | 280.4517 | -0.171 | 474.2211 | 0.011926 | 492.1176 | 0.13231 | 492.1176 | 0.030381 | 486.0771 | 0.0012493 | 492.1176 | 0.095243 | 492.1176 | 0.069473 | 492.7 | 0.055493 | 491.1001 | 0.040053 | 492.1176 | 0.41567 | 492.7 | 0.50504 | 492.7 | 3.0949 | 492.7 | 4.5022 | 474.2211 | 0.54237 | 492.7 | 8.4627 | 492.7 | 2.1029 |  |  | 492.1176 | 0.61728 | 486.83 | 0.0029147 | 492.7 | 0 | 492.1176 | 0.0059357 | 474.3559 | 0.00027516 | 492.7 | 0 | 492.7 | 0 | 492.1176 | -0.018916 | 492.7 | -0.0038889 | 492.7 | -0.0011875 | 492.7 | -0.006781 | 716.5257 | 0.10054 | 492.1176 | 0 | 492.1176 | -0.00023848 | 492.7 | 0.00098466 | 715.7988 | 0 | 492.1176 | -0.029037 | 718.5388 | 0.00038392 | 716.5257 | 0.023937 | 492.1176 | 0 | 897.9857 | 0.0044725 | 1151.6987 | 0.025519 | 1145.2607 | 0.074007 | 1016.8189 | 0.012601 | 1072.3766 | 0 | 1071.6999 | 0 | 1071.6935 | 0.0049205 | 492.118 | 0.071516 | 492.7 | 0.75498 | 492.1176 | 2.6708 | 492.1176 | 1.8651 | 492.7 | #REF! | 492.1176 | 2.9725 | 489.6883 | 0.078682
| 280.527 | 0.10276 | 280.527 | 0.38138 | 280.527 | 1.995 | 280.527 | 2.3648 | 280.527 | 0.0093968 | 280.527 | 0 | 474.3345 | 0 | 492.3411 | 0.40156 | 280.527 | -0.11612 | 474.3345 | 0 | 492.3411 | 0.22743 | 492.3411 | 0.068337 | 486.2993 | 0.025978 | 492.3411 | 0.18243 | 492.3411 | 0.13982 | 492.9232 | 0.11169 | 491.3224 | 0.09138 | 492.3411 | 0.54415 | 492.9232 | 0.55445 | 492.9232 | 3.0751 | 492.9232 | 4.4803 | 474.3345 | 0.57445 | 492.9232 | 8.5821 | 492.9232 | 2.1743 |  |  | 492.3411 | 0.65149 | 487.05 | -0.021219 | 492.9232 | 0.0046034 | 492.3411 | 0.013698 | 474.4717 | 0.00029917 | 492.9232 | 0.031139 | 492.9232 | 0.0080284 | 492.3411 | 0.034036 | 492.9232 | 0.0053164 | 492.9232 | 0.00054933 | 492.9232 | 0.0098171 | 716.6893 | 0.15564 | 492.3411 | 0 | 492.3411 | -0.0026236 | 492.9232 | 5.7175e-05 | 715.9625 | 0.00069566 | 492.3411 | 0.024853 | 718.7029 | 0.00052103 | 716.6893 | 0.022516 | 492.3411 | 0 | 898.0659 | 0.0049046 | 1152.0238 | 0.023193 | 1145.3249 | 0.074264 | 1016.8316 | 0.012634 | 1072.4329 | 0 | 1071.7562 | 0 | 1071.7498 | 0.0049228 | 492.341 | 0.067717 | 492.9232 | 0.77704 | 492.3411 | 2.7561 | 492.3411 | 1.8739 | 492.9232 | #REF! | 492.3411 | 3.084 | 489.911 | 0.079938
| 280.6024 | 0.099203 | 280.6024 | 0.31772 | 280.6024 | 1.9703 | 280.6024 | 2.3635 | 280.6024 | 0.0019094 | 280.6024 | 0 | 474.4478 | 0.0031028 | 492.5646 | 0.37109 | 280.6024 | -0.16218 | 474.4478 | 0.0093174 | 492.5646 | 0.12813 | 492.5646 | 0.027295 | 486.5215 | 0.0073943 | 492.5646 | 0.082056 | 492.5646 | 0.032407 | 493.1465 | 0.025886 | 491.5447 | 0.030497 | 492.5646 | 0.46354 | 493.1465 | 0.45869 | 493.1465 | 2.9926 | 493.1465 | 4.434 | 474.4478 | 0.5595 | 493.1465 | 8.6444 | 493.1465 | 2.2168 |  |  | 492.5646 | 0.66556 | 487.28 | -0.015623 | 493.1465 | 0 | 492.5646 | 0.004334 | 474.5874 | 0.00029803 | 493.1465 | 0 | 493.1465 | 0 | 492.5646 | -0.028085 | 493.1465 | -0.007275 | 493.1465 | -0.0037341 | 493.1465 | -0.011029 | 716.8528 | 0.12233 | 492.5646 | 0 | 492.5646 | -0.021654 | 493.1465 | 0.00066655 | 716.1261 | 0 | 492.5646 | -0.015611 | 718.867 | 0.00044644 | 716.8528 | 0.023499 | 492.5646 | 0 | 898.1462 | 0.0046426 | 1152.3489 | 0.023651 | 1145.3893 | 0.074525 | 1016.8442 | 0.012668 | 1072.4893 | 0 | 1071.8125 | 0 | 1071.806 | 0.0049285 | 492.565 | 0.065939 | 493.1465 | 0.77542 | 492.5646 | 2.7532 | 492.5646 | 1.8899 | 493.1465 | #REF! | 492.5646 | 3.0874 | 490.1337 | 0.080363
| 280.6777 | 0.10002 | 280.6777 | 0.3231 | 280.6777 | 1.9471 | 280.6777 | 2.4082 | 280.6777 | 0.012253 | 280.6777 | 0 | 474.5612 | 0 | 492.7881 | 0.3738 | 280.6777 | -0.08104 | 474.5612 | 0 | 492.7881 | 0.2416 | 492.7881 | 0.052496 | 486.7437 | 0.034271 | 492.7881 | 0.18756 | 492.7881 | 0.15603 | 493.3698 | 0.12464 | 491.767 | 0.084258 | 492.7881 | 0.56347 | 493.3698 | 0.52955 | 493.3698 | 2.9641 | 493.3698 | 4.3627 | 474.5612 | 0.56943 | 493.3698 | 8.655 | 493.3698 | 2.2564 |  |  | 492.7881 | 0.70737 | 487.5 | -0.0030314 | 493.3698 | 0.0032538 | 492.7881 | 0.0071533 | 474.7033 | 0.00035291 | 493.3698 | 0.028584 | 493.3698 | 0.017669 | 492.7881 | 0.0167 | 493.3698 | 0.0011552 | 493.3698 | 0.0011965 | 493.3698 | 0.010156 | 717.0164 | 0.16408 | 492.7881 | 0 | 492.7881 | -0.0044762 | 493.3698 | 0.011719 | 716.2898 | 0.00017392 | 492.7881 | 0.009271 | 719.0311 | 0.00046399 | 717.0164 | 0.02339 | 492.7881 | 0.0090425 | 898.2264 | 0.0042392 | 1152.6743 | 0.023263 | 1145.4535 | 0.074786 | 1016.8569 | 0.012702 | 1072.5455 | 0 | 1071.8688 | 0 | 1071.8623 | 0.0049376 | 492.788 | 0.06964 | 493.3698 | 0.77869 | 492.7881 | 2.8034 | 492.7881 | 1.9111 | 493.3698 | #REF! | 492.7881 | 3.1754 | 490.3565 | 0.082598
| 280.7531 | 0.095839 | 280.7531 | 0.35959 | 280.7531 | 1.9212 | 280.7531 | 2.4194 | 280.7531 | 0.0012238 | 280.7531 | 0 | 474.6746 | 0.011533 | 493.0116 | 0.38441 | 280.7531 | -0.14377 | 474.6746 | 0.01938 | 493.0116 | 0.044988 | 493.0116 | 0.034571 | 486.9659 | 0.0036827 | 493.0116 | 0.090847 | 493.0116 | 0.01275 | 493.5931 | 0.010184 | 491.9894 | 0.032056 | 493.0116 | 0.42995 | 493.5931 | 0.47588 | 493.5931 | 2.8624 | 493.5931 | 4.2828 | 474.6746 | 0.57915 | 493.5931 | 8.6282 | 493.5931 | 2.2955 |  |  | 493.0116 | 0.71282 | 487.73 | -0.013874 | 493.5931 | 0 | 493.0116 | 0.0049097 | 474.8191 | 0.00035138 | 493.5931 | 0 | 493.5931 | 0 | 493.0116 | -0.0015971 | 493.5931 | -0.0031292 | 493.5931 | -0.0025716 | 493.5931 | -0.004694 | 717.18 | 0.13258 | 493.0116 | 0 | 493.0116 | -0.011523 | 493.5931 | 0.0048867 | 716.4534 | 0.00026087 | 493.0116 | -0.050314 | 719.1952 | 0.00046838 | 717.18 | 0.02492 | 493.0116 | 0.0090425 | 898.3068 | 0.0044344 | 1152.9999 | 0.020303 | 1145.5177 | 0.075047 | 1016.8696 | 0.012736 | 1072.6019 | 0 | 1071.9251 | 0 | 1071.9186 | 0.0049467 | 493.012 | 0.071395 | 493.5931 | 0.78812 | 493.0116 | 2.8018 | 493.0116 | 1.9271 | 493.5931 | #REF! | 493.0116 | 3.1553 | 490.5792 | 0.083082
| 280.8284 | 0.09493 | 280.8285 | 0.36418 | 280.8284 | 1.8953 | 280.8284 | 2.4687 | 280.8284 | 0.01081 | 280.8285 | 0 | 474.788 | 0 | 493.2351 | 0.33461 | 280.8284 | -0.0838 | 474.788 | 0 | 493.2351 | 0.2091 | 493.2351 | 0.061487 | 487.1882 | 0.044103 | 493.2351 | 0.18829 | 493.2351 | 0.10132 | 493.8164 | 0.080933 | 492.2117 | 0.066325 | 493.2351 | 0.50552 | 493.8164 | 0.52572 | 493.8164 | 2.8219 | 493.8164 | 4.2217 | 474.788 | 0.56734 | 493.8164 | 8.6887 | 493.8164 | 2.3496 |  |  | 493.2351 | 0.7323 | 487.95 | 0.0060627 | 493.8164 | 0.0064299 | 493.2351 | -0.0018379 | 474.9349 | 0.0003026 | 493.8164 | 0.028164 | 493.8164 | 0.015952 | 493.2351 | 0.035795 | 493.8164 | -0.00095935 | 493.8164 | -0.00021199 | 493.8164 | 0.012577 | 717.3435 | 0.14897 | 493.2351 | 0 | 493.2351 | 0.0092031 | 493.8164 | 0.0010905 | 716.6171 | 0 | 493.2351 | 0.025836 | 719.3593 | 0.00042121 | 717.3435 | 0.023281 | 493.2351 | 0 | 898.3871 | 0.0046288 | 1153.3256 | 0.023827 | 1145.582 | 0.075308 | 1016.8823 | 0.01277 | 1072.6583 | 0 | 1071.9813 | 0 | 1071.9749 | 0.0049558 | 493.235 | 0.065145 | 493.8164 | 0.78471 | 493.2351 | 2.8209 | 493.2351 | 1.9298 | 493.8164 | #REF! | 493.2351 | 3.2229 | 490.802 | 0.084264
| 280.9038 | 0.092021 | 280.9038 | 0.28332 | 280.9038 | 1.8683 | 280.9038 | 2.4501 | 280.9038 | 0.00045966 | 280.9038 | 0 | 474.9014 | 0.014695 | 493.4587 | 0.37384 | 280.9038 | -0.147 | 474.9014 | 0.028371 | 493.4587 | 0.047481 | 493.4587 | 0.02824 | 487.4105 | 0.00085136 | 493.4587 | 0.076927 | 493.4587 | -0.0061042 | 494.0397 | -0.0048759 | 492.4341 | 0.040413 | 493.4587 | 0.39552 | 494.0397 | 0.43348 | 494.0397 | 2.75 | 494.0397 | 4.1812 | 474.9014 | 0.55219 | 494.0397 | 8.7862 | 494.0397 | 2.4067 |  |  | 493.4587 | 0.76034 | 488.17 | 0.0029147 | 494.0397 | 0 | 493.4587 | 0.010349 | 475.0507 | 0.00027783 | 494.0397 | 0 | 494.0397 | 0 | 493.4587 | -0.017133 | 494.0397 | -0.004299 | 494.0397 | -0.0044542 | 494.0397 | -0.0043793 | 717.5071 | 0.129 | 493.4587 | 0 | 493.4587 | -0.018712 | 494.0397 | -0.0037149 | 716.7808 | 0.00078262 | 493.4587 | -0.015041 | 719.5235 | 0.0004267 | 717.5071 | 0.023937 | 493.4587 | 0 | 898.4674 | 0.0041779 | 1153.6515 | 0.023334 | 1145.6462 | 0.075575 | 1016.8949 | 0.012804 | 1072.7147 | 0 | 1072.0377 | 0 | 1072.0311 | 0.0049603 | 493.459 | 0.066179 | 494.0397 | 0.80269 | 493.4587 | 2.842 | 493.4587 | 1.9262 | 494.0397 | #REF! | 493.4587 | 3.2623 | 491.0248 | 0.08388
| 280.9792 | 0.091286 | 280.9792 | 0.27677 | 280.9792 | 1.8453 | 280.9792 | 2.5075 | 280.9792 | 0.013336 | 280.9792 | 0 | 475.0148 | 0 | 493.6823 | 0.34893 | 280.9792 | -0.07092 | 475.0148 | 0 | 493.6823 | 0.27019 | 493.6823 | 0.063679 | 487.6328 | 0.03072 | 493.6823 | 0.18682 | 493.6823 | 0.11652 | 494.263 | 0.093073 | 492.6565 | 0.069163 | 493.6823 | 0.50301 | 494.263 | 0.51936 | 494.263 | 2.7845 | 494.263 | 4.2207 | 475.0148 | 0.57089 | 494.263 | 8.9897 | 494.263 | 2.5198 |  |  | 493.6823 | 0.81827 | 488.4 | -0.00513 | 494.263 | 0.012891 | 493.6823 | 0.009284 | 475.1665 | 0.00025535 | 494.263 | 0.021258 | 494.263 | 0.012944 | 493.6823 | 0.036205 | 494.263 | 0.00051925 | 494.263 | 0.00092518 | 494.263 | 0.0097834 | 717.6707 | 0.17043 | 493.6823 | 0 | 493.6823 | 0.027924 | 494.263 | 0.0049972 | 716.9444 | 0.00017392 | 493.6823 | 0.03526 | 719.6876 | 0.00043986 | 717.6707 | 0.022406 | 493.6823 | 0 | 898.5477 | 0.0037918 | 1153.9775 | 0.024003 | 1145.7106 | 0.075836 | 1016.9076 | 0.012839 | 1072.771 | 0 | 1072.094 | 0 | 1072.0874 | 0.0049558 | 493.682 | 0.067068 | 494.263 | 0.81575 | 493.6823 | 2.9543 | 493.6823 | 1.9386 | 494.263 | #REF! | 493.6823 | 3.4159 | 491.2476 | 0.085036
| 281.0546 | 0.087112 | 281.0546 | 0.30736 | 281.0546 | 1.8198 | 281.0546 | 2.5162 | 281.0546 | 0.0018643 | 281.0546 | 0 | 475.1282 | 0.0045078 | 493.9058 | 0.36659 | 281.0546 | -0.12448 | 475.1282 | 0.020498 | 493.9058 | 0.019757 | 493.9058 | 0.025967 | 487.855 | 0.012794 | 493.9058 | 0.083521 | 493.9058 | -0.0012867 | 494.4864 | -0.0010278 | 492.8789 | 0.043046 | 493.9058 | 0.38712 | 494.4864 | 0.43831 | 494.4864 | 2.7029 | 494.4864 | 4.174 | 475.1282 | 0.57413 | 494.4864 | 9.1084 | 494.4864 | 2.5791 |  |  | 493.9058 | 0.83713 | 488.62 | 0.0088609 | 494.4864 | 0 | 493.9058 | 0.0011641 | 475.2823 | 0.00031404 | 494.4864 | 0 | 494.4864 | 0 | 493.9058 | -0.013654 | 494.4864 | -0.011063 | 494.4864 | -0.0034361 | 494.4864 | -0.013107 | 717.8343 | 0.14395 | 493.9058 | 0 | 493.9058 | -0.0061047 | 494.4864 | -0.0013149 | 717.1081 | 0.00026087 | 493.9058 | -0.052132 | 719.8517 | 0.00048593 | 717.8343 | 0.023937 | 493.9058 | 0.0090425 | 898.6282 | 0.003818 | 1154.3038 | 0.024003 | 1145.7749 | 0.076102 | 1016.9202 | 0.012873 | 1072.8274 | 0 | 1072.1503 | 0 | 1072.1438 | 0.0049421 | 493.906 | 0.070314 | 494.4864 | 0.8355 | 493.9058 | 2.9634 | 493.9058 | 1.9669 | 494.4864 | #REF! | 493.9058 | 3.4172 | 491.4704 | 0.084982
| 281.1299 | 0.087831 | 281.1299 | 0.31356 | 281.1299 | 1.7965 | 281.1299 | 2.5429 | 281.1299 | 0.011923 | 281.1299 | 0 | 475.2416 | 0 | 494.1294 | 0.39487 | 281.1299 | -0.0718 | 475.2416 | 0 | 494.1294 | 0.19469 | 494.1294 | 0.054272 | 488.0773 | 0.018586 | 494.1294 | 0.19122 | 494.1294 | 0.11551 | 494.7097 | 0.092264 | 493.1013 | 0.076653 | 494.1294 | 0.48873 | 494.7098 | 0.50386 | 494.7098 | 2.6566 | 494.7098 | 4.119 | 475.2416 | 0.60767 | 494.7097 | 9.1066 | 494.7097 | 2.6323 |  |  | 494.1294 | 0.88153 | 488.84 | -0.0037309 | 494.7098 | 0.005325 | 494.1294 | 0.0093855 | 475.3981 | 0.00033614 | 494.7098 | 0.027395 | 494.7097 | 0.018619 | 494.1294 | 0.048588 | 494.7098 | 0.0041068 | 494.7098 | -0.00061672 | 494.7098 | 0.0046683 | 717.9979 | 0.17139 | 494.1294 | 0 | 494.1294 | 0.004843 | 494.7097 | 0.0043375 | 717.2718 | 0.00069566 | 494.1294 | 0.034021 | 720.0159 | 0.00031043 | 717.9979 | 0.023281 | 494.1294 | 0 | 898.7084 | 0.0039032 | 1154.6302 | 0.02418 | 1145.8392 | 0.076369 | 1016.9329 | 0.012908 | 1072.8838 | 0 | 1072.2065 | 0 | 1072.2001 | 0.0049183 | 494.129 | 0.065914 | 494.7097 | 0.84834 | 494.1294 | 3.0157 | 494.1294 | 1.9793 | 494.7097 | #REF! | 494.1294 | 3.5079 | 491.6932 | 0.086154
| 281.2053 | 0.085253 | 281.2053 | 0.27607 | 281.2053 | 1.7719 | 281.2053 | 2.5726 | 281.2053 | 0.0015336 | 281.2053 | 0 | 475.355 | 0.010128 | 494.353 | 0.34588 | 281.2053 | -0.09231 | 475.355 | 0.032885 | 494.353 | 0.049448 | 494.353 | 0.027925 | 488.2997 | -0.00055672 | 494.353 | 0.084986 | 494.353 | -0.010062 | 494.9331 | -0.0080376 | 493.3237 | 0.024937 | 494.353 | 0.38628 | 494.9331 | 0.424 | 494.9331 | 2.5444 | 494.9331 | 4.0081 | 475.355 | 0.62272 | 494.9331 | 9.0162 | 494.9331 | 2.6536 |  |  | 494.353 | 0.89007 | 489.07 | -0.0058295 | 494.9331 | 0 | 494.353 | -4.8553e-05 | 475.514 | 0.00038683 | 494.9331 | 0 | 494.9331 | 0 | 494.353 | -0.026782 | 494.9331 | -0.0070001 | 494.9331 | -0.00331 | 494.9331 | -0.017645 | 718.1615 | 0.14555 | 494.353 | 0 | 494.353 | 0.0020579 | 494.9331 | -0.00818 | 717.4355 | 0.00078262 | 494.353 | -0.031498 | 720.18 | 0.00047167 | 718.1615 | 0.024592 | 494.353 | 0 | 898.7888 | 0.0040945 | 1154.9569 | 0.024391 | 1145.9034 | 0.076635 | 1016.9456 | 0.012943 | 1072.9402 | 0 | 1072.2629 | 0 | 1072.2564 | 0.0048853 | 494.353 | 0.062044 | 494.9331 | 0.83517 | 494.353 | 3.0223 | 494.353 | 1.9917 | 494.9331 | #REF! | 494.353 | 3.5122 | 491.916 | 0.08602
| 281.2807 | 0.087658 | 281.2807 | 0.25924 | 281.2807 | 1.7479 | 281.2807 | 2.6447 | 281.2807 | 0.011411 | 281.2807 | 0 | 475.4684 | 0 | 494.5766 | 0.38416 | 281.2807 | -0.03362 | 475.4684 | 0 | 494.5766 | 0.30423 | 494.5766 | 0.071405 | 488.522 | 0.055485 | 494.5766 | 0.19195 | 494.5766 | 0.14286 | 495.1565 | 0.11412 | 493.5461 | 0.092472 | 494.5766 | 0.48369 | 495.1565 | 0.49094 | 495.1565 | 2.5277 | 495.1565 | 3.9405 | 475.4684 | 0.59074 | 495.1565 | 9.0659 | 495.1565 | 2.7101 |  |  | 494.5766 | 0.91817 | 489.29 | 0.013408 | 495.1565 | 0.011437 | 494.5766 | 0.0086245 | 475.6298 | 0.00036663 | 495.1565 | 0.030314 | 495.1565 | 0.012153 | 494.5766 | 0.031139 | 495.1565 | 0.0032287 | 495.1565 | 0.0028266 | 495.1565 | 0.016321 | 718.3251 | 0.14908 | 494.5766 | 0 | 494.5766 | 0.01017 | 495.1565 | 0.0010801 | 717.5992 | 0.00017392 | 494.5766 | 0.0034609 | 720.3442 | 0.00040147 | 718.3251 | 0.023937 | 494.5766 | 0 | 898.8692 | 0.0044997 | 1155.2838 | 0.024321 | 1145.9678 | 0.076901 | 1016.9583 | 0.012977 | 1072.9966 | 0 | 1072.3192 | 0 | 1072.3127 | 0.0048455 | 494.577 | 0.061587 | 495.1565 | 0.85084 | 494.5766 | 3.0468 | 494.5766 | 1.9891 | 495.1565 | #REF! | 494.5766 | 3.5567 | 492.1389 | 0.088787
| 281.3561 | 0.083782 | 281.3561 | 0.32905 | 281.3561 | 1.7246 | 281.3561 | 2.6729 | 281.3561 | 0.005172 | 281.3561 | 0 | 475.5818 | 0.0087231 | 494.8003 | 0.39144 | 281.3561 | -0.11805 | 475.5818 | 0.037184 | 494.8003 | 0.048591 | 494.8003 | 0.038453 | 488.7443 | 0.0056366 | 494.8003 | 0.10403 | 494.8003 | 0.038607 | 495.3799 | 0.030838 | 493.7685 | 0.040411 | 494.8003 | 0.31406 | 495.3799 | 0.39053 | 495.3799 | 2.4658 | 495.3799 | 3.9032 | 475.5818 | 0.63964 | 495.3799 | 9.0804 | 495.3799 | 2.7619 |  |  | 494.8003 | 0.94369 | 489.52 | -0.021569 | 495.3799 | 0 | 494.8003 | 0.0094362 | 475.7456 | 0.00038607 | 495.3799 | 0.0061875 | 495.3799 | 0 | 494.8003 | -0.0040016 | 495.3799 | -0.0048837 | 495.3799 | -4.8667e-05 | 495.3799 | -0.008505 | 718.4887 | 0.14438 | 494.8003 | 0 | 494.8003 | -0.012332 | 495.3799 | -0.00086519 | 717.7629 | 0.00026087 | 494.8003 | -0.020928 | 720.5083 | 0.00050787 | 718.4887 | 0.025139 | 494.8003 | 0.0090425 | 898.9496 | 0.0047419 | 1155.6108 | 0.022241 | 1146.0321 | 0.077168 | 1016.9709 | 0.013012 | 1073.053 | 0 | 1072.3756 | 0 | 1072.369 | 0.0048046 | 494.8 | 0.062453 | 495.3799 | 0.8602 | 494.8003 | 3.0591 | 494.8003 | 1.982 | 495.3799 | #REF! | 494.8003 | 3.5725 | 492.3618 | 0.089314
| 281.4315 | 0.084831 | 281.4315 | 0.30543 | 281.4315 | 1.7028 | 281.4315 | 2.7345 | 281.4315 | 0.013877 | 281.4315 | 0 | 475.6952 | 0 | 495.0239 | 0.3504 | 281.4315 | -0.04901 | 475.6952 | 0 | 495.0239 | 0.20166 | 495.0239 | 0.054823 | 488.9666 | 0.037013 | 495.0239 | 0.18682 | 495.0239 | 0.081213 | 495.6033 | 0.064871 | 493.9909 | 0.078428 | 495.0239 | 0.48285 | 495.6033 | 0.47674 | 495.6033 | 2.429 | 495.6033 | 3.879 | 475.6952 | 0.63588 | 495.6033 | 9.167 | 495.6033 | 2.8311 |  |  | 495.0239 | 0.97931 | 489.74 | -0.0012825 | 495.6033 | 0.0079687 | 495.0239 | 0.0049652 | 475.8615 | 0.00032128 | 495.6033 | 0.014039 | 495.6033 | 0.012377 | 495.0239 | 0.027716 | 495.6033 | -0.00058916 | 495.6033 | -0.00084273 | 495.6033 | 0.0061661 | 718.6523 | 0.15543 | 495.0239 | 0 | 495.0239 | 0.00294 | 495.6033 | 0.004311 | 717.9266 | 0.00017392 | 495.0239 | 0.019272 | 720.6725 | 0.00036088 | 718.6523 | 0.023718 | 495.0239 | 0.0090425 | 899.03 | 0.0043329 | 1155.938 | 0.023475 | 1146.0964 | 0.077439 | 1016.9836 | 0.013047 | 1073.1094 | 0 | 1072.4319 | 0 | 1072.4254 | 0.0047671 | 495.024 | 0.062116 | 495.6033 | 0.85822 | 495.0239 | 3.1123 | 495.0239 | 1.9705 | 495.6033 | #REF! | 495.0239 | 3.6592 | 492.5846 | 0.091213
| 281.5069 | 0.081394 | 281.5069 | 0.22612 | 281.5069 | 1.677 | 281.5069 | 2.7238 | 281.5069 | 0.0019245 | 281.5069 | 0 | 475.8086 | 0.010479 | 495.2476 | 0.36313 | 281.5069 | -0.10223 | 475.8086 | 0.032455 | 495.2476 | 0.065689 | 495.2476 | 0.030874 | 489.189 | 0.020618 | 495.2476 | 0.087917 | 495.2476 | -0.01512 | 495.8268 | -0.012078 | 494.2134 | 0.028414 | 495.2476 | 0.33674 | 495.8268 | 0.36689 | 495.8268 | 2.3737 | 495.8268 | 3.8429 | 475.8086 | 0.63755 | 495.8268 | 9.261 | 495.8268 | 2.9017 |  |  | 495.2476 | 1.007 | 489.96 | -0.033112 | 495.8268 | 0 | 495.2476 | 0.0025904 | 475.9773 | 0.00034262 | 495.8268 | 0 | 495.8268 | 0 | 495.2476 | -0.01371 | 495.8268 | -0.0099386 | 495.8268 | -0.005369 | 495.8268 | -0.015761 | 718.816 | 0.14123 | 495.2476 | 0 | 495.2476 | -0.017688 | 495.8268 | -0.00039073 | 718.0903 | 0.00026087 | 495.2476 | -0.018992 | 720.8366 | 0.00036746 | 718.816 | 0.024811 | 495.2476 | 0.0072445 | 899.1105 | 0.0034034 | 1156.2654 | 0.023686 | 1146.1608 | 0.07771 | 1016.9962 | 0.013081 | 1073.1659 | 0 | 1072.4883 | 0 | 1072.4817 | 0.0047364 | 495.248 | 0.05577 | 495.8268 | 0.87613 | 495.2476 | 3.1611 | 495.2476 | 1.982 | 495.8268 | #REF! | 495.2476 | 3.7529 | 492.8075 | 0.093428
| 281.5823 | 0.079997 | 281.5823 | 0.25272 | 281.5823 | 1.6532 | 281.5823 | 2.7375 | 281.5823 | 0.01293 | 281.5823 | 0 | 475.922 | 0 | 495.4712 | 0.39868 | 281.5823 | -0.04443 | 475.922 | 0 | 495.4712 | 0.28179 | 495.4712 | 0.054076 | 489.4114 | 0.028147 | 495.4712 | 0.19342 | 495.4712 | 0.14692 | 496.0502 | 0.11735 | 494.4358 | 0.067982 | 495.4712 | 0.49545 | 496.0502 | 0.46627 | 496.0502 | 2.3764 | 496.0502 | 3.8138 | 475.922 | 0.63316 | 496.0502 | 9.3282 | 496.0502 | 2.9821 |  |  | 495.4712 | 1.0702 | 490.19 | -0.010027 | 496.0502 | 0.0072305 | 495.4712 | 0.011161 | 476.0932 | 0.00028317 | 496.0502 | 0.032093 | 496.0502 | 0.014584 | 495.4712 | 0.035181 | 496.0502 | 0.0025988 | 496.0502 | 8.106e-05 | 496.0502 | 0.0038957 | 718.9796 | 0.1511 | 495.4712 | 0 | 495.4712 | -0.0088765 | 496.0502 | 0.0056906 | 718.254 | 0 | 495.4712 | 0.014965 | 721.0008 | 0.00037734 | 718.9796 | 0.023609 | 495.4712 | 0 | 899.1909 | 0.0031866 | 1156.5929 | 0.020655 | 1146.2251 | 0.077982 | 1017.0089 | 0.013116 | 1073.2223 | 0 | 1072.5447 | 0 | 1072.5381 | 0.004716 | 495.471 | 0.052597 | 496.0502 | 0.8926 | 495.4712 | 3.2383 | 495.4712 | 1.9891 | 496.0502 | #REF! | 495.4712 | 3.8661 | 493.0304 | 0.095495
| 281.6577 | 0.075567 | 281.6577 | 0.26653 | 281.6577 | 1.6275 | 281.6577 | 2.683 | 281.6577 | 0.0030671 | 281.6577 | 0 | 476.0354 | 0.00099528 | 495.6949 | 0.38007 | 281.6577 | -0.05323 | 476.0354 | 0.021244 | 495.6949 | 0.056256 | 495.6949 | 0.029859 | 489.6338 | -0.0006694 | 495.6949 | 0.095976 | 495.6949 | 0.00019225 | 496.2736 | 0.00015356 | 494.6583 | 0.044404 | 495.6949 | 0.31322 | 496.2736 | 0.38622 | 496.2736 | 2.3061 | 496.2736 | 3.7839 | 476.0354 | 0.63484 | 496.2736 | 9.4446 | 496.2736 | 3.0654 |  |  | 495.6949 | 1.0841 | 490.41 | -0.0068788 | 496.2736 | 0 | 495.6949 | 0.0043323 | 476.209 | 0.0003026 | 496.2736 | 0 | 496.2736 | 0 | 495.6949 | -0.0091077 | 496.2736 | -0.0078178 | 496.2736 | -0.0031417 | 496.2736 | -0.01183 | 719.1432 | 0.18175 | 495.6949 | 0 | 495.6949 | -0.0081436 | 496.2737 | -0.012288 | 718.4177 | 0 | 495.6949 | -0.024554 | 721.165 | 0.00054955 | 719.1432 | 0.024592 | 495.6949 | 0.0090425 | 899.2714 | 0.0039969 | 1156.9207 | 0.022664 | 1146.2894 | 0.078253 | 1017.0215 | 0.01315 | 1073.2787 | 0 | 1072.601 | 0 | 1072.5945 | 0.0047069 | 495.695 | 0.05577 | 496.2736 | 0.90442 | 495.6949 | 3.2671 | 495.6949 | 2.0086 | 496.2737 | #REF! | 495.6949 | 3.9132 | 493.2533 | 0.095551
| 281.7331 | 0.075138 | 281.7331 | 0.2806 | 281.7331 | 1.6055 | 281.7331 | 2.6893 | 281.7331 | 0.013531 | 281.7331 | 0 | 476.1488 | 0 | 495.9186 | 0.38433 | 281.7331 | -0.00996 | 476.1488 | 0 | 495.9186 | 0.32291 | 495.9186 | 0.0601 | 489.8561 | 0.022413 | 495.9186 | 0.18609 | 495.9186 | 0.08537 | 496.4971 | 0.068192 | 494.8808 | 0.07974 | 495.9186 | 0.5072 | 496.4971 | 0.42127 | 496.4971 | 2.2954 | 496.4971 | 3.752 | 476.1488 | 0.6922 | 496.4971 | 9.502 | 496.4971 | 3.1392 |  |  | 495.9186 | 1.133 | 490.64 | 0.0032645 | 496.4971 | 0.0080101 | 495.9186 | 0.0064938 | 476.3249 | 0.00023972 | 496.4971 | 0.042238 | 496.4971 | 0.011156 | 495.9186 | 0.037914 | 496.4971 | -0.0013749 | 496.4971 | -0.00025351 | 496.4971 | 0.00076677 | 719.3069 | 0.15527 | 495.9186 | 0 | 495.9186 | 0.0031843 | 496.4971 | 0.0035576 | 718.5815 | 0 | 495.9186 | 0.018656 | 721.3292 | 0.00031372 | 719.3069 | 0.023062 | 495.9186 | 0.0090425 | 899.3519 | 0.0042126 | 1157.2487 | 0.023475 | 1146.3539 | 0.078525 | 1017.0342 | 0.013184 | 1073.3351 | 0 | 1072.6573 | 0 | 1072.6508 | 0.0047103 | 495.919 | 0.057885 | 496.4971 | 0.91727 | 495.9186 | 3.3511 | 495.9186 | 2.0192 | 496.4971 | #REF! | 495.9186 | 4.0291 | 493.4762 | 0.095963
| 281.8085 | 0.071667 | 281.8085 | 0.21543 | 281.8085 | 1.5811 | 281.8085 | 2.6966 | 281.8085 | 0.0020447 | 281.8085 | 0 | 476.2622 | 0 | 496.1423 | 0.33874 | 281.8085 | -0.1096 | 476.2622 | 0.029016 | 496.1423 | 0.11459 | 496.1423 | 0.027615 | 490.0785 | 0.019627 | 496.1423 | 0.096708 | 496.1423 | -0.057122 | 496.7206 | -0.045628 | 495.1033 | 0.04614 | 496.1423 | 0.33506 | 496.7206 | 0.32673 | 496.7206 | 2.1828 | 496.7206 | 3.6569 | 476.2622 | 0.65678 | 496.7206 | 9.4223 | 496.7206 | 3.1581 |  |  | 496.1423 | 1.1355 | 490.86 | 0.0015157 | 496.7206 | 0 | 496.1423 | -0.00068229 | 476.4407 | 0.00030184 | 496.7206 | 0 | 496.7206 | 0 | 496.1423 | -0.039386 | 496.7206 | -0.012187 | 496.7206 | -0.0075815 | 496.7206 | -0.013111 | 719.4705 | 0.15276 | 496.1423 | 0 | 496.1423 | -0.023051 | 496.7206 | -0.0013489 | 718.7452 | 0.00078262 | 496.1423 | -0.043877 | 721.4934 | 0.00052103 | 719.4705 | 0.023827 | 496.1423 | 0.0090425 | 899.4324 | 0.0040944 | 1157.5768 | 0.021289 | 1146.4182 | 0.078796 | 1017.0469 | 0.013218 | 1073.3916 | 0 | 1072.7137 | 0 | 1072.7071 | 0.0047228 | 496.142 | 0.059544 | 496.7206 | 0.90457 | 496.1423 | 3.3364 | 496.1423 | 2.036 | 496.7206 | #REF! | 496.1423 | 4.0252 | 493.6992 | 0.095156
| 281.8839 | 0.073716 | 281.8839 | 0.21596 | 281.8839 | 1.5582 | 281.8839 | 2.7932 | 281.8839 | 0.014674 | 281.8839 | 0 | 476.3757 | 0 | 496.366 | 0.2998 | 281.8839 | -0.0386 | 476.3757 | 0 | 496.366 | 0.21774 | 496.366 | 0.057077 | 490.3009 | 0.030831 | 496.366 | 0.18682 | 496.366 | 0.12057 | 496.9441 | 0.09631 | 495.3258 | 0.079201 | 496.366 | 0.41147 | 496.9441 | 0.40211 | 496.9441 | 2.1704 | 496.9441 | 3.5951 | 476.3757 | 0.67443 | 496.9441 | 9.4058 | 496.9441 | 3.2221 |  |  | 496.366 | 1.1932 | 491.08 | 0.031946 | 496.9441 | 0.0076914 | 496.366 | 0.00097915 | 476.5566 | 0.00030984 | 496.9441 | 0.030067 | 496.9441 | 0.017342 | 496.366 | 0.055582 | 496.9441 | 0.0032846 | 496.9441 | 0.0017662 | 496.9441 | 0.0048861 | 719.6342 | 0.1558 | 496.366 | 0 | 496.366 | 0.01095 | 496.9441 | 0.0036785 | 718.9089 | 0 | 496.366 | 0.02922 | 721.6576 | 0.00029836 | 719.6342 | 0.022516 | 496.366 | 0.0090425 | 899.5129 | 0.0041883 | 1157.9052 | 0.023193 | 1146.4825 | 0.079073 | 1017.0596 | 0.013251 | 1073.448 | 0 | 1072.7701 | 0 | 1072.7635 | 0.0047398 | 496.366 | 0.053246 | 496.9441 | 0.89403 | 496.366 | 3.3618 | 496.366 | 2.0511 | 496.9441 | #REF! | 496.366 | 4.0693 | 493.9221 | 0.0958
| 281.9593 | 0.072815 | 281.9593 | 0.23002 | 281.9593 | 1.5342 | 281.9593 | 2.8356 | 281.9593 | 0.0059388 | 281.9593 | 0 | 476.4891 | 0.024242 | 496.5898 | 0.38786 | 281.9593 | -0.11971 | 476.4891 | 0.020871 | 496.5898 | 0.10348 | 496.5898 | 0.029399 | 490.5234 | 0.0041679 | 496.5898 | 0.096708 | 496.5898 | 0.024433 | 497.1676 | 0.019516 | 495.5483 | 0.023246 | 496.5898 | 0.35353 | 497.1676 | 0.35791 | 497.1676 | 2.094 | 497.1676 | 3.5347 | 476.4891 | 0.64111 | 497.1676 | 9.4164 | 497.1676 | 3.2784 |  |  | 496.5898 | 1.2209 | 491.31 | 0.018654 | 497.1676 | 0 | 496.5898 | 0.011009 | 476.6725 | 0.00034757 | 497.1676 | 0 | 497.1676 | 0 | 496.5898 | 0.0044071 | 497.1676 | -0.005232 | 497.1676 | -0.0030887 | 497.1676 | -0.007268 | 719.7979 | 0.20578 | 496.5898 | 0 | 496.5898 | 0.010181 | 497.1676 | -0.0052233 | 719.0727 | 0.00026087 | 496.5898 | -0.016872 | 721.8218 | 0.00054187 | 719.7979 | 0.024483 | 496.5898 | 0.0090425 | 899.5934 | 0.0043265 | 1158.2336 | 0.021501 | 1146.547 | 0.079349 | 1017.0723 | 0.013285 | 1073.5045 | 0 | 1072.8264 | 0 | 1072.82 | 0.0047603 | 496.59 | 0.053895 | 497.1676 | 0.92916 | 496.5898 | 3.3581 | 496.5898 | 2.0741 | 497.1676 | #REF! | 496.5898 | 4.0968 | 494.1451 | 0.095448
| 282.0347 | 0.073369 | 282.0347 | 0.26742 | 282.0347 | 1.512 | 282.0347 | 2.8903 | 282.0347 | 0.016779 | 282.0347 | 0 | 476.6025 | 0 | 496.8135 | 0.37403 | 282.0347 | -0.05679 | 476.6025 | 0 | 496.8135 | 0.20992 | 496.8135 | 0.055197 | 490.7458 | 0.022127 | 496.8135 | 0.16777 | 496.8135 | 0.10335 | 497.3911 | 0.082552 | 495.7708 | 0.085136 | 496.8135 | 0.40308 | 497.3911 | 0.38931 | 497.3911 | 2.0636 | 497.3911 | 3.4604 | 476.6025 | 0.68635 | 497.3911 | 9.3699 | 497.3911 | 3.3092 |  |  | 496.8135 | 1.2362 | 491.53 | 0.0018654 | 497.3911 | 0.0082994 | 496.8135 | 0.0060372 | 476.7883 | 0.00033119 | 497.3911 | 0.028869 | 497.3911 | 0.014698 | 496.8135 | 0.032201 | 497.3911 | 0.001375 | 497.3911 | -0.00040982 | 497.3911 | 0.0094806 | 719.9615 | 0.15468 | 496.8135 | 0 | 496.8135 | -0.0014499 | 497.3911 | 0.0060447 | 719.2364 | 0 | 496.8135 | 0.02955 | 721.986 | 0.00036198 | 719.9615 | 0.023609 | 496.8135 | 0 | 899.674 | 0.0045552 | 1158.5623 | 0.023545 | 1146.6113 | 0.079626 | 1017.0849 | 0.013318 | 1073.5609 | 0 | 1072.8828 | 0 | 1072.8763 | 0.0047773 | 496.814 | 0.049568 | 497.3911 | 0.92391 | 496.8135 | 3.3786 | 496.8135 | 2.0989 | 497.3911 | #REF! | 496.8135 | 4.1394 | 494.368 | 0.096707
| 282.1102 | 0.069485 | 282.1102 | 0.17824 | 282.1102 | 1.49 | 282.1102 | 2.907 | 282.1102 | 0.0042398 | 282.1102 | 0 | 476.7159 | 0.021114 | 497.0373 | 0.36599 | 282.1102 | -0.11245 | 476.7159 | 0.027942 | 497.0373 | 0.058797 | 497.0373 | 0.030694 | 490.9683 | 0.0045042 | 497.0373 | 0.083521 | 497.0373 | 0.035372 | 497.6146 | 0.028254 | 495.9933 | 0.052704 | 497.0373 | 0.30735 | 497.6146 | 0.31919 | 497.6146 | 1.9548 | 497.6146 | 3.3557 | 476.7159 | 0.67673 | 497.6146 | 9.226 | 497.6146 | 3.3123 |  |  | 497.0373 | 1.2549 | 491.76 | -0.0040807 | 497.6146 | 0 | 497.0373 | 0.0054791 | 476.9042 | 0.00037806 | 497.6146 | 0.001779 | 497.6146 | 0 | 497.0373 | -0.01336 | 497.6146 | -0.0029944 | 497.6146 | -0.0025255 | 497.6146 | -0.0089286 | 720.1252 | 0.20461 | 497.0373 | 0 | 497.0373 | 0.0090736 | 497.6146 | -0.0048032 | 719.4002 | 0.00078262 | 497.0373 | -0.012511 | 722.1503 | 0.00048483 | 720.1252 | 0.02492 | 497.0373 | 0 | 899.7545 | 0.0044949 | 1158.8911 | 0.024744 | 1146.6758 | 0.079902 | 1017.0976 | 0.013351 | 1073.6174 | 0 | 1072.9392 | 0 | 1072.9327 | 0.0047887 | 497.037 | 0.046659 | 497.6146 | 0.9187 | 497.0373 | 3.342 | 497.0373 | 2.1051 | 497.6146 | #REF! | 497.0373 | 4.0755 | 494.591 | 0.097686
| 282.1856 | 0.069683 | 282.1856 | 0.20615 | 282.1856 | 1.4674 | 282.1856 | 2.9141 | 282.1856 | 0.017952 | 282.1856 | 0 | 476.8294 | 0 | 497.2611 | 0.3685 | 282.1856 | -0.0353 | 476.8294 | 0 | 497.2611 | 0.29813 | 497.2611 | 0.040497 | 491.1907 | 0.029074 | 497.2611 | 0.17437 | 497.2611 | 0.1074 | 497.8382 | 0.085789 | 496.2158 | 0.086139 | 497.2611 | 0.39636 | 497.8382 | 0.40309 | 497.8382 | 1.9312 | 497.8382 | 3.3163 | 476.8294 | 0.68426 | 497.8382 | 9.248 | 497.8382 | 3.3707 |  |  | 497.2611 | 1.2787 | 491.98 | 0.0032645 | 497.8382 | 0.0036446 | 497.2611 | 0.0099943 | 477.0201 | 0.0003834 | 497.8382 | 0.019727 | 497.8382 | 0.012771 | 497.2611 | 0.031704 | 497.8382 | 7.2375e-05 | 497.8382 | -0.00011346 | 497.8382 | 0.0028676 | 720.2889 | 0.18133 | 497.2611 | 0 | 497.2611 | 0.011638 | 497.8382 | 0.0088168 | 719.5639 | 0.00017392 | 497.2611 | 0.01083 | 722.3145 | 0.00036966 | 720.2889 | 0.023718 | 497.2611 | 0 | 899.8351 | 0.0040601 | 1159.2202 | 0.020479 | 1146.7401 | 0.080179 | 1017.1102 | 0.013383 | 1073.6738 | 0 | 1072.9956 | 0 | 1072.9891 | 0.0047921 | 497.261 | 0.050986 | 497.8382 | 0.92802 | 497.2611 | 3.3724 | 497.2611 | 2.1095 | 497.8382 | #REF! | 497.2611 | 4.1462 | 494.814 | 0.099731
| 282.261 | 0.067154 | 282.261 | 0.22259 | 282.261 | 1.4429 | 282.261 | 2.9123 | 282.261 | 0.0037287 | 282.261 | 0 | 476.9428 | 0.0031028 | 497.4849 | 0.35931 | 282.261 | -0.08428 | 476.9428 | 0.013417 | 497.4849 | 0.061344 | 497.4848 | 0.025438 | 491.4132 | 0.0036829 | 497.4849 | 0.087184 | 497.4848 | -0.01543 | 498.0617 | -0.012326 | 496.4384 | 0.030345 | 497.4848 | 0.31406 | 498.0617 | 0.31049 | 498.0617 | 1.8738 | 498.0617 | 3.2579 | 476.9428 | 0.66482 | 498.0617 | 9.2781 | 498.0617 | 3.4472 |  |  | 497.4849 | 1.2959 | 492.2 | 0.0099102 | 498.0617 | 0 | 497.4848 | 0.0016431 | 477.136 | 0.00034872 | 498.0617 | 0 | 498.0617 | 0 | 497.4848 | -0.024605 | 498.0617 | -0.0068994 | 498.0617 | -0.0039043 | 498.0617 | -0.012285 | 720.4525 | 0.20535 | 497.4849 | 0 | 497.4849 | -0.0073567 | 498.0617 | -0.0035978 | 719.7277 | 0.0013044 | 497.4849 | -0.011334 | 722.4787 | 0.00044973 | 720.4525 | 0.025248 | 497.4848 | 0 | 899.9156 | 0.0039068 | 1159.5494 | 0.021959 | 1146.8046 | 0.080456 | 1017.1229 | 0.013415 | 1073.7304 | 0 | 1073.052 | 0 | 1073.0455 | 0.0047864 | 497.485 | 0.049015 | 498.0617 | 0.92842 | 497.4848 | 3.401 | 497.4848 | 2.1219 | 498.0617 | #REF! | 497.4848 | 4.1814 | 495.037 | 0.10035
| 282.3365 | 0.066741 | 282.3365 | 0.23503 | 282.3365 | 1.4193 | 282.3365 | 2.9177 | 282.3365 | 0.014689 | 282.3365 | 0 | 477.0562 | 0 | 497.7087 | 0.39287 | 282.3365 | -0.02687 | 477.0562 | 0 | 497.7087 | 0.1918 | 497.7087 | 0.061979 | 491.6357 | 0.034115 | 497.7087 | 0.1773 | 497.7087 | 0.14692 | 498.2853 | 0.11735 | 496.6609 | 0.089808 | 497.7087 | 0.34345 | 498.2853 | 0.36952 | 498.2853 | 1.8816 | 498.2853 | 3.2367 | 477.0562 | 0.68457 | 498.2853 | 9.3445 | 498.2853 | 3.5327 |  |  | 497.7087 | 1.3523 | 492.43 | -0.01947 | 498.2853 | 0.012674 | 497.7087 | 0.012379 | 477.2519 | 0.0003167 | 498.2853 | 0.034462 | 498.2853 | 0.019207 | 497.7087 | 0.017297 | 498.2853 | 0.0080121 | 498.2853 | 0.0021925 | 498.2853 | 0.012066 | 720.6162 | 0.18437 | 497.7087 | 0 | 497.7087 | -3.2781e-05 | 498.2853 | 3.6768e-05 | 719.8914 | 0 | 497.7087 | 0.026873 | 722.643 | 0.00043218 | 720.6162 | 0.023937 | 497.7087 | 0 | 899.9963 | 0.003532 | 1159.8789 | 0.023193 | 1146.869 | 0.080737 | 1017.1356 | 0.013447 | 1073.7869 | 0 | 1073.1085 | 0 | 1073.1019 | 0.0047717 | 497.709 | 0.045914 | 498.2853 | 0.9514 | 497.7087 | 3.4281 | 497.7087 | 2.1405 | 498.2853 | #REF! | 497.7087 | 4.2468 | 495.26 | 0.10255
| 282.4119 | 0.063378 | 282.4119 | 0.17739 | 282.4119 | 1.3947 | 282.4119 | 2.9048 | 282.4119 | 0.0074874 | 282.4119 | 0 | 477.1697 | 0.022678 | 497.9325 | 0.34326 | 282.4119 | -0.10782 | 477.1697 | 0.040623 | 497.9325 | 0.052156 | 497.9325 | 0.027061 | 491.8582 | 0.0078049 | 497.9325 | 0.082788 | 497.9325 | -0.034727 | 498.5089 | -0.027739 | 496.8835 | 0.021809 | 497.9325 | 0.28383 | 498.5089 | 0.28333 | 498.5089 | 1.8003 | 498.5089 | 3.1741 | 477.1697 | 0.67966 | 498.5089 | 9.3053 | 498.5088 | 3.5744 |  |  | 497.9325 | 1.3786 | 492.65 | -0.021219 | 498.5089 | 0 | 497.9325 | 0.0068996 | 477.3678 | 0.00033805 | 498.5089 | 0.00090935 | 498.5088 | 0 | 497.9325 | -0.021998 | 498.5089 | -0.0093057 | 498.5089 | -0.0045318 | 498.5089 | -0.013287 | 720.7799 | 0.20503 | 497.9325 | 0 | 497.9325 | -0.0027708 | 498.5089 | 0.0026952 | 720.0552 | 0.00078262 | 497.9325 | -0.025423 | 722.8073 | 0.00043328 | 720.7799 | 0.024483 | 497.9325 | 0 | 900.0769 | 0.0034919 | 1160.2085 | 0.022876 | 1146.9334 | 0.081019 | 1017.1483 | 0.013479 | 1073.8433 | 0 | 1073.1649 | 0 | 1073.1583 | 0.0047478 | 497.932 | 0.046804 | 498.5089 | 0.94167 | 497.9325 | 3.4431 | 497.9325 | 2.1706 | 498.5089 | #REF! | 497.9325 | 4.2615 | 495.483 | 0.10249
| 282.4873 | 0.065031 | 282.4873 | 0.1916 | 282.4873 | 1.3723 | 282.4873 | 2.9542 | 282.4873 | 0.018989 | 282.4873 | 0 | 477.2831 | 0 | 498.1563 | 0.35251 | 282.4873 | 0.00899 | 477.2831 | 0 | 498.1563 | 0.23911 | 498.1563 | 0.046127 | 492.0807 | 0.030108 | 498.1563 | 0.17364 | 498.1563 | 0.081132 | 498.7324 | 0.064807 | 497.1061 | 0.063266 | 498.1563 | 0.4056 | 498.7324 | 0.35579 | 498.7324 | 1.7979 | 498.7324 | 3.1592 | 477.2831 | 0.71957 | 498.7324 | 9.3756 | 498.7324 | 3.6608 |  |  | 498.1563 | 1.4251 | 492.88 | -0.016322 | 498.7324 | 0.0056372 | 498.1563 | 0.011516 | 477.4837 | 0.00037463 | 498.7324 | 0.019969 | 498.7324 | 0.010423 | 498.1563 | 0.024119 | 498.7324 | -0.0019539 | 498.7324 | -0.00092399 | 498.7324 | 0.0026954 | 720.9436 | 0.19628 | 498.1563 | 0 | 498.1563 | -0.005524 | 498.7325 | 0.0035967 | 720.219 | 0 | 498.1563 | 0.010278 | 722.9715 | 0.00043657 | 720.9436 | 0.023172 | 498.1563 | 0 | 900.1574 | 0.0036289 | 1160.5383 | 0.022206 | 1146.9978 | 0.081301 | 1017.161 | 0.01351 | 1073.8998 | 0 | 1073.2213 | 0 | 1073.2147 | 0.0047171 | 498.156 | 0.046443 | 498.7324 | 0.95723 | 498.1563 | 3.4791 | 498.1563 | 2.1892 | 498.7325 | #REF! | 498.1563 | 4.3446 | 495.7061 | 0.10377
| 282.5628 | 0.061808 | 282.5628 | 0.20951 | 282.5628 | 1.3496 | 282.5628 | 2.9537 | 282.5628 | 0.0069912 | 282.5628 | 0 | 477.3965 | 0.0038054 | 498.3801 | 0.34282 | 282.5628 | -0.06755 | 477.3965 | 0.023213 | 498.3801 | 0.095097 | 498.3801 | 0.018226 | 492.3032 | 0.011547 | 498.3801 | 0.087917 | 498.3801 | -0.035718 | 498.9561 | -0.028531 | 497.3287 | 0.042792 | 498.3801 | 0.26284 | 498.9561 | 0.26511 | 498.9561 | 1.7374 | 498.9561 | 3.1344 | 477.3965 | 0.69533 | 498.9561 | 9.4566 | 498.9561 | 3.7529 |  |  | 498.3801 | 1.4543 | 493.1 | 0.0032645 | 498.9561 | 0 | 498.3801 | 0.0030176 | 477.5996 | 0.00036091 | 498.9561 | 0 | 498.9561 | 0 | 498.3801 | -0.014765 | 498.9561 | -0.0089772 | 498.9561 | -0.0052986 | 498.9561 | -0.017018 | 721.1073 | 0.1825 | 498.3801 | 0 | 498.3801 | -0.0071921 | 498.9561 | -0.0063469 | 720.3827 | 0.00078262 | 498.3801 | -0.036375 | 723.1358 | 0.00038831 | 721.1073 | 0.024811 | 498.3801 | 0.0018107 | 900.238 | 0.0039139 | 1160.8684 | 0.023475 | 1147.0623 | 0.081582 | 1017.1736 | 0.01354 | 1073.9563 | 0 | 1073.2777 | 0 | 1073.2712 | 0.0046796 | 498.38 | 0.049232 | 498.9561 | 0.97459 | 498.3801 | 3.536 | 498.3801 | 2.206 | 498.9561 | #REF! | 498.3801 | 4.4179 | 495.9291 | 0.10399
| 282.6382 | 0.063684 | 282.6382 | 0.26644 | 282.6382 | 1.3298 | 282.6382 | 2.966 | 282.6382 | 0.019245 | 282.6382 | 0 | 477.51 | 0 | 498.604 | 0.37064 | 282.6382 | -0.00474 | 477.51 | 0 | 498.604 | 0.13491 | 498.604 | 0.063334 | 492.5257 | 0.036758 | 498.604 | 0.18243 | 498.604 | 0.10639 | 499.1797 | 0.08498 | 497.5513 | 0.075585 | 498.604 | 0.36361 | 499.1797 | 0.36616 | 499.1797 | 1.7466 | 499.1797 | 3.1204 | 477.51 | 0.6899 | 499.1797 | 9.5393 | 499.1797 | 3.8474 |  |  | 498.604 | 1.4988 | 493.32 | -0.0058295 | 499.1797 | 0.0043928 | 498.604 | 0.010857 | 477.7155 | 0.00036091 | 499.1797 | 0.022065 | 499.1797 | 0.019191 | 498.604 | 0.024738 | 499.1797 | 0.0047781 | 499.1797 | 0.00051324 | 499.1797 | 0.011198 | 721.271 | 0.19804 | 498.604 | 0 | 498.604 | 0.00076713 | 499.1797 | 0.005156 | 720.5465 | 0.00017392 | 498.604 | 0.038605 | 723.3001 | 0.00042121 | 721.271 | 0.024374 | 498.604 | 0 | 900.3187 | 0.003761 | 1161.1985 | 0.023052 | 1147.1267 | 0.081864 | 1017.1863 | 0.013571 | 1074.0128 | 0 | 1073.3342 | 0 | 1073.3276 | 0.0046376 | 498.604 | 0.043606 | 499.1797 | 0.99312 | 498.604 | 3.5521 | 498.604 | 2.199 | 499.1797 | #REF! | 498.604 | 4.54 | 496.1522 | 0.10494
| 282.7137 | 0.059361 | 282.7137 | 0.13909 | 282.7137 | 1.3096 | 282.7137 | 2.9619 | 282.7137 | 0.0069912 | 282.7137 | 0 | 477.6234 | 0.011884 | 498.8279 | 0.28882 | 282.7137 | -0.06304 | 477.6234 | 0.022353 | 498.8279 | 0.061942 | 498.8279 | 0.03388 | 492.7482 | 0.011115 | 498.8279 | 0.089382 | 498.8279 | 0.013249 | 499.4033 | 0.010583 | 497.7739 | 0.02722 | 498.8279 | 0.24352 | 499.4033 | 0.28756 | 499.4033 | 1.7031 | 499.4033 | 3.0696 | 477.6234 | 0.69157 | 499.4033 | 9.5767 | 499.4033 | 3.9375 |  |  | 498.8279 | 1.5312 | 493.55 | 0.0095605 | 499.4033 | 0 | 498.8279 | -0.0031333 | 477.8314 | 0.00035024 | 499.4033 | 0 | 499.4033 | 0 | 498.8279 | -0.019412 | 499.4033 | -0.0033128 | 499.4033 | -0.003815 | 499.4033 | -0.00094709 | 721.4347 | 0.20065 | 498.8279 | 0 | 498.8279 | -0.020176 | 499.4033 | -0.0057154 | 720.7103 | 0.00026087 | 498.8279 | -0.029801 | 723.4643 | 0.0003894 | 721.4347 | 0.024702 | 498.8279 | 0 | 900.3994 | 0.0040857 | 1161.5289 | 0.021853 | 1147.1912 | 0.082146 | 1017.199 | 0.0136 | 1074.0693 | 0 | 1073.3906 | 0 | 1073.384 | 0.004591 | 498.828 | 0.044063 | 499.4033 | 0.98439 | 498.8279 | 3.6164 | 498.8279 | 2.2025 | 499.4033 | #REF! | 498.8279 | 4.5856 | 496.3753 | 0.10507
| 282.7891 | 0.060576 | 282.7892 | 0.13704 | 282.7891 | 1.2904 | 282.7891 | 3.0418 | 282.7891 | 0.017861 | 282.7891 | 0 | 477.7369 | 0 | 499.0517 | 0.36251 | 282.7891 | -0.01413 | 477.7369 | 0 | 499.0517 | 0.24501 | 499.0517 | 0.054855 | 492.9708 | 0.044327 | 499.0517 | 0.17583 | 499.0517 | 0.11449 | 499.6269 | 0.091454 | 497.9965 | 0.066936 | 499.0517 | 0.36109 | 499.6269 | 0.35572 | 499.6269 | 1.6915 | 499.6269 | 3.0139 | 477.7369 | 0.71038 | 499.6269 | 9.5137 | 499.627 | 3.9713 |  |  | 499.0517 | 1.5737 | 493.77 | -0.011076 | 499.6269 | 0.0039178 | 499.0517 | 0.011516 | 477.9473 | 0.00034338 | 499.6269 | 0.027158 | 499.627 | 0.016372 | 499.0517 | 0.029676 | 499.6269 | -0.00017266 | 499.6269 | -0.0021378 | 499.6269 | 0.0078949 | 721.5984 | 0.20258 | 499.0517 | 0 | 499.0517 | -0.0067617 | 499.627 | 0.0022395 | 720.8741 | 0 | 499.0517 | 0.019408 | 723.6286 | 0.00042889 | 721.5984 | 0.023062 | 499.0517 | 0.0090425 | 900.48 | 0.0043055 | 1161.8595 | 0.022312 | 1147.2556 | 0.082433 | 1017.2116 | 0.01363 | 1074.1258 | 0 | 1073.447 | 0 | 1073.4406 | 0.0045398 | 499.052 | 0.046707 | 499.6269 | 1.0067 | 499.0517 | 3.6214 | 499.0517 | 2.2131 | 499.627 | #REF! | 499.0517 | 4.6145 | 496.5984 | 0.10686
| 282.8646 | 0.05675 | 282.8646 | 0.21719 | 282.8646 | 1.2694 | 282.8646 | 3.0136 | 282.8646 | 0.0084496 | 282.8646 | 0 | 477.8503 | 0.019261 | 499.2756 | 0.36584 | 282.8646 | -0.09198 | 477.8503 | 0.025362 | 499.2756 | 0.11279 | 499.2756 | 0.035658 | 493.1933 | 0.0095162 | 499.2756 | 0.098906 | 499.2756 | 0.06749 | 499.8506 | 0.05391 | 498.2191 | 0.020485 | 499.2756 | 0.2494 | 499.8506 | 0.25616 | 499.8506 | 1.624 | 499.8506 | 2.9638 | 477.8503 | 0.71142 | 499.8506 | 9.5143 | 499.8506 | 4.0421 |  |  | 499.2756 | 1.5976 | 494 | -0.015623 | 499.8506 | 0 | 499.2756 | 0.0057835 | 478.0632 | 0.0003228 | 499.8506 | 0 | 499.8506 | 0 | 499.2756 | -0.0098424 | 499.8506 | -0.0032888 | 499.8506 | -0.001333 | 499.8506 | 0.001261 | 721.7622 | 0.18138 | 499.2756 | 0 | 499.2756 | -0.001256 | 499.8506 | -0.0047411 | 721.0379 | 0.00078262 | 499.2756 | -0.025683 | 723.7929 | 0.00036417 | 721.7622 | 0.024155 | 499.2756 | 0.0090425 | 900.5608 | 0.0045509 | 1162.1902 | 0.023898 | 1147.3201 | 0.082719 | 1017.2243 | 0.013659 | 1074.1824 | 0 | 1073.5035 | 0 | 1073.4969 | 0.004483 | 499.276 | 0.047717 | 499.8506 | 1.009 | 499.2756 | 3.614 | 499.2756 | 2.2406 | 499.8506 | #REF! | 499.2756 | 4.5856 | 496.8215 | 0.10747
| 282.9401 | 0.058535 | 282.9401 | 0.22443 | 282.9401 | 1.2502 | 282.9401 | 3.0334 | 282.9401 | 0.020733 | 282.9401 | 0 | 477.9638 | 0 | 499.4995 | 0.36397 | 282.9401 | -0.02377 | 477.9638 | 0 | 499.4995 | 0.28826 | 499.4995 | 0.056715 | 493.4159 | 0.040569 | 499.4995 | 0.16997 | 499.4995 | 0.089053 | 500.0743 | 0.071134 | 498.4418 | 0.082857 | 499.4995 | 0.36445 | 500.0743 | 0.3287 | 500.0743 | 1.6265 | 500.0743 | 2.9451 | 477.9638 | 0.73347 | 500.0743 | 9.5834 | 500.0743 | 4.1496 |  |  | 499.4995 | 1.6587 | 494.22 | 0.0074619 | 500.0743 | 0.0066384 | 499.4995 | 0.013901 | 478.1792 | 0.00029879 | 500.0743 | 0.019197 | 500.0743 | 0.015283 | 499.4995 | 0.019755 | 500.0743 | 0.0038675 | 500.0743 | 0.0016795 | 500.0743 | 0.0091088 | 721.9259 | 0.18079 | 499.4995 | 0 | 499.4995 | -0.0097484 | 500.0743 | -0.0033813 | 721.2017 | 0.00017392 | 499.4995 | 0.022439 | 723.9572 | 0.00047825 | 721.9259 | 0.023827 | 499.4995 | 0.0090425 | 900.6415 | 0.0043786 | 1162.5211 | 0.020725 | 1147.3845 | 0.083006 | 1017.237 | 0.013687 | 1074.2389 | 0 | 1073.5599 | 0 | 1073.5535 | 0.0044251 | 499.5 | 0.044472 | 500.0743 | 1.0296 | 499.4995 | 3.6561 | 499.4995 | 2.2423 | 500.0743 | #REF! | 499.4995 | 4.6865 | 497.0446 | 0.10812
| 283.0155 | 0.055378 | 283.0155 | 0.1401 | 283.0155 | 1.2283 | 283.0155 | 3.0164 | 283.0155 | 0.0092615 | 283.0155 | 0 | 478.0772 | 0.010479 | 499.7235 | 0.32099 | 283.0155 | -0.08731 | 478.0772 | 0.026007 | 499.7235 | 0.12693 | 499.7235 | 0.035583 | 493.6385 | 0.0070273 | 499.7235 | 0.093778 | 499.7235 | 0.014028 | 500.298 | 0.011206 | 498.6644 | 0.02218 | 499.7235 | 0.2746 | 500.2979 | 0.27653 | 500.2979 | 1.5699 | 500.2979 | 2.8933 | 478.0772 | 0.69627 | 500.298 | 9.5672 | 500.2979 | 4.2031 |  |  | 499.7235 | 1.6767 | 494.44 | 0.0050134 | 500.2979 | 0 | 499.7235 | 0.0010117 | 478.2951 | 0.00029536 | 500.2979 | 0 | 500.2979 | 0 | 499.7235 | -0.0092761 | 500.2979 | -0.0040438 | 500.2979 | -0.0014725 | 500.2979 | -0.0086801 | 722.0896 | 0.17903 | 499.7235 | 0 | 499.7235 | 0.00041223 | 500.2979 | -0.00056859 | 721.3655 | 0.00078262 | 499.7235 | -0.031161 | 724.1215 | 0.00036856 | 722.0896 | 0.025795 | 499.7235 | 0.0018107 | 900.7222 | 0.0043028 | 1162.8523 | 0.023087 | 1147.4491 | 0.083293 | 1017.2496 | 0.013715 | 1074.2954 | 0 | 1073.6165 | 0 | 1073.6099 | 0.0043682 | 499.723 | 0.045193 | 500.298 | 1.0197 | 499.7235 | 3.6791 | 499.7235 | 2.2406 | 500.2979 | #REF! | 499.7235 | 4.7673 | 497.2677 | 0.10813
| 283.091 | 0.055428 | 283.091 | 0.11657 | 283.091 | 1.2075 | 283.091 | 3.043 | 283.091 | 0.019786 | 283.091 | 0 | 478.1907 | 0.0031665 | 499.9474 | 0.32745 | 283.091 | 0.01416 | 478.1907 | 0 | 499.9474 | 0.25172 | 499.9474 | 0.04523 | 493.8611 | 0.034547 | 499.9474 | 0.1729 | 499.9474 | 0.11348 | 500.5216 | 0.090645 | 498.8871 | 0.067839 | 499.9474 | 0.36277 | 500.5216 | 0.32393 | 500.5216 | 1.5653 | 500.5216 | 2.8531 | 478.1907 | 0.71591 | 500.5216 | 9.592 | 500.5216 | 4.2843 |  |  | 499.9474 | 1.728 | 494.67 | 0.019353 | 500.5216 | 0.0052024 | 499.9474 | 0.0043211 | 478.411 | 0.00029879 | 500.5216 | 0.022579 | 500.5216 | 0.013634 | 499.9474 | 0.028889 | 500.5216 | 0.0029139 | 500.5216 | 0.0015272 | 500.5216 | 0.003874 | 722.2534 | 0.18255 | 499.9474 | 0 | 499.9474 | 0.00080685 | 500.5216 | 0.0069201 | 721.5294 | 0.00017392 | 499.9474 | 0.03313 | 724.2858 | 0.00040915 | 722.2534 | 0.024374 | 499.9474 | 0 | 900.8029 | 0.004194 | 1163.1836 | 0.022135 | 1147.5135 | 0.08358 | 1017.2623 | 0.013742 | 1074.3519 | 0 | 1073.6728 | 0 | 1073.6664 | 0.0043182 | 499.947 | 0.037861 | 500.5216 | 1.0331 | 499.9474 | 3.7258 | 499.9474 | 2.2291 | 500.5216 | #REF! | 499.9474 | 4.8619 | 497.4909 | 0.1087
| 283.1665 | 0.053585 | 283.1665 | 0.19688 | 283.1665 | 1.1865 | 283.1665 | 3.0335 | 283.1665 | 0.016403 | 283.1665 | 0 | 478.3042 | 0.0090743 | 500.1713 | 0.34501 | 283.1665 | -0.04693 | 478.3042 | 0.038688 | 500.1713 | 0.086124 | 500.1713 | 0.026355 | 494.0837 | 0.01115 | 500.1713 | 0.087184 | 500.1713 | -0.0037487 | 500.7453 | -0.0029944 | 499.1097 | 0.045199 | 500.1713 | 0.2536 | 500.7453 | 0.25558 | 500.7453 | 1.4874 | 500.7453 | 2.7905 | 478.3042 | 0.75321 | 500.7453 | 9.5062 | 500.7454 | 4.3253 |  |  | 500.1713 | 1.7359 | 494.89 | -0.014223 | 500.7453 | 0 | 500.1713 | 0.011009 | 478.5269 | 0.00034605 | 500.7453 | 0 | 500.7454 | 0 | 500.1713 | -0.0098962 | 500.7453 | -0.0032195 | 500.7453 | -0.0032259 | 500.7453 | -0.0072075 | 722.4171 | 0.17631 | 500.1713 | -0.027955 | 500.1713 | 0.0010939 | 500.7454 | 0.00066366 | 721.6932 | 0.00078262 | 500.1713 | -0.021585 | 724.4502 | 0.00046619 | 722.4171 | 0.025685 | 500.1713 | 0.0072445 | 900.8837 | 0.0047743 | 1163.5151 | 0.023299 | 1147.578 | 0.083872 | 1017.275 | 0.013769 | 1074.4086 | 0 | 1073.7294 | 0 | 1073.7229 | 0.0042819 | 500.171 | 0.044832 | 500.7453 | 1.04 | 500.1713 | 3.7443 | 500.1713 | 2.2565 | 500.7454 | #REF! | 500.1713 | 4.8438 | 497.714 | 0.11023
| 283.242 | 0.054072 | 283.242 | 0.16362 | 283.242 | 1.1667 | 283.242 | 3.0658 | 283.242 | 0.026597 | 283.242 | 0 | 478.4176 | 0 | 500.3953 | 0.3557 | 283.242 | 0.02825 | 478.4176 | 0 | 500.3953 | 0.1538 | 500.3953 | 0.053989 | 494.3063 | 0.033664 | 500.3953 | 0.1729 | 500.3953 | 0.074153 | 500.9691 | 0.059232 | 499.3324 | 0.067394 | 500.3953 | 0.3107 | 500.9691 | 0.30894 | 500.9691 | 1.4713 | 500.9691 | 2.7536 | 478.4176 | 0.72427 | 500.9691 | 9.5402 | 500.9691 | 4.4177 |  |  | 500.3953 | 1.8016 | 495.12 | 0.007112 | 500.9691 | 0.0053608 | 500.3953 | 0.0099943 | 478.6429 | 0.00034262 | 500.9691 | 0.018968 | 500.9691 | 0.018399 | 500.3953 | 0.018015 | 500.9691 | 0.0021534 | 500.9691 | -0.00056259 | 500.9691 | 0.0061051 | 722.5809 | 0.18416 | 500.3953 | 0.007711 | 500.3953 | 0.0095616 | 500.9691 | 0.0074516 | 721.857 | 0.00017392 | 500.3953 | 0.018251 | 724.6145 | 0.00031262 | 722.5809 | 0.024046 | 500.3953 | 0.0054338 | 900.9645 | 0.0053511 | 1163.8468 | 0.019633 | 1147.6426 | 0.084159 | 1017.2877 | 0.013795 | 1074.4651 | 0 | 1073.7859 | 0 | 1073.7793 | 0.0042648 | 500.395 | 0.041467 | 500.9691 | 1.0537 | 500.3953 | 3.7852 | 500.3953 | 2.2494 | 500.9691 | #REF! | 500.3953 | 4.9411 | 497.9372 | 0.11248
| 283.3174 | 0.050692 | 283.3174 | 0.14657 | 283.3174 | 1.1458 | 283.3174 | 3.0324 | 283.3174 | 0.0042398 | 283.3174 | 0 | 478.5311 | 0.02561 | 500.6193 | 0.35342 | 283.3174 | -0.0651 | 478.5311 | 0.029446 | 500.6193 | 0.082326 | 500.6193 | 0.032451 | 494.5289 | 0.0082773 | 500.6193 | 0.093045 | 500.6193 | 0.016574 | 501.1928 | 0.013239 | 499.5551 | 0.029996 | 500.6193 | 0.2536 | 501.1928 | 0.23548 | 501.1928 | 1.4637 | 501.1928 | 2.7283 | 478.5311 | 0.76095 | 501.1928 | 9.55 | 501.1928 | 4.491 |  |  | 500.6193 | 1.8228 | 495.34 | -0.0030314 | 501.1928 | 0 | 500.6193 | 0.009284 | 478.7588 | 0.00032052 | 501.1928 | 0 | 501.1928 | 0 | 500.6193 | 0.0039891 | 501.1928 | -9.6231e-05 | 501.1928 | -0.0050468 | 501.1928 | -0.0032504 | 722.7446 | 0.17705 | 500.6193 | -0.018247 | 500.6193 | -0.0012411 | 501.1928 | -0.001976 | 722.0208 | 0.00078262 | 500.6193 | -0.014464 | 724.7788 | 0.00057369 | 722.7446 | 0.025358 | 500.6193 | 0.0090425 | 901.0452 | 0.0050782 | 1164.1787 | 0.024039 | 1147.707 | 0.08445 | 1017.3004 | 0.013821 | 1074.5216 | 0 | 1073.8424 | 0 | 1073.8358 | 0.0042728 | 500.619 | 0.044159 | 501.1928 | 1.0675 | 500.6193 | 3.8123 | 500.6193 | 2.2716 | 501.1928 | #REF! | 500.6193 | 4.9987 | 498.1604 | 0.11324
| 283.3929 | 0.052461 | 283.3929 | 0.14855 | 283.3929 | 1.129 | 283.3929 | 3.0695 | 283.3929 | 0.025454 | 283.3929 | 0 | 478.6446 | 0 | 500.8433 | 0.33109 | 283.3929 | 0.00153 | 478.6446 | 0 | 500.8433 | 0.19101 | 500.8433 | 0.044799 | 494.7516 | 0.035487 | 500.8433 | 0.16924 | 500.8433 | 0.11652 | 501.4165 | 0.093073 | 499.7778 | 0.066091 | 500.8433 | 0.35857 | 501.4165 | 0.29728 | 501.4165 | 1.4442 | 501.4165 | 2.701 | 478.6446 | 0.74329 | 501.4165 | 9.5456 | 501.4165 | 4.5842 |  |  | 500.8433 | 1.8709 | 495.56 | -0.0019821 | 501.4165 | 0.0020723 | 500.8433 | 0.0095377 | 478.8748 | 0.00025039 | 501.4165 | 0.024371 | 501.4165 | 0.017657 | 500.8433 | 0.028616 | 501.4165 | 0.00057815 | 501.4165 | -0.0004769 | 501.4165 | 0.011216 | 722.9084 | 0.18528 | 500.8433 | 0.0055697 | 500.8433 | -0.017457 | 501.4165 | 0.0043481 | 722.1847 | 0 | 500.8433 | 0.020303 | 724.9432 | 0.00033236 | 722.9084 | 0.023718 | 500.8433 | 0 | 901.126 | 0.0047298 | 1164.5107 | 0.02277 | 1147.7716 | 0.084742 | 1017.313 | 0.013846 | 1074.5783 | 0 | 1073.8988 | 0 | 1073.8923 | 0.004308 | 500.843 | 0.038678 | 501.4165 | 1.0725 | 500.8433 | 3.8687 | 500.8433 | 2.284 | 501.4165 | #REF! | 500.8433 | 5.1014 | 498.3835 | 0.11521
| 283.4684 | 0.049477 | 283.4684 | 0.17084 | 283.4684 | 1.1096 | 283.4684 | 3.0552 | 283.4684 | 0.011051 | 283.4684 | 0 | 478.758 | 0.022091 | 501.0673 | 0.33907 | 283.4684 | -0.06776 | 478.758 | 0.018262 | 501.0673 | 0.10783 | 501.0673 | 0.021409 | 494.9742 | 0.00016769 | 501.0673 | 0.076194 | 501.0673 | -0.015994 | 501.6403 | -0.012776 | 500.0005 | 0.025489 | 501.0673 | 0.2091 | 501.6403 | 0.21665 | 501.6403 | 1.3962 | 501.6403 | 2.6754 | 478.758 | 0.72417 | 501.6403 | 9.615 | 501.6403 | 4.6906 |  |  | 501.0673 | 1.9185 | 495.79 | -0.0061794 | 501.6403 | 0 | 501.0673 | 0.0030642 | 478.9907 | 0.00025306 | 501.6403 | 0 | 501.6403 | 0 | 501.0673 | -0.014809 | 501.6403 | -0.0069683 | 501.6403 | -0.0049198 | 501.6403 | -0.013314 | 723.0721 | 0.17999 | 501.0673 | -0.01909 | 501.0673 | 0.00081692 | 501.6403 | 0.0010318 | 722.3485 | 0.00026087 | 501.0673 | -0.030163 | 725.1075 | 0.00052213 | 723.0721 | 0.024374 | 501.0673 | 0.0090425 | 901.2068 | 0.0050246 | 1164.843 | 0.021219 | 1147.8361 | 0.085034 | 1017.3257 | 0.013871 | 1074.6348 | 0 | 1073.9553 | 0 | 1073.9488 | 0.0043671 | 501.067 | 0.043823 | 501.6403 | 1.0881 | 501.0673 | 3.9416 | 501.0673 | 2.3097 | 501.6403 | #REF! | 501.0673 | 5.164 | 498.6067 | 0.1146
| 283.5439 | 0.050172 | 283.5439 | 0.18377 | 283.5439 | 1.0934 | 283.5439 | 3.0754 | 283.5439 | 0.026867 | 283.5439 | 0 | 478.8715 | 0 | 501.2913 | 0.32858 | 283.5439 | 0.02982 | 478.8715 | 0 | 501.2913 | 0.24157 | 501.2913 | 0.055837 | 495.1968 | 0.028861 | 501.2913 | 0.17583 | 501.2913 | 0.096474 | 501.8641 | 0.077061 | 500.2232 | 0.073067 | 501.2913 | 0.31826 | 501.8641 | 0.26812 | 501.8641 | 1.4172 | 501.8641 | 2.6584 | 478.8715 | 0.76429 | 501.8641 | 9.6653 | 501.8641 | 4.7951 |  |  | 501.2913 | 2.0079 | 496.01 | -0.0040807 | 501.8641 | 0 | 501.2913 | 0.0064938 | 479.1067 | 0.00026106 | 501.8641 | 0.022998 | 501.8641 | 0.014399 | 501.2913 | 0.036729 | 501.8641 | 0.00058632 | 501.8641 | -1.4607e-05 | 501.8641 | 0.0076071 | 723.2359 | 0.19094 | 501.2913 | 0.0095922 | 501.2913 | 0.012659 | 501.8641 | 0.0017893 | 722.5123 | 0.00017392 | 501.2913 | 0.015949 | 725.2719 | 0.00037953 | 723.2359 | 0.022625 | 501.2913 | 0 | 901.2877 | 0.0053628 | 1165.1755 | 0.024003 | 1147.9006 | 0.085331 | 1017.3384 | 0.013895 | 1074.6914 | 0 | 1074.0118 | 0 | 1074.0054 | 0.0044478 | 501.291 | 0.038943 | 501.8641 | 1.0989 | 501.2913 | 4.0083 | 501.2913 | 2.3203 | 501.8641 | #REF! | 501.2913 | 5.2999 | 498.83 | 0.11645
| 283.6194 | 0.047106 | 283.6194 | 0.1073 | 283.6194 | 1.0743 | 283.6194 | 3.073 | 283.6194 | 0.018147 | 283.6194 | 0 | 478.985 | 0.0062641 | 501.5153 | 0.30465 | 283.6194 | -0.06902 | 478.985 | 0.037614 | 501.5153 | 0.038471 | 501.5153 | 0.032055 | 495.4195 | 0.0048558 | 501.5153 | 0.087184 | 501.5153 | -0.018685 | 502.0879 | -0.014925 | 500.4459 | 0.0353 | 501.5153 | 0.20322 | 502.0879 | 0.21135 | 502.0879 | 1.3492 | 502.0879 | 2.5974 | 478.985 | 0.78163 | 502.0879 | 9.5809 | 502.0879 | 4.8425 |  |  | 501.5153 | 2.0331 | 496.24 | -0.010726 | 502.0879 | 0 | 501.5153 | 0.00058021 | 479.2226 | 0.00030794 | 502.0879 | 0 | 502.0879 | 0 | 501.5153 | -0.003506 | 502.0879 | -0.0052944 | 502.0879 | -0.0036902 | 502.0879 | -0.011427 | 723.3997 | 0.18213 | 501.5153 | -0.013241 | 501.5153 | -0.018087 | 502.0879 | -0.0028233 | 722.6762 | 0 | 501.5153 | -0.018737 | 725.4362 | 0.00038282 | 723.3997 | 0.024155 | 501.5153 | 0.0090425 | 901.3685 | 0.0046362 | 1165.5082 | 0.021501 | 1147.9652 | 0.085623 | 1017.351 | 0.013919 | 1074.7479 | 0 | 1074.0684 | 0 | 1074.0618 | 0.004541 | 501.515 | 0.045962 | 502.0879 | 1.0986 | 501.5153 | 4.0115 | 501.5153 | 2.346 | 502.0879 | #REF! | 501.5153 | 5.357 | 499.0532 | 0.11695
| 283.6949 | 0.049106 | 283.6949 | 0.089544 | 283.6949 | 1.0576 | 283.6949 | 3.1106 | 283.6949 | 0.025589 | 283.6949 | 0 | 479.0985 | 0 | 501.7393 | 0.3642 | 283.6949 | 0.01727 | 479.0985 | 0 | 501.7393 | 0.18132 | 501.7393 | 0.066832 | 495.6422 | 0.034657 | 501.7393 | 0.16777 | 501.7393 | 0.11551 | 502.3116 | 0.092264 | 500.6687 | 0.084642 | 501.7393 | 0.32498 | 502.3117 | 0.27488 | 502.3117 | 1.3346 | 502.3117 | 2.5453 | 479.0985 | 0.77766 | 502.3116 | 9.495 | 502.3116 | 4.8921 |  |  | 501.7393 | 2.0798 | 496.46 | 0.014107 | 502.3117 | 0.0078508 | 501.7393 | 0.014459 | 479.3386 | 0.00036091 | 502.3117 | 0.0163 | 502.3116 | 0.011865 | 501.7393 | 0.037914 | 502.3117 | 0.0052882 | 502.3117 | 0.0013742 | 502.3117 | 0.011162 | 723.5634 | 0.19569 | 501.7393 | 0.0056586 | 501.7393 | 0.0071303 | 502.3116 | 0.0061186 | 722.8401 | 0.00069566 | 501.7393 | 0.018934 | 725.6006 | 0.00047606 | 723.5634 | 0.02339 | 501.7393 | 0 | 901.4494 | 0.0032534 | 1165.8409 | 0.022488 | 1148.0297 | 0.08592 | 1017.3637 | 0.013942 | 1074.8046 | 0 | 1074.1249 | 0 | 1074.1183 | 0.0046364 | 501.739 | 0.038727 | 502.3116 | 1.1105 | 501.7393 | 4.0265 | 501.7393 | 2.3415 | 502.3116 | #REF! | 501.7393 | 5.3638 | 499.2764 | 0.1184
| 283.7704 | 0.046825 | 283.7704 | 0.17731 | 283.7704 | 1.0396 | 283.7704 | 3.0738 | 283.7704 | 0.013922 | 283.7704 | 0 | 479.212 | 0.022091 | 501.9634 | 0.32484 | 283.7704 | -0.03428 | 479.212 | 0.026437 | 501.9634 | 0.12969 | 501.9634 | 0.031684 | 495.8649 | -0.0041242 | 501.9634 | 0.078392 | 501.9634 | -0.011635 | 502.5355 | -0.0092942 | 500.8914 | 0.025309 | 501.9634 | 0.20406 | 502.5355 | 0.2099 | 502.5355 | 1.2832 | 502.5355 | 2.4839 | 479.212 | 0.81131 | 502.5355 | 9.3973 | 502.5355 | 4.929 |  |  | 501.9634 | 2.1139 | 496.69 | 0.0088609 | 502.5355 | 0 | 501.9634 | 0.0055298 | 479.4546 | 0.0003834 | 502.5355 | 0 | 502.5355 | 0 | 501.9634 | -0.02939 | 502.5355 | -0.0023006 | 502.5355 | -0.0051933 | 502.5355 | -0.014486 | 723.7272 | 0.17988 | 501.9634 | -0.021168 | 501.9634 | -0.0099855 | 502.5355 | -0.0018885 | 723.0039 | 0 | 501.9634 | -0.018293 | 725.765 | 0.00041463 | 723.7272 | 0.025358 | 501.9634 | 0.0090425 | 901.5303 | 0.0033868 | 1166.174 | 0.022206 | 1148.0942 | 0.086217 | 1017.3764 | 0.013964 | 1074.8611 | 0 | 1074.1814 | 0 | 1074.1749 | 0.0047228 | 501.963 | 0.041058 | 502.5355 | 1.103 | 501.9634 | 4.0216 | 501.9634 | 2.3477 | 502.5355 | #REF! | 501.9634 | 5.3798 | 499.4997 | 0.11878
| 283.8459 | 0.047924 | 283.8459 | 0.14457 | 283.8459 | 1.0232 | 283.8459 | 3.0924 | 283.8459 | 0.024266 | 283.8459 | 0 | 479.3254 | 0 | 502.1875 | 0.33886 | 283.8459 | -0.00925 | 479.3254 | 0 | 502.1875 | 0.1836 | 502.1875 | 0.059625 | 496.0876 | 0.030862 | 502.1875 | 0.16411 | 502.1875 | 0.059467 | 502.7593 | 0.047501 | 501.1142 | 0.06735 | 502.1875 | 0.29643 | 502.7593 | 0.27872 | 502.7593 | 1.2737 | 502.7593 | 2.4279 | 479.3254 | 0.81361 | 502.7593 | 9.3412 | 502.7593 | 4.981 |  |  | 502.1875 | 2.1329 | 496.91 | 0.015157 | 502.7593 | 0.0067321 | 502.1875 | 0.0077621 | 479.5706 | 0.00035405 | 502.7593 | 0.027692 | 502.7593 | 0.014862 | 502.1875 | 0.022721 | 502.7593 | 0.0018436 | 502.7593 | 0.001097 | 502.7593 | 0.0068834 | 723.891 | 0.20952 | 502.1875 | 0.0069498 | 502.1875 | -0.0032719 | 502.7593 | 0.008495 | 723.1678 | 0.00017392 | 502.1875 | 0.018325 | 725.9293 | 0.0003916 | 723.891 | 0.024592 | 502.1875 | 0.0018125 | 901.6111 | 0.0039298 | 1166.5072 | 0.024356 | 1148.1588 | 0.086515 | 1017.3891 | 0.013986 | 1074.9177 | 0 | 1074.2379 | 0 | 1074.2314 | 0.0047921 | 502.187 | 0.037188 | 502.7593 | 1.1107 | 502.1875 | 4.014 | 502.1875 | 2.3344 | 502.7593 | #REF! | 502.1875 | 5.4371 | 499.7229 | 0.12053
| 283.9214 | 0.044362 | 283.9214 | 0.092336 | 283.9214 | 1.0055 | 283.9214 | 3.0865 | 283.9214 | 0.018433 | 283.9214 | 0 | 479.4389 | 0.028347 | 502.4115 | 0.32555 | 283.9214 | -0.10773 | 479.4389 | 0.020871 | 502.4115 | 0.1538 | 502.4115 | 0.026137 | 496.3103 | 0.0051739 | 502.4115 | 0.089382 | 502.4115 | 0.0057761 | 502.9831 | 0.0046138 | 501.3369 | 0.015705 | 502.4115 | 0.22505 | 502.9831 | 0.20856 | 502.9831 | 1.2081 | 502.9831 | 2.3802 | 479.4389 | 0.82792 | 502.9831 | 9.2771 | 502.9831 | 5.0491 |  |  | 502.4115 | 2.1879 | 497.13 | 0.0064125 | 502.9831 | 0 | 502.4115 | 0.012227 | 479.6865 | 0.00028812 | 502.9831 | 0 | 502.9831 | 0.0013544 | 502.4115 | -0.013063 | 502.9831 | -0.0045545 | 502.9831 | -0.0030026 | 502.9831 | -0.0014048 | 724.0548 | 0.2029 | 502.4115 | -0.019527 | 502.4115 | 0.0091798 | 502.9831 | 0.0021877 | 723.3317 | 0.00026087 | 502.4115 | -0.0054857 | 726.0937 | 0.00040695 | 724.0548 | 0.026341 | 502.4115 | 0 | 901.6921 | 0.0037452 | 1166.8406 | 0.022206 | 1148.2234 | 0.086812 | 1017.4017 | 0.014008 | 1074.9744 | 0 | 1074.2944 | 0 | 1074.288 | 0.0048364 | 502.412 | 0.038751 | 502.9831 | 1.1132 | 502.4115 | 4.0723 | 502.4115 | 2.3628 | 502.9831 | #REF! | 502.4115 | 5.487 | 499.9462 | 0.12106
| 283.9969 | 0.046238 | 283.9969 | 0.087636 | 283.9969 | 0.98866 | 283.9969 | 3.1139 | 283.9969 | 0.032325 | 283.9969 | 0 | 479.5524 | 0 | 502.6356 | 0.335 | 283.9969 | -0.00259 | 479.5524 | 0 | 502.6356 | 0.17988 | 502.6356 | 0.055217 | 496.533 | 0.027027 | 502.6356 | 0.15605 | 502.6356 | 0.079968 | 503.207 | 0.063877 | 501.5597 | 0.081704 | 502.6356 | 0.30735 | 503.207 | 0.24418 | 503.207 | 1.2209 | 503.207 | 2.3587 | 479.5524 | 0.8251 | 503.207 | 9.2868 | 503.207 | 5.14 |  |  | 502.6356 | 2.2332 | 497.36 | -0.00023318 | 503.207 | 0.0089542 | 502.6356 | 0.011668 | 479.8025 | 0.00032013 | 503.207 | 0.026552 | 503.207 | 0.015345 | 502.6356 | 0.01079 | 503.207 | 0.0027218 | 503.207 | 0.0017181 | 503.207 | 0.0083619 | 724.2186 | 0.21064 | 502.6356 | 0.014111 | 502.6356 | 0.0074556 | 503.207 | 0.0040209 | 723.4955 | 0.00069566 | 502.6356 | 0.024949 | 726.2581 | 0.00038502 | 724.2186 | 0.024811 | 502.6356 | 0 | 901.7729 | 0.003777 | 1167.1742 | 0.023299 | 1148.288 | 0.087109 | 1017.4144 | 0.014029 | 1075.031 | 0 | 1074.3511 | 0 | 1074.3445 | 0.0048535 | 502.636 | 0.035626 | 503.207 | 1.1295 | 502.6356 | 4.1184 | 502.6356 | 2.3619 | 503.207 | #REF! | 502.6356 | 5.5718 | 500.1695 | 0.1226
| 284.0725 | 0.042684 | 284.0724 | 0.14169 | 284.0725 | 0.97084 | 284.0725 | 3.0695 | 284.0725 | 0.018959 | 284.0725 | 0 | 479.6659 | 0.017505 | 502.8597 | 0.3255 | 284.0725 | -0.08924 | 479.6659 | 0.03439 | 502.8597 | 0.066899 | 502.8597 | 0.026027 | 496.7558 | 0.00091363 | 502.8597 | 0.082788 | 502.8597 | 0.014418 | 503.4308 | 0.011517 | 501.7825 | 0.028201 | 502.8597 | 0.15451 | 503.4308 | 0.20117 | 503.4308 | 1.1704 | 503.4308 | 2.3226 | 479.6659 | 0.80337 | 503.4308 | 9.2409 | 503.4308 | 5.2203 |  |  | 502.8597 | 2.2867 | 497.58 | -0.02087 | 503.4308 | 0 | 502.8597 | 0.0079143 | 479.9185 | 0.00034338 | 503.4308 | 0 | 503.4308 | 0 | 502.8597 | -0.014912 | 503.4308 | -0.0046594 | 503.4308 | -0.0028728 | 503.4308 | -0.010179 | 724.3824 | 0.19916 | 502.8597 | -0.018917 | 502.8597 | -0.017494 | 503.4308 | -0.0039169 | 723.6594 | 0 | 502.8597 | -0.014135 | 726.4225 | 0.0004267 | 724.3824 | 0.025685 | 502.8597 | 0.0036213 | 901.8539 | 0.0040314 | 1167.5079 | 0.02566 | 1148.3525 | 0.087411 | 1017.4271 | 0.014049 | 1075.0875 | 0 | 1074.4076 | 0 | 1074.401 | 0.0048455 | 502.86 | 0.037068 | 503.4308 | 1.1339 | 502.8597 | 4.1358 | 502.8597 | 2.3779 | 503.4308 | #REF! | 502.8597 | 5.6118 | 500.3928 | 0.12265
| 284.148 | 0.045205 | 284.148 | 0.17264 | 284.148 | 0.95584 | 284.148 | 3.0687 | 284.148 | 0.036084 | 284.148 | 0 | 479.7794 | 0 | 503.0838 | 0.35483 | 284.148 | -0.00839 | 479.7794 | 0 | 503.0838 | 0.17845 | 503.0838 | 0.063512 | 496.9785 | 0.029494 | 503.0838 | 0.16704 | 503.0838 | 0.13577 | 503.6547 | 0.10845 | 502.0053 | 0.083931 | 503.0838 | 0.27544 | 503.6547 | 0.23942 | 503.6547 | 1.178 | 503.6547 | 2.297 | 479.7794 | 0.83137 | 503.6547 | 9.2427 | 503.6547 | 5.3124 |  |  | 503.0838 | 2.3388 | 497.81 | -0.013525 | 503.6547 | 0.0062752 | 503.0838 | 0.016691 | 480.0345 | 0.00037616 | 503.6547 | 0.01979 | 503.6547 | 0.015896 | 503.0838 | 0.025139 | 503.6547 | 0.0027818 | 503.6547 | 0.0013273 | 503.6547 | 0.0043023 | 724.5462 | 0.22628 | 503.0838 | 0.010594 | 503.0838 | 0.0083079 | 503.6547 | 0.0061788 | 723.8233 | 0 | 503.0838 | 0.019716 | 726.5869 | 0.00035211 | 724.5462 | 0.023718 | 503.0838 | 0 | 901.9348 | 0.0038287 | 1167.8419 | 0.021994 | 1148.4171 | 0.087708 | 1017.4398 | 0.014069 | 1075.1442 | 0 | 1074.4641 | 0 | 1074.4575 | 0.0048171 | 503.084 | 0.037428 | 503.6547 | 1.1546 | 503.0838 | 4.175 | 503.0838 | 2.3858 | 503.6547 | #REF! | 503.0838 | 5.7192 | 500.6161 | 0.12603
| 284.2235 | 0.04218 | 284.2235 | 0.074633 | 284.2235 | 0.9391 | 284.2235 | 3.0643 | 284.2235 | 0.026221 | 284.2235 | 0 | 479.8929 | 0 | 503.308 | 0.31429 | 284.2235 | -0.1107 | 479.8929 | 0.0331 | 503.308 | 0.15603 | 503.308 | 0.024243 | 497.2013 | -0.0021007 | 503.308 | 0.088649 | 503.308 | 0.018868 | 503.8786 | 0.015072 | 502.2281 | 0.032534 | 503.308 | 0.1881 | 503.8786 | 0.17234 | 503.8786 | 1.1131 | 503.8786 | 2.2326 | 479.8929 | 0.84756 | 503.8786 | 9.1217 | 503.8786 | 5.3376 |  |  | 503.308 | 2.3795 | 498.03 | 0.0067623 | 503.8786 | 0 | 503.308 | 0.0048597 | 480.1505 | 0.0003026 | 503.8786 | 0 | 503.8786 | 0 | 503.308 | -0.0055952 | 503.8786 | -0.0062033 | 503.8786 | -0.0035091 | 503.8786 | -0.0091544 | 724.7101 | 0.2077 | 503.308 | -0.010881 | 503.308 | -0.01621 | 503.8786 | -0.0012948 | 723.9872 | 0.00026087 | 503.308 | -0.022671 | 726.7514 | 0.0004267 | 724.7101 | 0.024265 | 503.308 | 0.0036213 | 902.0158 | 0.0043922 | 1168.1762 | 0.02277 | 1148.4817 | 0.08801 | 1017.4525 | 0.014088 | 1075.2008 | 0 | 1074.5206 | 0 | 1074.5142 | 0.0047739 | 503.308 | 0.037477 | 503.8786 | 1.1454 | 503.308 | 4.1468 | 503.308 | 2.4522 | 503.8786 | #REF! | 503.308 | 5.6711 | 500.8394 | 0.12746
| 284.299 | 0.043651 | 284.299 | 0.10643 | 284.299 | 0.92425 | 284.299 | 3.0643 | 284.299 | 0.037046 | 284.299 | 0 | 480.0064 | 0 | 503.5321 | 0.34148 | 284.299 | -0.03542 | 480.0064 | 0 | 503.5321 | 0.17542 | 503.5321 | 0.057974 | 497.424 | 0.037808 | 503.5321 | 0.16338 | 503.5321 | 0.1226 | 504.1025 | 0.097929 | 502.4509 | 0.064822 | 503.5321 | 0.30063 | 504.1025 | 0.2286 | 504.1025 | 1.1415 | 504.1025 | 2.2174 | 480.0064 | 0.85979 | 504.1025 | 9.1231 | 504.1025 | 5.4403 |  |  | 503.5321 | 2.4446 | 498.26 | 0.00081613 | 504.1025 | 0.0049228 | 503.5321 | 0.012277 | 480.2665 | 0.00033385 | 504.1025 | 0.024361 | 504.1025 | 0.01568 | 503.5321 | 0.015693 | 504.1025 | 0.0013775 | 504.1025 | 0.0037556 | 504.1025 | 0.0055184 | 724.8739 | 0.22207 | 503.5321 | 0.012065 | 503.5321 | -0.0089909 | 504.1025 | 0.005347 | 724.1511 | 0 | 503.5321 | 0.01357 | 726.9158 | 0.00034662 | 724.8739 | 0.022844 | 503.5321 | 0 | 902.0968 | 0.0051886 | 1168.5105 | 0.022876 | 1148.5464 | 0.088312 | 1017.4651 | 0.014107 | 1075.2575 | 0 | 1074.5773 | 0 | 1074.5707 | 0.0047217 | 503.532 | 0.033222 | 504.1025 | 1.1612 | 503.5321 | 4.2329 | 503.5321 | 2.4549 | 504.1025 | #REF! | 503.5321 | 5.8221 | 501.0628 | 0.12882
| 284.3746 | 0.041015 | 284.3746 | 0.10484 | 284.3746 | 0.90788 | 284.3746 | 3.0348 | 284.3746 | 0.025499 | 284.3746 | 0 | 480.1199 | 0.030889 | 503.7563 | 0.33507 | 284.3746 | -0.0999 | 480.1199 | 0.0059633 | 503.7563 | 0.099304 | 503.7563 | 0.033269 | 497.6468 | 0.010476 | 503.7563 | 0.09451 | 503.7563 | 0.00058934 | 504.3264 | 0.00047075 | 502.6738 | 0.026655 | 503.7563 | 0.20826 | 504.3264 | 0.17184 | 504.3264 | 1.075 | 504.3264 | 2.1692 | 480.1199 | 0.84986 | 504.3264 | 9.0539 | 504.3264 | 5.5057 |  |  | 503.7563 | 2.4751 | 498.48 | -0.014223 | 504.3264 | 0 | 503.7563 | 0.0079143 | 480.3825 | 0.00034605 | 504.3264 | 0 | 504.3264 | 0 | 503.7563 | -0.018969 | 504.3264 | -0.0037576 | 504.3264 | -0.0020736 | 504.3264 | -0.0064376 | 725.0377 | 0.22441 | 503.7563 | -0.016806 | 503.7563 | 0.013543 | 504.3264 | -0.001605 | 724.315 | 0.00078262 | 503.7563 | -0.0088256 | 727.0802 | 0.00049471 | 725.0377 | 0.024811 | 503.7563 | 0.0090425 | 902.1777 | 0.0055089 | 1168.845 | 0.021466 | 1148.611 | 0.088614 | 1017.4778 | 0.014125 | 1075.3141 | 0 | 1074.6338 | 0 | 1074.6273 | 0.0046648 | 503.756 | 0.037789 | 504.3264 | 1.1664 | 503.7563 | 4.2769 | 503.7563 | 2.4903 | 504.3264 | #REF! | 503.7563 | 5.8871 | 501.2861 | 0.12889
| 284.4501 | 0.042676 | 284.4501 | 0.15304 | 284.4501 | 0.8926 | 284.4501 | 3.0884 | 284.4501 | 0.038204 | 284.4501 | 0 | 480.2334 | 0 | 503.9804 | 0.34842 | 284.4501 | -0.0509 | 480.2334 | 0 | 503.9804 | 0.17231 | 503.9805 | 0.05488 | 497.8696 | 0.029347 | 503.9804 | 0.16777 | 503.9805 | 0.082095 | 504.5503 | 0.065576 | 502.8966 | 0.077612 | 503.9805 | 0.27627 | 504.5503 | 0.23688 | 504.5503 | 1.1014 | 504.5503 | 2.149 | 480.2334 | 0.86815 | 504.5503 | 9.036 | 504.5503 | 5.613 |  |  | 503.9804 | 2.5263 | 498.71 | -0.009677 | 504.5503 | 0.0079797 | 503.9805 | 0.013038 | 480.4985 | 0.0003754 | 504.5503 | 0.022716 | 504.5503 | 0.013476 | 503.9805 | 0.034529 | 504.5503 | 0.0011817 | 504.5503 | 0.00044578 | 504.5503 | 0.0092002 | 725.2015 | 0.22313 | 503.9804 | 0.014634 | 503.9804 | -0.011274 | 504.5503 | 0.0015603 | 724.4789 | 0.00017392 | 503.9804 | 0.011609 | 727.2446 | 0.00035101 | 725.2015 | 0.024265 | 503.9805 | -0.0036195 | 902.2588 | 0.0051122 | 1169.1798 | 0.021466 | 1148.6755 | 0.088917 | 1017.4905 | 0.014143 | 1075.3707 | 0 | 1074.6904 | 0 | 1074.6838 | 0.0046023 | 503.98 | 0.026996 | 504.5503 | 1.1872 | 503.9805 | 4.3558 | 503.9805 | 2.4841 | 504.5503 | #REF! | 503.9805 | 6.0266 | 501.5095 | 0.12987
| 284.5256 | 0.038941 | 284.5256 | 0.092883 | 284.5256 | 0.87712 | 284.5256 | 3.0566 | 284.5256 | 0.022537 | 284.5256 | 0 | 480.3469 | 0.0048591 | 504.2046 | 0.33021 | 284.5256 | -0.11757 | 480.3469 | 0.023428 | 504.2046 | 0.10718 | 504.2046 | 0.02816 | 498.0924 | 0.00058415 | 504.2046 | 0.092313 | 504.2046 | 0.024811 | 504.7742 | 0.019819 | 503.1194 | 0.028667 | 504.2046 | 0.17299 | 504.7742 | 0.18384 | 504.7742 | 1.0493 | 504.7742 | 2.104 | 480.3469 | 0.88904 | 504.7742 | 8.9743 | 504.7742 | 5.6774 |  |  | 504.2046 | 2.5973 | 498.93 | -0.015623 | 504.7742 | 0 | 504.2046 | 0.010958 | 480.6145 | 0.00036358 | 504.7742 | 0 | 504.7742 | 0 | 504.2046 | -0.015332 | 504.7742 | -0.0039038 | 504.7742 | -0.0015886 | 504.7742 | -0.0056988 | 725.3654 | 0.2132 | 504.2046 | -0.02183 | 504.2046 | 0.0027117 | 504.7742 | -0.0029147 | 724.6428 | 0.00026087 | 504.2046 | -0.0141 | 727.4091 | 0.00041902 | 725.3654 | 0.025576 | 504.2046 | 0.0072427 | 902.3398 | 0.0042727 | 1169.5147 | 0.02143 | 1148.7402 | 0.089224 | 1017.5032 | 0.01416 | 1075.4274 | 0 | 1074.7469 | 0 | 1074.7405 | 0.0045376 | 504.205 | 0.036467 | 504.7742 | 1.1877 | 504.2046 | 4.3683 | 504.2046 | 2.5036 | 504.7742 | #REF! | 504.2046 | 6.0944 | 501.7328 | 0.13139
| 284.6012 | 0.04137 | 284.6012 | 0.073826 | 284.6012 | 0.86312 | 284.6012 | 3.0902 | 284.6012 | 0.037061 | 284.6012 | 0 | 480.4604 | 0 | 504.4288 | 0.33895 | 284.6012 | -0.06461 | 480.4604 | 0 | 504.4288 | 0.22266 | 504.4288 | 0.05091 | 498.3152 | 0.034904 | 504.4288 | 0.16191 | 504.4288 | 0.094237 | 504.9982 | 0.075274 | 503.3423 | 0.065238 | 504.4288 | 0.23177 | 504.9982 | 0.24058 | 504.9982 | 1.0432 | 504.9982 | 2.0583 | 480.4604 | 0.93042 | 504.9982 | 8.8768 | 504.9982 | 5.7107 |  |  | 504.4288 | 2.6559 | 499.15 | -0.0054798 | 504.9982 | 0.0052174 | 504.4288 | 0.013698 | 480.7305 | 0.00037082 | 504.9982 | 0.019146 | 504.9982 | 0.016876 | 504.4288 | 0.018493 | 504.9982 | 0.0037196 | 504.9982 | 0.00029785 | 504.9982 | 0.0056909 | 725.5292 | 0.2415 | 504.4288 | 0.011311 | 504.4288 | 0.00046515 | 504.9982 | 0.0056848 | 724.8067 | 0.00017392 | 504.4288 | 0.029575 | 727.5735 | 0.00039818 | 725.5292 | 0.023827 | 504.4288 | 0.0072427 | 902.4208 | 0.0044283 | 1169.8499 | 0.022946 | 1148.8048 | 0.089531 | 1017.5159 | 0.014176 | 1075.4841 | 0 | 1074.8036 | 0 | 1074.797 | 0.0044705 | 504.429 | 0.036539 | 504.9982 | 1.1907 | 504.4288 | 4.401 | 504.4288 | 2.5107 | 504.9982 | #REF! | 504.4288 | 6.1383 | 501.9562 | 0.13292
| 284.6767 | 0.03766 | 284.6767 | 0.11603 | 284.6767 | 0.8483 | 284.6767 | 3.0494 | 284.6767 | 0.024492 | 284.6767 | 0 | 480.5739 | 0 | 504.653 | 0.31048 | 284.6767 | -0.12331 | 480.5739 | 0.023213 | 504.653 | 0.088769 | 504.653 | 0.019897 | 498.5381 | 0.0035383 | 504.653 | 0.082056 | 504.653 | -0.029585 | 505.2221 | -0.023632 | 503.5652 | 0.035913 | 504.653 | 0.18222 | 505.2221 | 0.1714 | 505.2221 | 1.0005 | 505.2221 | 2.0161 | 480.5739 | 0.91339 | 505.2221 | 8.8111 | 505.2221 | 5.783 |  |  | 504.653 | 2.6829 | 499.38 | -0.013525 | 505.2221 | 0 | 504.653 | 0.0078635 | 480.8465 | 0.00034605 | 505.2221 | 0 | 505.2221 | 0 | 504.653 | -0.0049053 | 505.2221 | -0.0062692 | 505.2221 | -0.0034932 | 505.2221 | -0.0085651 | 725.6931 | 0.22917 | 504.653 | -0.020895 | 504.653 | -0.010427 | 505.2221 | -0.00045437 | 724.9706 | 0 | 504.653 | -0.026117 | 727.738 | 0.00056052 | 725.6931 | 0.024592 | 504.653 | 0.0090425 | 902.5018 | 0.0051943 | 1170.1852 | 0.022135 | 1148.8695 | 0.089833 | 1017.5286 | 0.014192 | 1075.5408 | 0 | 1074.8601 | 0 | 1074.8536 | 0.0044069 | 504.653 | 0.037404 | 505.2221 | 1.1926 | 504.653 | 4.4221 | 504.653 | 2.5001 | 505.2221 | #REF! | 504.653 | 6.1835 | 502.1796 | 0.1322
| 284.7523 | 0.040246 | 284.7523 | 0.15435 | 284.7523 | 0.83452 | 284.7523 | 3.0391 | 284.7523 | 0.042038 | 284.7523 | 0 | 480.6875 | 0 | 504.8773 | 0.33187 | 284.7523 | -0.04023 | 480.6875 | 0 | 504.8773 | 0.10091 | 504.8773 | 0.048079 | 498.7609 | 0.036667 | 504.8773 | 0.16631 | 504.8773 | 0.12057 | 505.4461 | 0.09631 | 503.788 | 0.081537 | 504.8773 | 0.26368 | 505.4461 | 0.23179 | 505.4461 | 1.0073 | 505.4461 | 2.0015 | 480.6875 | 0.97106 | 505.4461 | 8.8269 | 505.4461 | 5.9005 |  |  | 504.8773 | 2.7587 | 499.6 | -0.0040807 | 505.4461 | 0.0051732 | 504.8773 | 0.015778 | 480.9625 | 0.0003228 | 505.4461 | 0.013749 | 505.4461 | 0.013276 | 504.8773 | 0.027993 | 505.4461 | 0.0012677 | 505.4461 | 0.00059033 | 505.4461 | 0.0035991 | 725.8569 | 0.24572 | 504.8773 | 0.0056878 | 504.8773 | -0.009787 | 505.4461 | 0.0042786 | 725.1346 | 0.00017392 | 504.8773 | 0.026862 | 727.9024 | 0.00024351 | 725.8569 | 0.023937 | 504.8773 | 0 | 902.5828 | 0.0052529 | 1170.5206 | 0.022911 | 1148.9341 | 0.090141 | 1017.5412 | 0.014208 | 1075.5974 | 0 | 1074.9168 | 0 | 1074.9103 | 0.0043501 | 504.877 | 0.027452 | 505.4461 | 1.2123 | 504.8773 | 4.4882 | 504.8773 | 2.4939 | 505.4461 | #REF! | 504.8773 | 6.2936 | 502.403 | 0.13375
| 284.8278 | 0.036494 | 284.8279 | 0.072348 | 284.8278 | 0.81836 | 284.8278 | 3.0017 | 284.8278 | 0.031679 | 284.8278 | 0 | 480.801 | 0.007318 | 505.1015 | 0.30491 | 284.8278 | -0.10574 | 480.801 | 0.027297 | 505.1015 | 0.084028 | 505.1015 | 0.023798 | 498.9838 | 0.015656 | 505.1015 | 0.083521 | 505.1015 | 0.017315 | 505.6701 | 0.013831 | 504.0109 | 0.02322 | 505.1015 | 0.16879 | 505.6701 | 0.15117 | 505.6701 | 0.96401 | 505.6701 | 1.9564 | 480.801 | 0.94661 | 505.6701 | 8.7391 | 505.6701 | 5.9732 |  |  | 505.1015 | 2.8026 | 499.83 | -0.014223 | 505.6701 | 0 | 505.1015 | 0.0063923 | 481.0786 | 0.0003026 | 505.6701 | 0 | 505.6701 | 0 | 505.1015 | -0.019894 | 505.6701 | -0.0088169 | 505.6701 | -0.00433 | 505.6701 | -0.012637 | 726.0208 | 0.24193 | 505.1015 | -0.02303 | 505.1015 | -0.00011486 | 505.6701 | -0.00021158 | 725.2985 | 0.00026087 | 505.1015 | -0.032764 | 728.0669 | 0.00064279 | 726.0208 | 0.026123 | 505.1015 | 0.0036213 | 902.6639 | 0.0047299 | 1170.8563 | 0.021712 | 1148.9988 | 0.090448 | 1017.5539 | 0.014223 | 1075.6541 | 0 | 1074.9734 | 0 | 1074.9668 | 0.0043057 | 505.101 | 0.033799 | 505.6701 | 1.2163 | 505.1015 | 4.5473 | 505.1015 | 2.5213 | 505.6701 | #REF! | 505.1015 | 6.3586 | 502.6264 | 0.13572
| 284.9034 | 0.037685 | 284.9034 | 0.070623 | 284.9034 | 0.80607 | 284.9034 | 3.0088 | 284.9034 | 0.037617 | 284.9034 | 0 | 480.9145 | 0 | 505.3257 | 0.34037 | 284.9034 | -0.01403 | 480.9145 | 0 | 505.3257 | 0.18564 | 505.3258 | 0.055099 | 499.2066 | 0.02304 | 505.3257 | 0.16411 | 505.3258 | 0.09276 | 505.8941 | 0.074095 | 504.2338 | 0.074282 | 505.3258 | 0.25696 | 505.8941 | 0.21013 | 505.8941 | 0.97709 | 505.8941 | 1.9364 | 480.9145 | 0.95382 | 505.8941 | 8.7229 | 505.8941 | 6.0579 |  |  | 505.3257 | 2.8718 | 500.05 | 0.002565 | 505.8941 | 0.0055751 | 505.3258 | 0.013393 | 481.1946 | 0.00030413 | 505.8941 | 0.025186 | 505.8941 | 0.01051 | 505.3258 | 0.020721 | 505.8941 | 0.0020903 | 505.8941 | 0.0011489 | 505.8941 | 0.0081538 | 726.1846 | 0.24374 | 505.3257 | 0.016389 | 505.3257 | 0.012806 | 505.8941 | 0.0067774 | 725.4624 | 0 | 505.3257 | 0.015104 | 728.2314 | 0.00021499 | 726.1846 | 0.026123 | 505.3258 | 0 | 902.745 | 0.0043205 | 1171.1923 | 0.021994 | 1149.0635 | 0.09076 | 1017.5666 | 0.014237 | 1075.7108 | 0 | 1075.03 | 0 | 1075.0234 | 0.0042796 | 505.326 | 0.028654 | 505.8941 | 1.2302 | 505.3258 | 4.5883 | 505.3258 | 2.5231 | 505.8941 | #REF! | 505.3258 | 6.4779 | 502.8499 | 0.13773
| 284.979 | 0.035734 | 284.979 | 0.12993 | 284.979 | 0.7929 | 284.979 | 2.9722 | 284.979 | 0.028296 | 284.979 | 0 | 481.028 | 0.0062641 | 505.55 | 0.31817 | 284.979 | -0.07895 | 481.028 | 0.017144 | 505.55 | 0.064385 | 505.55 | 0.024369 | 499.4295 | 0.0073463 | 505.55 | 0.087917 | 505.55 | 0.025798 | 506.1181 | 0.020607 | 504.4567 | 0.042157 | 505.55 | 0.22001 | 506.1181 | 0.13995 | 506.1181 | 0.94335 | 506.1181 | 1.9004 | 481.028 | 0.97775 | 506.1181 | 8.6786 | 506.1181 | 6.1599 |  |  | 505.55 | 2.9676 | 500.28 | -0.0079281 | 506.1181 | 0 | 505.55 | 0.011618 | 481.3106 | 0.00029917 | 506.1181 | 0 | 506.1181 | 0 | 505.55 | -0.012045 | 506.1181 | -0.0040729 | 506.1181 | -0.0026315 | 506.1181 | -0.0083378 | 726.3485 | 0.26879 | 505.55 | -0.017594 | 505.55 | -0.0023979 | 506.1181 | -0.0010589 | 725.6264 | 0 | 505.55 | -0.019399 | 728.3958 | 0.0006022 | 726.3485 | 0.027106 | 505.55 | 0 | 902.8261 | 0.0046021 | 1171.5283 | 0.02143 | 1149.1282 | 0.091068 | 1017.5793 | 0.014251 | 1075.7675 | 0 | 1075.0865 | 0 | 1075.0801 | 0.0042694 | 505.55 | 0.034928 | 506.1181 | 1.2394 | 505.55 | 4.6254 | 505.55 | 2.5656 | 506.1181 | #REF! | 505.55 | 6.5497 | 503.0733 | 0.13763
| 285.0545 | 0.037007 | 285.0545 | 0.13274 | 285.0545 | 0.78047 | 285.0545 | 3.0094 | 285.0545 | 0.045886 | 285.0545 | 0 | 481.1415 | 0 | 505.7743 | 0.34671 | 285.0545 | 0.02102 | 481.1415 | 0 | 505.7743 | 0.21406 | 505.7743 | 0.056923 | 499.6524 | 0.037253 | 505.7743 | 0.15678 | 505.7743 | 0.12158 | 506.3421 | 0.09712 | 504.6796 | 0.067838 | 505.7743 | 0.2494 | 506.3421 | 0.2009 | 506.3421 | 0.95157 | 506.3421 | 1.8874 | 481.1415 | 0.99008 | 506.3421 | 8.6531 | 506.3421 | 6.2523 |  |  | 505.7743 | 3.0256 | 500.5 | -0.016322 | 506.3421 | 0.0070624 | 505.7743 | 0.015524 | 481.4266 | 0.00030337 | 506.3421 | 0.028606 | 506.3421 | 0.012596 | 505.7743 | 0.022048 | 506.3421 | 0.0028521 | 506.3421 | 0.00099184 | 506.3421 | 0.0063432 | 726.5124 | 0.26264 | 505.7743 | 0.0030123 | 505.7743 | 0.0085779 | 506.3421 | 0.0018252 | 725.7903 | 0.00017392 | 505.7743 | 0.015299 | 728.5603 | 0.00037843 | 726.5124 | 0.025248 | 505.7743 | 0.0036213 | 902.9072 | 0.0049725 | 1171.8646 | 0.0221 | 1149.1927 | 0.091375 | 1017.5919 | 0.014265 | 1075.8242 | 0 | 1075.1432 | 0 | 1075.1367 | 0.0042728 | 505.774 | 0.033823 | 506.3421 | 1.26 | 505.7743 | 4.6736 | 505.7743 | 2.5549 | 506.3421 | #REF! | 505.7743 | 6.6383 | 503.2968 | 0.14048
| 285.1301 | 0.034263 | 285.1301 | 0.0537 | 285.1301 | 0.76618 | 285.1301 | 2.9508 | 285.1301 | 0.029814 | 285.1301 | 0 | 481.2551 | 0.017856 | 505.9986 | 0.32566 | 285.1301 | -0.11558 | 481.2551 | 0.030521 | 505.9986 | 0.075712 | 505.9986 | 0.021502 | 499.8752 | 0.014902 | 505.9986 | 0.08059 | 505.9986 | -0.0043375 | 506.5662 | -0.0034647 | 504.9026 | 0.010953 | 505.9986 | 0.17299 | 506.5662 | 0.12978 | 506.5662 | 0.91178 | 506.5662 | 1.8475 | 481.2551 | 1.0242 | 506.5662 | 8.5682 | 506.5662 | 6.3402 |  |  | 505.9986 | 3.0643 | 500.73 | 0.0053631 | 506.5662 | 0 | 505.9986 | 0.0090811 | 481.5427 | 0.00033195 | 506.5662 | 0 | 506.5662 | 0 | 505.9986 | -0.012299 | 506.5662 | -0.005192 | 506.5662 | -0.0049634 | 506.5662 | -0.0070295 | 726.6762 | 0.27023 | 505.9986 | -0.018807 | 505.9986 | -0.0093259 | 506.5662 | -0.00025192 | 725.9543 | 0.00078262 | 505.9986 | -0.0052359 | 728.7248 | 0.00041902 | 726.6762 | 0.025904 | 505.9986 | 0 | 902.9883 | 0.0049148 | 1172.201 | 0.022382 | 1149.2575 | 0.091687 | 1017.6046 | 0.014278 | 1075.8809 | 0 | 1075.1998 | 0 | 1075.1934 | 0.004283 | 505.999 | 0.028654 | 506.5662 | 1.2664 | 505.9986 | 4.7035 | 505.9986 | 2.5913 | 506.5662 | #REF! | 505.9986 | 6.6773 | 503.5203 | 0.14137
| 285.2057 | 0.035585 | 285.2057 | 0.081203 | 285.2057 | 0.75481 | 285.2057 | 2.9705 | 285.2057 | 0.045962 | 285.2057 | 0 | 481.3686 | 0 | 506.2229 | 0.32126 | 285.2057 | -0.0338 | 481.3686 | 0 | 506.2229 | 0.16309 | 506.2229 | 0.050908 | 500.0982 | 0.030304 | 506.2229 | 0.16631 | 506.2229 | 0.11449 | 506.7902 | 0.091454 | 505.1255 | 0.057645 | 506.2229 | 0.29979 | 506.7902 | 0.21326 | 506.7902 | 0.90388 | 506.7902 | 1.8128 | 481.3686 | 1.0404 | 506.7902 | 8.5067 | 506.7902 | 6.4028 |  |  | 506.2229 | 3.102 | 500.95 | 0.0053631 | 506.7902 | 0.0047532 | 506.2229 | 0.01659 | 481.6587 | 0.00034948 | 506.7902 | 0.022424 | 506.7902 | 0.018221 | 506.2229 | 0.02181 | 506.7902 | -0.00024544 | 506.7902 | -8.1216e-05 | 506.7902 | 0.0049299 | 726.8401 | 0.27183 | 506.2229 | 0.011137 | 506.2229 | 0.0024745 | 506.7902 | 0.0051774 | 726.1182 | 0.00017392 | 506.2229 | 0.010877 | 728.8893 | 0.00042889 | 726.8401 | 0.02492 | 506.2229 | 0.0090425 | 903.0695 | 0.0046481 | 1172.5377 | 0.022558 | 1149.3221 | 0.092 | 1017.6173 | 0.01429 | 1075.9376 | 0 | 1075.2565 | 0 | 1075.25 | 0.0042944 | 506.223 | 0.038799 | 506.7902 | 1.2737 | 506.2229 | 4.7404 | 506.2229 | 2.6072 | 506.7902 | #REF! | 506.2229 | 6.8164 | 503.7437 | 0.14347
| 285.2812 | 0.034263 | 285.2812 | 0.11566 | 285.2812 | 0.74052 | 285.2812 | 2.9551 | 285.2812 | 0.036294 | 285.2812 | 0 | 481.4821 | 0.012236 | 506.4472 | 0.3191 | 285.2812 | -0.08903 | 481.4821 | 0 | 506.4472 | 0.074528 | 506.4472 | 0.025291 | 500.3211 | 0.023414 | 506.4472 | 0.082056 | 506.4472 | -0.0075802 | 507.0143 | -0.0060549 | 505.3485 | 0.019098 | 506.4472 | 0.18474 | 507.0143 | 0.14646 | 507.0143 | 0.85682 | 507.0143 | 1.7603 | 481.4821 | 0.98099 | 507.0143 | 8.3525 | 507.0143 | 6.4301 |  |  | 506.4472 | 3.1227 | 501.17 | 0.0074619 | 507.0143 | 0 | 506.4472 | 0.010451 | 481.7748 | 0.00035863 | 507.0143 | 0 | 507.0143 | 0 | 506.4472 | -0.020765 | 507.0143 | -0.0055652 | 507.0143 | -0.0034803 | 507.0143 | -0.0018257 | 727.004 | 0.27295 | 506.4472 | -0.019057 | 506.4472 | -0.0076978 | 507.0143 | 0.0013578 | 726.2822 | 0 | 506.4472 | -0.018428 | 729.0538 | 0.00048483 | 727.004 | 0.025904 | 506.4472 | 0.0036213 | 903.1507 | 0.004944 | 1172.8746 | 0.022911 | 1149.3868 | 0.092312 | 1017.63 | 0.014302 | 1075.9943 | 0 | 1075.3131 | 0 | 1075.3066 | 0.0043001 | 506.447 | 0.03613 | 507.0143 | 1.2727 | 506.4472 | 4.7609 | 506.4472 | 2.6143 | 507.0143 | #REF! | 506.4472 | 6.8256 | 503.9672 | 0.14249
| 285.3568 | 0.035057 | 285.3568 | 0.11041 | 285.3568 | 0.72861 | 285.3568 | 2.9711 | 285.3568 | 0.052336 | 285.3568 | 0 | 481.5957 | 0 | 506.6715 | 0.32291 | 285.3568 | 0.01165 | 481.5957 | 0 | 506.6715 | 0.20029 | 506.6715 | 0.05262 | 500.544 | 0.025578 | 506.6715 | 0.16265 | 506.6715 | 0.11855 | 507.2384 | 0.094692 | 505.5714 | 0.064093 | 506.6715 | 0.26368 | 507.2384 | 0.19216 | 507.2384 | 0.87209 | 507.2384 | 1.7275 | 481.5957 | 1.0085 | 507.2384 | 8.2725 | 507.2384 | 6.4968 |  |  | 506.6715 | 3.2044 | 501.4 | 0.0039641 | 507.2384 | 0.0035962 | 506.6715 | 0.011263 | 481.8908 | 0.00034262 | 507.2384 | 0.012034 | 507.2384 | 0.013313 | 506.6715 | 0.036069 | 507.2384 | 0.0028374 | 507.2384 | 0.00041548 | 507.2384 | 0.0068363 | 727.1679 | 0.2674 | 506.6715 | 0.0039913 | 506.6715 | -0.0028434 | 507.2384 | 0.006108 | 726.4462 | 0.00069566 | 506.6715 | 0.028588 | 729.2183 | 0.00036856 | 727.1679 | 0.024483 | 506.6715 | 0 | 903.2319 | 0.0048204 | 1173.2117 | 0.021501 | 1149.4515 | 0.092625 | 1017.6427 | 0.014314 | 1076.051 | 0 | 1075.3698 | 0 | 1075.3633 | 0.0042978 | 506.672 | 0.025097 | 507.2384 | 1.2745 | 506.6715 | 4.8106 | 506.6715 | 2.5674 | 507.2384 | #REF! | 506.6715 | 6.9221 | 504.1907 | 0.14434
| 285.4324 | 0.031602 | 285.4324 | 0.081246 | 285.4324 | 0.71449 | 285.4324 | 2.9015 | 285.4324 | 0.039512 | 285.4324 | 0 | 481.7092 | 0.024828 | 506.8959 | 0.32497 | 285.4324 | -0.07282 | 481.7092 | 0.029876 | 506.8959 | 0.12059 | 506.8958 | 0.031148 | 500.7669 | 0.010821 | 506.8959 | 0.09158 | 506.8958 | 0.019189 | 507.4624 | 0.015328 | 505.7944 | 0.036145 | 506.8958 | 0.16543 | 507.4625 | 0.12933 | 507.4625 | 0.8228 | 507.4625 | 1.695 | 481.7092 | 1.0426 | 507.4624 | 8.1709 | 507.4625 | 6.5495 |  |  | 506.8959 | 3.2588 | 501.62 | 0.007112 | 507.4625 | 0 | 506.8958 | 0.01319 | 482.0069 | 0.00033652 | 507.4625 | 0 | 507.4625 | 0 | 506.8958 | -0.022287 | 507.4625 | -0.0033867 | 507.4625 | -0.0014882 | 507.4625 | -0.0092995 | 727.3318 | 0.26019 | 506.8959 | -0.013373 | 506.8959 | -0.0027374 | 507.4625 | -0.0031605 | 726.6101 | 0 | 506.8959 | -0.025456 | 729.3829 | 0.00044096 | 727.3318 | 0.025795 | 506.8958 | 0.0090425 | 903.313 | 0.0046229 | 1173.549 | 0.02143 | 1149.5162 | 0.092937 | 1017.6553 | 0.014325 | 1076.1078 | 0 | 1075.4264 | 0 | 1075.4199 | 0.0042887 | 506.896 | 0.037092 | 507.4624 | 1.2844 | 506.8958 | 4.819 | 506.8958 | 2.5789 | 507.4625 | #REF! | 506.8958 | 6.9396 | 504.4143 | 0.14532
| 285.508 | 0.033354 | 285.508 | 0.058848 | 285.508 | 0.7032 | 285.508 | 2.924 | 285.508 | 0.053464 | 285.508 | 0 | 481.8227 | 0 | 507.1202 | 0.329 | 285.508 | 0.03673 | 481.8227 | 0 | 507.1202 | 0.20607 | 507.1202 | 0.053584 | 500.9899 | 0.023622 | 507.1202 | 0.15385 | 507.1202 | 0.11145 | 507.6866 | 0.089026 | 506.0174 | 0.052183 | 507.1202 | 0.24101 | 507.6866 | 0.18999 | 507.6866 | 0.8433 | 507.6866 | 1.6741 | 481.8227 | 1.007 | 507.6866 | 8.1324 | 507.6866 | 6.6466 |  |  | 507.1202 | 3.3222 | 501.85 | -0.01912 | 507.6866 | 0.0068411 | 507.1202 | 0.016234 | 482.123 | 0.00032661 | 507.6866 | 0.016336 | 507.6866 | 0.011783 | 507.1202 | 0.026484 | 507.6866 | 0.0035498 | 507.6866 | -0.00079194 | 507.6866 | 0.0054812 | 727.4957 | 0.28438 | 507.1202 | 0.0053355 | 507.1202 | -0.0035958 | 507.6866 | 0.0088223 | 726.7741 | 0 | 507.1202 | 0.0094038 | 729.5474 | 0.00040695 | 727.4957 | 0.024811 | 507.1202 | 0 | 903.3942 | 0.0051469 | 1173.8863 | 0.024074 | 1149.5811 | 0.093249 | 1017.668 | 0.014336 | 1076.1644 | 0 | 1075.4832 | 0 | 1075.4766 | 0.0042751 | 507.12 | 0.028149 | 507.6866 | 1.299 | 507.1202 | 4.8677 | 507.1202 | 2.5833 | 507.6866 | #REF! | 507.1202 | 7.0404 | 504.6378 | 0.14644
| 285.5836 | 0.031272 | 285.5836 | 0.11246 | 285.5836 | 0.69106 | 285.5836 | 2.8832 | 285.5836 | 0.039346 | 285.5836 | 0 | 481.9363 | 0.018558 | 507.3446 | 0.31671 | 285.5836 | -0.02572 | 481.9363 | 0.007454 | 507.3446 | 0.094201 | 507.3446 | 0.031431 | 501.2129 | 0.016322 | 507.3446 | 0.084986 | 507.3446 | 0.045304 | 507.9107 | 0.036188 | 506.2403 | 0.034952 | 507.3446 | 0.15283 | 507.9107 | 0.13884 | 507.9107 | 0.78704 | 507.9107 | 1.631 | 481.9363 | 1.0433 | 507.9107 | 8.0481 | 507.9107 | 6.7175 |  |  | 507.3446 | 3.3686 | 502.07 | -0.010027 | 507.9107 | 0 | 507.3446 | 0.011821 | 482.239 | 0.00034224 | 507.9107 | 0 | 507.9107 | 0 | 507.3446 | -0.015152 | 507.9107 | -0.0034527 | 507.9107 | -0.0040486 | 507.9107 | -0.006862 | 727.6596 | 0.28438 | 507.3446 | -0.007058 | 507.3446 | -0.0065253 | 507.9107 | -0.0032466 | 726.9381 | 0.00026087 | 507.3446 | -0.018487 | 729.7119 | 0.00034772 | 727.6596 | 0.026669 | 507.3446 | 0 | 903.4755 | 0.0054141 | 1174.224 | 0.02143 | 1149.6457 | 0.093567 | 1017.6807 | 0.014346 | 1076.2212 | 0 | 1075.5398 | 0 | 1075.5332 | 0.0042648 | 507.345 | 0.030409 | 507.9107 | 1.3032 | 507.3446 | 4.8354 | 507.3446 | 2.6055 | 507.9107 | #REF! | 507.3446 | 7.0182 | 504.8613 | 0.14695
| 285.6592 | 0.032817 | 285.6592 | 0.14879 | 285.6592 | 0.67999 | 285.6592 | 2.8959 | 285.6592 | 0.058621 | 285.6592 | 0 | 482.0498 | 0.0031665 | 507.569 | 0.28555 | 285.6592 | 0.02029 | 482.0498 | 0 | 507.569 | 0.19423 | 507.5689 | 0.047447 | 501.4358 | 0.023172 | 507.569 | 0.15239 | 507.5689 | 0.098014 | 508.1348 | 0.078292 | 506.4633 | 0.061543 | 507.5689 | 0.23345 | 508.1348 | 0.17668 | 508.1348 | 0.8074 | 508.1348 | 1.6223 | 482.0498 | 1.0456 | 508.1348 | 8.0258 | 508.1348 | 6.8293 |  |  | 507.569 | 3.4532 | 502.3 | 0.014807 | 508.1348 | 0.0034471 | 507.5689 | 0.01111 | 482.3551 | 0.00037616 | 508.1348 | 0.028001 | 508.1348 | 0.010744 | 507.5689 | 0.0251 | 508.1348 | 0.0012969 | 508.1348 | 0.00052541 | 508.1348 | 0.0057569 | 727.8235 | 0.28384 | 507.569 | 0.0011032 | 507.569 | -0.0073008 | 508.1348 | -8.8414e-05 | 727.1021 | 0.00017392 | 507.569 | 0.020056 | 729.8765 | 0.00048374 | 727.8235 | 0.024811 | 507.5689 | 0 | 903.5567 | 0.0051982 | 1174.5618 | 0.022171 | 1149.7105 | 0.093885 | 1017.6934 | 0.014356 | 1076.2779 | 0 | 1075.5964 | 0 | 1075.5898 | 0.0042614 | 507.569 | 0.02851 | 508.1348 | 1.3132 | 507.5689 | 4.9117 | 507.5689 | 2.6099 | 508.1348 | #REF! | 507.5689 | 7.1264 | 505.0849 | 0.14918
| 285.7348 | 0.030396 | 285.7348 | 0.061075 | 285.7348 | 0.66819 | 285.7348 | 2.8781 | 285.7348 | 0.043391 | 285.7348 | 0 | 482.1634 | 0.0031028 | 507.7933 | 0.30204 | 285.7348 | -0.0553 | 482.1634 | 0.014535 | 507.7933 | 0.09547 | 507.7933 | 0.027617 | 501.6588 | 0.011503 | 507.7933 | 0.090847 | 507.7933 | 0.0049271 | 508.3589 | 0.0039357 | 506.6863 | 0.015265 | 507.7933 | 0.1184 | 508.3589 | 0.12604 | 508.3589 | 0.76767 | 508.3589 | 1.5993 | 482.1634 | 1.0391 | 508.3589 | 7.9829 | 508.3589 | 6.947 |  |  | 507.7933 | 3.4922 | 502.52 | 0.0039641 | 508.3589 | 0 | 507.7933 | 0.011821 | 482.4712 | 0.00039941 | 508.3589 | 0 | 508.3589 | 0 | 507.7933 | -0.0077459 | 508.3589 | -0.006482 | 508.3589 | -0.0042074 | 508.3589 | -0.0066588 | 727.9875 | 0.28598 | 507.7933 | -0.010362 | 507.7933 | -0.0055617 | 508.3589 | -0.00041527 | 727.2661 | 0.00026087 | 507.7933 | -0.016731 | 730.041 | 0.00037953 | 727.9875 | 0.026341 | 507.7933 | 0.0018125 | 903.6379 | 0.0052547 | 1174.8998 | 0.022417 | 1149.7753 | 0.094197 | 1017.7061 | 0.014365 | 1076.3347 | 0 | 1075.6531 | 0 | 1075.6466 | 0.0042671 | 507.793 | 0.032909 | 508.3589 | 1.3362 | 507.7933 | 4.9699 | 507.7933 | 2.6338 | 508.3589 | #REF! | 507.7933 | 7.2479 | 505.3084 | 0.14958
| 285.8104 | 0.031991 | 285.8104 | 0.063292 | 285.8104 | 0.65841 | 285.8104 | 2.8797 | 285.8104 | 0.056712 | 285.8104 | 0 | 482.2769 | 0 | 508.0178 | 0.33485 | 285.8104 | 0.01775 | 482.2769 | 0 | 508.0178 | 0.27692 | 508.0177 | 0.052014 | 501.8818 | 0.025708 | 508.0178 | 0.16265 | 508.0177 | 0.099427 | 508.5831 | 0.07942 | 506.9094 | 0.074115 | 508.0177 | 0.262 | 508.5831 | 0.1868 | 508.5831 | 0.78196 | 508.5831 | 1.5831 | 482.2769 | 1.0381 | 508.5831 | 7.9382 | 508.5831 | 7.0355 |  |  | 508.0178 | 3.5643 | 502.75 | -0.010726 | 508.5831 | 0.002922 | 508.0177 | 0.021967 | 482.5872 | 0.00037806 | 508.5831 | 0.016343 | 508.5831 | 0.01532 | 508.0177 | 0.039754 | 508.5831 | 0.0064896 | 508.5831 | 0.00078243 | 508.5831 | 0.0089504 | 728.1514 | 0.29249 | 508.0178 | -0.0020209 | 508.0178 | 0.012763 | 508.5831 | 0.0077867 | 727.4301 | 0 | 508.0178 | 0.0083852 | 730.2056 | 0.0004629 | 728.1514 | 0.024374 | 508.0177 | 0 | 903.7192 | 0.0051915 | 1175.238 | 0.020584 | 1149.84 | 0.094514 | 1017.7188 | 0.014374 | 1076.3915 | 0 | 1075.7098 | 0 | 1075.7033 | 0.004283 | 508.018 | 0.031731 | 508.5831 | 1.352 | 508.0177 | 5.0631 | 508.0177 | 2.6533 | 508.5831 | #REF! | 508.0177 | 7.4098 | 505.532 | 0.15114
| 285.886 | 0.029065 | 285.886 | 0.1304 | 285.886 | 0.64578 | 285.886 | 2.8353 | 285.886 | 0.048262 | 285.886 | 0 | 482.3905 | 0.021309 | 508.2422 | 0.31357 | 285.886 | -0.03634 | 482.3905 | 0.023428 | 508.2422 | 0.10437 | 508.2422 | 0.026405 | 502.1048 | 0.0019647 | 508.2422 | 0.084254 | 508.2422 | 0.026045 | 508.8072 | 0.020804 | 507.1324 | 0.027547 | 508.2422 | 0.13352 | 508.8072 | 0.12993 | 508.8072 | 0.74194 | 508.8072 | 1.542 | 482.3905 | 1.0788 | 508.8072 | 7.8406 | 508.8073 | 7.1079 |  |  | 508.2422 | 3.6163 | 502.97 | -0.016322 | 508.8072 | 0 | 508.2422 | 0.014357 | 482.7033 | 0.00037425 | 508.8072 | 0 | 508.8073 | 0 | 508.2422 | -0.025241 | 508.8072 | -0.0051398 | 508.8072 | -0.0040879 | 508.8072 | -0.0099713 | 728.3153 | 0.28326 | 508.2422 | -0.01906 | 508.2422 | -0.014616 | 508.8073 | -0.0048278 | 727.5941 | 0.00026087 | 508.2422 | -0.015874 | 730.3701 | 0.00035979 | 728.3153 | 0.026013 | 508.2422 | 0.0090425 | 903.8005 | 0.0050797 | 1175.5764 | 0.022135 | 1149.9048 | 0.094832 | 1017.7314 | 0.014382 | 1076.4482 | 0 | 1075.7665 | 0 | 1075.76 | 0.0043057 | 508.242 | 0.035313 | 508.8072 | 1.3523 | 508.2422 | 5.0885 | 508.2422 | 2.6559 | 508.8073 | #REF! | 508.2422 | 7.4552 | 505.7556 | 0.15103
| 285.9616 | 0.031453 | 285.9616 | 0.16079 | 285.9616 | 0.63726 | 285.9616 | 2.8737 | 285.9616 | 0.061012 | 285.9616 | 0 | 482.504 | 0 | 508.4666 | 0.31665 | 285.9616 | -0.00357 | 482.504 | 0 | 508.4666 | 0.17296 | 508.4666 | 0.047973 | 502.3278 | 0.023154 | 508.4666 | 0.16851 | 508.4666 | 0.13476 | 509.0314 | 0.10764 | 507.3554 | 0.059778 | 508.4666 | 0.20658 | 509.0314 | 0.15914 | 509.0314 | 0.75669 | 509.0314 | 1.5247 | 482.504 | 1.0494 | 509.0314 | 7.7966 | 509.0314 | 7.1985 |  |  | 508.4666 | 3.7135 | 503.2 | -0.023318 | 509.0314 | 0.0059679 | 508.4666 | 0.018974 | 482.8194 | 0.00033081 | 509.0314 | 0.028935 | 509.0314 | 0.013249 | 508.4666 | 0.0076571 | 509.0314 | 0.00020296 | 509.0314 | -0.00048946 | 509.0314 | 0.0048151 | 728.4793 | 0.29351 | 508.4666 | 0.0013556 | 508.4666 | 0.010539 | 509.0314 | 0.0071215 | 727.7581 | 0 | 508.4666 | 0.017193 | 730.5347 | 0.0003181 | 728.4793 | 0.024155 | 508.4666 | 0 | 903.8818 | 0.0051326 | 1175.915 | 0.022558 | 1149.9695 | 0.09515 | 1017.7441 | 0.01439 | 1076.505 | 0 | 1075.8232 | 0 | 1075.8166 | 0.0043296 | 508.467 | 0.030938 | 509.0314 | 1.3715 | 508.4666 | 5.1606 | 508.4666 | 2.6506 | 509.0314 | #REF! | 508.4666 | 7.5621 | 505.9792 | 0.15365
| 286.0372 | 0.028288 | 286.0372 | 0.062375 | 286.0372 | 0.62562 | 286.0372 | 2.7993 | 286.0372 | 0.04948 | 286.0372 | 0 | 482.6176 | 0.015748 | 508.691 | 0.29974 | 286.0372 | -0.07633 | 482.6176 | 0.0052178 | 508.691 | 0.086624 | 508.6911 | 0.032603 | 502.5508 | 0.015584 | 508.691 | 0.083521 | 508.6911 | -0.0051453 | 509.2556 | -0.00411 | 507.5785 | 0.020382 | 508.6911 | 0.14947 | 509.2556 | 0.10603 | 509.2556 | 0.72014 | 509.2556 | 1.4838 | 482.6176 | 1.0759 | 509.2556 | 7.6611 | 509.2556 | 7.231 |  |  | 508.691 | 3.7638 | 503.42 | -0.0089774 | 509.2556 | 0 | 508.6911 | 0.012176 | 482.9355 | 0.00031327 | 509.2556 | 0 | 509.2556 | 0 | 508.6911 | -0.01041 | 509.2556 | -0.0066391 | 509.2556 | -0.0044649 | 509.2556 | -0.010241 | 728.6432 | 0.29885 | 508.691 | -0.022363 | 508.691 | 0.0033134 | 509.2556 | 0.00032827 | 727.9221 | 0.00078262 | 508.691 | -0.020972 | 730.6993 | 0.00038172 | 728.6432 | 0.02492 | 508.6911 | 0 | 903.9631 | 0.0051743 | 1176.2539 | 0.02284 | 1150.0343 | 0.095467 | 1017.7568 | 0.014398 | 1076.5618 | 0 | 1075.8799 | 0 | 1075.8733 | 0.0043512 | 508.691 | 0.027573 | 509.2556 | 1.3692 | 508.6911 | 5.1606 | 508.6911 | 2.6745 | 509.2556 | #REF! | 508.6911 | 7.6007 | 506.2028 | 0.15383
| 286.1128 | 0.029164 | 286.1128 | 0.051529 | 286.1128 | 0.61562 | 286.1128 | 2.842 | 286.1128 | 0.065251 | 286.1128 | 0 | 482.7312 | 0 | 508.9155 | 0.30353 | 286.1128 | 0.00675 | 482.7312 | 0 | 508.9155 | 0.13903 | 508.9155 | 0.053247 | 502.7739 | 0.025658 | 508.9155 | 0.15605 | 508.9155 | 0.11145 | 509.4798 | 0.089026 | 507.8015 | 0.063287 | 508.9155 | 0.24185 | 509.4798 | 0.15717 | 509.4798 | 0.72531 | 509.4798 | 1.452 | 482.7312 | 1.1016 | 509.4798 | 7.5567 | 509.4798 | 7.2723 |  |  | 508.9155 | 3.8299 | 503.64 | 0.023551 | 509.4798 | 0.0047534 | 508.9155 | 0.018162 | 483.0516 | 0.00026335 | 509.4798 | 0.018379 | 509.4798 | 0.018022 | 508.9155 | 0.0046352 | 509.4798 | 0.00028429 | 509.4798 | 0.00032195 | 509.4798 | 0.0058138 | 728.8071 | 0.31385 | 508.9155 | 0.0011663 | 508.9155 | -0.0017304 | 509.4798 | 0.0032197 | 728.0861 | 0 | 508.9155 | 0.020439 | 730.8638 | 0.00041244 | 728.8071 | 0.023499 | 508.9155 | 0 | 904.0444 | 0.0048744 | 1176.5929 | 0.02069 | 1150.099 | 0.09579 | 1017.7695 | 0.014405 | 1076.6185 | 0 | 1075.9367 | 0 | 1075.93 | 0.0043637 | 508.916 | 0.026347 | 509.4798 | 1.3689 | 508.9155 | 5.1883 | 508.9155 | 2.6453 | 509.4798 | #REF! | 508.9155 | 7.6495 | 506.4265 | 0.15507
| 286.1884 | 0.027354 | 286.1884 | 0.10773 | 286.1884 | 0.6049 | 286.1884 | 2.7847 | 286.1884 | 0.054592 | 286.1884 | 0 | 482.8447 | 0 | 509.14 | 0.31256 | 286.1884 | -0.08646 | 482.8447 | 0.025362 | 509.14 | 0.075426 | 509.14 | 0.025937 | 502.9969 | 0.010376 | 509.14 | 0.093045 | 509.14 | 0.040588 | 509.704 | 0.032421 | 508.0246 | 0.020324 | 509.14 | 0.15787 | 509.704 | 0.1164 | 509.704 | 0.68202 | 509.704 | 1.4208 | 482.8447 | 1.0936 | 509.704 | 7.4694 | 509.704 | 7.3439 |  |  | 509.14 | 3.862 | 503.87 | -0.010726 | 509.704 | 0 | 509.14 | 0.018923 | 483.1677 | 0.00028736 | 509.704 | 0 | 509.704 | 0 | 509.14 | -0.0052185 | 509.704 | -0.0051156 | 509.704 | -0.0029197 | 509.704 | -0.0056712 | 728.9711 | 0.30915 | 509.14 | -0.016977 | 509.14 | -0.0098731 | 509.704 | -0.0030453 | 728.2501 | 0.0018258 | 509.14 | -0.035252 | 731.0284 | 0.00048703 | 728.9711 | 0.025685 | 509.14 | 0 | 904.1257 | 0.0045286 | 1176.932 | 0.021642 | 1150.1638 | 0.096107 | 1017.7822 | 0.014412 | 1076.6753 | 0 | 1075.9933 | 0 | 1075.9868 | 0.0043648 | 509.14 | 0.027164 | 509.704 | 1.385 | 509.14 | 5.2068 | 509.14 | 2.6471 | 509.704 | #REF! | 509.14 | 7.7074 | 506.6501 | 0.15487
| 286.264 | 0.029172 | 286.264 | 0.095701 | 286.264 | 0.59666 | 286.264 | 2.7914 | 286.264 | 0.067883 | 286.2641 | 0 | 482.9583 | 0 | 509.3645 | 0.32001 | 286.264 | 0.00186 | 482.9583 | 0 | 509.3645 | 0.21264 | 509.3645 | 0.050375 | 503.22 | 0.024969 | 509.3645 | 0.15605 | 509.3645 | 0.097856 | 509.9282 | 0.078165 | 508.2477 | 0.066172 | 509.3645 | 0.23513 | 509.9282 | 0.17763 | 509.9282 | 0.69224 | 509.9282 | 1.3967 | 482.9583 | 1.0853 | 509.9282 | 7.3502 | 509.9282 | 7.3697 |  |  | 509.3645 | 3.8958 | 504.09 | 0.0036143 | 509.9282 | 0.0029868 | 509.3645 | 0.023235 | 483.2838 | 0.00028469 | 509.9282 | 0.017601 | 509.9282 | 0.011856 | 509.3645 | 0.01667 | 509.9282 | 0.0026654 | 509.9282 | -0.00055915 | 509.9282 | 0.0038655 | 729.135 | 0.31134 | 509.3645 | 0.0098241 | 509.3645 | -0.000217 | 509.9283 | 0.0024423 | 728.4142 | 0 | 509.3645 | 0.0054606 | 731.193 | 0.00027094 | 729.135 | 0.025685 | 509.3645 | 0 | 904.2071 | 0.0042543 | 1177.2715 | 0.019703 | 1150.2286 | 0.09643 | 1017.7949 | 0.014418 | 1076.7322 | 0 | 1076.0501 | 0 | 1076.0435 | 0.0043546 | 509.364 | 0.023029 | 509.9282 | 1.3877 | 509.3645 | 5.2495 | 509.3645 | 2.6125 | 509.9283 | #REF! | 509.3645 | 7.7707 | 506.8737 | 0.1546
| 286.3397 | 0.02633 | 286.3397 | 0.029206 | 286.3397 | 0.58696 | 286.3397 | 2.7672 | 286.3397 | 0.058426 | 286.3397 | 0 | 483.0718 | 0.013641 | 509.589 | 0.28205 | 286.3397 | -0.0425 | 483.0718 | 0.030951 | 509.589 | 0.075679 | 509.589 | 0.035324 | 503.4431 | -4.7719e-05 | 509.589 | 0.084254 | 509.589 | 0.0016571 | 510.1525 | 0.0013236 | 508.4708 | 0.015552 | 509.589 | 0.15619 | 510.1525 | 0.09606 | 510.1525 | 0.66055 | 510.1525 | 1.365 | 483.0718 | 1.118 | 510.1525 | 7.2313 | 510.1525 | 7.3972 |  |  | 509.589 | 3.9623 | 504.32 | -0.0012825 | 510.1525 | 0 | 509.589 | 0.01177 | 483.3999 | 0.00031937 | 510.1525 | 0 | 510.1525 | 0 | 509.589 | -0.020983 | 510.1525 | -0.0042428 | 510.1525 | -0.0020384 | 510.1525 | -0.0027805 | 729.299 | 0.3146 | 509.589 | -0.021396 | 509.589 | -0.0064671 | 510.1525 | -0.0005176 | 728.5782 | 0.0013044 | 509.589 | -0.019934 | 731.3576 | 0.00044864 | 729.299 | 0.027325 | 509.589 | 0.0090425 | 904.2885 | 0.0036459 | 1177.6111 | 0.023158 | 1150.2935 | 0.096748 | 1017.8076 | 0.014424 | 1076.7889 | 0 | 1076.1068 | 0 | 1076.1002 | 0.0043364 | 509.589 | 0.032957 | 510.1525 | 1.3772 | 509.589 | 5.2425 | 509.589 | 2.6488 | 510.1525 | #REF! | 509.589 | 7.8342 | 507.0974 | 0.15409
| 286.4153 | 0.028156 | 286.4153 | 0.033287 | 286.4153 | 0.57878 | 286.4153 | 2.7789 | 286.4153 | 0.071807 | 286.4153 | 0 | 483.1854 | 0 | 509.8135 | 0.31573 | 286.4153 | 0.01665 | 483.1854 | 0 | 509.8135 | 0.13846 | 509.8135 | 0.045417 | 503.6661 | 0.025212 | 509.8135 | 0.15752 | 509.8135 | 0.080917 | 510.3767 | 0.064635 | 508.6939 | 0.054028 | 509.8135 | 0.26704 | 510.3767 | 0.16045 | 510.3767 | 0.67081 | 510.3767 | 1.3431 | 483.1854 | 1.1203 | 510.3767 | 7.1577 | 510.3767 | 7.4805 |  |  | 509.8135 | 4.0483 | 504.54 | 0.00046636 | 510.3767 | 0.0036187 | 509.8135 | 0.020953 | 483.516 | 0.00029879 | 510.3767 | 0.024617 | 510.3767 | 0.011577 | 509.8135 | 0.021165 | 510.3767 | 0.0022476 | 510.3767 | -0.00019478 | 510.3767 | 0.0046929 | 729.463 | 0.31914 | 509.8135 | 0.0066453 | 509.8135 | 0.0075328 | 510.3767 | 0.0043634 | 728.7422 | 0 | 509.8135 | 0.020556 | 731.5222 | 0.00022596 | 729.463 | 0.025685 | 509.8135 | 0.0090425 | 904.3699 | 0.002921 | 1177.9508 | 0.022699 | 1150.3583 | 0.09707 | 1017.8203 | 0.01443 | 1076.8457 | 0 | 1076.1635 | 0 | 1076.157 | 0.0043148 | 509.813 | 0.030914 | 510.3767 | 1.401 | 509.8135 | 5.3166 | 509.8135 | 2.6311 | 510.3767 | #REF! | 509.8135 | 7.9512 | 507.3211 | 0.15734
| 286.4909 | 0.026065 | 286.4909 | 0.10173 | 286.4909 | 0.56869 | 286.4909 | 2.7374 | 286.4909 | 0.07101 | 286.4909 | 0 | 483.299 | 0.0066155 | 510.038 | 0.29107 | 286.4909 | -0.06029 | 483.299 | 0.03353 | 510.038 | 0.0099068 | 510.038 | 0.026726 | 503.8892 | 0.0059282 | 510.038 | 0.086451 | 510.038 | 0.0052614 | 510.601 | 0.0042027 | 508.917 | 0.031888 | 510.038 | 0.15703 | 510.601 | 0.10947 | 510.601 | 0.62777 | 510.601 | 1.3024 | 483.299 | 1.1049 | 510.601 | 7.0493 | 510.601 | 7.5268 |  |  | 510.038 | 4.0876 | 504.77 | 0.007112 | 510.601 | 0 | 510.038 | 0.013038 | 483.6321 | 0.0003167 | 510.601 | 0 | 510.601 | 0 | 510.038 | -0.018104 | 510.601 | -0.0081085 | 510.601 | -0.0051343 | 510.601 | -0.0078632 | 729.6269 | 0.31567 | 510.038 | -0.0099716 | 510.038 | -0.0085516 | 510.601 | -0.0073596 | 728.9063 | 0.00026087 | 510.038 | -0.031945 | 731.6868 | 0.00054407 | 729.6269 | 0.02656 | 510.038 | 0.0018107 | 904.4512 | 0.0030814 | 1178.2908 | 0.023193 | 1150.4231 | 0.097393 | 1017.8329 | 0.014435 | 1076.9026 | 0 | 1076.2202 | 0 | 1076.2137 | 0.0042955 | 510.038 | 0.026347 | 510.601 | 1.4009 | 510.038 | 5.3287 | 510.038 | 2.6497 | 510.601 | #REF! | 510.038 | 7.9426 | 507.5448 | 0.15785
| 286.5666 | 0.027139 | 286.5666 | 0.083327 | 286.5666 | 0.5603 | 286.5666 | 2.7414 | 286.5666 | 0.075911 | 286.5666 | 0 | 483.4126 | 0 | 510.2625 | 0.31512 | 286.5666 | -0.00022073 | 483.4126 | 0 | 510.2625 | 0.2671 | 510.2625 | 0.046179 | 504.1123 | 0.032866 | 510.2625 | 0.15605 | 510.2625 | 0.10335 | 510.8253 | 0.082552 | 509.1401 | 0.052161 | 510.2625 | 0.22841 | 510.8253 | 0.13578 | 510.8253 | 0.64589 | 510.8253 | 1.2892 | 483.4126 | 1.1295 | 510.8253 | 6.9649 | 510.8253 | 7.5682 |  |  | 510.2625 | 4.1531 | 504.99 | 0.0011659 | 510.8253 | 0.0036936 | 510.2625 | 0.018314 | 483.7482 | 0.00028126 | 510.8253 | 0.017616 | 510.8253 | 0.012603 | 510.2625 | 0.02957 | 510.8253 | -0.00067024 | 510.8253 | -0.00065592 | 510.8253 | 0.0054991 | 729.7909 | 0.32853 | 510.2625 | 0.0028315 | 510.2625 | -0.010127 | 510.8253 | 0.0057823 | 729.0703 | 0 | 510.2625 | 0.010504 | 731.8514 | 0.00031372 | 729.7909 | 0.024702 | 510.2625 | 0 | 904.5327 | 0.0040042 | 1178.631 | 0.021289 | 1150.4879 | 0.097716 | 1017.8456 | 0.01444 | 1076.9594 | 0 | 1076.277 | 0 | 1076.2704 | 0.0042807 | 510.263 | 0.023654 | 510.8253 | 1.4135 | 510.2625 | 5.3961 | 510.2625 | 2.6559 | 510.8253 | #REF! | 510.2625 | 8.06 | 507.7685 | 0.15948
| 286.6422 | 0.024627 | 286.6422 | 0.02935 | 286.6422 | 0.54981 | 286.6422 | 2.7006 | 286.6422 | 0.068198 | 286.6422 | 0 | 483.5262 | 0.012587 | 510.4871 | 0.29988 | 286.6422 | -0.12532 | 483.5262 | 0.026867 | 510.4871 | 0.015079 | 510.4871 | 0.029043 | 504.3354 | 0.014862 | 510.4871 | 0.081323 | 510.4871 | -0.028918 | 511.0496 | -0.023099 | 509.3632 | 0.036311 | 510.4871 | 0.14528 | 511.0496 | 0.099085 | 511.0496 | 0.60834 | 511.0496 | 1.2523 | 483.5262 | 1.1396 | 511.0496 | 6.8647 | 511.0496 | 7.6293 |  |  | 510.4871 | 4.17 | 505.22 | 0.0067623 | 511.0496 | 0 | 510.4871 | 0.016133 | 483.8644 | 0.00033271 | 511.0496 | 0 | 511.0496 | 0 | 510.4871 | -0.0032605 | 511.0496 | -0.0060679 | 511.0496 | -0.0033789 | 511.0496 | -0.0063196 | 729.9549 | 0.3185 | 510.4871 | -0.012948 | 510.4871 | -0.0066988 | 511.0496 | -0.0065304 | 729.2344 | 0 | 510.4871 | -0.015433 | 732.0161 | 0.00039379 | 729.9549 | 0.025139 | 510.4871 | 0.0018107 | 904.6141 | 0.0049157 | 1178.9713 | 0.020303 | 1150.5527 | 0.098038 | 1017.8583 | 0.014444 | 1077.0162 | 0 | 1076.3337 | 0 | 1076.3272 | 0.0042751 | 510.487 | 0.027452 | 511.0496 | 1.4173 | 510.4871 | 5.4052 | 510.4871 | 2.6471 | 511.0496 | #REF! | 510.4871 | 8.1291 | 507.9922 | 0.16074
| 286.7179 | 0.025792 | 286.7179 | 0.055903 | 286.7179 | 0.54243 | 286.7179 | 2.7004 | 286.7179 | 0.083248 | 286.7179 | 0 | 483.6397 | 0 | 510.7116 | 0.31224 | 286.7179 | -0.00806 | 483.6397 | 0 | 510.7116 | 0.19209 | 510.7116 | 0.046779 | 504.5586 | 0.02785 | 510.7116 | 0.15092 | 510.7116 | 0.097986 | 511.2739 | 0.078269 | 509.5863 | 0.055961 | 510.7116 | 0.21581 | 511.2739 | 0.14864 | 511.2739 | 0.61982 | 511.2739 | 1.2348 | 483.6397 | 1.1372 | 511.2739 | 6.7384 | 511.2739 | 7.6431 |  |  | 510.7116 | 4.2194 | 505.44 | 0.012009 | 511.2739 | 0.0076756 | 510.7116 | 0.023083 | 483.9805 | 0.00035291 | 511.2739 | 0.015416 | 511.2739 | 0.01483 | 510.7116 | 0.019658 | 511.2739 | -0.001731 | 511.2739 | 0.00020662 | 511.2739 | 0.0029673 | 730.1189 | 0.32821 | 510.7116 | -0.0021313 | 510.7116 | 0.0029195 | 511.2739 | 0.0013853 | 729.3984 | 0 | 510.7116 | 0.0092534 | 732.1807 | 0.0004618 | 730.1189 | 0.02339 | 510.7116 | 0.0018107 | 904.6956 | 0.0057016 | 1179.3119 | 0.022312 | 1150.6175 | 0.098361 | 1017.871 | 0.014448 | 1077.073 | 0 | 1076.3905 | 0 | 1076.3839 | 0.0042762 | 510.712 | 0.029351 | 511.2739 | 1.4205 | 510.7116 | 5.4143 | 510.7116 | 2.6426 | 511.2739 | #REF! | 510.7116 | 8.1896 | 508.2159 | 0.16258
| 286.7935 | 0.023908 | 286.7935 | 0.09572 | 286.7935 | 0.53322 | 286.7935 | 2.6435 | 286.7935 | 0.073536 | 286.7935 | 0 | 483.7533 | 0.030498 | 510.9362 | 0.30972 | 286.7935 | -0.05413 | 483.7533 | 0.030951 | 510.9362 | 0.055063 | 510.9362 | 0.02929 | 504.7817 | 0.0088468 | 510.9362 | 0.087184 | 510.9362 | 0.0019456 | 511.4982 | 0.0015541 | 509.8095 | 0.029807 | 510.9362 | 0.16543 | 511.4982 | 0.086436 | 511.4982 | 0.57849 | 511.4982 | 1.2026 | 483.7533 | 1.1452 | 511.4982 | 6.6431 | 511.4982 | 7.6794 |  |  | 510.9362 | 4.2757 | 505.67 | -0.00023318 | 511.4982 | 0 | 510.9362 | 0.020141 | 484.0966 | 0.00034948 | 511.4982 | 0 | 511.4982 | 0 | 510.9362 | -0.0050604 | 511.4982 | -0.0021119 | 511.4982 | -0.0009547 | 511.4982 | -0.0062335 | 730.2829 | 0.32448 | 510.9362 | -0.0061917 | 510.9362 | 0.00067332 | 511.4982 | -0.0018485 | 729.5625 | 0.0013044 | 510.9362 | -0.018347 | 732.3453 | 0.00024022 | 730.2829 | 0.025248 | 510.9362 | 0 | 904.777 | 0.0054242 | 1179.6527 | 0.021007 | 1150.6824 | 0.098683 | 1017.8837 | 0.014452 | 1077.1299 | 0 | 1076.4473 | 0 | 1076.4407 | 0.0042842 | 510.936 | 0.026948 | 511.4982 | 1.422 | 510.9362 | 5.4612 | 510.9362 | 2.6603 | 511.4982 | #REF! | 510.9362 | 8.2262 | 508.4396 | 0.16248
| 286.8692 | 0.024652 | 286.8692 | 0.11867 | 286.8692 | 0.52486 | 286.8692 | 2.6459 | 286.8692 | 0.086842 | 286.8692 | 0 | 483.8669 | 0 | 511.1608 | 0.3134 | 286.8692 | 0.02603 | 483.8669 | 0 | 511.1608 | 0.28929 | 511.1608 | 0.046293 | 505.0049 | 0.024353 | 511.1608 | 0.15678 | 511.1608 | 0.07963 | 511.7225 | 0.063607 | 510.0326 | 0.051424 | 511.1608 | 0.20238 | 511.7225 | 0.14404 | 511.7225 | 0.5939 | 511.7225 | 1.1844 | 483.8669 | 1.1603 | 511.7225 | 6.5471 | 511.7225 | 7.7186 |  |  | 511.1608 | 4.3731 | 505.89 | -0.011776 | 511.7225 | 0.0061599 | 511.1608 | 0.025975 | 484.2127 | 0.00030413 | 511.7225 | 0.016886 | 511.7225 | 0.014784 | 511.1608 | 0.041226 | 511.7225 | -0.00095806 | 511.7225 | 8.8955e-05 | 511.7225 | 0.0057863 | 730.4469 | 0.32955 | 511.1608 | 0.010108 | 511.1608 | 0.0055528 | 511.7225 | 0.0053747 | 729.7265 | 0 | 511.1608 | 0.017978 | 732.51 | 0.00057588 | 730.4469 | 0.025358 | 511.1608 | 0 | 904.8585 | 0.0048958 | 1179.9936 | 0.021466 | 1150.7472 | 0.099006 | 1017.8964 | 0.014455 | 1077.1867 | 0 | 1076.504 | 0 | 1076.4974 | 0.0042944 | 511.161 | 0.023077 | 511.7225 | 1.429 | 511.1608 | 5.5216 | 511.1608 | 2.6471 | 511.7225 | #REF! | 511.1608 | 8.3417 | 508.6634 | 0.16184
| 286.9448 | 0.022726 | 286.9448 | 0.052172 | 286.9448 | 0.51631 | 286.9448 | 2.6184 | 286.9448 | 0.077415 | 286.9448 | 0 | 483.9805 | 0.007318 | 511.3854 | 0.2941 | 286.9448 | -0.07997 | 483.9805 | 0.03353 | 511.3854 | 0.0033873 | 511.3854 | 0.023982 | 505.228 | 0.0132 | 511.3854 | 0.07766 | 511.3854 | -0.018283 | 511.9468 | -0.014604 | 510.2558 | 0.024734 | 511.3854 | 0.12764 | 511.9469 | 0.10333 | 511.9469 | 0.53695 | 511.9469 | 1.1448 | 483.9805 | 1.1402 | 511.9468 | 6.4157 | 511.9468 | 7.7231 |  |  | 511.3854 | 4.428 | 506.12 | -0.026116 | 511.9469 | 0 | 511.3854 | 0.022728 | 484.3289 | 0.00030413 | 511.9469 | 0 | 511.9468 | 0 | 511.3854 | -0.015551 | 511.9469 | -0.0048845 | 511.9469 | -0.004956 | 511.9469 | -0.011206 | 730.6109 | 0.33649 | 511.3854 | -0.0048241 | 511.3854 | -0.0028612 | 511.9468 | 0.0045334 | 729.8906 | 0.00026087 | 511.3854 | -0.039012 | 732.6746 | 0.00018757 | 730.6109 | 0.026888 | 511.3854 | 0.0090425 | 904.9399 | 0.0056358 | 1180.3348 | 0.020866 | 1150.8121 | 0.099334 | 1017.9091 | 0.014458 | 1077.2435 | 0 | 1076.5608 | 0 | 1076.5542 | 0.0043023 | 511.385 | 0.027212 | 511.9468 | 1.4275 | 511.3854 | 5.5088 | 511.3854 | 2.6506 | 511.9468 | #REF! | 511.3854 | 8.3061 | 508.8872 | 0.16231
| 287.0205 | 0.024859 | 287.0205 | 0.057416 | 287.0205 | 0.50947 | 287.0205 | 2.5967 | 287.0205 | 0.087533 | 287.0205 | 0 | 484.0941 | 0 | 511.61 | 0.30575 | 287.0205 | -0.01993 | 484.0941 | 0 | 511.61 | 0.21011 | 511.61 | 0.044182 | 505.4512 | 0.027004 | 511.61 | 0.14653 | 511.61 | 0.12665 | 512.1712 | 0.10117 | 510.479 | 0.056842 | 511.61 | 0.19734 | 512.1712 | 0.13281 | 512.1712 | 0.55505 | 512.1712 | 1.1328 | 484.0941 | 1.1232 | 512.1712 | 6.3367 | 512.1712 | 7.7742 |  |  | 511.61 | 4.4909 | 506.34 | 0.00011659 | 512.1712 | 0.0039779 | 511.61 | 0.025011 | 484.445 | 0.00034948 | 512.1712 | 0.017002 | 512.1712 | 0.017761 | 511.61 | 0.044171 | 512.1712 | 0.0027555 | 512.1712 | 0.0004088 | 512.1712 | 0.010223 | 730.7749 | 0.33339 | 511.61 | 0.00097868 | 511.61 | 0.019501 | 512.1712 | 0.0036848 | 730.0547 | 0 | 511.61 | 0.016604 | 732.8393 | 0.00059343 | 730.7749 | 0.025248 | 511.61 | 0 | 905.0214 | 0.0062521 | 1180.6762 | 0.021501 | 1150.877 | 0.099657 | 1017.9218 | 0.014461 | 1077.3004 | 0 | 1076.6175 | 0 | 1076.6111 | 0.0043035 | 511.61 | 0.025673 | 512.1712 | 1.4351 | 511.61 | 5.5118 | 511.61 | 2.6621 | 512.1712 | #REF! | 511.61 | 8.3494 | 509.1109 | 0.16339
| 287.0961 | 0.022809 | 287.0961 | 0.093306 | 287.0961 | 0.50026 | 287.0961 | 2.5914 | 287.0961 | 0.083323 | 287.0961 | 0 | 484.2077 | 0.0013465 | 511.8346 | 0.29476 | 287.0961 | -0.08132 | 484.2077 | 0.026007 | 511.8346 | 0.05659 | 511.8346 | 0.030011 | 505.6744 | 0.0066472 | 511.8346 | 0.076927 | 511.8346 | 0.014242 | 512.3956 | 0.011376 | 510.7022 | 0.032544 | 511.8346 | 0.15367 | 512.3956 | 0.089277 | 512.3956 | 0.52335 | 512.3956 | 1.0997 | 484.2077 | 1.1702 | 512.3956 | 6.2182 | 512.3956 | 7.7817 |  |  | 511.8346 | 4.4736 | 506.57 | 0.00046636 | 512.3956 | 0 | 511.8346 | 0.023692 | 484.5612 | 0.00033652 | 512.3956 | 0 | 512.3956 | 0 | 511.8346 | -0.010643 | 512.3956 | -0.0043642 | 512.3956 | -0.0020726 | 512.3956 | -0.0059787 | 730.9389 | 0.32213 | 511.8346 | -0.004571 | 511.8346 | -0.013378 | 512.3956 | 0.0015933 | 730.2188 | 0.00026087 | 511.8346 | -0.027353 | 733.004 | 0.00026765 | 730.9389 | 0.026123 | 511.8346 | 0 | 905.1029 | 0.0055212 | 1181.0177 | 0.02344 | 1150.9419 | 0.099984 | 1017.9344 | 0.014463 | 1077.3573 | 0 | 1076.6743 | 0 | 1076.6679 | 0.0042978 | 511.835 | 0.021539 | 512.3956 | 1.438 | 511.8346 | 5.4927 | 511.8346 | 2.6675 | 512.3956 | #REF! | 511.8346 | 8.3658 | 509.3347 | 0.16221
| 287.1718 | 0.024735 | 287.1718 | 0.10034 | 287.1718 | 0.49421 | 287.1718 | 2.6115 | 287.1718 | 0.10003 | 287.1718 | 0 | 484.3213 | 0 | 512.0593 | 0.28842 | 287.1718 | -0.03346 | 484.3213 | 0 | 512.0593 | 0.22302 | 512.0593 | 0.044657 | 505.8976 | 0.032431 | 512.0593 | 0.15019 | 512.0593 | 0.10436 | 512.6199 | 0.083361 | 510.9254 | 0.054268 | 512.0593 | 0.21245 | 512.6199 | 0.14793 | 512.6199 | 0.53898 | 512.6199 | 1.0918 | 484.3213 | 1.1894 | 512.6199 | 6.1323 | 512.6199 | 7.8188 |  |  | 512.0593 | 4.5427 | 506.79 | -0.010027 | 512.6199 | 0.00513 | 512.0593 | 0.026635 | 484.6773 | 0.00033728 | 512.6199 | 0.016998 | 512.6199 | 0.012005 | 512.0593 | 0.023266 | 512.6199 | 0.0019131 | 512.6199 | -0.00077519 | 512.6199 | 0.0065367 | 731.1029 | 0.35085 | 512.0593 | 0.0096787 | 512.0593 | 0.0013503 | 512.6199 | -0.00019232 | 730.3829 | 0 | 512.0593 | 0.01772 | 733.1686 | 0.00046948 | 731.1029 | 0.025139 | 512.0593 | 0 | 905.1844 | 0.0047974 | 1181.3595 | 0.021184 | 1151.0067 | 0.10031 | 1017.9471 | 0.014465 | 1077.4141 | 0 | 1076.7312 | 0 | 1076.7246 | 0.0042842 | 512.059 | 0.023895 | 512.6199 | 1.4416 | 512.0593 | 5.5241 | 512.0593 | 2.6541 | 512.6199 | #REF! | 512.0593 | 8.4514 | 509.5585 | 0.16401
| 287.2475 | 0.022371 | 287.2475 | 0.034791 | 287.2475 | 0.48612 | 287.2475 | 2.5635 | 287.2475 | 0.085383 | 287.2475 | 0 | 484.4349 | 0.00099528 | 512.2839 | 0.30352 | 287.2475 | -0.1087 | 484.4349 | 0.01789 | 512.2839 | 0.038506 | 512.2839 | 0.028129 | 506.1208 | 0.0029426 | 512.2839 | 0.075462 | 512.2839 | 0.058418 | 512.8443 | 0.046663 | 511.1486 | 0.014885 | 512.2839 | 0.12008 | 512.8443 | 0.094809 | 512.8443 | 0.51478 | 512.8443 | 1.0504 | 484.4349 | 1.1853 | 512.8443 | 6.0109 | 512.8444 | 7.8095 |  |  | 512.2839 | 4.5492 | 507.02 | -0.010377 | 512.8443 | 0 | 512.2839 | 0.025975 | 484.7935 | 0.00029384 | 512.8443 | 0 | 512.8444 | 0 | 512.2839 | -0.0029179 | 512.8443 | -0.0035588 | 512.8443 | -0.0011149 | 512.8443 | -0.0079346 | 731.2669 | 0.33985 | 512.2839 | -0.010698 | 512.2839 | -0.003452 | 512.8444 | -0.0065951 | 730.547 | 0.00078262 | 512.2839 | -0.027806 | 733.3333 | 0.00035869 | 731.2669 | 0.026013 | 512.2839 | 0 | 905.2659 | 0.0051651 | 1181.7014 | 0.023228 | 1151.0717 | 0.10064 | 1017.9598 | 0.014466 | 1077.4709 | 0 | 1076.788 | 0 | 1076.7814 | 0.0042682 | 512.284 | 0.023678 | 512.8443 | 1.4405 | 512.2839 | 5.5601 | 512.2839 | 2.6656 | 512.8444 | #REF! | 512.2839 | 8.5079 | 509.7823 | 0.16597
| 287.3231 | 0.02314 | 287.3232 | 0.041954 | 287.3231 | 0.47953 | 287.3231 | 2.5633 | 287.3231 | 0.1017 | 287.3231 | 0 | 484.5485 | 0 | 512.5086 | 0.29242 | 287.3231 | -0.03224 | 484.5485 | 0 | 512.5086 | 0.18898 | 512.5086 | 0.056782 | 506.344 | 0.03876 | 512.5086 | 0.15166 | 512.5086 | 0.12969 | 513.0687 | 0.10359 | 511.3718 | 0.07022 | 512.5086 | 0.19062 | 513.0687 | 0.13635 | 513.0687 | 0.51697 | 513.0687 | 1.0423 | 484.5485 | 1.1927 | 513.0687 | 5.9274 | 513.0687 | 7.8423 |  |  | 512.5086 | 4.6058 | 507.24 | 0.0064125 | 513.0687 | 0.0046921 | 512.5086 | 0.028968 | 484.9096 | 0.00031518 | 513.0687 | 0.01897 | 513.0687 | 0.01608 | 512.5086 | 0.03252 | 513.0687 | 0.0031382 | 513.0687 | 0.00070129 | 513.0687 | 0.005593 | 731.431 | 0.34589 | 512.5086 | 0.0062924 | 512.5086 | 0.0059059 | 513.0687 | 0.0052352 | 730.7111 | 0 | 512.5086 | 0.025369 | 733.498 | 0.00041024 | 731.431 | 0.024702 | 512.5086 | 0 | 905.3475 | 0.0056765 | 1182.0436 | 0.020267 | 1151.1365 | 0.10097 | 1017.9725 | 0.014467 | 1077.5278 | 0 | 1076.8447 | 0 | 1076.8383 | 0.0042557 | 512.509 | 0.024472 | 513.0687 | 1.4406 | 512.5086 | 5.6358 | 512.5086 | 2.6887 | 513.0687 | #REF! | 512.5086 | 8.5841 | 510.0061 | 0.16888
| 287.3988 | 0.021867 | 287.3988 | 0.058 | 287.3988 | 0.47112 | 287.3988 | 2.5098 | 287.3988 | 0.091187 | 287.3988 | 0 | 484.6621 | 0.022678 | 512.7333 | 0.27828 | 287.3988 | -0.10323 | 484.6621 | 0.018635 | 512.7333 | 0.057475 | 512.7333 | 0.01827 | 506.5672 | 0.0037079 | 512.7333 | 0.069567 | 512.7333 | -0.037344 | 513.2931 | -0.02983 | 511.595 | 0.030559 | 512.7333 | 0.11588 | 513.2932 | 0.087025 | 513.2932 | 0.47804 | 513.2932 | 1.0172 | 484.6621 | 1.2241 | 513.2931 | 5.8593 | 513.2931 | 7.9235 |  |  | 512.7333 | 4.7184 | 507.47 | -0.0075784 | 513.2932 | 0 | 512.7333 | 0.027294 | 485.0258 | 0.00031785 | 513.2932 | 0 | 513.2931 | 0 | 512.7333 | -0.025804 | 513.2932 | -0.0072303 | 513.2932 | -0.0057894 | 513.2932 | -0.012922 | 731.595 | 0.35267 | 512.7333 | -0.014017 | 512.7333 | -0.0078007 | 513.2932 | -0.0045738 | 730.8752 | 0.00026087 | 512.7333 | -0.029377 | 733.6627 | 0.00039489 | 731.595 | 0.025139 | 512.7333 | 0 | 905.4291 | 0.0052023 | 1182.3859 | 0.020267 | 1151.2014 | 0.1013 | 1017.9852 | 0.014467 | 1077.5847 | 0 | 1076.9016 | 0 | 1076.895 | 0.0042535 | 512.733 | 0.026371 | 513.2931 | 1.4514 | 512.7333 | 5.681 | 512.7333 | 2.6639 | 513.2932 | #REF! | 512.7333 | 8.7052 | 510.23 | 0.16909
| 287.4745 | 0.022388 | 287.4745 | 0.11661 | 287.4745 | 0.46508 | 287.4745 | 2.4972 | 287.4745 | 0.10567 | 287.4745 | 0 | 484.7757 | 0 | 512.958 | 0.30666 | 287.4745 | -0.03134 | 484.7757 | 0 | 512.958 | 0.20871 | 512.958 | 0.050623 | 506.7904 | 0.035983 | 512.958 | 0.14653 | 512.958 | 0.13476 | 513.5176 | 0.10764 | 511.8183 | 0.046658 | 512.958 | 0.22169 | 513.5176 | 0.1408 | 513.5176 | 0.50916 | 513.5176 | 1.0147 | 484.7757 | 1.2238 | 513.5176 | 5.8261 | 513.5176 | 8.0219 |  |  | 512.958 | 4.7775 | 507.69 | -0.0040807 | 513.5176 | 0.0055284 | 512.958 | 0.027548 | 485.142 | 0.00032013 | 513.5176 | 0.02089 | 513.5176 | 0.01304 | 512.958 | 0.02411 | 513.5176 | 0.0050935 | 513.5176 | 0.0014896 | 513.5176 | 0.0078278 | 731.7591 | 0.3563 | 512.958 | 0.0052626 | 512.958 | 0.0077185 | 513.5176 | 0.0032358 | 731.0393 | 0.00017392 | 512.958 | 0.017503 | 733.8274 | 0.00037843 | 731.7591 | 0.02503 | 512.958 | 0.0090425 | 905.5107 | 0.0047896 | 1182.7284 | 0.021536 | 1151.2664 | 0.10162 | 1017.9979 | 0.014468 | 1077.6416 | 0 | 1076.9584 | 0 | 1076.9518 | 0.0042671 | 512.958 | 0.029832 | 513.5176 | 1.4752 | 512.958 | 5.7643 | 512.958 | 2.6497 | 513.5176 | #REF! | 512.958 | 8.8771 | 510.4538 | 0.17096
| 287.5502 | 0.019735 | 287.5502 | 0.038979 | 287.5502 | 0.45738 | 287.5502 | 2.4371 | 287.5502 | 0.093562 | 287.5502 | 0 | 484.8893 | 0.0059129 | 513.1827 | 0.27412 | 287.5502 | -0.1074 | 484.8893 | 0.040623 | 513.1827 | 0.11768 | 513.1827 | 0.020757 | 507.0137 | 0.008448 | 513.1827 | 0.089382 | 513.1827 | -0.030384 | 513.742 | -0.02427 | 512.0415 | 0.028188 | 513.1827 | 0.13268 | 513.742 | 0.075224 | 513.742 | 0.47172 | 513.742 | 0.98652 | 484.8893 | 1.2375 | 513.742 | 5.7402 | 513.742 | 8.0725 |  |  | 513.1827 | 4.8151 | 507.92 | -0.028914 | 513.742 | 0 | 513.1827 | 0.02075 | 485.2581 | 0.00033995 | 513.742 | 0 | 513.742 | 0 | 513.1827 | -0.02806 | 513.742 | -0.0069571 | 513.742 | -0.003811 | 513.742 | -0.0075242 | 731.9231 | 0.35454 | 513.1827 | -0.023872 | 513.1827 | -0.0052618 | 513.742 | 0.0039059 | 731.2034 | 0.00026087 | 513.1827 | -0.029011 | 733.9921 | 0.00042341 | 731.9231 | 0.02656 | 513.1827 | 0.0090425 | 905.5923 | 0.005116 | 1183.0712 | 0.02351 | 1151.3313 | 0.10195 | 1018.0106 | 0.014467 | 1077.6985 | 0 | 1077.0153 | 0 | 1077.0087 | 0.0043023 | 513.183 | 0.027957 | 513.742 | 1.4839 | 513.1827 | 5.7926 | 513.1827 | 2.6754 | 513.742 | #REF! | 513.1827 | 8.892 | 510.6777 | 0.17198
| 287.6259 | 0.021859 | 287.6259 | 0.039493 | 287.6259 | 0.45205 | 287.6259 | 2.4598 | 287.6259 | 0.11587 | 287.6259 | 0 | 485.0029 | 0 | 513.4074 | 0.30278 | 287.6259 | -0.04154 | 485.0029 | 0 | 513.4074 | 0.17585 | 513.4074 | 0.047482 | 507.237 | 0.040513 | 513.4074 | 0.15239 | 513.4074 | 0.11145 | 513.9665 | 0.089026 | 512.2648 | 0.052043 | 513.4074 | 0.18558 | 513.9665 | 0.13433 | 513.9665 | 0.48329 | 513.9665 | 0.97532 | 485.0029 | 1.243 | 513.9665 | 5.6585 | 513.9665 | 8.125 |  |  | 513.4074 | 4.8678 | 508.14 | -0.0033811 | 513.9665 | 0.0045888 | 513.4074 | 0.033483 | 485.3743 | 0.00033652 | 513.9665 | 0.013321 | 513.9665 | 0.01486 | 513.4074 | 0.023606 | 513.9665 | -0.0013638 | 513.9665 | -0.0012863 | 513.9665 | 0.0055392 | 732.0871 | 0.36201 | 513.4074 | 0.0031755 | 513.4074 | 0.007675 | 513.9665 | 0.0032935 | 731.3675 | 0 | 513.4074 | 0.017667 | 734.1568 | 0.00041463 | 732.0871 | 0.025685 | 513.4074 | 0 | 905.6739 | 0.005147 | 1183.4141 | 0.019421 | 1151.3961 | 0.10228 | 1018.0233 | 0.014467 | 1077.7554 | 0 | 1077.072 | 0 | 1077.0654 | 0.0043569 | 513.407 | 0.024351 | 513.9665 | 1.4951 | 513.4074 | 5.8403 | 513.4074 | 2.6736 | 513.9665 | #REF! | 513.4074 | 9.0015 | 510.9015 | 0.17316
| 287.7015 | 0.020115 | 287.7016 | 0.08644 | 287.7015 | 0.44375 | 287.7015 | 2.4201 | 287.7015 | 0.10386 | 287.7016 | 0 | 485.1166 | 0.00064407 | 513.6321 | 0.29229 | 287.7015 | -0.08668 | 485.1166 | 0.021923 | 513.6321 | 0.10282 | 513.6321 | 0.022587 | 507.4602 | 0.0018802 | 513.6321 | 0.073264 | 513.6321 | -0.007511 | 514.1909 | -0.0059996 | 512.488 | 0.020763 | 513.6321 | 0.09825 | 514.1909 | 0.070997 | 514.1909 | 0.44887 | 514.1909 | 0.95788 | 485.1166 | 1.2401 | 514.1909 | 5.601 | 514.1909 | 8.201 |  |  | 513.6321 | 4.9562 | 508.37 | -0.031712 | 514.1909 | 0 | 513.6321 | 0.030541 | 485.4905 | 0.00036091 | 514.1909 | 0 | 514.1909 | 0 | 513.6321 | -0.029716 | 514.1909 | -0.0048512 | 514.1909 | -0.0026981 | 514.1909 | -0.010419 | 732.2512 | 0.3642 | 513.6321 | -0.018595 | 513.6321 | 0.00051796 | 514.1909 | -0.0035886 | 731.5316 | 0.00078262 | 513.6321 | -0.022535 | 734.3215 | 0.00035101 | 732.2512 | 0.026013 | 513.6321 | 0.0090425 | 905.7555 | 0.0050102 | 1183.7572 | 0.01995 | 1151.4611 | 0.10261 | 1018.036 | 0.014466 | 1077.8124 | 0 | 1077.1289 | 0 | 1077.1223 | 0.0044285 | 513.632 | 0.026996 | 514.1909 | 1.5093 | 513.6321 | 5.8433 | 513.6321 | 2.7011 | 514.1909 | #REF! | 513.6321 | 9.0056 | 511.1254 | 0.1731
| 287.7772 | 0.020751 | 287.7773 | 0.088668 | 287.7772 | 0.43879 | 287.7772 | 2.4376 | 287.7772 | 0.12327 | 287.7772 | 0 | 485.2302 | 0.0091474 | 513.8569 | 0.29865 | 287.7772 | -0.01134 | 485.2302 | 0 | 513.8569 | 0.18919 | 513.8569 | 0.052558 | 507.6835 | 0.028957 | 513.8569 | 0.15312 | 513.8569 | 0.093282 | 514.4154 | 0.074512 | 512.7113 | 0.05759 | 513.8569 | 0.25108 | 514.4154 | 0.1348 | 514.4154 | 0.46331 | 514.4154 | 0.94521 | 485.2302 | 1.2837 | 514.4154 | 5.5023 | 514.4154 | 8.2013 |  |  | 513.8569 | 5.0254 | 508.59 | 0.00046636 | 514.4154 | 0.0070787 | 513.8569 | 0.033534 | 485.6067 | 0.00032052 | 514.4154 | 0.034955 | 514.4154 | 0.0081862 | 513.8569 | 0.015428 | 514.4154 | 0.0044988 | 514.4154 | 0.00024774 | 514.4154 | 0.0065088 | 732.4153 | 0.37242 | 513.8569 | 0.00638 | 513.8569 | 0.012327 | 514.4154 | 0.0044815 | 731.6957 | 0.00017392 | 513.8569 | 0.023488 | 734.4862 | 0.00044096 | 732.4153 | 0.024265 | 513.8569 | 0 | 905.8372 | 0.0049479 | 1184.1006 | 0.021677 | 1151.526 | 0.10294 | 1018.0487 | 0.014464 | 1077.8693 | 0 | 1077.1857 | 0 | 1077.1792 | 0.0045126 | 513.857 | 0.024472 | 514.4154 | 1.5131 | 513.8569 | 5.8266 | 513.8569 | 2.7055 | 514.4154 | #REF! | 513.8569 | 9.0047 | 511.3493 | 0.17428
| 287.853 | 0.019322 | 287.8529 | 0.031538 | 287.853 | 0.4318 | 287.853 | 2.3974 | 287.853 | 0.11132 | 287.8529 | 0 | 485.3438 | 0.032257 | 514.0816 | 0.27971 | 287.853 | -0.1222 | 485.3438 | 0.032885 | 514.0816 | 0.095655 | 514.0816 | 0.027613 | 507.9068 | 0.013148 | 514.0816 | 0.076927 | 514.0816 | -0.0028824 | 514.6399 | -0.0023024 | 512.9346 | 0.031139 | 514.0816 | 0.11085 | 514.6399 | 0.088248 | 514.6399 | 0.4325 | 514.6399 | 0.91753 | 485.3438 | 1.3101 | 514.6399 | 5.4036 | 514.6399 | 8.2102 |  |  | 514.0816 | 5.0393 | 508.82 | 0.007112 | 514.6399 | 0 | 514.0816 | 0.026787 | 485.7228 | 0.00031937 | 514.6399 | 0 | 514.6399 | 0 | 514.0816 | 0.0040884 | 514.6399 | -0.0055858 | 514.6399 | -0.0022491 | 514.6399 | -0.0040849 | 732.5793 | 0.38364 | 514.0816 | -0.014208 | 514.0816 | 0.0050088 | 514.6399 | -0.0032814 | 731.8599 | 0 | 514.0816 | -0.0089823 | 734.6509 | 0.0002841 | 732.5793 | 0.025795 | 514.0816 | 0 | 905.9188 | 0.0047928 | 1184.4441 | 0.022946 | 1151.5909 | 0.10327 | 1018.0614 | 0.014462 | 1077.9262 | 0 | 1077.2425 | 0 | 1077.236 | 0.0046012 | 514.082 | 0.023294 | 514.6399 | 1.5051 | 514.0816 | 5.8188 | 514.0816 | 2.7117 | 514.6399 | #REF! | 514.0816 | 9.052 | 511.5732 | 0.17476
| 287.9287 | 0.020726 | 287.9286 | 0.11825 | 287.9287 | 0.42641 | 287.9287 | 2.3869 | 287.9287 | 0.12966 | 287.9286 | 0 | 485.4574 | 0 | 514.3064 | 0.25535 | 287.9287 | -0.04236 | 485.4574 | 0 | 514.3064 | 0.12711 | 514.3064 | 0.0578 | 508.1301 | 0.037626 | 514.3064 | 0.14799 | 514.3064 | 0.10639 | 514.8644 | 0.08498 | 513.1579 | 0.055335 | 514.3064 | 0.19566 | 514.8644 | 0.13808 | 514.8644 | 0.4567 | 514.8644 | 0.90388 | 485.4574 | 1.2917 | 514.8644 | 5.3509 | 514.8644 | 8.2608 |  |  | 514.3064 | 5.1023 | 509.04 | -0.0072287 | 514.8644 | 0.010021 | 514.3064 | 0.023844 | 485.839 | 0.00029917 | 514.8644 | 0.011509 | 514.8644 | 0.020008 | 514.3064 | 0.018591 | 514.8644 | 0.003028 | 514.8644 | 0.0012775 | 514.8644 | 0.0059942 | 732.7434 | 0.37435 | 514.3064 | 0.019551 | 514.3064 | 0.011178 | 514.8644 | 0.0020561 | 732.024 | 0.00017392 | 514.3064 | 0.011784 | 734.8157 | 0.00056601 | 732.7434 | 0.024702 | 514.3064 | 0.0090425 | 906.0005 | 0.0050681 | 1184.7878 | 0.0221 | 1151.656 | 0.10361 | 1018.0741 | 0.01446 | 1077.983 | 0 | 1077.2994 | 0 | 1077.2929 | 0.0046887 | 514.306 | 0.026851 | 514.8644 | 1.5123 | 514.3064 | 5.846 | 514.3064 | 2.7126 | 514.8644 | #REF! | 514.3064 | 9.0697 | 511.7971 | 0.17764
| 288.0043 | 0.018958 | 288.0044 | 0.09244 | 288.0043 | 0.42051 | 288.0043 | 2.3691 | 288.0043 | 0.11811 | 288.0044 | 0 | 485.5711 | 0 | 514.5312 | 0.27344 | 288.0043 | -0.10898 | 485.5711 | 0.0033544 | 514.5312 | 0.069746 | 514.5312 | 0.025006 | 508.3534 | 0.0051411 | 514.5312 | 0.071907 | 514.5312 | -0.007058 | 515.0889 | -0.0056378 | 513.3812 | 0.017951 | 514.5312 | 0.082181 | 515.0889 | 0.082565 | 515.0889 | 0.42324 | 515.0889 | 0.87833 | 485.5711 | 1.3146 | 515.0889 | 5.2275 | 515.0889 | 8.2438 |  |  | 514.5312 | 5.0918 | 509.27 | -0.01947 | 515.0889 | 0 | 514.5312 | 0.030338 | 485.9552 | 0.00033195 | 515.0889 | 0 | 515.0889 | 0 | 514.5312 | -0.018253 | 515.0889 | -0.0060367 | 515.0889 | -0.0028033 | 515.0889 | -0.0082723 | 732.9075 | 0.38118 | 514.5312 | -0.018824 | 514.5312 | -0.020824 | 515.0889 | -0.0034071 | 732.1881 | 0 | 514.5312 | -0.016308 | 734.9804 | 0.00016563 | 732.9075 | 0.026232 | 514.5312 | 0 | 906.0822 | 0.0049491 | 1185.1318 | 0.020902 | 1151.7209 | 0.10394 | 1018.0868 | 0.014457 | 1078.04 | 0 | 1077.3563 | 0 | 1077.3497 | 0.0047694 | 514.531 | 0.024664 | 515.0889 | 1.5184 | 514.5312 | 5.7833 | 514.5312 | 2.7391 | 515.0889 | #REF! | 514.5312 | 8.9898 | 512.0211 | 0.17806
| 288.0801 | 0.019925 | 288.08 | 0.12568 | 288.0801 | 0.4153 | 288.0801 | 2.3565 | 288.0801 | 0.13586 | 288.0801 | 0 | 485.6847 | 0 | 514.756 | 0.29203 | 288.0801 | -0.0524 | 485.6847 | 0 | 514.756 | 0.15644 | 514.756 | 0.045955 | 508.5768 | 0.019801 | 514.756 | 0.14213 | 514.756 | 0.082674 | 515.3134 | 0.066038 | 513.6045 | 0.060918 | 514.756 | 0.1797 | 515.3135 | 0.1362 | 515.3135 | 0.43264 | 515.3135 | 0.88156 | 485.6847 | 1.3332 | 515.3134 | 5.2034 | 515.3135 | 8.3434 |  |  | 514.756 | 5.1725 | 509.49 | -0.0016322 | 515.3135 | 0.0071706 | 514.756 | 0.036578 | 486.0714 | 0.00031861 | 515.3135 | 0.022446 | 515.3135 | 0.011686 | 514.756 | 0.02353 | 515.3135 | 0.0054898 | 515.3135 | 2.239e-08 | 515.3135 | 0.0035898 | 733.0715 | 0.39789 | 514.756 | 0.0023546 | 514.756 | 0.0060077 | 515.3135 | 0.0041677 | 732.3523 | 0 | 514.756 | 0.023978 | 735.1452 | 0.00061975 | 733.0715 | 0.025467 | 514.756 | 0 | 906.1639 | 0.004659 | 1185.476 | 0.020056 | 1151.7859 | 0.10427 | 1018.0995 | 0.014454 | 1078.0969 | 0 | 1077.4131 | 0 | 1077.4066 | 0.0048421 | 514.756 | 0.026298 | 515.3134 | 1.5476 | 514.756 | 5.8375 | 514.756 | 2.7702 | 515.3135 | #REF! | 514.756 | 9.1328 | 512.245 | 0.18056
| 288.1558 | 0.018363 | 288.1558 | 0.039067 | 288.1558 | 0.40802 | 288.1558 | 2.3309 | 288.1558 | 0.1275 | 288.1558 | 0 | 485.7983 | 0.01891 | 514.9808 | 0.27089 | 288.1558 | -0.11081 | 485.7983 | 0.030521 | 514.9808 | 0.034465 | 514.9808 | 0.024244 | 508.8001 | 0.0085071 | 514.9808 | 0.07055 | 514.9808 | 0.0005164 | 515.538 | 0.00041249 | 513.8278 | 0.027316 | 514.9808 | 0.093211 | 515.538 | 0.070196 | 515.538 | 0.39484 | 515.538 | 0.85188 | 485.7983 | 1.322 | 515.538 | 5.1062 | 515.538 | 8.3464 |  |  | 514.9808 | 5.2056 | 509.72 | -0.025767 | 515.538 | 0 | 514.9808 | 0.034853 | 486.1876 | 0.00034338 | 515.538 | 0 | 515.538 | 0 | 514.9808 | -0.0073149 | 515.538 | -0.0027051 | 515.538 | -0.0020925 | 515.538 | -0.0096098 | 733.2356 | 0.39752 | 514.9808 | -0.027925 | 514.9808 | -0.0093086 | 515.538 | -0.0040804 | 732.5164 | 0.00078262 | 514.9808 | -0.025777 | 735.3099 | 0.00014589 | 733.2356 | 0.027325 | 514.9808 | 0 | 906.2456 | 0.0046154 | 1185.8203 | 0.020091 | 1151.8508 | 0.1046 | 1018.1122 | 0.01445 | 1078.1539 | 0 | 1077.47 | 0 | 1077.4635 | 0.0049035 | 514.981 | 0.023438 | 515.538 | 1.5442 | 514.9808 | 5.8491 | 514.9808 | 2.795 | 515.538 | #REF! | 514.9808 | 9.0961 | 512.469 | 0.1806
| 288.2315 | 0.019495 | 288.2315 | 0.024788 | 288.2315 | 0.40252 | 288.2315 | 2.3324 | 288.2315 | 0.13623 | 288.2315 | 0 | 485.912 | 0 | 515.2056 | 0.27875 | 288.2315 | -0.02392 | 485.912 | 0 | 515.2056 | 0.19098 | 515.2056 | 0.042683 | 509.0234 | 0.021413 | 515.2056 | 0.13993 | 515.2056 | 0.10537 | 515.7626 | 0.08417 | 514.0512 | 0.049878 | 515.2056 | 0.17803 | 515.7625 | 0.12693 | 515.7625 | 0.42118 | 515.7625 | 0.84653 | 485.912 | 1.3211 | 515.7626 | 5.0695 | 515.7626 | 8.4077 |  |  | 515.2056 | 5.2614 | 509.94 | 0.021452 | 515.7625 | 0.0047395 | 515.2056 | 0.042463 | 486.3038 | 0.00032585 | 515.7625 | 0.030287 | 515.7626 | 0.017042 | 515.2056 | 0.033699 | 515.7625 | -0.00030875 | 515.7625 | -0.00096624 | 515.7625 | 0.0014417 | 733.3997 | 0.39544 | 515.2056 | -0.0024052 | 515.2056 | 0.013477 | 515.7626 | 0.0038494 | 732.6806 | 0 | 515.2056 | 0.013395 | 735.4747 | 0.00056929 | 733.3997 | 0.025904 | 515.2056 | 0 | 906.3273 | 0.0050042 | 1186.1648 | 0.020373 | 1151.9159 | 0.10494 | 1018.1249 | 0.014446 | 1078.2108 | 0 | 1077.5269 | 0 | 1077.5204 | 0.0049546 | 515.206 | 0.019808 | 515.7626 | 1.5612 | 515.2056 | 5.9072 | 515.2056 | 2.7843 | 515.7626 | #REF! | 515.2056 | 9.2553 | 512.6929 | 0.18231
| 288.3072 | 0.01828 | 288.3072 | 0.078945 | 288.3072 | 0.39528 | 288.3072 | 2.2999 | 288.3072 | 0.13202 | 288.3072 | 0 | 486.0256 | 0.0066155 | 515.4304 | 0.27798 | 288.3072 | -0.09927 | 486.0256 | 0.030951 | 515.4304 | -0.012103 | 515.4304 | 0.025961 | 509.2468 | 0.010816 | 515.4304 | 0.071437 | 515.4304 | 0.0049321 | 515.9871 | 0.0039397 | 514.2745 | 0.022813 | 515.4304 | 0.072147 | 515.9871 | 0.067289 | 515.9871 | 0.37875 | 515.9871 | 0.81794 | 486.0256 | 1.3766 | 515.9871 | 4.9465 | 515.9871 | 8.3587 |  |  | 515.4304 | 5.2702 | 510.17 | -0.040456 | 515.9871 | 0 | 515.4304 | 0.037542 | 486.42 | 0.00035329 | 515.9871 | 0 | 515.9871 | 0 | 515.4304 | -0.013728 | 515.9871 | -0.0041076 | 515.9871 | -0.0043405 | 515.9871 | -0.00579 | 733.5638 | 0.39725 | 515.4304 | -0.013068 | 515.4304 | -0.0018432 | 515.9871 | -0.0022721 | 732.8448 | 0 | 515.4304 | -0.021137 | 735.6395 | 0.00025997 | 733.5638 | 0.026997 | 515.4304 | 0.0090425 | 906.4091 | 0.0053998 | 1186.5095 | 0.020197 | 1151.9808 | 0.10528 | 1018.1376 | 0.014441 | 1078.2678 | 0 | 1077.5837 | 0 | 1077.5773 | 0.0049967 | 515.43 | 0.028294 | 515.9871 | 1.5521 | 515.4304 | 5.89 | 515.4304 | 2.8251 | 515.9871 | #REF! | 515.4304 | 9.2231 | 512.9169 | 0.18262
| 288.3829 | 0.018908 | 288.3829 | 0.10738 | 288.3829 | 0.39052 | 288.3829 | 2.3043 | 288.3829 | 0.14859 | 288.3829 | 0 | 486.1393 | 0 | 515.6553 | 0.29086 | 288.3829 | -0.01459 | 486.1393 | 0 | 515.6553 | 0.15259 | 515.6553 | 0.056964 | 509.4702 | 0.025132 | 515.6553 | 0.15019 | 515.6553 | 0.13577 | 516.2117 | 0.10845 | 514.4979 | 0.067051 | 515.6553 | 0.16207 | 516.2117 | 0.12349 | 516.2117 | 0.41136 | 516.2117 | 0.81412 | 486.1393 | 1.4059 | 516.2117 | 4.8929 | 516.2117 | 8.3936 |  |  | 515.6553 | 5.3679 | 510.39 | 0.0043138 | 516.2117 | 0.0083517 | 515.6553 | 0.042006 | 486.5362 | 0.00030451 | 516.2117 | 0.035018 | 516.2117 | 0.013998 | 515.6553 | 0.020904 | 516.2117 | 0.0059143 | 516.2117 | 0.001937 | 516.2117 | 0.0076225 | 733.7279 | 0.41375 | 515.6553 | 0.010829 | 515.6553 | 0.0092557 | 516.2117 | 0.012193 | 733.0089 | 0 | 515.6553 | 0.034819 | 735.8042 | 0.00041134 | 733.7279 | 0.025139 | 515.6553 | 0.0072409 | 906.4908 | 0.0057655 | 1186.8545 | 0.020761 | 1152.0458 | 0.10561 | 1018.1503 | 0.014436 | 1078.3247 | 0 | 1077.6406 | 0 | 1077.6342 | 0.0050319 | 515.655 | 0.026996 | 516.2117 | 1.5652 | 515.6553 | 5.9326 | 515.6553 | 2.8207 | 516.2117 | #REF! | 515.6553 | 9.2738 | 513.1409 | 0.18357
| 288.4586 | 0.017156 | 288.4586 | 0.020481 | 288.4586 | 0.38376 | 288.4586 | 2.2754 | 288.4586 | 0.14176 | 288.4587 | 0 | 486.2529 | 0.038904 | 515.8801 | 0.26574 | 288.4586 | -0.09804 | 486.2529 | 0.0078267 | 515.8801 | 0.098445 | 515.8801 | 0.01891 | 509.6935 | 0.012472 | 515.8801 | 0.073997 | 515.8801 | 0.0017339 | 516.4363 | 0.001385 | 514.7212 | 0.023944 | 515.8801 | 0.082846 | 516.4363 | 0.072264 | 516.4363 | 0.37367 | 516.4363 | 0.79277 | 486.2529 | 1.4448 | 516.4363 | 4.8198 | 516.4363 | 8.4191 |  |  | 515.8801 | 5.4123 | 510.62 | -0.013525 | 516.4363 | 0 | 515.8801 | 0.032215 | 486.6524 | 0.00031785 | 516.4363 | 0 | 516.4363 | 0 | 515.8801 | -0.011154 | 516.4363 | -0.0053878 | 516.4363 | -0.0053939 | 516.4363 | -0.0081558 | 733.892 | 0.41311 | 515.8801 | -0.013605 | 515.8801 | -0.0072133 | 516.4363 | -0.0028193 | 733.1731 | 0.00078262 | 515.8801 | -0.032099 | 735.969 | 0.00037624 | 733.892 | 0.027216 | 515.8801 | 0.0090425 | 906.5726 | 0.0060076 | 1187.1996 | 0.021043 | 1152.1108 | 0.10595 | 1018.163 | 0.01443 | 1078.3817 | 0 | 1077.6975 | 0 | 1077.691 | 0.0050569 | 515.88 | 0.026347 | 516.4363 | 1.5714 | 515.8801 | 5.9275 | 515.8801 | 2.833 | 516.4363 | #REF! | 515.8801 | 9.3051 | 513.3649 | 0.18384
| 288.5344 | 0.018487 | 288.5344 | 0.05365 | 288.5344 | 0.37997 | 288.5344 | 2.2685 | 288.5344 | 0.15689 | 288.5344 | 0 | 486.3666 | 0 | 516.105 | 0.3035 | 288.5344 | -0.01805 | 486.3666 | 0 | 516.105 | 0.19269 | 516.105 | 0.046164 | 509.9169 | 0.04195 | 516.105 | 0.15019 | 516.105 | 0.13273 | 516.6609 | 0.10602 | 514.9446 | 0.056189 | 516.105 | 0.22253 | 516.6609 | 0.12178 | 516.6609 | 0.40161 | 516.6609 | 0.79177 | 486.3666 | 1.4344 | 516.6609 | 4.7843 | 516.6609 | 8.4867 |  |  | 516.105 | 5.4944 | 510.84 | 0.031946 | 516.6609 | 0.0068819 | 516.105 | 0.049008 | 486.7687 | 0.00026068 | 516.6609 | 0.029378 | 516.6609 | 0.015032 | 516.105 | 0.046748 | 516.6609 | 0.0038109 | 516.6609 | 0.002622 | 516.6609 | 0.010932 | 734.0561 | 0.41621 | 516.105 | 0.0092032 | 516.105 | 0.011216 | 516.6609 | 0.0051368 | 733.3373 | 0 | 516.105 | 0.025855 | 736.1338 | 0.00037185 | 734.0561 | 0.025904 | 516.105 | 0 | 906.6544 | 0.0061045 | 1187.5449 | 0.019668 | 1152.1759 | 0.10628 | 1018.1757 | 0.014423 | 1078.4387 | 0 | 1077.7544 | 0 | 1077.7479 | 0.0050717 | 516.105 | 0.023822 | 516.6609 | 1.5971 | 516.105 | 5.9945 | 516.105 | 2.8552 | 516.6609 | #REF! | 516.105 | 9.4523 | 513.5889 | 0.18669
| 288.6101 | 0.016627 | 288.6101 | 0.092803 | 288.6101 | 0.3745 | 288.6101 | 2.2449 | 288.6101 | 0.15057 | 288.6101 | 0 | 486.4802 | 0.011533 | 516.3299 | 0.22249 | 288.6101 | -0.0773 | 486.4802 | 0.032885 | 516.3299 | 0.053717 | 516.3299 | 0.031752 | 510.1403 | 0.012181 | 516.3299 | 0.065239 | 516.3299 | -0.0027133 | 516.8855 | -0.0021673 | 515.168 | 0.01652 | 516.3299 | 0.076078 | 516.8855 | 0.078852 | 516.8855 | 0.36799 | 516.8855 | 0.78606 | 486.4802 | 1.4599 | 516.8855 | 4.7731 | 516.8855 | 8.6043 |  |  | 516.3299 | 5.5548 | 511.07 | -0.0012825 | 516.8855 | 0 | 516.3299 | 0.023388 | 486.8849 | 0.00029651 | 516.8855 | 0.0041068 | 516.8855 | 0 | 516.3299 | -4.8489e-05 | 516.8855 | -0.0045552 | 516.8855 | -0.0037635 | 516.8855 | -0.0064032 | 734.2202 | 0.41124 | 516.3299 | -0.015374 | 516.3299 | -5.338e-05 | 516.8855 | -0.0028783 | 733.5015 | 0.00026087 | 516.3299 | -0.018998 | 736.2986 | 0.00033895 | 734.2202 | 0.02809 | 516.3299 | 0 | 906.7363 | 0.0055587 | 1187.8905 | 0.021994 | 1152.2408 | 0.10662 | 1018.1884 | 0.014417 | 1078.4957 | 0 | 1077.8114 | 0 | 1077.8048 | 0.0050739 | 516.33 | 0.02363 | 516.8855 | 1.5965 | 516.3299 | 6.0571 | 516.3299 | 2.8694 | 516.8855 | #REF! | 516.3299 | 9.5069 | 513.8129 | 0.18621
| 288.6859 | 0.018495 | 288.6859 | 0.10594 | 288.6859 | 0.36991 | 288.6859 | 2.2511 | 288.6859 | 0.16102 | 288.6858 | 0 | 486.5939 | 0 | 516.5548 | 0.28681 | 288.6859 | -0.02365 | 486.5939 | 0 | 516.5548 | 0.20415 | 516.5548 | 0.048031 | 510.3637 | 0.035094 | 516.5548 | 0.14873 | 516.5548 | 0.09672 | 517.1101 | 0.077258 | 515.3914 | 0.057663 | 516.5548 | 0.16291 | 517.1101 | 0.1315 | 517.1101 | 0.37528 | 517.1101 | 0.77299 | 486.5939 | 1.4765 | 517.1101 | 4.7265 | 517.1101 | 8.659 |  |  | 516.5548 | 5.638 | 511.29 | -0.017722 | 517.1101 | 0.0032568 | 516.5548 | 0.044442 | 487.0011 | 0.00029346 | 517.1101 | 0.023017 | 517.1101 | 0.0093341 | 516.5548 | 0.026285 | 517.1101 | 0.00022342 | 517.1101 | -0.00084966 | 517.1101 | 0.005832 | 734.3843 | 0.4342 | 516.5548 | 0.024264 | 516.5548 | 0.003273 | 517.1101 | -0.00010564 | 733.6656 | 0.00017392 | 516.5548 | 0.020753 | 736.4634 | 0.00038831 | 734.3843 | 0.026451 | 516.5548 | 0 | 906.8181 | 0.0047851 | 1188.2362 | 0.019421 | 1152.3059 | 0.10696 | 1018.2011 | 0.014409 | 1078.5526 | 0 | 1077.8683 | 0 | 1077.8617 | 0.0050614 | 516.555 | 0.023366 | 517.1101 | 1.6337 | 516.5548 | 6.1283 | 516.5548 | 2.8738 | 517.1101 | #REF! | 516.5548 | 9.6428 | 514.037 | 0.18635
| 288.7616 | 0.016429 | 288.7616 | 0.021576 | 288.7616 | 0.36449 | 288.7616 | 2.2052 | 288.7616 | 0.15256 | 288.7616 | 0 | 486.7075 | 0 | 516.7797 | 0.23995 | 288.7616 | -0.06577 | 486.7075 | 0.029876 | 516.7797 | 0.034263 | 516.7797 | 0.021809 | 510.5872 | 0.0048877 | 516.7797 | 0.065392 | 516.7797 | -0.01902 | 517.3348 | -0.015192 | 515.6148 | 0.031169 | 516.7797 | 0.091532 | 517.3348 | 0.077337 | 517.3348 | 0.34957 | 517.3348 | 0.75407 | 486.7075 | 1.4875 | 517.3348 | 4.6573 | 517.3348 | 8.6641 |  |  | 516.7797 | 5.684 | 511.52 | -0.008278 | 517.3348 | 0 | 516.7797 | 0.032317 | 487.1174 | 0.00038073 | 517.3348 | 0 | 517.3348 | 0 | 516.7797 | -0.003316 | 517.3348 | -0.0087117 | 517.3348 | -0.0064056 | 517.3348 | -0.0097976 | 734.5485 | 0.42251 | 516.7797 | -0.021889 | 516.7797 | -0.014138 | 517.3348 | -0.0017211 | 733.8298 | 0.00026087 | 516.7797 | -0.045548 | 736.6282 | 0.00037624 | 734.5485 | 0.027653 | 516.7797 | 0.0090425 | 906.8999 | 0.0052786 | 1188.5821 | 0.021818 | 1152.371 | 0.1073 | 1018.2137 | 0.014401 | 1078.6096 | 0 | 1077.9252 | 0 | 1077.9186 | 0.005033 | 516.78 | 0.031851 | 517.3348 | 1.6244 | 516.7797 | 6.1271 | 516.7797 | 2.8747 | 517.3348 | #REF! | 516.7797 | 9.6584 | 514.261 | 0.18761
| 288.8373 | 0.017181 | 288.8373 | 0.047912 | 288.8373 | 0.35964 | 288.8373 | 2.2123 | 288.8373 | 0.17001 | 288.8373 | 0 | 486.8212 | 0 | 517.0046 | 0.30612 | 288.8373 | -0.00499 | 486.8212 | 0 | 517.0046 | 0.21143 | 517.0046 | 0.058971 | 510.8106 | 0.032634 | 517.0046 | 0.16045 | 517.0046 | 0.11551 | 517.5594 | 0.092264 | 515.8382 | 0.05706 | 517.0046 | 0.16123 | 517.5594 | 0.12428 | 517.5594 | 0.38127 | 517.5594 | 0.75255 | 486.8212 | 1.5883 | 517.5594 | 4.6033 | 517.5594 | 8.6775 |  |  | 517.0046 | 5.7207 | 511.74 | -0.0093273 | 517.5594 | 0.0072869 | 517.0046 | 0.051189 | 487.2336 | 0.00035558 | 517.5594 | 0.033902 | 517.5594 | 0.013752 | 517.0046 | 0.039386 | 517.5594 | 0.0077062 | 517.5594 | 0.0036498 | 517.5594 | 0.0089348 | 734.7126 | 0.43756 | 517.0046 | 0.019827 | 517.0046 | 0.020238 | 517.5594 | -0.0034213 | 733.994 | 0 | 517.0046 | 0.013991 | 736.793 | 0.00039269 | 734.7126 | 0.026232 | 517.0046 | 0 | 906.9818 | 0.0058525 | 1188.9283 | 0.022171 | 1152.436 | 0.10764 | 1018.2264 | 0.014392 | 1078.6666 | 0 | 1077.9821 | 0 | 1077.9756 | 0.0049921 | 517.005 | 0.023702 | 517.5594 | 1.6542 | 517.0046 | 6.1876 | 517.0046 | 2.8534 | 517.5594 | #REF! | 517.0046 | 9.7685 | 514.4851 | 0.18913
| 288.9131 | 0.016008 | 288.9131 | 0.095601 | 288.9131 | 0.35417 | 288.9131 | 2.186 | 288.9131 | 0.16792 | 288.9131 | 0 | 486.9348 | 0.014695 | 517.2296 | 0.27991 | 288.9131 | -0.07757 | 486.9348 | 0.023858 | 517.2296 | 0.037851 | 517.2296 | 0.021103 | 511.0341 | 0.0036304 | 517.2296 | 0.067868 | 517.2296 | 0.031733 | 517.7841 | 0.025348 | 516.0617 | 0.026168 | 517.2296 | 0.1184 | 517.7841 | 0.061977 | 517.7841 | 0.33779 | 517.7841 | 0.72923 | 486.9348 | 1.5874 | 517.7841 | 4.5246 | 517.7841 | 8.6727 |  |  | 517.2296 | 5.7173 | 511.97 | -0.011076 | 517.7841 | 0 | 517.2296 | 0.043376 | 487.3498 | 0.00034224 | 517.7841 | 0 | 517.7841 | 0 | 517.2296 | -0.014956 | 517.7841 | -0.0024638 | 517.7841 | -0.0011141 | 517.7841 | -0.0078874 | 734.8767 | 0.42822 | 517.2296 | -0.006546 | 517.2296 | -0.0020917 | 517.7841 | -0.00050653 | 734.1582 | 0.00026087 | 517.2296 | -0.015366 | 736.9578 | 0.00036637 | 734.8767 | 0.027216 | 517.2296 | 0 | 907.0636 | 0.0056226 | 1189.2747 | 0.021113 | 1152.501 | 0.10798 | 1018.2391 | 0.014383 | 1078.7236 | 0 | 1078.0391 | 0 | 1078.0325 | 0.0049421 | 517.23 | 0.025625 | 517.7841 | 1.6522 | 517.2296 | 6.1917 | 517.2296 | 2.888 | 517.7841 | #REF! | 517.2296 | 9.7807 | 514.7092 | 0.1871
| 288.9888 | 0.01695 | 288.9888 | 0.10328 | 288.9888 | 0.35 | 288.9888 | 2.1864 | 288.9888 | 0.1794 | 288.9888 | 0 | 487.0485 | 0 | 517.4545 | 0.28064 | 288.9888 | -0.02067 | 487.0485 | 0 | 517.4545 | 0.19409 | 517.4545 | 0.052784 | 511.2575 | 0.032061 | 517.4545 | 0.15752 | 517.4545 | 0.12564 | 518.0088 | 0.10036 | 516.2851 | 0.050989 | 517.4545 | 0.1923 | 518.0088 | 0.11614 | 518.0088 | 0.36402 | 518.0088 | 0.7187 | 487.0485 | 1.5893 | 518.0088 | 4.4682 | 518.0088 | 8.702 |  |  | 517.4545 | 5.7654 | 512.19 | -0.010027 | 518.0088 | 0.0052522 | 517.4545 | 0.053421 | 487.4661 | 0.0003026 | 518.0088 | 0.027832 | 518.0088 | 0.012971 | 517.4545 | 0.024804 | 518.0088 | 0.0022648 | 518.0088 | -0.0005143 | 518.0088 | 0.0075128 | 735.0409 | 0.43954 | 517.4545 | 0.0053047 | 517.4545 | -0.004476 | 518.0088 | 0.0017742 | 734.3224 | 0.00017392 | 517.4545 | 0.0069961 | 737.1226 | 0.00042779 | 735.0409 | 0.025795 | 517.4545 | 0 | 907.1455 | 0.0061075 | 1189.6212 | 0.020479 | 1152.566 | 0.10832 | 1018.2518 | 0.014373 | 1078.7806 | 0 | 1078.0959 | 0 | 1078.0895 | 0.0048887 | 517.455 | 0.024327 | 518.0088 | 1.6605 | 517.4545 | 6.2583 | 517.4545 | 2.8995 | 518.0088 | #REF! | 517.4545 | 9.9304 | 514.9332 | 0.18869
| 289.0646 | 0.014867 | 289.0646 | 0.052505 | 289.0646 | 0.34382 | 289.0646 | 2.1487 | 289.0646 | 0.17456 | 289.0646 | 0 | 487.1622 | 0.016451 | 517.6795 | 0.24103 | 289.0646 | -0.10217 | 487.1622 | 0.024288 | 517.6795 | -0.0033613 | 517.6795 | 0.020165 | 511.481 | 0.013926 | 517.6795 | 0.066077 | 517.6795 | -0.03717 | 518.2335 | -0.02969 | 516.5085 | 0.015791 | 517.6795 | 0.13604 | 518.2335 | 0.05989 | 518.2335 | 0.32137 | 518.2335 | 0.69863 | 487.1622 | 1.6005 | 518.2335 | 4.361 | 518.2335 | 8.6415 |  |  | 517.6795 | 5.7842 | 512.42 | 0.0018654 | 518.2335 | 0 | 517.6795 | 0.042412 | 487.5823 | 0.00034948 | 518.2335 | 0 | 518.2335 | 0 | 517.6795 | -0.025657 | 518.2335 | -0.0079324 | 518.2335 | -0.0053686 | 518.2335 | -0.0053768 | 735.205 | 0.43233 | 517.6795 | -0.011196 | 517.6795 | -0.0058801 | 518.2335 | 0.0010091 | 734.4866 | 0 | 517.6795 | -0.041561 | 737.2875 | 0.00025887 | 735.205 | 0.027325 | 517.6795 | 0 | 907.2274 | 0.0061068 | 1189.9679 | 0.019562 | 1152.6311 | 0.10867 | 1018.2645 | 0.014363 | 1078.8376 | 0 | 1078.1529 | 0 | 1078.1464 | 0.0048387 | 517.679 | 0.023149 | 518.2335 | 1.6457 | 517.6795 | 6.3208 | 517.6795 | 2.8906 | 518.2335 | #REF! | 517.6795 | 10.0063 | 515.1573 | 0.18815
| 289.1403 | 0.016239 | 289.1404 | 0.048047 | 289.1403 | 0.33946 | 289.1403 | 2.1412 | 289.1403 | 0.19121 | 289.1403 | 0 | 487.2758 | 0 | 517.9045 | 0.26764 | 289.1403 | -0.05505 | 487.2758 | 0 | 517.9045 | 0.16096 | 517.9045 | 0.033843 | 511.7045 | 0.039593 | 517.9045 | 0.1458 | 517.9045 | 0.052927 | 518.4582 | 0.042277 | 516.732 | 0.061723 | 517.9045 | 0.17215 | 518.4582 | 0.1101 | 518.4582 | 0.33777 | 518.4582 | 0.69196 | 487.2758 | 1.658 | 518.4582 | 4.3129 | 518.4581 | 8.6547 |  |  | 517.9045 | 5.8506 | 512.64 | 0.0046636 | 518.4582 | 0.0070683 | 517.9045 | 0.050682 | 487.6986 | 0.0003834 | 518.4582 | 0.015803 | 518.4581 | 0.012791 | 517.9045 | 0.018815 | 518.4582 | -0.0010291 | 518.4582 | -0.0026607 | 518.4582 | 0.0031337 | 735.3692 | 0.4436 | 517.9045 | 0.0048042 | 517.9045 | 0.010842 | 518.4581 | -0.0018895 | 734.6509 | 0 | 517.9045 | 0.0099491 | 737.4523 | 0.00056272 | 735.3692 | 0.025795 | 517.9045 | 0 | 907.3093 | 0.0054473 | 1190.3149 | 0.020232 | 1152.6963 | 0.10901 | 1018.2772 | 0.014351 | 1078.8946 | 0 | 1078.2098 | 0 | 1078.2034 | 0.0047978 | 517.904 | 0.022621 | 518.4582 | 1.6621 | 517.9045 | 6.3507 | 517.9045 | 2.849 | 518.4581 | #REF! | 517.9045 | 10.073 | 515.3814 | 0.18832
| 289.2161 | 0.014636 | 289.2161 | 0.072898 | 289.2161 | 0.33481 | 289.2161 | 2.1273 | 289.2161 | 0.18322 | 289.2161 | 0 | 487.3895 | 0.0087231 | 518.1295 | 0.26149 | 289.2161 | -0.10191 | 487.3895 | 0.029016 | 518.1295 | 0.040846 | 518.1295 | 0.022793 | 511.9279 | 0.0082679 | 518.1295 | 0.070855 | 518.1295 | 0.0037391 | 518.6829 | 0.0029868 | 516.9555 | 0.014855 | 518.1295 | 0.036866 | 518.6829 | 0.070616 | 518.6829 | 0.30408 | 518.6829 | 0.66193 | 487.3895 | 1.7134 | 518.6829 | 4.2305 | 518.6829 | 8.6099 |  |  | 518.1295 | 5.8858 | 512.87 | -0.0019821 | 518.6829 | 0 | 518.1295 | 0.052001 | 487.8148 | 0.00037425 | 518.6829 | 0 | 518.6829 | 0 | 518.1295 | -0.02613 | 518.6829 | -0.0070975 | 518.6829 | -0.0057473 | 518.6829 | -0.011566 | 735.5333 | 0.44146 | 518.1295 | -0.013037 | 518.1295 | -0.0084399 | 518.6829 | -0.0056073 | 734.8151 | 0 | 518.1295 | -0.02149 | 737.6172 | 0.00033675 | 735.5333 | 0.027762 | 518.1295 | 0 | 907.3912 | 0.0055742 | 1190.6621 | 0.018434 | 1152.7613 | 0.10935 | 1018.2899 | 0.014339 | 1078.9518 | 0 | 1078.2668 | 0 | 1078.2603 | 0.0047694 | 518.129 | 0.025072 | 518.6829 | 1.6622 | 518.1295 | 6.3782 | 518.1295 | 2.8366 | 518.6829 | #REF! | 518.1295 | 10.1279 | 515.6056 | 0.18802
| 289.2919 | 0.015561 | 289.2919 | 0.078855 | 289.2919 | 0.33107 | 289.2919 | 2.1234 | 289.2919 | 0.20008 | 289.2919 | 0 | 487.5032 | 0 | 518.3545 | 0.28838 | 289.2919 | -0.06086 | 487.5032 | 0 | 518.3545 | 0.18213 | 518.3545 | 0.054343 | 512.1514 | 0.038421 | 518.3545 | 0.15605 | 518.3545 | 0.15198 | 518.9076 | 0.1214 | 517.1789 | 0.05878 | 518.3545 | 0.20154 | 518.9076 | 0.12415 | 518.9076 | 0.33732 | 518.9076 | 0.67154 | 487.5032 | 1.6797 | 518.9076 | 4.2355 | 518.9076 | 8.7081 |  |  | 518.3545 | 6.0021 | 513.09 | 0.022152 | 518.9076 | 0.0085848 | 518.3545 | 0.061589 | 487.9311 | 0.00034148 | 518.9076 | 0.016998 | 518.9076 | 0.016526 | 518.3545 | 0.024066 | 518.9076 | 0.0019621 | 518.9076 | -0.00050902 | 518.9076 | 0.0049764 | 735.6975 | 0.43965 | 518.3545 | 0.013213 | 518.3545 | 0.0085716 | 518.9076 | 0.0038514 | 734.9793 | 0.00017392 | 518.3545 | 0.016431 | 737.782 | 0.00044644 | 735.6975 | 0.025904 | 518.3545 | 0.0090425 | 907.4731 | 0.0056077 | 1191.0094 | 0.01988 | 1152.8264 | 0.1097 | 1018.3026 | 0.014326 | 1079.0088 | 0 | 1078.3237 | 0 | 1078.3173 | 0.0047501 | 518.354 | 0.026298 | 518.9076 | 1.6939 | 518.3545 | 6.5257 | 518.3545 | 2.8357 | 518.9076 | #REF! | 518.3545 | 10.3623 | 515.8297 | 0.18976
| 289.3676 | 0.014132 | 289.3676 | 0.050137 | 289.3676 | 0.32574 | 289.3676 | 2.0988 | 289.3676 | 0.19476 | 289.3676 | 0 | 487.6169 | 0.026588 | 518.5795 | 0.26785 | 289.3676 | -0.12232 | 487.6169 | 0.024503 | 518.5795 | 0.043631 | 518.5795 | 0.029178 | 512.375 | 0.0032462 | 518.5795 | 0.075462 | 518.5795 | -0.0035972 | 519.1323 | -0.0028733 | 517.4024 | 0.025853 | 518.5795 | 0.063134 | 519.1323 | 0.064454 | 519.1323 | 0.29542 | 519.1323 | 0.65095 | 487.6169 | 1.6814 | 519.1323 | 4.157 | 519.1323 | 8.6707 |  |  | 518.5795 | 5.9897 | 513.32 | -0.026116 | 519.1323 | 0 | 518.5795 | 0.050631 | 488.0474 | 0.00033614 | 519.1323 | 0 | 519.1323 | 0 | 518.5795 | -0.02715 | 519.1323 | -0.0058541 | 519.1323 | -0.0052527 | 519.1323 | -0.010757 | 735.8616 | 0.45679 | 518.5795 | -0.013512 | 518.5795 | -0.0087345 | 519.1323 | -0.0037028 | 735.1435 | 0.00026087 | 518.5795 | -0.022375 | 737.9469 | 0.00042121 | 735.8616 | 0.027981 | 518.5795 | 0.0018107 | 907.5551 | 0.0056777 | 1191.3569 | 0.020514 | 1152.8915 | 0.11004 | 1018.3153 | 0.014313 | 1079.0658 | 0 | 1078.3807 | 0 | 1078.3742 | 0.0047353 | 518.579 | 0.025938 | 519.1323 | 1.6902 | 518.5795 | 6.4958 | 518.5795 | 2.8481 | 519.1323 | #REF! | 518.5795 | 10.2901 | 516.0538 | 0.19037
| 289.4434 | 0.015718 | 289.4434 | 0.012552 | 289.4434 | 0.32223 | 289.4434 | 2.0972 | 289.4434 | 0.20883 | 289.4434 | 0 | 487.7306 | 0 | 518.8045 | 0.2891 | 289.4434 | -0.06554 | 487.7306 | 0 | 518.8045 | 0.18713 | 518.8045 | 0.051173 | 512.5985 | 0.023058 | 518.8045 | 0.14653 | 518.8045 | 0.12868 | 519.3571 | 0.10278 | 517.6259 | 0.055352 | 518.8045 | 0.15871 | 519.3571 | 0.11071 | 519.3571 | 0.33321 | 519.3571 | 0.65811 | 487.7306 | 1.6587 | 519.3571 | 4.1314 | 519.3571 | 8.7368 |  |  | 518.8045 | 6.1018 | 513.54 | 0.013408 | 519.3571 | 0.0048678 | 518.8045 | 0.062452 | 488.1636 | 0.00032928 | 519.3571 | 0.015052 | 519.3571 | 0.015348 | 518.8045 | 0.029266 | 519.3571 | 0.004649 | 519.3571 | -0.00021455 | 519.3571 | 0.0080582 | 736.0258 | 0.45972 | 518.8045 | 0.011595 | 518.8045 | -0.0085933 | 519.3571 | 0.0061841 | 735.3078 | 0 | 518.8045 | 0.017996 | 738.1117 | 0.00036088 | 736.0258 | 0.026451 | 518.8045 | 0 | 907.637 | 0.0058328 | 1191.7047 | 0.019915 | 1152.9565 | 0.11039 | 1018.3281 | 0.014298 | 1079.1228 | 0 | 1078.4377 | 0 | 1078.4311 | 0.0047205 | 518.804 | 0.023462 | 519.3571 | 1.718 | 518.8045 | 6.5691 | 518.8045 | 2.8401 | 519.3571 | #REF! | 518.8045 | 10.4597 | 516.278 | 0.19171
| 289.5192 | 0.013925 | 289.5192 | 0.1168 | 289.5192 | 0.31639 | 289.5192 | 2.0727 | 289.5192 | 0.20718 | 289.5192 | 0 | 487.8442 | 0 | 519.0295 | 0.25329 | 289.5192 | -0.13844 | 487.8442 | 0.022353 | 519.0295 | 0.089216 | 519.0295 | 0.01464 | 512.822 | 0.015154 | 519.0295 | 0.062072 | 519.0295 | -0.001659 | 519.5819 | -0.0013252 | 517.8494 | 0.019871 | 519.0295 | 0.077865 | 519.5819 | 0.046385 | 519.5819 | 0.29133 | 519.5819 | 0.64118 | 487.8442 | 1.7093 | 519.5819 | 4.1067 | 519.5819 | 8.8213 |  |  | 519.0295 | 6.1941 | 513.77 | -0.018072 | 519.5819 | 0 | 519.0295 | 0.055704 | 488.2799 | 0.00032395 | 519.5819 | 0 | 519.5819 | 0 | 519.0295 | -0.025679 | 519.5819 | -0.0075327 | 519.5819 | -0.0049863 | 519.5819 | -0.0072369 | 736.19 | 0.46672 | 519.0295 | -0.018429 | 519.0295 | -0.0076609 | 519.5818 | -0.00096626 | 735.472 | 0.0013044 | 519.0295 | -0.030909 | 738.2766 | 0.00046399 | 736.19 | 0.026997 | 519.0295 | 0 | 907.719 | 0.0057371 | 1192.0527 | 0.021007 | 1153.0217 | 0.11074 | 1018.3408 | 0.014283 | 1079.1799 | 0 | 1078.4948 | 0 | 1078.4882 | 0.0046978 | 519.03 | 0.023991 | 519.5819 | 1.7386 | 519.0295 | 6.6707 | 519.0295 | 2.8463 | 519.5818 | #REF! | 519.0295 | 10.5845 | 516.5022 | 0.19162
| 289.595 | 0.015165 | 289.595 | 0.066234 | 289.595 | 0.31254 | 289.595 | 2.0785 | 289.595 | 0.21602 | 289.595 | 0 | 487.9579 | 0 | 519.2546 | 0.28588 | 289.595 | -0.0563 | 487.9579 | 0 | 519.2546 | 0.24591 | 519.2546 | 0.052044 | 513.0456 | 0.040962 | 519.2546 | 0.14286 | 519.2546 | 0.1307 | 519.8066 | 0.1044 | 518.0729 | 0.05469 | 519.2546 | 0.19566 | 519.8066 | 0.099071 | 519.8066 | 0.31516 | 519.8066 | 0.64338 | 487.9579 | 1.7708 | 519.8066 | 4.1024 | 519.8066 | 8.8658 |  |  | 519.2546 | 6.232 | 513.99 | 0.0085112 | 519.8066 | 0.0022509 | 519.2546 | 0.062908 | 488.3962 | 0.00029727 | 519.8066 | 0.019468 | 519.8066 | 0.016064 | 519.2546 | 0.025305 | 519.8066 | 0.0042163 | 519.8066 | 0.0014405 | 519.8066 | 0.0018969 | 736.3542 | 0.47691 | 519.2546 | 0.0053574 | 519.2546 | 0.01309 | 519.8066 | -0.00062427 | 735.6363 | 0 | 519.2546 | 0.01195 | 738.4415 | 0.00036966 | 736.3542 | 0.025358 | 519.2546 | 0.0090425 | 907.801 | 0.0056142 | 1192.4009 | 0.020831 | 1153.0868 | 0.11109 | 1018.3535 | 0.014267 | 1079.2369 | 0 | 1078.5516 | 0 | 1078.5452 | 0.0046626 | 519.255 | 0.027789 | 519.8066 | 1.7648 | 519.2546 | 6.6796 | 519.2546 | 2.8392 | 519.8066 | #REF! | 519.2546 | 10.7113 | 516.7264 | 0.19467
| 289.6707 | 0.013553 | 289.6707 | 0.033586 | 289.6707 | 0.30815 | 289.6707 | 2.0539 | 289.6707 | 0.21983 | 289.6707 | 0 | 488.0716 | 0 | 519.4797 | 0.26958 | 289.6707 | -0.10508 | 488.0716 | 0.027942 | 519.4797 | 0.050169 | 519.4797 | 0.019579 | 513.2691 | 0.00030122 | 519.4797 | 0.069511 | 519.4797 | 0.0009025 | 520.0314 | 0.0007209 | 518.2965 | 0.030668 | 519.4797 | 0.089013 | 520.0314 | 0.048252 | 520.0314 | 0.28445 | 520.0314 | 0.62239 | 488.0716 | 1.7384 | 520.0314 | 4.025 | 520.0314 | 8.8192 |  |  | 519.4797 | 6.2322 | 514.22 | 0.017256 | 520.0314 | 0 | 519.4797 | 0.059712 | 488.5125 | 0.00030527 | 520.0314 | 0 | 520.0314 | 0 | 519.4797 | -0.027397 | 520.0314 | -0.0046118 | 520.0314 | -0.004586 | 520.0314 | -0.0073533 | 736.5184 | 0.4822 | 519.4797 | -0.020088 | 519.4797 | -0.012451 | 520.0314 | 0.0034308 | 735.8005 | 0.00078262 | 519.4797 | -0.024252 | 738.6064 | 0.00038611 | 736.5184 | 0.026341 | 519.4797 | 0.0090425 | 907.8831 | 0.0059196 | 1192.7493 | 0.019668 | 1153.152 | 0.11144 | 1018.3662 | 0.014251 | 1079.2941 | 0 | 1078.6086 | 0 | 1078.6022 | 0.0046148 | 519.48 | 0.029952 | 520.0314 | 1.7583 | 519.4797 | 6.6718 | 519.4797 | 2.8313 | 520.0314 | #REF! | 519.4797 | 10.648 | 516.9505 | 0.19512
| 289.7465 | 0.014371 | 289.7465 | 0.079455 | 289.7465 | 0.30427 | 289.7465 | 2.0479 | 289.7465 | 0.22991 | 289.7465 | 0 | 488.1853 | 0 | 519.7047 | 0.27806 | 289.7465 | -0.05325 | 488.1853 | 0 | 519.7047 | 0.16149 | 519.7047 | 0.051472 | 513.4927 | 0.029074 | 519.7047 | 0.15019 | 519.7047 | 0.11855 | 520.2562 | 0.094692 | 518.52 | 0.061411 | 519.7047 | 0.17467 | 520.2562 | 0.11347 | 520.2562 | 0.30783 | 520.2562 | 0.61895 | 488.1853 | 1.7916 | 520.2562 | 3.972 | 520.2562 | 8.8108 |  |  | 519.7047 | 6.2857 | 514.44 | 0.011659 | 520.2562 | 0 | 519.7047 | 0.067271 | 488.6287 | 0.0003087 | 520.2562 | 0.032153 | 520.2562 | 0.010286 | 519.7047 | 0.021513 | 520.2562 | 0.0020498 | 520.2562 | -0.0015477 | 520.2562 | 0.0057333 | 736.6825 | 0.47355 | 519.7047 | 0.012206 | 519.7047 | -0.0030378 | 520.2562 | 0.0047341 | 735.9648 | 0 | 519.7047 | 0.02319 | 738.7713 | 0.00047387 | 736.6825 | 0.026123 | 519.7047 | 0 | 907.9651 | 0.0062513 | 1193.0978 | 0.019703 | 1153.217 | 0.11179 | 1018.3788 | 0.014233 | 1079.3511 | 0 | 1078.6656 | 0 | 1078.6592 | 0.0045569 | 519.705 | 0.025673 | 520.2562 | 1.7711 | 519.7047 | 6.7308 | 519.7047 | 2.8224 | 520.2562 | #REF! | 519.7047 | 10.714 | 517.1748 | 0.19925
| 289.8223 | 0.012876 | 289.8223 | 0.072897 | 289.8223 | 0.30028 | 289.8223 | 2.0217 | 289.8223 | 0.23103 | 289.8223 | 0 | 488.299 | 0.007318 | 519.9298 | 0.24411 | 289.8223 | -0.11122 | 488.299 | 0.0089449 | 519.9298 | 0.055693 | 519.9298 | 0.01528 | 513.7163 | 0.018207 | 519.9298 | 0.065377 | 519.9298 | -0.032529 | 520.481 | -0.025983 | 518.7435 | 0.024766 | 519.9298 | 0.07615 | 520.481 | 0.041422 | 520.481 | 0.26796 | 520.481 | 0.60057 | 488.299 | 1.7565 | 520.481 | 3.8718 | 520.4811 | 8.741 |  |  | 519.9298 | 6.2823 | 514.67 | -0.014574 | 520.481 | 0 | 519.9298 | 0.056516 | 488.745 | 0.00032585 | 520.481 | 0 | 520.4811 | 0 | 519.9298 | -0.0087768 | 520.481 | -0.0082331 | 520.481 | -0.0074725 | 520.481 | -0.011102 | 736.8467 | 0.4743 | 519.9298 | -0.027444 | 519.9298 | -0.0055313 | 520.4811 | 0.00058633 | 736.129 | 0.00078262 | 519.9298 | -0.032349 | 738.9361 | 0.00044644 | 736.8467 | 0.027544 | 519.9298 | 0 | 908.0471 | 0.0056105 | 1193.4465 | 0.020514 | 1153.2822 | 0.11215 | 1018.3915 | 0.014214 | 1079.4082 | 0 | 1078.7227 | 0 | 1078.7161 | 0.0044955 | 519.93 | 0.023197 | 520.481 | 1.7593 | 519.9298 | 6.7203 | 519.9298 | 2.8242 | 520.4811 | #REF! | 519.9298 | 10.6936 | 517.399 | 0.20035
| 289.8981 | 0.013743 | 289.8981 | 0.067589 | 289.8981 | 0.29586 | 289.8981 | 2.0041 | 289.8981 | 0.23866 | 289.8981 | 0 | 488.4127 | 0 | 520.1549 | 0.28637 | 289.8981 | -0.0878 | 488.4127 | 0 | 520.1549 | 0.14731 | 520.1549 | 0.056168 | 513.9399 | 0.031783 | 520.1549 | 0.15898 | 520.1549 | 0.15502 | 520.7059 | 0.12383 | 518.9671 | 0.040327 | 520.1549 | 0.17803 | 520.7059 | 0.12037 | 520.7059 | 0.30347 | 520.7059 | 0.60548 | 488.4127 | 1.7719 | 520.7059 | 3.87 | 520.7059 | 8.8135 |  |  | 520.1549 | 6.4139 | 514.89 | 0.0022152 | 520.7059 | 0.01102 | 520.1549 | 0.071482 | 488.8613 | 0.00034795 | 520.7059 | 0.033604 | 520.7059 | 0.019782 | 520.1549 | 0.039754 | 520.7059 | 0.0017932 | 520.7059 | 0.0031086 | 520.7059 | 0.004212 | 737.0109 | 0.48957 | 520.1549 | 0.0079 | 520.1549 | 0.0070579 | 520.7059 | 0.0072237 | 736.2933 | 0.00069566 | 520.1549 | 0.014645 | 739.101 | 0.00037953 | 737.0109 | 0.026123 | 520.1549 | 0 | 908.1292 | 0.0050473 | 1193.7955 | 0.021607 | 1153.3474 | 0.1125 | 1018.4042 | 0.014195 | 1079.4652 | 0 | 1078.7797 | 0 | 1078.7732 | 0.0044353 | 520.155 | 0.023029 | 520.7059 | 1.7904 | 520.1549 | 6.804 | 520.1549 | 2.8481 | 520.7059 | #REF! | 520.1549 | 10.887 | 517.6232 | 0.20078
| 289.9739 | 0.012801 | 289.9739 | 0.010627 | 289.9739 | 0.2917 | 289.9739 | 1.9598 | 289.9739 | 0.2393 | 289.9739 | 0 | 488.5264 | 0.029716 | 520.3801 | 0.28613 | 289.9739 | -0.13804 | 488.5264 | 0.036969 | 520.3801 | 0.061617 | 520.38 | 0.032016 | 514.1635 | 0.00087617 | 520.3801 | 0.076927 | 520.38 | -0.0030942 | 520.9307 | -0.0024716 | 519.1907 | 0.029653 | 520.38 | 0.090692 | 520.9307 | 0.055336 | 520.9307 | 0.27065 | 520.9307 | 0.59591 | 488.5264 | 1.806 | 520.9307 | 3.8451 | 520.9307 | 8.8847 |  |  | 520.3801 | 6.421 | 515.12 | 0.0015157 | 520.9307 | 0 | 520.38 | 0.071076 | 488.9776 | 0.00036815 | 520.9307 | 0 | 520.9307 | 0 | 520.38 | -0.014498 | 520.9307 | -0.001736 | 520.9307 | -0.0020764 | 520.9307 | -0.0045403 | 737.1751 | 0.49454 | 520.3801 | -0.013042 | 520.3801 | 0.0046697 | 520.9307 | -0.0055009 | 736.4575 | 0.00026087 | 520.3801 | -0.021531 | 739.266 | 0.00045302 | 737.1751 | 0.027653 | 520.38 | 0 | 908.2112 | 0.0050849 | 1194.1448 | 0.021889 | 1153.4125 | 0.11286 | 1018.4169 | 0.014174 | 1079.5223 | 0 | 1078.8367 | 0 | 1078.8302 | 0.0043853 | 520.38 | 0.027645 | 520.9307 | 1.8185 | 520.38 | 6.8907 | 520.38 | 2.8534 | 520.9307 | #REF! | 520.38 | 11.0159 | 517.8474 | 0.2018
| 290.0497 | 0.013586 | 290.0497 | 0.013379 | 290.0497 | 0.28791 | 290.0497 | 1.9647 | 290.0497 | 0.25651 | 290.0497 | 0 | 488.6401 | 0 | 520.6052 | 0.27489 | 290.0497 | -0.07541 | 488.6401 | 0 | 520.6052 | 0.18823 | 520.6052 | 0.042056 | 514.3871 | 0.02801 | 520.6052 | 0.15166 | 520.6052 | 0.10639 | 521.1556 | 0.08498 | 519.4142 | 0.058296 | 520.6052 | 0.16207 | 521.1556 | 0.094072 | 521.1556 | 0.29786 | 521.1556 | 0.58971 | 488.6401 | 1.7927 | 521.1556 | 3.8121 | 521.1556 | 8.865 |  |  | 520.6052 | 6.5292 | 515.34 | 0.0015157 | 521.1556 | 0.0050367 | 520.6052 | 0.07204 | 489.0939 | 0.00035863 | 521.1556 | 0.024492 | 521.1556 | 0.0081217 | 520.6052 | -0.00070821 | 521.1556 | -0.002207 | 521.1556 | -0.0021255 | 521.1556 | 0.0020163 | 737.3393 | 0.49176 | 520.6052 | 0.0010685 | 520.6052 | 0.0074971 | 521.1556 | 0.0061564 | 736.6218 | 0 | 520.6052 | -0.0010357 | 739.4309 | 0.00043328 | 737.3393 | 0.026013 | 520.6052 | 0 | 908.2933 | 0.0053834 | 1194.4941 | 0.021712 | 1153.4777 | 0.11321 | 1018.4296 | 0.014153 | 1079.5795 | 0 | 1078.8937 | 0 | 1078.8872 | 0.0043512 | 520.605 | 0.023798 | 521.1556 | 1.8269 | 520.6052 | 6.9524 | 520.6052 | 2.8357 | 521.1556 | #REF! | 520.6052 | 11.1227 | 518.0717 | 0.20304
| 290.1255 | 0.012396 | 290.1255 | 0.10104 | 290.1255 | 0.2846 | 290.1255 | 1.9386 | 290.1255 | 0.25275 | 290.1255 | 0 | 488.7538 | 0 | 520.8303 | 0.24424 | 290.1255 | -0.1106 | 488.7538 | 0.039978 | 520.8303 | 0.016962 | 520.8303 | 0.011057 | 514.6107 | 0.0095433 | 520.8303 | 0.0627 | 520.8303 | -0.021842 | 521.3804 | -0.017447 | 519.6378 | 0.027762 | 520.8303 | 0.044929 | 521.3804 | 0.04017 | 521.3804 | 0.24813 | 521.3804 | 0.56507 | 488.7538 | 1.8176 | 521.3804 | 3.7189 | 521.3804 | 8.8186 |  |  | 520.8303 | 6.5284 | 515.57 | -0.016322 | 521.3804 | 0 | 520.8303 | 0.066713 | 489.2102 | 0.00032852 | 521.3804 | 0 | 521.3804 | 0 | 520.8303 | -0.02338 | 521.3804 | -0.0072515 | 521.3804 | -0.0048885 | 521.3804 | -0.0085147 | 737.5036 | 0.4916 | 520.8303 | -0.023872 | 520.8303 | -0.0036115 | 521.3804 | 0.0045752 | 736.7861 | 0.00078262 | 520.8303 | -0.032534 | 739.5958 | 0.00041024 | 737.5036 | 0.028199 | 520.8303 | 0 | 908.3754 | 0.0055795 | 1194.8438 | 0.019774 | 1153.5429 | 0.11357 | 1018.4423 | 0.014131 | 1079.6365 | 0 | 1078.9508 | 0 | 1078.9442 | 0.0043342 | 520.83 | 0.022164 | 521.3804 | 1.8234 | 520.8303 | 6.895 | 520.8303 | 2.8171 | 521.3804 | #REF! | 520.8303 | 11.0302 | 518.296 | 0.2031
| 290.2013 | 0.012892 | 290.2013 | 0.095964 | 290.2013 | 0.28126 | 290.2013 | 1.9619 | 290.2013 | 0.26884 | 290.2013 | 0 | 488.8675 | 0 | 521.0555 | 0.28185 | 290.2013 | -0.06541 | 488.8675 | 0 | 521.0555 | 0.22474 | 521.0555 | 0.0463 | 514.8344 | 0.035327 | 521.0555 | 0.16045 | 521.0555 | 0.098842 | 521.6053 | 0.078953 | 519.8614 | 0.043784 | 521.0555 | 0.18978 | 521.6053 | 0.12064 | 521.6053 | 0.28789 | 521.6053 | 0.5702 | 488.8675 | 1.8408 | 521.6053 | 3.7042 | 521.6053 | 8.8357 |  |  | 521.0555 | 6.5857 | 515.8 | 0.019004 | 521.6053 | 0.0066576 | 521.0555 | 0.079447 | 489.3265 | 0.00032928 | 521.6053 | 0.021197 | 521.6053 | 0.017265 | 521.0555 | 0.030921 | 521.6053 | 0.0028072 | 521.6053 | -0.00040192 | 521.6053 | 0.014828 | 737.6678 | 0.50639 | 521.0555 | 0.013541 | 521.0555 | 0.013495 | 521.6053 | 0.0059012 | 736.9504 | 0.00017392 | 521.0555 | 0.015297 | 739.7607 | 0.000498 | 737.6678 | 0.02656 | 521.0555 | 0 | 908.4576 | 0.0059392 | 1195.1935 | 0.021712 | 1153.608 | 0.11393 | 1018.4551 | 0.014107 | 1079.6936 | 0 | 1079.0078 | 0 | 1079.0012 | 0.0043364 | 521.055 | 0.026443 | 521.6053 | 1.8426 | 521.0555 | 6.922 | 521.0555 | 2.841 | 521.6053 | #REF! | 521.0555 | 11.0632 | 518.5202 | 0.20615
| 290.2771 | 0.011843 | 290.2771 | 0.011827 | 290.2771 | 0.2777 | 290.2771 | 1.9513 | 290.2771 | 0.26427 | 290.2771 | 0 | 488.9812 | 0.0097769 | 521.2807 | 0.25214 | 290.2771 | -0.1172 | 488.9812 | 0.03353 | 521.2807 | 0.045654 | 521.2807 | 0.0089235 | 515.058 | 0.0010564 | 521.2807 | 0.063646 | 521.2807 | -0.034665 | 521.8302 | -0.02769 | 520.085 | 0.020416 | 521.2807 | 0.07789 | 521.8302 | 0.071641 | 521.8302 | 0.24711 | 521.8302 | 0.55204 | 488.9812 | 1.8558 | 521.8302 | 3.6632 | 521.8302 | 8.8789 |  |  | 521.2807 | 6.6169 | 516.02 | 0.0015157 | 521.8302 | 0 | 521.2807 | 0.074627 | 489.4428 | 0.00033271 | 521.8302 | 0 | 521.8302 | 0 | 521.2807 | -0.0032579 | 521.8302 | -0.010274 | 521.8302 | -0.0042939 | 521.8302 | -0.012681 | 737.832 | 0.51237 | 521.2807 | -0.022638 | 521.2807 | -0.0052498 | 521.8302 | -0.0017045 | 737.1147 | 0.00026087 | 521.2807 | -0.024391 | 739.9257 | 0.0004267 | 737.832 | 0.027434 | 521.2807 | 0 | 908.5397 | 0.0063495 | 1195.5436 | 0.018399 | 1153.6732 | 0.11429 | 1018.4678 | 0.014083 | 1079.7507 | 0 | 1079.0648 | 0 | 1079.0582 | 0.0043592 | 521.281 | 0.023654 | 521.8302 | 1.8654 | 521.2807 | 6.9253 | 521.2807 | 2.8729 | 521.8302 | #REF! | 521.2807 | 11.135 | 518.7445 | 0.20817
| 290.3529 | 0.013049 | 290.3529 | 0.025478 | 290.3529 | 0.27416 | 290.3529 | 1.9553 | 290.3529 | 0.28234 | 290.3529 | 0 | 489.095 | 0 | 521.5058 | 0.2787 | 290.3529 | -0.11067 | 489.095 | 0 | 521.5058 | 0.15715 | 521.5058 | 0.039538 | 515.2816 | 0.033495 | 521.5058 | 0.16045 | 521.5058 | 0.071988 | 522.0551 | 0.057503 | 520.3086 | 0.048109 | 521.5058 | 0.16459 | 522.0551 | 0.11975 | 522.0551 | 0.29137 | 522.0551 | 0.55783 | 489.095 | 1.8918 | 522.0551 | 3.6778 | 522.0551 | 8.9459 |  |  | 521.5058 | 6.6512 | 516.25 | 0.0099102 | 522.0551 | 0.0067227 | 521.5058 | 0.075338 | 489.5591 | 0.00030718 | 522.0551 | 0.030726 | 522.0551 | 0.012564 | 521.5058 | 0.035504 | 522.0551 | -0.00022065 | 522.0551 | -0.0011569 | 522.0551 | 0.0054363 | 737.9962 | 0.51819 | 521.5058 | -0.0046672 | 521.5058 | 0.0093718 | 522.0551 | 0.0098502 | 737.279 | 0.00017392 | 521.5058 | 0.0019728 | 740.0906 | 0.0003543 | 737.9962 | 0.026123 | 521.5058 | 0 | 908.6218 | 0.0060593 | 1195.8938 | 0.02136 | 1153.7384 | 0.11465 | 1018.4805 | 0.014057 | 1079.8079 | 0 | 1079.1218 | 0 | 1079.1154 | 0.0043989 | 521.506 | 0.027236 | 522.0551 | 1.8935 | 521.5058 | 7.042 | 521.5058 | 2.8897 | 522.0551 | #REF! | 521.5058 | 11.2918 | 518.9688 | 0.20941
| 290.4288 | 0.011371 | 290.4287 | 0.081177 | 290.4288 | 0.27066 | 290.4288 | 1.916 | 290.4288 | 0.27622 | 290.4288 | 0 | 489.2087 | 0.0052105 | 521.731 | 0.2584 | 290.4288 | -0.13153 | 489.2087 | 0.025792 | 521.731 | 0.050052 | 521.731 | 0.0052195 | 515.5053 | 0.00077658 | 521.731 | 0.057447 | 521.731 | -0.027372 | 522.28 | -0.021865 | 520.5323 | 0.029999 | 521.731 | 0.082959 | 522.28 | 0.042058 | 522.28 | 0.25143 | 522.28 | 0.53716 | 489.2087 | 1.9302 | 522.28 | 3.5713 | 522.28 | 8.8398 |  |  | 521.731 | 6.6767 | 516.47 | -0.00058295 | 522.28 | 0 | 521.731 | 0.084317 | 489.6755 | 0.00019322 | 522.28 | 0 | 522.28 | 0 | 521.731 | -0.015154 | 522.28 | -0.0058742 | 522.28 | -0.0059292 | 522.28 | -0.013564 | 738.1605 | 0.53068 | 521.731 | -0.030405 | 521.731 | -0.019462 | 522.28 | 0.0016621 | 737.4433 | 0.00078262 | 521.731 | -0.041322 | 740.2555 | 0.00041463 | 738.1605 | 0.026341 | 521.731 | 0 | 908.704 | 0.0059198 | 1196.2441 | 0.020479 | 1153.8036 | 0.11502 | 1018.4932 | 0.014031 | 1079.865 | 0 | 1079.179 | 0 | 1079.1724 | 0.0044546 | 521.731 | 0.025938 | 522.28 | 1.8865 | 521.731 | 6.9974 | 521.731 | 2.8906 | 522.28 | #REF! | 521.731 | 11.2269 | 519.1931 | 0.20887
| 290.5046 | 0.011388 | 290.5046 | 0.01915 | 290.5046 | 0.26709 | 290.5046 | 1.9031 | 290.5046 | 0.29389 | 290.5046 | 0 | 489.3224 | 0 | 521.9562 | 0.23049 | 290.5046 | -0.15361 | 489.3224 | 0 | 521.9562 | 0.016486 | 521.9562 | 0.019776 | 515.729 | 0.0012885 | 521.9562 | 0.067957 | 521.9562 | -0.010568 | 522.505 | -0.0084415 | 520.7559 | 0.021325 | 521.9562 | 0.049391 | 522.505 | 0.028153 | 522.505 | 0.23003 | 522.505 | 0.51406 | 489.3224 | 1.9209 | 522.505 | 3.4362 | 522.5049 | 8.7007 |  |  | 521.9562 | 6.7493 | 516.7 | -0.014924 | 522.505 | 0 | 521.9562 | 0.070264 | 489.7918 | 0.00053851 | 522.505 | 0 | 522.5049 | 0 | 521.9562 | -0.02596 | 522.505 | -0.0076691 | 522.505 | -0.006621 | 522.505 | -0.015584 | 738.3247 | 0.538 | 521.9562 | -0.013959 | 521.9562 | -0.0074834 | 522.5049 | -0.0010376 | 737.6076 | 0 | 521.9562 | -0.015279 | 740.4205 | 0.00033127 | 738.3247 | 0.026232 | 521.9562 | 0 | 908.7862 | 0.0064522 | 1196.5947 | 0.020549 | 1153.8688 | 0.11538 | 1018.5059 | 0.014004 | 1079.9221 | 0 | 1079.236 | 0 | 1079.2294 | 0.0045228 | 521.956 | 0.024952 | 522.505 | 1.8733 | 521.9562 | 6.997 | 521.9562 | 2.9154 | 522.5049 | #REF! | 521.9562 | 11.2281 | 519.4175 | 0.20969
| 290.5804 | 0.012644 | 290.5804 | 0.021131 | 290.5804 | 0.26344 | 290.5804 | 1.8969 | 290.5804 | 0.30677 | 290.5804 | 0 | 489.4361 | 0.017856 | 522.1815 | 0.27705 | 290.5804 | -0.14412 | 489.4361 | 0.013044 | 522.1815 | 0.20477 | 522.1815 | 0.036963 | 515.9527 | 0.032831 | 522.1815 | 0.14286 | 522.1815 | 0.10335 | 522.7299 | 0.082552 | 520.9795 | 0.05812 | 522.1815 | 0.17719 | 522.7299 | 0.093233 | 522.7299 | 0.26075 | 522.7299 | 0.51225 | 489.4361 | 1.9481 | 522.7299 | 3.4062 | 522.7299 | 8.6578 |  |  | 522.1815 | 6.7983 | 516.92 | 0.0039641 | 522.7299 | 0.010133 | 522.1815 | 0.092485 | 489.9081 | 0.00045962 | 522.7299 | 0.03061 | 522.7299 | 0.014885 | 522.1815 | 0.021425 | 522.7299 | 0.0053048 | 522.7299 | 0.0015363 | 522.7299 | 0.0083122 | 738.489 | 0.54756 | 522.1815 | 0.0029502 | 522.1815 | -8.4793e-05 | 522.7299 | 0.0086362 | 737.7719 | 0.0018258 | 522.1815 | 0.033665 | 740.5855 | 0.00045851 | 738.489 | 0.026123 | 522.1815 | 0 | 908.8683 | 0.0065777 | 1196.9456 | 0.020972 | 1153.934 | 0.11574 | 1018.5186 | 0.013975 | 1079.9793 | 0 | 1079.2931 | 0 | 1079.2865 | 0.0046012 | 522.181 | 0.02702 | 522.7299 | 1.8958 | 522.1815 | 7.0517 | 522.1815 | 2.9376 | 522.7299 | #REF! | 522.1815 | 11.3208 | 519.6418 | 0.21039
| 290.6562 | 0.010876 | 290.6562 | 0.055418 | 290.6562 | 0.26017 | 290.6562 | 1.8607 | 290.6562 | 0.30306 | 290.6562 | 0 | 489.5499 | 0 | 522.4067 | 0.26005 | 290.6562 | -0.16297 | 489.5499 | 0 | 522.4067 | 0.025953 | 522.4067 | 0.023306 | 516.1764 | -0.0026979 | 522.4067 | 0.052149 | 522.4067 | -0.024464 | 522.9548 | -0.019541 | 521.2032 | 0.0078716 | 522.4067 | 0.069776 | 522.9548 | 0.059457 | 522.9548 | 0.2267 | 522.9548 | 0.49689 | 489.5499 | 1.9903 | 522.9548 | 3.3394 | 522.9548 | 8.6126 |  |  | 522.4067 | 6.8072 | 517.15 | 0.0085112 | 522.9548 | 0 | 522.4067 | 0.086803 | 490.0245 | 0.00094211 | 522.9548 | 0.00080787 | 522.9548 | 0 | 522.4067 | -0.033144 | 522.9548 | -0.0033241 | 522.9548 | -0.0026836 | 522.9548 | -0.013204 | 738.6532 | 0.54515 | 522.4067 | -0.027216 | 522.4067 | -0.0081454 | 522.9548 | -0.00037149 | 737.9362 | 0 | 522.4067 | -0.022587 | 740.7504 | 0.0002468 | 738.6532 | 0.027653 | 522.4067 | 0.0018125 | 908.9506 | 0.0064426 | 1197.2966 | 0.01995 | 1153.9993 | 0.11611 | 1018.5313 | 0.013945 | 1080.0364 | 0 | 1079.3501 | 0 | 1079.3435 | 0.0046876 | 522.407 | 0.027452 | 522.9548 | 1.8986 | 522.4067 | 7.037 | 522.4067 | 2.9694 | 522.9548 | #REF! | 522.4067 | 11.3051 | 519.8662 | 0.21023
| 290.7321 | 0.01176 | 290.7321 | 0.086825 | 290.7321 | 0.25689 | 290.7321 | 1.883 | 290.7321 | 0.32137 | 290.7321 | 0 | 489.6636 | 0.011533 | 522.6319 | 0.27213 | 290.7321 | -0.19093 | 489.6636 | 0.045781 | 522.6319 | 0.2235 | 522.6319 | 0.057834 | 516.4001 | 0.040472 | 522.6319 | 0.14726 | 522.6319 | 0.11145 | 523.1798 | 0.089026 | 521.4269 | 0.050452 | 522.6319 | 0.19062 | 523.1798 | 0.0983 | 523.1798 | 0.25502 | 523.1798 | 0.49078 | 489.6636 | 1.992 | 523.1798 | 3.2932 | 523.1798 | 8.5346 |  |  | 522.6319 | 6.8312 | 517.37 | 0.0095605 | 523.1798 | 0.0092317 | 522.6319 | 0.096747 | 490.1408 | 0.00048439 | 523.1798 | 0.022202 | 523.1798 | 0.012872 | 522.6319 | 0.034553 | 523.1798 | 0.0021898 | 523.1798 | 0.0018488 | 523.1798 | 0.010685 | 738.8175 | 0.54275 | 522.6319 | 0.010211 | 522.6319 | 0.0093567 | 523.1798 | 0.0028016 | 738.1005 | 0.0018258 | 522.6319 | 0.014356 | 740.9154 | 0.00052323 | 738.8175 | 0.02656 | 522.6319 | 0 | 909.0328 | 0.0063818 | 1197.6478 | 0.018646 | 1154.0645 | 0.11648 | 1018.544 | 0.013914 | 1080.0935 | 0 | 1079.4072 | 0 | 1079.4006 | 0.0047773 | 522.632 | 0.025097 | 523.1798 | 1.9018 | 522.6319 | 7.0585 | 522.6319 | 2.9933 | 523.1798 | #REF! | 522.6319 | 11.382 | 520.0905 | 0.21171
| 290.8079 | 0.010661 | 290.8079 | 0.0019586 | 290.8079 | 0.25347 | 290.8079 | 1.8437 | 290.8079 | 0.318 | 290.8079 | 0 | 489.7773 | 0 | 522.8572 | 0.25493 | 290.8079 | -0.17791 | 489.7773 | 0 | 522.8572 | 0.058998 | 522.8572 | 0.014797 | 516.6238 | 0.0046237 | 522.8572 | 0.063892 | 522.8572 | -0.0064393 | 523.4048 | -0.0051436 | 521.6505 | 0.02823 | 522.8572 | 0.10413 | 523.4048 | 0.04515 | 523.4048 | 0.21702 | 523.4048 | 0.47649 | 489.7773 | 2.0129 | 523.4048 | 3.2338 | 523.4048 | 8.4885 |  |  | 522.8572 | 6.7755 | 517.6 | -0.011426 | 523.4048 | 0 | 522.8572 | 0.094768 | 490.2571 | 0.00096117 | 523.4048 | 0.00085091 | 523.4048 | 0 | 522.8572 | -0.033652 | 523.4048 | -0.0065934 | 523.4048 | -0.003822 | 523.4048 | -0.009857 | 738.9817 | 0.56784 | 522.8572 | -0.023848 | 522.8572 | -0.010809 | 523.4048 | -0.0029364 | 738.2648 | 0 | 522.8572 | -0.035306 | 741.0804 | 0.00027532 | 738.9817 | 0.027981 | 522.8572 | 0 | 909.1151 | 0.0062127 | 1197.9993 | 0.020584 | 1154.1296 | 0.11685 | 1018.5567 | 0.013883 | 1080.1506 | 0 | 1079.4642 | 0 | 1079.4578 | 0.004866 | 522.857 | 0.027861 | 523.4048 | 1.9047 | 522.8572 | 7.0926 | 522.8572 | 3.0172 | 523.4048 | #REF! | 522.8572 | 11.3387 | 520.3149 | 0.21099
| 290.8837 | 0.011471 | 290.8837 | 0.0061073 | 290.8837 | 0.25039 | 290.8837 | 1.8448 | 290.8837 | 0.33388 | 290.8837 | 0 | 489.8911 | 0.0080204 | 523.0825 | 0.23331 | 290.8837 | -0.18282 | 489.8911 | 0.0085722 | 523.0825 | 0.088829 | 523.0825 | 0.042459 | 516.8475 | 0.037549 | 523.0825 | 0.13407 | 523.0825 | 0.13172 | 523.6298 | 0.10521 | 521.8742 | 0.047928 | 523.0825 | 0.19818 | 523.6298 | 0.077156 | 523.6298 | 0.23859 | 523.6298 | 0.47148 | 489.8911 | 2.0284 | 523.6298 | 3.1802 | 523.6298 | 8.4134 |  |  | 523.0825 | 6.7736 | 517.82 | -0.009677 | 523.6298 | 0.0053315 | 523.0825 | 0.08797 | 490.3735 | 0.00048249 | 523.6298 | 0.035208 | 523.6298 | 0.014359 | 523.0825 | 0.0014369 | 523.6298 | -0.0012483 | 523.6298 | -0.00091654 | 523.6298 | -0.0016569 | 739.146 | 0.56875 | 523.0825 | 0.00384 | 523.0825 | -0.015725 | 523.6298 | 0.0056586 | 738.4292 | 0.0023475 | 523.0825 | 0.014174 | 741.2454 | 0.00049032 | 739.146 | 0.026451 | 523.0825 | 0 | 909.1973 | 0.0061313 | 1198.351 | 0.018822 | 1154.195 | 0.11722 | 1018.5694 | 0.01385 | 1080.2079 | 0 | 1079.5214 | 0 | 1079.5148 | 0.0049467 | 523.082 | 0.026827 | 523.6298 | 1.8944 | 523.0825 | 7.0679 | 523.0825 | 3.0146 | 523.6298 | #REF! | 523.0825 | 11.3425 | 520.5393 | 0.2125
| 290.9596 | 0.010289 | 290.9596 | 0.10873 | 290.9596 | 0.24828 | 290.9596 | 1.8173 | 290.9596 | 0.33544 | 290.9596 | 0 | 490.0048 | 0 | 523.3077 | 0.26527 | 290.9596 | -0.18258 | 490.0048 | 0 | 523.3077 | 0.0072861 | 523.3077 | 0.018048 | 517.0713 | 0.007971 | 523.3077 | 0.04889 | 523.3077 | 0.012979 | 523.8548 | 0.010367 | 522.0979 | 0.021018 | 523.3077 | 0.085654 | 523.8548 | 0.021147 | 523.8548 | 0.2106 | 523.8548 | 0.46104 | 490.0048 | 2.1256 | 523.8548 | 3.1393 | 523.8548 | 8.406 |  |  | 523.3077 | 6.8433 | 518.05 | -0.013175 | 523.8548 | 0 | 523.3077 | 0.10522 | 490.4898 | 0.00092001 | 523.8548 | 0.00066842 | 523.8548 | 0 | 523.3077 | -0.011962 | 523.8548 | -0.0044139 | 523.8548 | -0.0037505 | 523.8548 | -0.010738 | 739.3102 | 0.58082 | 523.3077 | -0.02054 | 523.3077 | -0.0085192 | 523.8548 | -0.0040223 | 738.5935 | 0 | 523.3077 | -0.025827 | 741.4103 | 0.00028739 | 739.3102 | 0.028418 | 523.3077 | 0 | 909.2795 | 0.0061728 | 1198.7029 | 0.020373 | 1154.2601 | 0.11759 | 1018.5821 | 0.013816 | 1080.265 | 0 | 1079.5785 | 0 | 1079.5719 | 0.0050114 | 523.308 | 0.028294 | 523.8548 | 1.9209 | 523.3077 | 7.0791 | 523.3077 | 2.9907 | 523.8548 | #REF! | 523.3077 | 11.4143 | 520.7637 | 0.21148
| 291.0354 | 0.011239 | 291.0354 | 0.090236 | 291.0354 | 0.24588 | 291.0354 | 1.8284 | 291.0354 | 0.34902 | 291.0354 | 0 | 490.1186 | 0.02346 | 523.533 | 0.2638 | 291.0354 | -0.16979 | 490.1186 | 0.016026 | 523.533 | 0.16586 | 523.533 | 0.067827 | 517.295 | 0.038591 | 523.533 | 0.14433 | 523.533 | 0.12462 | 524.0798 | 0.099548 | 522.3216 | 0.05821 | 523.533 | 0.19902 | 524.0798 | 0.11649 | 524.0798 | 0.24605 | 524.0798 | 0.46148 | 490.1186 | 2.1683 | 524.0798 | 3.0991 | 524.0798 | 8.3296 |  |  | 523.533 | 6.9489 | 518.27 | 0.00011659 | 524.0798 | 0.0096555 | 523.533 | 0.10649 | 490.6062 | 0.00044171 | 524.0798 | 0.040714 | 524.0798 | 0.016772 | 523.533 | 0.028287 | 524.0798 | 0.0050424 | 524.0798 | 0.0024205 | 524.0798 | 0.012116 | 739.4745 | 0.57778 | 523.533 | 0.026672 | 523.533 | -0.0090341 | 524.0798 | 0.001257 | 738.7578 | 0.0018258 | 523.533 | 0.013563 | 741.5753 | 0.00043767 | 739.4745 | 0.027216 | 523.533 | 0 | 909.3618 | 0.0062059 | 1199.0549 | 0.02143 | 1154.3254 | 0.11797 | 1018.5948 | 0.01378 | 1080.3221 | 0 | 1079.6355 | 0 | 1079.629 | 0.0050546 | 523.533 | 0.025048 | 524.0798 | 1.9204 | 523.533 | 7.073 | 523.533 | 2.9561 | 524.0798 | #REF! | 523.533 | 11.3632 | 520.9881 | 0.21265
| 291.1113 | 0.0098839 | 291.1113 | 0.017602 | 291.1113 | 0.24286 | 291.1113 | 1.7979 | 291.1113 | 0.34695 | 291.1113 | 0 | 490.2323 | 0 | 523.7584 | 0.24969 | 291.1113 | -0.17508 | 490.2323 | 0 | 523.7584 | 0.06833 | 523.7583 | 0.029416 | 517.5188 | 0.013227 | 523.7584 | 0.062024 | 523.7583 | -0.02702 | 524.3048 | -0.021583 | 522.5453 | 0.024054 | 523.7583 | 0.059202 | 524.3048 | 0.03308 | 524.3048 | 0.21054 | 524.3048 | 0.4414 | 490.2323 | 2.1855 | 524.3048 | 3.0143 | 524.3048 | 8.25 |  |  | 523.7584 | 6.9783 | 518.5 | -0.010027 | 524.3048 | 0 | 523.7583 | 0.1042 | 490.7225 | 0.00093258 | 524.3048 | 0 | 524.3048 | 0 | 523.7583 | -0.014677 | 524.3048 | -0.0084942 | 524.3048 | -0.0028923 | 524.3048 | -0.01113 | 739.6388 | 0.59839 | 523.7584 | -0.017229 | 523.7584 | -0.011756 | 524.3048 | 0.0013663 | 738.9222 | 0 | 523.7584 | -0.026586 | 741.7404 | 0.00037953 | 739.6388 | 0.028199 | 523.7583 | 0 | 909.4442 | 0.0060971 | 1199.4071 | 0.020197 | 1154.3908 | 0.11834 | 1018.6075 | 0.013744 | 1080.3794 | 0 | 1079.6926 | 0 | 1079.686 | 0.0050694 | 523.758 | 0.025601 | 524.3048 | 1.9221 | 523.7583 | 7.0499 | 523.7583 | 2.9243 | 524.3048 | #REF! | 523.7583 | 11.3144 | 521.2125 | 0.2129
| 291.1871 | 0.011074 | 291.1871 | 0.027899 | 291.1871 | 0.23987 | 291.1871 | 1.7979 | 291.1871 | 0.36643 | 291.1871 | 0 | 490.346 | 0.0161 | 523.9837 | 0.23551 | 291.1871 | -0.17996 | 490.346 | 0.0096901 | 523.9837 | 0.17639 | 523.9837 | 0.03628 | 517.7426 | 0.046692 | 523.9837 | 0.14873 | 523.9837 | 0.11044 | 524.5299 | 0.088217 | 522.7691 | 0.065244 | 523.9837 | 0.15787 | 524.5299 | 0.10329 | 524.5299 | 0.22855 | 524.5299 | 0.43679 | 490.346 | 2.1604 | 524.5299 | 2.9966 | 524.5299 | 8.201 |  |  | 523.9837 | 6.9663 | 518.73 | 0.021452 | 524.5299 | 0.0093663 | 523.9837 | 0.10588 | 490.8389 | 0.00049583 | 524.5299 | 0.021245 | 524.5299 | 0.019097 | 523.9837 | 0.022838 | 524.5299 | 0.0013642 | 524.5299 | 5.3601e-05 | 524.5299 | 0.011043 | 739.8031 | 0.58466 | 523.9837 | 0.007257 | 523.9837 | 0.007649 | 524.5298 | 0.0027535 | 739.0865 | 0.0013044 | 523.9837 | 0.023232 | 741.9054 | 0.00045193 | 739.8031 | 0.026232 | 523.9837 | 0 | 909.5264 | 0.0057683 | 1199.7596 | 0.020303 | 1154.4559 | 0.11871 | 1018.6202 | 0.013707 | 1080.4365 | 0 | 1079.7498 | 0 | 1079.7432 | 0.0050535 | 523.984 | 0.027693 | 524.5299 | 1.9232 | 523.9837 | 7.1159 | 523.9837 | 2.8986 | 524.5298 | #REF! | 523.9837 | 11.4312 | 521.4369 | 0.21388
| 291.263 | 0.0099914 | 291.263 | 0.093321 | 291.263 | 0.23784 | 291.263 | 1.7759 | 291.263 | 0.36457 | 291.263 | 0 | 490.4598 | 0 | 524.209 | 0.24445 | 291.263 | -0.18117 | 490.4598 | 0 | 524.209 | 0.043282 | 524.209 | 0.017779 | 517.9664 | 0.0029932 | 524.209 | 0.04974 | 524.209 | -0.072381 | 524.7549 | -0.057816 | 522.9928 | 0.018967 | 524.209 | 0.050183 | 524.7549 | 0.010253 | 524.7549 | 0.19507 | 524.7549 | 0.42401 | 490.4598 | 2.2169 | 524.7549 | 2.9372 | 524.7549 | 8.1529 |  |  | 524.209 | 7.0071 | 518.95 | -0.027866 | 524.7549 | 0 | 524.209 | 0.10573 | 490.9552 | 0.0010664 | 524.7549 | 0 | 524.7549 | 0 | 524.209 | -0.022427 | 524.7549 | -0.007995 | 524.7549 | -0.0058146 | 524.7549 | -0.01863 | 739.9674 | 0.60138 | 524.209 | -0.03783 | 524.209 | -0.024649 | 524.7549 | 0.00030636 | 739.2509 | 0 | 524.209 | -0.026967 | 742.0704 | 0.00039598 | 739.9674 | 0.027216 | 524.209 | 0 | 909.6088 | 0.0057481 |  |  | 1154.5212 | 0.11909 | 1018.6329 | 0.013668 | 1080.4938 | 0 | 1079.8069 | 0 | 1079.8003 | 0.0050103 | 524.209 | 0.0275 | 524.7549 | 1.9388 | 524.209 | 7.1356 | 524.209 | 2.9021 | 524.7549 | #REF! | 524.209 | 11.5292 | 521.6614 | 0.21465
| 291.3388 | 0.010776 | 291.3388 | 0.10827 | 291.3388 | 0.23505 | 291.3388 | 1.7702 | 291.3388 | 0.38399 | 291.3388 | 0 | 490.5736 | 0.017153 | 524.4344 | 0.28216 | 291.3388 | -0.18706 | 490.5736 | 0.035464 | 524.4344 | 0.12048 | 524.4344 | 0.065549 | 518.1902 | 0.026204 | 524.4344 | 0.14726 | 524.4344 | 0.11145 | 524.98 | 0.089026 | 523.2165 | 0.064667 | 524.4344 | 0.15367 | 524.98 | 0.10328 | 524.98 | 0.22868 | 524.98 | 0.42794 | 490.5736 | 2.2396 | 524.98 | 2.8991 | 524.98 | 8.098 |  |  | 524.4344 | 6.9776 | 519.18 | -0.0086277 | 524.98 | 0.011345 | 524.4344 | 0.12881 | 491.0716 | 0.00057319 | 524.98 | 0.029399 | 524.98 | 0.01103 | 524.4344 | 0.031975 | 524.98 | 0.0050412 | 524.98 | 0.0012962 | 524.98 | 0.011894 | 740.1317 | 0.60212 | 524.4344 | 0.0087332 | 524.4344 | -0.0014908 | 524.98 | 0.0078152 | 739.4152 | 0.0018258 | 524.4344 | 0.012932 | 742.2354 | 0.00041354 | 740.1317 | 0.025685 | 524.4344 | 0 | 909.6911 | 0.0064874 |  |  | 1154.5865 | 0.11947 | 1018.6456 | 0.013629 | 1080.5509 | 0 | 1079.864 | 0 | 1079.8574 | 0.0049455 | 524.434 | 0.028606 | 524.98 | 1.9497 | 524.4344 | 7.2215 | 524.4344 | 2.9127 | 524.98 | #REF! | 524.4344 | 11.5718 | 521.8858 | 0.21508
| 291.4147 | 0.0095038 | 291.4147 | 0.0092652 | 291.4147 | 0.23356 | 291.4147 | 1.758 | 291.4147 | 0.38353 | 291.4147 | 0 | 490.6873 | 0 | 524.6597 | 0.24598 | 291.4147 | -0.17883 | 490.6873 | 0 | 524.6597 | 0.10242 | 524.6597 | 0.024107 | 518.414 | 0.0063955 | 524.6597 | 0.063073 | 524.6597 | -0.012659 | 525.2051 | -0.010111 | 523.4403 | 0.023675 | 524.6597 | 0.045574 | 525.2051 | 0.03041 | 525.2051 | 0.17878 | 525.2051 | 0.40489 | 490.6873 | 2.254 | 525.2051 | 2.8422 | 525.2051 | 8.0338 |  |  | 524.6597 | 7.075 | 519.4 | -0.018421 | 525.2051 | 0 | 524.6597 | 0.12161 | 491.188 | 0.0010073 | 525.2051 | 0 | 525.2051 | 0 | 524.6597 | -0.0062555 | 525.2051 | -0.0035994 | 525.2051 | -0.0028677 | 525.2051 | -0.01358 | 740.296 | 0.62476 | 524.6597 | -0.014086 | 524.6597 | 0.0088171 | 525.2051 | 0.00094835 | 739.5796 | 0 | 524.6597 | -0.028709 | 742.4004 | 0.0003894 | 740.296 | 0.027653 | 524.6597 | 0.0090425 | 909.7735 | 0.0069311 |  |  | 1154.6519 | 0.11985 | 1018.6583 | 0.013588 | 1080.6082 | 0 | 1079.9211 | 0 | 1079.9145 | 0.0048694 | 524.66 | 0.032476 | 525.2051 | 1.9501 | 524.6597 | 7.2217 | 524.6597 | 2.9305 | 525.2051 | #REF! | 524.6597 | 11.6091 | 522.1103 | 0.21441
| 291.4906 | 0.010545 | 291.4906 | 0.032132 | 291.4906 | 0.23148 | 291.4906 | 1.7643 | 291.4906 | 0.40023 | 291.4906 | 0 | 490.8011 | 0.01891 | 524.8851 | 0.25626 | 291.4906 | -0.12414 | 490.8011 | 0.03138 | 524.8851 | 0.20319 | 524.8851 | 0.054376 | 518.6378 | 0.039908 | 524.8851 | 0.13627 | 524.8851 | 0.072622 | 525.4301 | 0.058009 | 523.6641 | 0.057062 | 524.8851 | 0.17467 | 525.4301 | 0.093078 | 525.4301 | 0.21791 | 525.4301 | 0.40787 | 490.8011 | 2.3185 | 525.4301 | 2.773 | 525.4301 | 7.8585 |  |  | 524.8851 | 7.0734 | 519.63 | 0.012359 | 525.4301 | 0.0076005 | 524.8851 | 0.12815 | 491.3043 | 0.00044171 | 525.4301 | 0.025072 | 525.4301 | 0.0090663 | 524.8851 | 0.0063878 | 525.4301 | 0.0012162 | 525.4301 | -0.00061504 | 525.4301 | 0.0047031 | 740.4603 | 0.61515 | 524.8851 | 0.010941 | 524.8851 | -0.0021503 | 525.4301 | 0.0013243 | 739.744 | 0.0013044 | 524.8851 | -0.0043364 | 742.5655 | 0.00042341 | 740.4603 | 0.02656 | 524.8851 | 0.0090425 | 909.8558 | 0.0067805 |  |  | 1154.7172 | 0.12023 | 1018.6711 | 0.013547 | 1080.6653 | 0 | 1079.9783 | 0 | 1079.9717 | 0.0047933 | 524.885 | 0.034808 | 525.4301 | 1.9297 | 524.8851 | 7.1505 | 524.8851 | 2.9446 | 525.4301 | #REF! | 524.8851 | 11.5217 | 522.3348 | 0.21599
| 291.5664 | 0.0089005 | 291.5664 | 0.080218 | 291.5664 | 0.22906 | 291.5664 | 1.7332 | 291.5664 | 0.39885 | 291.5664 | 0 | 490.9148 | 0 | 525.1105 | 0.22931 | 291.5664 | -0.16033 | 490.9148 | 0 | 525.1105 | 0.0019872 | 525.1105 | 0.011597 | 518.8616 | 0.017739 | 525.1105 | 0.049949 | 525.1105 | -0.016014 | 525.6552 | -0.012792 | 523.8878 | 0.013624 | 525.1105 | 0.032667 | 525.6552 | 0.020979 | 525.6552 | 0.1754 | 525.6552 | 0.38248 | 490.9148 | 2.3456 | 525.6552 | 2.7125 | 525.6552 | 7.769 |  |  | 525.1105 | 7.0598 | 519.85 | -0.0054798 | 525.6552 | 0 | 525.1105 | 0.12267 | 491.4207 | 0.0009505 | 525.6552 | 0 | 525.6552 | 0 | 525.1105 | -0.02458 | 525.6552 | -0.0090248 | 525.6552 | -0.0046802 | 525.6552 | -0.013368 | 740.6246 | 0.63768 | 525.1105 | -0.018127 | 525.1105 | -0.015409 | 525.6552 | -0.0019649 | 739.9083 | 0 | 525.1105 | -0.033329 | 742.7305 | 0.00047387 | 740.6246 | 0.028637 | 525.1105 | 0.0090425 | 909.9382 | 0.0064705 |  |  | 1154.7825 | 0.12061 | 1018.6838 | 0.013504 | 1080.7225 | 0 | 1080.0354 | 0 | 1080.0288 | 0.0047262 | 525.11 | 0.033823 | 525.6552 | 1.927 | 525.1105 | 7.1437 | 525.1105 | 2.9544 | 525.6552 | #REF! | 525.1105 | 11.4959 | 522.5593 | 0.21633
| 291.6423 | 0.010057 | 291.6423 | 0.058138 | 291.6423 | 0.22689 | 291.6423 | 1.7446 | 291.6423 | 0.41883 | 291.6423 | 0 | 491.0286 | 0.021309 | 525.3359 | 0.2541 | 291.6423 | -0.11156 | 491.0286 | 0.03439 | 525.3359 | 0.14407 | 525.3359 | 0.035902 | 519.0855 | 0.02969 | 525.3359 | 0.14799 | 525.3359 | 0.12564 | 525.8804 | 0.10036 | 524.1116 | 0.055194 | 525.3359 | 0.15535 | 525.8804 | 0.091763 | 525.8804 | 0.20784 | 525.8804 | 0.39358 | 491.0286 | 2.4525 | 525.8804 | 2.6788 | 525.8804 | 7.7133 |  |  | 525.3359 | 7.0209 | 520.08 | 0.017606 | 525.8804 | 0.0058611 | 525.3359 | 0.125 | 491.5371 | 0.00051488 | 525.8804 | 0.017143 | 525.8804 | 0.014317 | 525.3359 | 0.019551 | 525.8804 | 0.00021572 | 525.8804 | 0.00099844 | 525.8804 | 0.00084543 | 740.7889 | 0.61884 | 525.3359 | 0.0012449 | 525.3359 | 0.007873 | 525.8804 | 0.0034398 | 740.0727 | 0.0018258 | 525.3359 | 0.029929 | 742.8956 | 0.00027313 | 740.7889 | 0.027762 | 525.3359 | 0 | 910.0206 | 0.0066203 |  |  | 1154.8478 | 0.12099 | 1018.6965 | 0.01346 | 1080.7798 | 0 | 1080.0925 | 0 | 1080.0861 | 0.0046751 | 525.336 | 0.030145 | 525.8804 | 1.9312 | 525.3359 | 7.1932 | 525.3359 | 2.9455 | 525.8804 | #REF! | 525.3359 | 11.5594 | 522.7838 | 0.22013
| 291.7182 | 0.0088344 | 291.7182 | -0.00063587 | 291.7182 | 0.22384 | 291.7182 | 1.7056 | 291.7182 | 0.41803 | 291.7182 | 0 | 491.1424 | 0 | 525.5613 | 0.24177 | 291.7182 | -0.1492 | 491.1424 | 0 | 525.5613 | 0.049163 | 525.5613 | 0.009083 | 519.3093 | 0.0075763 | 525.5613 | 0.048711 | 525.5613 | 0.030801 | 526.1055 | 0.024603 | 524.3354 | 0.014532 | 525.5613 | 0.074548 | 526.1055 | 0.030408 | 526.1055 | 0.17538 | 526.1055 | 0.37713 | 491.1424 | 2.4542 | 526.1055 | 2.6361 | 526.1055 | 7.6909 |  |  | 525.5613 | 7.0888 | 520.3 | -0.018771 | 526.1055 | 0 | 525.5613 | 0.1319 | 491.6535 | 0.0010008 | 526.1055 | 0 | 526.1055 | 0 | 525.5613 | -0.017293 | 526.1055 | -0.0084154 | 526.1055 | -0.005516 | 526.1055 | -0.012683 | 740.9532 | 0.63779 | 525.5613 | -0.021134 | 525.5613 | -0.0047607 | 526.1055 | -0.0035634 | 740.2371 | 0 | 525.5613 | -0.034985 | 743.0606 | 0.00058026 | 740.9532 | 0.029183 | 525.5613 | 0 | 910.103 | 0.0061993 |  |  | 1154.9131 | 0.12138 | 1018.7092 | 0.013416 | 1080.837 | 0 | 1080.1497 | 0 | 1080.1432 | 0.0046433 | 525.561 | 0.029303 | 526.1055 | 1.9515 | 525.5613 | 7.2046 | 525.5613 | 2.934 | 526.1055 | #REF! | 525.5613 | 11.6067 | 523.0083 | 0.21969
| 291.7941 | 0.0099831 | 291.7941 | 0.025112 | 291.7941 | 0.22213 | 291.7941 | 1.7135 | 291.7941 | 0.43132 | 291.7941 | 0 | 491.2561 | 0.0031028 | 525.7867 | 0.25724 | 291.7941 | -0.05401 | 491.2561 | 0.039118 | 525.7867 | 0.13863 | 525.7867 | 0.049944 | 519.5332 | 0.030779 | 525.7867 | 0.1414 | 525.7867 | 0.086628 | 526.3306 | 0.069197 | 524.5592 | 0.04848 | 525.7867 | 0.19314 | 526.3306 | 0.0944 | 526.3306 | 0.20354 | 526.3306 | 0.3733 | 491.2561 | 2.5355 | 526.3306 | 2.5959 | 526.3306 | 7.589 |  |  | 525.7867 | 7.0853 | 520.53 | -0.0058295 | 526.3306 | 0.013943 | 525.7867 | 0.13591 | 491.7699 | 0.00049049 | 526.3306 | 0.019579 | 526.3306 | 0.0085169 | 525.7867 | 0.044539 | 526.3306 | 0.0047099 | 526.3306 | 0.00096863 | 526.3306 | 0.0052738 | 741.1175 | 0.63902 | 525.7867 | 0.010947 | 525.7867 | 0.0040529 | 526.3306 | 0.0066826 | 740.4015 | 0.0013044 | 525.7867 | 0.014736 | 743.2257 | 0.00029288 | 741.1175 | 0.027216 | 525.7867 | 0 | 910.1854 | 0.0056533 |  |  | 1154.9784 | 0.12177 | 1018.7219 | 0.01337 | 1080.8943 | 0 | 1080.2069 | 0 | 1080.2003 | 0.0046285 | 525.787 | 0.030361 | 526.3306 | 1.9485 | 525.7867 | 7.1951 | 525.7867 | 2.9242 | 526.3306 | #REF! | 525.7867 | 11.6238 | 523.2328 | 0.2206
| 291.87 | 0.0085369 | 291.87 | 0.075157 | 291.87 | 0.21945 | 291.87 | 1.6767 | 291.87 | 0.43523 | 291.8699 | 0 | 491.3699 | 0 | 526.0121 | 0.25163 | 291.87 | -0.08378 | 491.3699 | 0 | 526.0121 | -0.00031529 | 526.0122 | 0.019238 | 519.7571 | 0.015356 | 526.0121 | 0.052296 | 526.0122 | -0.010532 | 526.5558 | -0.0084129 | 524.783 | 0.029656 | 526.0122 | 0.10665 | 526.5558 | 0.023328 | 526.5558 | 0.16159 | 526.5558 | 0.3657 | 491.3699 | 2.5337 | 526.5558 | 2.5439 | 526.5558 | 7.561 |  |  | 526.0121 | 7.1727 | 520.76 | -0.0072287 | 526.5558 | 0 | 526.0122 | 0.13109 | 491.8863 | 0.0009928 | 526.5558 | 0.0019982 | 526.5558 | 0 | 526.0122 | -0.027572 | 526.5558 | -0.0052369 | 526.5558 | -0.0035244 | 526.5558 | -0.014195 | 741.2819 | 0.64062 | 526.0121 | -0.023608 | 526.0121 | 0.0012638 | 526.5558 | 0.003132 | 740.5659 | 0 | 526.0121 | -0.039001 | 743.3908 | 0.00056929 | 741.2819 | 0.028527 | 526.0122 | 0 | 910.2679 | 0.0058716 |  |  | 1155.0437 | 0.12215 | 1018.7346 | 0.013323 | 1080.9514 | 0 | 1080.264 | 0 | 1080.2575 | 0.0046296 | 526.012 | 0.029664 | 526.5558 | 1.9684 | 526.0122 | 7.2587 | 526.0122 | 2.9225 | 526.5558 | #REF! | 526.0122 | 11.6952 | 523.4574 | 0.21967
| 291.9458 | 0.0096112 | 291.9458 | 0.070511 | 291.9458 | 0.2178 | 291.9458 | 1.6917 | 291.9458 | 0.45079 | 291.9458 | 0 | 491.4837 | 0 | 526.2376 | 0.24069 | 291.9458 | -0.05068 | 491.4837 | 0.015281 | 526.2376 | 0.10395 | 526.2376 | 0.044627 | 519.981 | 0.042734 | 526.2376 | 0.13774 | 526.2376 | 0.091693 | 526.7809 | 0.073243 | 525.0069 | 0.054513 | 526.2376 | 0.14444 | 526.7809 | 0.081946 | 526.7809 | 0.20185 | 526.7809 | 0.35931 | 491.4837 | 2.6209 | 526.7809 | 2.5129 | 526.7809 | 7.5078 |  |  | 526.2376 | 7.2444 | 520.98 | 0.016555 | 526.7809 | 0.0039978 | 526.2376 | 0.14373 | 492.0027 | 0.00050841 | 526.7809 | 0.014623 | 526.7809 | 0.0080524 | 526.2376 | 0.014461 | 526.7809 | -0.00095465 | 526.7809 | -0.0019616 | 526.7809 | 0.0018813 | 741.4462 | 0.65376 | 526.2376 | 0.0020178 | 526.2376 | 0.0037953 | 526.7809 | 0.0012727 | 740.7303 | 0.0013044 | 526.2376 | 0.020928 | 743.5558 | 0.00027532 | 741.4462 | 0.027106 | 526.2376 | 0 | 910.3503 | 0.0058942 |  |  | 1155.1091 | 0.12254 | 1018.7473 | 0.013276 | 1081.0087 | 0 | 1080.3212 | 0 | 1080.3147 | 0.0046387 | 526.238 | 0.03226 | 526.7809 | 1.9707 | 526.2376 | 7.3244 | 526.2376 | 2.9252 | 526.7809 | #REF! | 526.2376 | 11.7806 | 523.6819 | 0.22062
| 292.0217 | 0.0082146 | 292.0217 | 0.024307 | 292.0217 | 0.21475 | 292.0217 | 1.6633 | 292.0217 | 0.44884 | 292.0217 | 0 | 491.5975 | 0 | 526.4631 | 0.25724 | 292.0217 | -0.09777 | 491.5975 | 0 | 526.4631 | -0.088147 | 526.4631 | 0.011825 | 520.2048 | -0.001406 | 526.4631 | 0.049844 | 526.4631 | 0.04636 | 527.0061 | 0.037032 | 525.2307 | 0.026425 | 526.4631 | 0.049205 | 527.0061 | 0.033802 | 527.0061 | 0.15762 | 527.0061 | 0.34972 | 491.5975 | 2.7286 | 527.0061 | 2.4538 | 527.0061 | 7.3921 |  |  | 526.4631 | 7.233 | 521.21 | 0.0043138 | 527.0061 | 0 | 526.4631 | 0.14778 | 492.1191 | 0.0009665 | 527.0061 | 0 | 527.0061 | 0 | 526.4631 | -0.0012526 | 527.0061 | -0.0032313 | 527.0061 | -0.0040335 | 527.0061 | -0.012076 | 741.6105 | 0.66668 | 526.4631 | -0.014377 | 526.4631 | -0.0064415 | 527.0061 | -0.0035941 | 740.8947 | 0 | 526.4631 | -0.034721 | 743.7209 | 0.00038611 | 741.6105 | 0.029402 | 526.4631 | 0 | 910.4328 | 0.0063536 |  |  | 1155.1744 | 0.12293 | 1018.76 | 0.013228 | 1081.0659 | 0 | 1080.3784 | 0 | 1080.3718 | 0.0046512 | 526.463 | 0.031347 | 527.0061 | 1.9709 | 526.4631 | 7.3028 | 526.4631 | 2.9455 | 527.0061 | #REF! | 526.4631 | 11.7329 | 523.9065 | 0.22058
| 292.0976 | 0.0092228 | 292.0976 | 0.0083975 | 292.0976 | 0.21315 | 292.0976 | 1.6727 | 292.0976 | 0.47196 | 292.0976 | 0 | 491.7113 | 0.015748 | 526.6885 | 0.26459 | 292.0976 | -0.0574 | 491.7113 | 0.027942 | 526.6885 | 0.11439 | 526.6885 | 0.049819 | 520.4288 | 0.044016 | 526.6885 | 0.1436 | 526.6885 | 0.12868 | 527.2313 | 0.10278 | 525.4545 | 0.063539 | 526.6885 | 0.1436 | 527.2313 | 0.10563 | 527.2313 | 0.19841 | 527.2313 | 0.34757 | 491.7113 | 2.6776 | 527.2313 | 2.4092 | 527.2313 | 7.2857 |  |  | 526.6885 | 7.2168 | 521.43 | 0.0053631 | 527.2313 | 0.0030811 | 526.6885 | 0.15631 | 492.2355 | 0.00046953 | 527.2313 | 0.027675 | 527.2313 | 0.015677 | 526.6885 | 0.013942 | 527.2313 | 0.0017167 | 527.2313 | 0.0016907 | 527.2313 | 0.0070831 | 741.7749 | 0.67394 | 526.6885 | 0.023163 | 526.6885 | 0.010942 | 527.2313 | 0.0048791 | 741.0591 | 0.00078262 | 526.6885 | 0.021553 | 743.886 | 0.0005342 | 741.7749 | 0.026997 | 526.6885 | 0 | 910.5153 | 0.0069943 |  |  | 1155.2399 | 0.12332 | 1018.7728 | 0.013178 | 1081.1232 | 0 | 1080.4355 | 0 | 1080.429 | 0.0046626 | 526.689 | 0.030433 | 527.2313 | 1.9703 | 526.6885 | 7.2257 | 526.6885 | 2.9747 | 527.2313 | #REF! | 526.6885 | 11.6621 | 524.1311 | 0.22222
| 292.1735 | 0.0082724 | 292.1735 | 0.088264 | 292.1735 | 0.21027 | 292.1735 | 1.6315 | 292.1735 | 0.47671 | 292.1735 | 0 | 491.8251 | 0 | 526.914 | 0.24156 | 292.1735 | -0.0909 | 491.8251 | 0 | 526.914 | 0.048772 | 526.914 | 0.024468 | 520.6527 | 0.0091771 | 526.914 | 0.048445 | 526.914 | 0.022784 | 527.4565 | 0.018199 | 525.6784 | 0.021085 | 526.914 | 0.074261 | 527.4565 | 0.023826 | 527.4565 | 0.15755 | 527.4565 | 0.32951 | 491.8251 | 2.7936 | 527.4565 | 2.3519 | 527.4565 | 7.1958 |  |  | 526.914 | 7.1304 | 521.66 | 0.00046636 | 527.4565 | 0 | 526.914 | 0.14946 | 492.3519 | 0.00095812 | 527.4565 | 0.0023538 | 527.4565 | 0 | 526.914 | -0.0053124 | 527.4565 | -0.0045852 | 527.4565 | -0.0047146 | 527.4565 | -0.0081782 | 741.9392 | 0.66588 | 526.914 | -0.022938 | 526.914 | 0.013663 | 527.4565 | -0.0051946 | 741.2235 | 0 | 526.914 | -0.032081 | 744.0511 | 0.00029946 | 741.9392 | 0.028637 | 526.914 | 0.0018125 | 910.5978 | 0.0067807 |  |  | 1155.3052 | 0.12371 | 1018.7855 | 0.013129 | 1081.1805 | 0 | 1080.4928 | 0 | 1080.4862 | 0.0046694 | 526.914 | 0.030698 | 527.4565 | 1.9583 | 526.914 | 7.2142 | 526.914 | 2.9827 | 527.4565 | #REF! | 526.914 | 11.6308 | 524.3556 | 0.22105
| 292.2494 | 0.0091897 | 292.2494 | 0.060235 | 292.2494 | 0.20907 | 292.2494 | 1.6522 | 292.2494 | 0.49302 | 292.2494 | 0 | 491.9389 | 0.017153 | 527.1395 | 0.24313 | 292.2494 | -0.04913 | 491.9389 | 0.03138 | 527.1395 | 0.20774 | 527.1395 | 0.040844 | 520.8766 | 0.034338 | 527.1395 | 0.13774 | 527.1395 | 0.090821 | 527.6817 | 0.072546 | 525.9023 | 0.049016 | 527.1395 | 0.19734 | 527.6817 | 0.081856 | 527.6817 | 0.18046 | 527.6817 | 0.33551 | 491.9389 | 2.8365 | 527.6817 | 2.3182 | 527.6817 | 7.1225 |  |  | 527.1395 | 7.1438 | 521.88 | 0.0046636 | 527.6817 | 0.0062165 | 527.1395 | 0.15621 | 492.4683 | 0.00050307 | 527.6817 | 0.029365 | 527.6817 | 0.019481 | 527.1395 | 0.018655 | 527.6817 | 0.0022689 | 527.6817 | 0.00053185 | 527.6817 | 0.0056844 | 742.1036 | 0.68238 | 527.1395 | 0.0065383 | 527.1395 | -0.006301 | 527.6817 | 0.008609 | 741.3879 | 0.0018258 | 527.1395 | 0.00081569 | 744.2162 | 0.00064828 | 742.1036 | 0.026888 | 527.1395 | 0.0090425 | 910.6803 | 0.0068058 |  |  | 1155.3706 | 0.1241 | 1018.7982 | 0.013078 | 1081.2378 | 0 | 1080.5499 | 0 | 1080.5435 | 0.0046739 | 527.14 | 0.033871 | 527.6817 | 1.9634 | 527.1395 | 7.2508 | 527.1395 | 2.996 | 527.6817 | #REF! | 527.1395 | 11.6551 | 524.5802 | 0.22236
| 292.3253 | 0.0084046 | 292.3253 | 0.022972 | 292.3253 | 0.20599 | 292.3253 | 1.6216 | 292.3253 | 0.49517 | 292.3253 | 0 | 492.0526 | 0 | 527.365 | 0.21879 | 292.3253 | -0.09016 | 492.0526 | 0 | 527.365 | 0.068528 | 527.365 | 0.016815 | 521.1006 | 0.008287 | 527.365 | 0.047431 | 527.365 | 0.024841 | 527.9069 | 0.019843 | 526.1261 | 0.012143 | 527.365 | 0.065647 | 527.9069 | 0.043737 | 527.9069 | 0.15251 | 527.9069 | 0.31489 | 492.0526 | 2.9265 | 527.9069 | 2.2625 | 527.9069 | 7.0337 |  |  | 527.365 | 7.0932 | 522.11 | -0.0061794 | 527.9069 | 0 | 527.365 | 0.15321 | 492.5847 | 0.00095583 | 527.9069 | 0 | 527.9069 | 0 | 527.365 | -0.032635 | 527.9069 | -0.002396 | 527.9069 | -0.0040007 | 527.9069 | -0.009675 | 742.268 | 0.68755 | 527.365 | -0.015082 | 527.365 | -0.010376 | 527.9069 | 0.00025909 | 741.5523 | 0 | 527.365 | -0.030138 | 744.3813 | 9.7625e-05 | 742.268 | 0.029948 | 527.365 | 0.005432 | 910.7629 | 0.0069799 |  |  | 1155.4359 | 0.12449 | 1018.8109 | 0.013027 | 1081.295 | 0 | 1080.6072 | 0 | 1080.6006 | 0.0046751 | 527.365 | 0.031467 | 527.9069 | 1.9588 | 527.365 | 7.2307 | 527.365 | 3.0013 | 527.9069 | #REF! | 527.365 | 11.6106 | 524.8049 | 0.22124
| 292.4012 | 0.0093468 | 292.4012 | 0.036287 | 292.4012 | 0.20414 | 292.4012 | 1.6181 | 292.4012 | 0.50937 | 292.4012 | 0 | 492.1664 | 0.0087231 | 527.5906 | 0.23695 | 292.4012 | -0.02459 | 492.1664 | 0.021923 | 527.5906 | 0.18588 | 527.5906 | 0.038584 | 521.3245 | 0.041974 | 527.5906 | 0.1436 | 527.5906 | 0.099338 | 528.1322 | 0.079349 | 526.35 | 0.050406 | 527.5906 | 0.16879 | 528.1322 | 0.075991 | 528.1322 | 0.17658 | 528.1322 | 0.31968 | 492.1664 | 2.9207 | 528.1322 | 2.2455 | 528.1322 | 7.014 |  |  | 527.5906 | 7.1498 | 522.34 | 0.0015157 | 528.1322 | 0.0091579 | 527.5906 | 0.1557 | 492.7011 | 0.00046572 | 528.1322 | 0.029206 | 528.1322 | 0.011281 | 527.5906 | 0.025536 | 528.1322 | -0.0011805 | 528.1322 | 0.00081577 | 528.1322 | 0.0029497 | 742.4323 | 0.704 | 527.5906 | 0.020244 | 527.5906 | 0.0009625 | 528.1322 | 0.0065546 | 741.7167 | 0.0013044 | 527.5906 | 0.015076 | 744.5464 | 0.00069873 | 742.4323 | 0.029183 | 527.5906 | 0.0036213 | 910.8454 | 0.006694 |  |  | 1155.5013 | 0.12489 | 1018.8236 | 0.012975 | 1081.3523 | 0 | 1080.6644 | 0 | 1080.6578 | 0.0046773 | 527.591 | 0.033775 | 528.1322 | 1.9824 | 527.5906 | 7.3157 | 527.5906 | 3.0057 | 528.1322 | #REF! | 527.5906 | 11.7312 | 525.0295 | 0.22399
| 292.4771 | 0.0074377 | 292.4771 | 0.088651 | 292.4771 | 0.20126 | 292.4771 | 1.5928 | 292.4771 | 0.51025 | 292.4771 | 0 | 492.2802 | 0 | 527.8161 | 0.23427 | 292.4771 | -0.07274 | 492.2802 | 0 | 527.8161 | 0.037198 | 527.8161 | 0.01756 | 521.5485 | 0.013753 | 527.8161 | 0.052937 | 527.8161 | -0.011428 | 528.3574 | -0.0091287 | 526.5739 | 0.024763 | 527.8161 | 0.060036 | 528.3574 | 0.044819 | 528.3574 | 0.14274 | 528.3574 | 0.30728 | 492.2802 | 2.9771 | 528.3574 | 2.2082 | 528.3574 | 6.9289 |  |  | 527.8161 | 7.1702 | 522.56 | -0.00513 | 528.3574 | 0 | 527.8161 | 0.16498 | 492.8176 | 0.0009726 | 528.3574 | 0 | 528.3574 | 0 | 527.8161 | -0.022762 | 528.3574 | -0.0015754 | 528.3574 | -0.003475 | 528.3574 | -0.0076858 | 742.5967 | 0.70181 | 527.8161 | -0.025301 | 527.8161 | -0.018093 | 528.3574 | 0.00020303 | 741.8812 | 0 | 527.8161 | -0.018468 | 744.7115 | 0.00020622 | 742.5967 | 0.030713 | 527.8161 | 0.0090425 | 910.928 | 0.0063847 |  |  | 1155.5668 | 0.12528 | 1018.8363 | 0.012922 | 1081.4096 | 0 | 1080.7216 | 0 | 1080.715 | 0.0046808 | 527.816 | 0.035626 | 528.3574 | 1.9838 | 527.8161 | 7.3016 | 527.8161 | 3.019 | 528.3574 | #REF! | 527.8161 | 11.7652 | 525.2541 | 0.22209
| 292.5531 | 0.0088592 | 292.5531 | 0.088344 | 292.5531 | 0.19921 | 292.5531 | 1.6008 | 292.5531 | 0.52425 | 292.5531 | 0 | 492.394 | 0 | 528.0417 | 0.24036 | 292.5531 | -0.01043 | 492.394 | 0.014535 | 528.0417 | 0.17907 | 528.0417 | 0.04209 | 521.7725 | 0.023928 | 528.0417 | 0.13334 | 528.0417 | 0.10233 | 528.5827 | 0.081742 | 526.7978 | 0.057896 | 528.0417 | 0.17719 | 528.5827 | 0.086316 | 528.5827 | 0.17596 | 528.5827 | 0.30615 | 492.394 | 3.026 | 528.5827 | 2.1532 | 528.5827 | 6.8083 |  |  | 528.0417 | 7.1515 | 522.79 | 0.0022152 | 528.5827 | 0.0072736 | 528.0417 | 0.17214 | 492.934 | 0.0005145 | 528.5827 | 0.034 | 528.5827 | 0.007661 | 528.0417 | 0.028072 | 528.5827 | 0.0012627 | 528.5827 | -0.00044514 | 528.5827 | 0.010659 | 742.761 | 0.69385 | 528.0417 | 0.014907 | 528.0417 | -0.0063847 | 528.5827 | 0.0032297 | 742.0456 | 0.0023475 | 528.0417 | 0.0079703 | 744.8767 | 0.00058026 | 742.761 | 0.02809 | 528.0417 | 0 | 911.0106 | 0.0065895 |  |  | 1155.6321 | 0.12567 | 1018.849 | 0.012869 | 1081.4669 | 0 | 1080.7788 | 0 | 1080.7722 | 0.0046864 | 528.042 | 0.031323 | 528.5827 | 1.9799 | 528.0417 | 7.3147 | 528.0417 | 3.0323 | 528.5827 | #REF! | 528.0417 | 11.742 | 525.4788 | 0.2226
| 292.629 | 0.0072229 | 292.629 | -0.007475 | 292.629 | 0.19707 | 292.629 | 1.5605 | 292.629 | 0.52264 | 292.629 | 0 | 492.5079 | 0 | 528.2672 | 0.24469 | 292.629 | -0.05644 | 492.5079 | 0 | 528.2672 | 0.063799 | 528.2672 | 0.020087 | 521.9965 | 0.0072941 | 528.2672 | 0.063535 | 528.2672 | 0.019845 | 528.808 | 0.015852 | 527.0217 | 0.021608 | 528.2672 | 0.09741 | 528.808 | 0.019671 | 528.808 | 0.13808 | 528.808 | 0.28807 | 492.5079 | 3.0819 | 528.808 | 2.1154 | 528.808 | 6.7697 |  |  | 528.2672 | 7.1944 | 523.01 | -0.014924 | 528.808 | 0 | 528.2672 | 0.17351 | 493.0504 | 0.00098861 | 528.808 | 0 | 528.808 | 0 | 528.2672 | -0.0359 | 528.808 | -0.0013657 | 528.808 | -0.0023748 | 528.808 | -0.0026765 | 742.9254 | 0.70619 | 528.2672 | -0.016936 | 528.2672 | -0.020625 | 528.808 | -0.0059121 | 742.2101 | 0 | 528.2672 | -0.0079607 | 745.0418 | 0.00027862 | 742.9254 | 0.02962 | 528.2672 | 0 | 911.0931 | 0.0067039 |  |  | 1155.6975 | 0.12607 | 1018.8618 | 0.012816 | 1081.5242 | 0 | 1080.8361 | 0 | 1080.8295 | 0.0046955 | 528.267 | 0.032717 | 528.808 | 1.9953 | 528.2672 | 7.4077 | 528.2672 | 3.0279 | 528.808 | #REF! | 528.2672 | 11.8918 | 525.7034 | 0.22048
| 292.7049 | 0.0086856 | 292.7049 | 0.059348 | 292.7049 | 0.19562 | 292.7049 | 1.5741 | 292.7049 | 0.54861 | 292.7049 | 0 | 492.6217 | 0.022678 | 528.4928 | 0.24883 | 292.7049 | -0.00052493 | 492.6217 | 0.025362 | 528.4928 | 0.1747 | 528.4928 | 0.043375 | 522.2205 | 0.024734 | 528.4928 | 0.14946 | 528.4928 | 0.10841 | 529.0332 | 0.086598 | 527.2456 | 0.069823 | 528.4928 | 0.17299 | 529.0332 | 0.089292 | 529.0332 | 0.15832 | 529.0332 | 0.29678 | 492.6217 | 3.096 | 529.0332 | 2.0949 | 529.0333 | 6.74 |  |  | 528.4928 | 7.2139 | 523.24 | -0.011076 | 529.0332 | 0.008929 | 528.4928 | 0.18553 | 493.1669 | 0.0004783 | 529.0332 | 0.0231 | 529.0333 | 0.010363 | 528.4928 | 0.029813 | 529.0332 | 0.0049728 | 529.0332 | 0.002261 | 529.0332 | 0.012312 | 743.0898 | 0.71185 | 528.4928 | 0.011622 | 528.4928 | -0.0075117 | 529.0333 | 0.0023976 | 742.3745 | 0.0018258 | 528.4928 | 0.010386 | 745.2069 | 0.00050677 | 743.0898 | 0.028309 | 528.4928 | 0.0090425 | 911.1758 | 0.0064667 |  |  | 1155.7629 | 0.12647 | 1018.8745 | 0.012762 | 1081.5815 | 0 | 1080.8933 | 0 | 1080.8867 | 0.0047058 | 528.493 | 0.036611 | 529.0332 | 2.008 | 528.4928 | 7.4663 | 528.4928 | 3.0181 | 529.0333 | #REF! | 528.4928 | 11.963 | 525.9281 | 0.21882
| 292.7808 | 0.0075286 | 292.7808 | 0.04595 | 292.7808 | 0.19288 | 292.7808 | 1.5518 | 292.7808 | 0.5533 | 292.7808 | 0 | 492.7355 | 0 | 528.7184 | 0.22626 | 292.7808 | -0.03782 | 492.7355 | 0 | 528.7184 | -0.10151 | 528.7184 | 0.015356 | 522.4445 | 0.019895 | 528.7184 | 0.044415 | 528.7184 | -0.011302 | 529.2586 | -0.0090282 | 527.4696 | 0.016357 | 528.7184 | 0.068183 | 529.2585 | 0.025305 | 529.2585 | 0.12962 | 529.2585 | 0.28218 | 492.7355 | 3.1376 | 529.2586 | 2.0604 | 529.2585 | 6.6833 |  |  | 528.7184 | 7.2593 | 523.46 | -0.014574 | 529.2585 | 0 | 528.7184 | 0.18137 | 493.2833 | 0.00094859 | 529.2585 | 0 | 529.2585 | 0 | 528.7184 | -0.02628 | 529.2585 | -0.0077894 | 529.2585 | -0.0045646 | 529.2585 | -0.0056585 | 743.2542 | 0.72285 | 528.7184 | -0.020274 | 528.7184 | -0.030686 | 529.2585 | -0.0032836 | 742.5389 | 0 | 528.7184 | -0.029658 | 745.3721 | 0.00034333 | 743.2542 | 0.030385 | 528.7184 | 0.0090425 | 911.2584 | 0.0066344 |  |  | 1155.8284 | 0.12686 | 1018.8871 | 0.012708 | 1081.6388 | 0 | 1080.9506 | 0 | 1080.944 | 0.0047148 | 528.718 | 0.03613 | 529.2586 | 2.0137 | 528.7184 | 7.4641 | 528.7184 | 3.0066 | 529.2585 | #REF! | 528.7184 | 11.97 | 526.1528 | 0.21661
| 292.8568 | 0.0084046 | 292.8568 | 0.092628 | 292.8568 | 0.19105 | 292.8568 | 1.5484 | 292.8568 | 0.56963 | 292.8568 | 0 | 492.8493 | 0.022482 | 528.944 | 0.26286 | 292.8568 | 0.00983 | 492.8493 | 0.035679 | 528.944 | 0.21972 | 528.944 | 0.05808 | 522.6685 | 0.042952 | 528.944 | 0.14433 | 528.944 | 0.10069 | 529.4839 | 0.080428 | 527.6935 | 0.066744 | 528.944 | 0.17299 | 529.4839 | 0.10455 | 529.4839 | 0.17085 | 529.4839 | 0.28913 | 492.8493 | 3.1259 | 529.4839 | 2.0247 | 529.4839 | 6.5925 |  |  | 528.944 | 7.2538 | 523.69 | -0.0061794 | 529.4839 | 0.0079754 | 528.944 | 0.18949 | 493.3997 | 0.00047448 | 529.4839 | 0.024814 | 529.4839 | 0.011163 | 528.944 | 0.030586 | 529.4839 | 0.0066555 | 529.4839 | -0.0012446 | 529.4839 | 0.010508 | 743.4186 | 0.72418 | 528.944 | 0.014105 | 528.944 | 0.013729 | 529.4839 | 0.0039772 | 742.7034 | 0.0013044 | 528.944 | 0.018917 | 745.5372 | 0.00055723 | 743.4186 | 0.029074 | 528.944 | 0.0090425 | 911.341 | 0.0066107 |  |  | 1155.8938 | 0.12726 | 1018.8999 | 0.012653 | 1081.6962 | 0 | 1081.0077 | 0 | 1081.0012 | 0.0047205 | 528.944 | 0.035169 | 529.4839 | 2.0211 | 528.944 | 7.4637 | 528.944 | 3.004 | 529.4839 | #REF! | 528.944 | 11.9789 | 526.3775 | 0.21617
| 292.9327 | 0.0071898 | 292.9327 | 0.014367 | 292.9327 | 0.18789 | 292.9327 | 1.5318 | 292.9327 | 0.58002 | 292.9327 | 0 | 492.9631 | 0 | 529.1696 | 0.21862 | 292.9327 | -0.0421 | 492.9631 | 0 | 529.1696 | -0.04973 | 529.1696 | 0.0033057 | 522.8925 | 0.0032347 | 529.1696 | 0.05294 | 529.1696 | -0.027699 | 529.7092 | -0.022126 | 527.9175 | 0.017627 | 529.1696 | 0.036001 | 529.7092 | 0.031263 | 529.7092 | 0.12758 | 529.7092 | 0.26941 | 492.9631 | 3.1626 | 529.7092 | 1.9748 | 529.7092 | 6.5197 |  |  | 529.1696 | 7.2723 | 523.92 | -0.033462 | 529.7092 | 0 | 529.1696 | 0.18517 | 493.5162 | 0.0009928 | 529.7092 | 0 | 529.7092 | 0 | 529.1696 | -0.021617 | 529.7092 | -0.0089152 | 529.7092 | -0.0049921 | 529.7092 | -0.006411 | 743.583 | 0.75035 | 529.1696 | -0.02501 | 529.1696 | -0.010857 | 529.7092 | -0.0023968 | 742.8679 | 0 | 529.1696 | -0.042084 | 745.7024 | 0.00029288 | 743.583 | 0.030713 | 529.1696 | 0 | 911.4237 | 0.0064374 |  |  | 1155.9592 | 0.12766 | 1018.9126 | 0.012598 | 1081.7534 | 0 | 1081.0649 | 0 | 1081.0585 | 0.0047183 | 529.17 | 0.032621 | 529.7092 | 2.0227 | 529.1696 | 7.4734 | 529.1696 | 2.9924 | 529.7092 | #REF! | 529.1696 | 11.9826 | 526.6022 | 0.21538
| 293.0086 | 0.0080162 | 293.0086 | 0.0031247 | 293.0086 | 0.18646 | 293.0086 | 1.5333 | 293.0086 | 0.6001 | 293.0086 | 0 | 493.0769 | 0.017856 | 529.3952 | 0.25642 | 293.0086 | 0.01082 | 493.0769 | 0.051799 | 529.3952 | 0.081938 | 529.3952 | 0.047166 | 523.1165 | 0.032921 | 529.3952 | 0.12894 | 529.3952 | 0.069023 | 529.9345 | 0.055134 | 528.1414 | 0.048957 | 529.3952 | 0.15451 | 529.9345 | 0.083554 | 529.9345 | 0.15523 | 529.9345 | 0.28181 | 493.0769 | 3.2277 | 529.9345 | 1.9612 | 529.9345 | 6.4262 |  |  | 529.3952 | 7.338 | 524.14 | 0.0039641 | 529.9345 | 0.0074277 | 529.3952 | 0.2045 | 493.6326 | 0.00052251 | 529.9345 | 0.01832 | 529.9345 | 0.014084 | 529.3952 | 0.028268 | 529.9345 | 0.0067867 | 529.9345 | 0.0018313 | 529.9345 | 0.00952 | 743.7474 | 0.74752 | 529.3952 | 0.0186 | 529.3952 | 0.021566 | 529.9345 | 0.003859 | 743.0323 | 0.0018258 | 529.3952 | 0.036692 | 745.8675 | 0.00054626 | 743.7474 | 0.028855 | 529.3952 | 0 | 911.5063 | 0.0072477 |  |  | 1156.0247 | 0.12806 | 1018.9253 | 0.012544 | 1081.8108 | 0 | 1081.1223 | 0 | 1081.1157 | 0.0047069 | 529.395 | 0.033077 | 529.9345 | 2.0232 | 529.3952 | 7.4667 | 529.3952 | 2.9924 | 529.9345 | #REF! | 529.3952 | 11.9885 | 526.8269 | 0.21486
| 293.0846 | 0.0064874 | 293.0846 | 0.07179 | 293.0846 | 0.1845 | 293.0846 | 1.4985 | 293.0846 | 0.59925 | 293.0846 | 0 | 493.1907 | 0 | 529.6209 | 0.23693 | 293.0846 | -0.03779 | 493.1907 | 0 | 529.6209 | 0.049444 | 529.6209 | 0.01947 | 523.3406 | 0.0049104 | 529.6209 | 0.059335 | 529.6209 | 0.01715 | 530.1599 | 0.013699 | 528.3654 | 0.028519 | 529.6209 | 0.061359 | 530.1599 | 0.011453 | 530.1599 | 0.13252 | 530.1599 | 0.2644 | 493.1907 | 3.2616 | 530.1599 | 1.8986 | 530.1599 | 6.3565 |  |  | 529.6209 | 7.3008 | 524.37 | -0.018072 | 530.1599 | 0 | 529.6209 | 0.20415 | 493.7491 | 0.0010168 | 530.1599 | 0 | 530.1599 | 0 | 529.6209 | -0.0080437 | 530.1599 | -0.005002 | 530.1599 | -0.0041555 | 530.1599 | -0.0087772 | 743.9118 | 0.75547 | 529.6209 | -0.018302 | 529.6209 | -0.015068 | 530.1599 | 3.5538e-05 | 743.1968 | 0 | 529.6209 | -0.0035131 | 746.0327 | 0.00038392 | 743.9118 | 0.030167 | 529.6209 | 0 | 911.5891 | 0.0072469 |  |  | 1156.0902 | 0.12846 | 1018.938 | 0.012489 | 1081.8682 | 0 | 1081.1796 | 0 | 1081.173 | 0.0046819 | 529.621 | 0.032044 | 530.1599 | 2.0245 | 529.6209 | 7.4695 | 529.6209 | 2.996 | 530.1599 | #REF! | 529.6209 | 11.9218 | 527.0516 | 0.21295
| 293.1605 | 0.0078757 | 293.1605 | 0.090534 | 293.1605 | 0.18313 | 293.1605 | 1.4943 | 293.1605 | 0.61611 | 293.1605 | 0 | 493.3046 | 0.0083718 | 529.8465 | 0.22592 | 293.1605 | -0.00487 | 493.3046 | 0.036969 | 529.8465 | 0.076187 | 529.8465 | 0.036391 | 523.5646 | 0.035756 | 529.8465 | 0.12821 | 529.8465 | 0.091816 | 530.3852 | 0.073341 | 528.5894 | 0.062557 | 529.8465 | 0.16291 | 530.3852 | 0.10509 | 530.3852 | 0.14822 | 530.3852 | 0.26658 | 493.3046 | 3.2419 | 530.3852 | 1.8957 | 530.3853 | 6.318 |  |  | 529.8465 | 7.3947 | 524.59 | 0.0029147 | 530.3852 | 0.0085079 | 529.8465 | 0.20902 | 493.8655 | 0.00050764 | 530.3852 | 0.020108 | 530.3853 | 0.0053705 | 529.8465 | 0.025677 | 530.3852 | -0.0025295 | 530.3852 | 8.339e-05 | 530.3852 | 0.0086189 | 744.0762 | 0.75515 | 529.8465 | 0.010973 | 529.8465 | 0.011302 | 530.3853 | 0.0029772 | 743.3613 | 0.00078262 | 529.8465 | 0.01029 | 746.1979 | 0.00047716 | 744.0762 | 0.028199 | 529.8465 | 0.0090425 | 911.6718 | 0.0063503 |  |  | 1156.1556 | 0.12886 | 1018.9507 | 0.012434 | 1081.9254 | 0 | 1081.2368 | 0 | 1081.2302 | 0.0046444 | 529.847 | 0.033847 | 530.3852 | 2.047 | 529.8465 | 7.5337 | 529.8465 | 2.9889 | 530.3853 | #REF! | 529.8465 | 12.0861 | 527.2764 | 0.21427
| 293.2364 | 0.0063799 | 293.2365 | 0.0009577 | 293.2364 | 0.1809 | 293.2364 | 1.471 | 293.2364 | 0.61425 | 293.2365 | 0 | 493.4184 | 0 | 530.0722 | 0.23523 | 293.2364 | -0.02632 | 493.4184 | 0 | 530.0722 | -0.080335 | 530.0722 | 0.016582 | 523.7887 | 0.010271 | 530.0722 | 0.054478 | 530.0722 | -0.018664 | 530.6106 | -0.014908 | 528.8134 | 0.024163 | 530.0722 | 0.046496 | 530.6106 | 0 | 530.6106 | 0.12024 | 530.6106 | 0.25597 | 493.4184 | 3.3453 | 530.6106 | 1.8595 | 530.6106 | 6.2859 |  |  | 530.0722 | 7.459 | 524.82 | -0.024717 | 530.6106 | 0 | 530.0722 | 0.21161 | 493.982 | 0.0010481 | 530.6106 | 0 | 530.6106 | 0 | 530.0722 | -0.03865 | 530.6106 | -0.0032537 | 530.6106 | -0.0049491 | 530.6106 | -0.012182 | 744.2406 | 0.76236 | 530.0722 | -0.022431 | 530.0722 | -0.0019515 | 530.6106 | -0.0029335 | 743.5257 | 0 | 530.0722 | -0.014638 | 746.3631 | 0.00042121 | 744.2406 | 0.029402 | 530.0722 | 0.0090425 | 911.7545 | 0.0067291 |  |  | 1156.2211 | 0.12926 | 1018.9634 | 0.012379 | 1081.9828 | 0 | 1081.2941 | 0 | 1081.2875 | 0.0045944 | 530.072 | 0.03601 | 530.6106 | 2.0665 | 530.0722 | 7.6508 | 530.0722 | 2.9827 | 530.6106 | #REF! | 530.0722 | 12.2348 | 527.5011 | 0.21311
| 293.3124 | 0.0074708 | 293.3124 | 0.00018214 | 293.3124 | 0.17897 | 293.3124 | 1.471 | 293.3124 | 0.6311 | 293.3124 | 0 | 493.5322 | 0.03128 | 530.2979 | 0.23691 | 293.3124 | -0.00282 | 493.5322 | 0.021923 | 530.2979 | 0.19023 | 530.2979 | 0.044439 | 524.0128 | 0.037372 | 530.2979 | 0.12968 | 530.2979 | 0.09663 | 530.836 | 0.077186 | 529.0374 | 0.063279 | 530.2979 | 0.18894 | 530.836 | 0.10226 | 530.836 | 0.15284 | 530.836 | 0.25717 | 493.5322 | 3.3466 | 530.836 | 1.8449 | 530.836 | 6.2431 |  |  | 530.2979 | 7.5541 | 525.05 | -0.018421 | 530.836 | 0.010002 | 530.2979 | 0.22124 | 494.0985 | 0.00054995 | 530.836 | 0.023309 | 530.836 | 0.01476 | 530.2979 | 0.026739 | 530.836 | 0.0037346 | 530.836 | 0.0019106 | 530.836 | 0.0058573 | 744.405 | 0.77512 | 530.2979 | 0.010198 | 530.2979 | 0.011338 | 530.836 | 0.011715 | 743.6902 | 0.0018258 | 530.2979 | 0.0035993 | 746.5282 | 0.00050238 | 744.405 | 0.027653 | 530.2979 | 0.0090425 | 911.8372 | 0.0072846 |  |  | 1156.2866 | 0.12966 | 1018.9762 | 0.012325 | 1082.0402 | 0 | 1081.3513 | 0 | 1081.3447 | 0.0045353 | 530.298 | 0.036683 | 530.836 | 2.0735 | 530.2979 | 7.6779 | 530.2979 | 2.988 | 530.836 | #REF! | 530.2979 | 12.2947 | 527.7259 | 0.21294
| 293.3884 | 0.0063469 | 293.3884 | 0.058972 | 293.3884 | 0.17651 | 293.3884 | 1.4388 | 293.3884 | 0.63616 | 293.3884 | 0 | 493.6461 | 0.0010555 | 530.5236 | 0.22988 | 293.3884 | -0.03449 | 493.6461 | 0 | 530.5236 | 0.026937 | 530.5236 | 0.016445 | 524.2369 | 0.0046571 | 530.5236 | 0.057909 | 530.5236 | -0.024478 | 531.0614 | -0.019553 | 529.2614 | 0.017049 | 530.5236 | 0.033418 | 531.0614 | 0.030026 | 531.0614 | 0.10748 | 531.0614 | 0.24737 | 493.6461 | 3.3921 | 531.0614 | 1.7844 | 531.0614 | 6.1116 |  |  | 530.5236 | 7.5515 | 525.27 | -0.0012825 | 531.0614 | 0 | 530.5236 | 0.2318 | 494.2149 | 0.0010187 | 531.0614 | 0 | 531.0614 | 0 | 530.5236 | -0.0049742 | 531.0614 | -0.0055479 | 531.0614 | -0.0029072 | 531.0614 | -0.01146 | 744.5695 | 0.77934 | 530.5236 | -0.016871 | 530.5236 | -0.0062133 | 531.0614 | 0.0024779 | 743.8547 | 0 | 530.5236 | -0.028685 | 746.6934 | 0.0003916 | 744.5695 | 0.02973 | 530.5236 | 0.0090425 | 911.9199 | 0.0069814 |  |  | 1156.352 | 0.13007 | 1018.9889 | 0.012271 | 1082.0975 | 0 | 1081.4086 | 0 | 1081.4021 | 0.0044717 | 530.524 | 0.037573 | 531.0614 | 2.0642 | 530.5236 | 7.707 | 530.5236 | 3.0004 | 531.0614 | #REF! | 530.5236 | 12.2913 | 527.9507 | 0.21295
| 293.4643 | 0.0073881 | 293.4643 | 0.034323 | 293.4643 | 0.1752 | 293.4643 | 1.4454 | 293.4643 | 0.6523 | 293.4643 | 0 | 493.7599 | 0.03128 | 530.7493 | 0.25417 | 293.4643 | -0.00211 | 493.7599 | 0.04879 | 530.7493 | 0.25709 | 530.7493 | 0.042829 | 524.461 | 0.026097 | 530.7493 | 0.13188 | 530.7493 | 0.1459 | 531.2868 | 0.11654 | 529.4854 | 0.047609 | 530.7493 | 0.16627 | 531.2868 | 0.092504 | 531.2868 | 0.15092 | 531.2868 | 0.25012 | 493.7599 | 3.443 | 531.2868 | 1.7746 | 531.2868 | 6.064 |  |  | 530.7493 | 7.619 | 525.5 | -0.0044305 | 531.2868 | 0.013598 | 530.7493 | 0.23819 | 494.3314 | 0.0004783 | 531.2868 | 0.033103 | 531.2868 | 0.009734 | 530.7493 | 0.035711 | 531.2868 | 0.0053907 | 531.2868 | 0.00058134 | 531.2868 | 0.01076 | 744.7339 | 0.78313 | 530.7493 | 0.01626 | 530.7493 | 0.0056662 | 531.2868 | 0.0017556 | 744.0192 | 0.0018258 | 530.7493 | 0.030324 | 746.8586 | 0.00054846 | 744.7339 | 0.028309 | 530.7493 | 0.0090425 | 912.0027 | 0.0067657 |  |  | 1156.4176 | 0.13047 | 1019.0016 | 0.012217 | 1082.1549 | 0 | 1081.4659 | 0 | 1081.4594 | 0.0044103 | 530.749 | 0.036996 | 531.2868 | 2.0838 | 530.7493 | 7.7571 | 530.7493 | 3.0314 | 531.2868 | #REF! | 530.7493 | 12.3682 | 528.1754 | 0.21262
| 293.5403 | 0.0061733 | 293.5403 | 0.0053116 | 293.5403 | 0.17309 | 293.5403 | 1.4176 | 293.5403 | 0.66857 | 293.5403 | 0 | 493.8738 | 0 | 530.975 | 0.20258 | 293.5403 | -0.06989 | 493.8738 | 0 | 530.975 | 0.063501 | 530.975 | 0.016645 | 524.6851 | 0.010673 | 530.975 | 0.033566 | 530.975 | -0.044771 | 531.5122 | -0.035762 | 529.7095 | 0.020771 | 530.975 | 0.045198 | 531.5122 | 0.034422 | 531.5122 | 0.10785 | 531.5122 | 0.23354 | 493.8738 | 3.3963 | 531.5122 | 1.7191 | 531.5122 | 5.9804 |  |  | 530.975 | 7.6089 | 525.72 | -0.010027 | 531.5122 | 0 | 530.975 | 0.23454 | 494.4479 | 0.00096079 | 531.5122 | 0 | 531.5122 | 0 | 530.975 | -0.0078823 | 531.5122 | -0.0086023 | 531.5122 | -0.0062251 | 531.5122 | -0.011736 | 744.8984 | 0.80214 | 530.975 | -0.029306 | 530.975 | -0.0043214 | 531.5122 | -0.002737 | 744.1837 | 0 | 530.975 | -0.03311 | 747.0239 | 0.0003181 | 744.8984 | 0.030495 | 530.975 | 0 | 912.0854 | 0.0072545 |  |  | 1156.483 | 0.13087 | 1019.0143 | 0.012163 | 1082.2123 | 0 | 1081.5232 | 0 | 1081.5166 | 0.0043557 | 530.975 | 0.032813 | 531.5122 | 2.0678 | 530.975 | 7.6361 | 530.975 | 3.0429 | 531.5122 | #REF! | 530.975 | 12.2142 | 528.4002 | 0.21189
| 293.6162 | 0.0075204 | 293.6162 | -0.0048622 | 293.6162 | 0.17244 | 293.6162 | 1.4255 | 293.6162 | 0.68086 | 293.6162 | 0 | 493.9876 | 0.0087231 | 531.2007 | 0.25224 | 293.6162 | -0.01765 | 493.9876 | 0.024288 | 531.2007 | 0.19373 | 531.2007 | 0.046522 | 524.9092 | 0.043478 | 531.2007 | 0.13627 | 531.2007 | 0.10841 | 531.7377 | 0.086598 | 529.9335 | 0.066128 | 531.2007 | 0.16795 | 531.7377 | 0.082331 | 531.7377 | 0.15034 | 531.7377 | 0.23917 | 493.9876 | 3.3514 | 531.7377 | 1.7057 | 531.7377 | 5.9159 |  |  | 531.2007 | 7.6157 | 525.95 | 0.02565 | 531.7377 | 0.0082843 | 531.2007 | 0.25564 | 494.5644 | 0.00048249 | 531.7377 | 0.034634 | 531.7377 | 0.025498 | 531.2007 | 0.035708 | 531.7377 | 0.0053467 | 531.7377 | 0.0030336 | 531.7377 | 0.011278 | 745.0628 | 0.83353 | 531.2007 | 0.017178 | 531.2007 | 0.00882 | 531.7377 | 0.007633 | 744.3482 | 0.0013044 | 531.2007 | 0.011522 | 747.1891 | 0.00048703 | 745.0628 | 0.028855 | 531.2007 | 0 | 912.1683 | 0.0073927 |  |  | 1156.5486 | 0.13128 | 1019.027 | 0.01211 | 1082.2696 | 0 | 1081.5806 | 0 | 1081.574 | 0.0043126 | 531.201 | 0.035241 | 531.7377 | 2.0858 | 531.2007 | 7.6792 | 531.2007 | 3.0403 | 531.7377 | #REF! | 531.2007 | 12.2548 | 528.6251 | 0.21422
| 293.6922 | 0.0060907 | 293.6922 | 0.044933 | 293.6922 | 0.16981 | 293.6922 | 1.3911 | 293.6922 | 0.68791 | 293.6922 | 0 | 494.1014 | 0 | 531.4264 | 0.20294 | 293.6922 | -0.08037 | 494.1014 | 0 | 531.4264 | -0.023175 | 531.4264 | 0.01215 | 525.1334 | 0.0067582 | 531.4264 | 0.046451 | 531.4264 | -0.057491 | 531.9631 | -0.045922 | 530.1576 | 0.025179 | 531.4264 | 0.047465 | 531.9631 | 0 | 531.9631 | 0.10846 | 531.9631 | 0.21822 | 494.1014 | 3.4153 | 531.9631 | 1.6532 | 531.9631 | 5.8251 |  |  | 531.4264 | 7.6094 | 526.17 | -0.015623 | 531.9631 | 0 | 531.4264 | 0.24884 | 494.6809 | 0.0009646 | 531.9631 | 0 | 531.9631 | 0 | 531.4264 | -0.033895 | 531.9631 | -0.010002 | 531.9631 | -0.0052368 | 531.9631 | -0.014139 | 745.2272 | 0.82606 | 531.4264 | -0.028473 | 531.4264 | -0.017438 | 531.9631 | -0.0046076 | 744.5127 | 0 | 531.4264 | -0.016356 | 747.3543 | 0.00042779 | 745.2272 | 0.03126 | 531.4264 | 0.0090425 | 912.2512 | 0.0069782 |  |  | 1156.6141 | 0.13168 | 1019.0397 | 0.012058 | 1082.327 | 0 | 1081.6378 | 0 | 1081.6312 | 0.0042842 | 531.426 | 0.037308 | 531.9631 | 2.0772 | 531.4264 | 7.6363 | 531.4264 | 3.035 | 531.9631 | #REF! | 531.4264 | 12.16 | 528.8499 | 0.21577
| 293.7682 | 0.0070741 | 293.7682 | 0.053777 | 293.7682 | 0.16876 | 293.7682 | 1.398 | 293.7682 | 0.70464 | 293.7682 | 0 | 494.2153 | 0.016802 | 531.6522 | 0.2323 | 293.7682 | -0.02586 | 494.2153 | 0.014163 | 531.6522 | 0.15201 | 531.6522 | 0.04491 | 525.3575 | 0.03665 | 531.6522 | 0.1414 | 531.6522 | 0.099503 | 532.1886 | 0.079481 | 530.3816 | 0.057088 | 531.6522 | 0.17215 | 532.1886 | 0.081556 | 532.1886 | 0.13344 | 532.1886 | 0.22487 | 494.2153 | 3.4308 | 532.1886 | 1.631 | 532.1885 | 5.7377 |  |  | 531.6522 | 7.5469 | 526.4 | 0.0092106 | 532.1886 | 0.0090137 | 531.6522 | 0.2598 | 494.7974 | 0.00048782 | 532.1886 | 0.027338 | 532.1885 | 0.010979 | 531.6522 | 0.017174 | 532.1886 | 0.0018637 | 532.1886 | -0.00043892 | 532.1886 | 0.0051318 | 745.3917 | 0.84517 | 531.6522 | 0.0074851 | 531.6522 | -0.0026201 | 532.1885 | 0.00057459 | 744.6772 | 0.0018258 | 531.6522 | 0.0080453 | 747.5195 | 0.00045961 | 745.3917 | 0.028855 | 531.6522 | 0.0090425 | 912.3339 | 0.007323 |  |  | 1156.6796 | 0.13208 | 1019.0525 | 0.012006 | 1082.3844 | 0 | 1081.6952 | 0 | 1081.6886 | 0.0042717 | 531.652 | 0.037092 | 532.1886 | 2.0762 | 531.6522 | 7.5644 | 531.6522 | 3.0509 | 532.1885 | #REF! | 531.6522 | 12.0855 | 529.0747 | 0.21834
| 293.8442 | 0.005851 | 293.8441 | -0.0032707 | 293.8442 | 0.16622 | 293.8442 | 1.3576 | 293.8442 | 0.7136 | 293.8442 | 0 | 494.3292 | 0 | 531.878 | 0.17706 | 293.8442 | -0.07716 | 494.3292 | 0 | 531.878 | -0.074443 | 531.878 | 0.014355 | 525.5817 | 0.0057221 | 531.878 | 0.05892 | 531.878 | -0.019533 | 532.414 | -0.015603 | 530.6057 | 0.026442 | 531.878 | 0.012367 | 532.414 | 0.043882 | 532.414 | 0.10665 | 532.414 | 0.21302 | 494.3292 | 3.4319 | 532.414 | 1.5803 | 532.414 | 5.6221 |  |  | 531.878 | 7.5415 | 526.63 | -0.028215 | 532.414 | 0 | 531.878 | 0.24499 | 494.9139 | 0.00097794 | 532.414 | 0 | 532.414 | 0 | 531.878 | -0.030804 | 532.414 | -0.0053377 | 532.414 | -0.003968 | 532.414 | -0.0047613 | 745.5561 | 0.82371 | 531.878 | -0.025313 | 531.878 | -0.027854 | 532.414 | 0.00079105 | 744.8417 | 0 | 531.878 | -0.018766 | 747.6847 | 0.00043218 | 745.5561 | 0.030932 | 531.878 | 0.0090425 | 912.4166 | 0.0077547 |  |  | 1156.7451 | 0.13249 | 1019.0652 | 0.011955 | 1082.4418 | 0 | 1081.7524 | 0 | 1081.746 | 0.0042717 | 531.878 | 0.038582 | 532.414 | 2.0526 | 531.878 | 7.5892 | 531.878 | 3.0748 | 532.414 | #REF! | 531.878 | 12.0927 | 529.2996 | 0.21845
| 293.9201 | 0.0066526 | 293.9201 | -0.0039426 | 293.9201 | 0.16539 | 293.9201 | 1.3705 | 293.9201 | 0.7276 | 293.9201 | 0 | 494.443 | 0.029129 | 532.1037 | 0.24038 | 293.9201 | -0.02747 | 494.443 | 0.020871 | 532.1037 | 0.13536 | 532.1037 | 0.04255 | 525.8058 | 0.025521 | 532.1037 | 0.1414 | 532.1037 | 0.1074 | 532.6395 | 0.085789 | 530.8298 | 0.057319 | 532.1037 | 0.15283 | 532.6395 | 0.09275 | 532.6395 | 0.12928 | 532.6395 | 0.22308 | 494.443 | 3.4708 | 532.6395 | 1.5703 | 532.6395 | 5.5594 |  |  | 532.1037 | 7.5458 | 526.85 | 0.00081613 | 532.6395 | 0.013083 | 532.1037 | 0.27654 | 495.0304 | 0.00049583 | 532.6395 | 0.024577 | 532.6395 | 0.019792 | 532.1037 | 0.019644 | 532.6395 | 0.0054298 | 532.6395 | 0.0017842 | 532.6395 | 0.0099315 | 745.7206 | 0.84389 | 532.1037 | 0.007336 | 532.1037 | 0.022723 | 532.6395 | 0.0031437 | 745.0063 | 0.0023475 | 532.1037 | 0.029516 | 747.85 | 0.00041792 | 745.7206 | 0.029839 | 532.1037 | 0.0018107 | 912.4995 | 0.007419 |  |  | 1156.8107 | 0.13289 | 1019.0779 | 0.011905 | 1082.4993 | 0 | 1081.8098 | 0 | 1081.8032 | 0.0042796 | 532.104 | 0.036347 | 532.6395 | 2.0775 | 532.1037 | 7.5762 | 532.1037 | 3.0925 | 532.6395 | #REF! | 532.1037 | 12.0959 | 529.5244 | 0.21869
| 293.9961 | 0.0056609 | 293.9961 | 0.048406 | 293.9961 | 0.16308 | 293.9961 | 1.3351 | 293.9961 | 0.73176 | 293.9961 | 0 | 494.5569 | 0 | 532.3295 | 0.2141 | 293.9961 | -0.07332 | 494.5569 | 0 | 532.3295 | 0.01579 | 532.3295 | 0.021524 | 526.03 | 0.010112 | 532.3295 | 0.047075 | 532.3295 | -0.013815 | 532.865 | -0.011035 | 531.0539 | 0.0040888 | 532.3295 | 0.041706 | 532.865 | 0.032241 | 532.865 | 0.099829 | 532.865 | 0.20741 | 494.5569 | 3.5013 | 532.865 | 1.5172 | 532.865 | 5.472 |  |  | 532.3295 | 7.5168 | 527.08 | -0.00023318 | 532.865 | 0 | 532.3295 | 0.27264 | 495.1469 | 0.0009806 | 532.865 | 0 | 532.865 | 0 | 532.3295 | -0.026655 | 532.865 | -0.0055439 | 532.865 | -0.0052066 | 532.865 | -0.0077633 | 745.8851 | 0.85649 | 532.3295 | -0.018533 | 532.3295 | -0.010071 | 532.865 | 0.001404 | 745.1708 | 0 | 532.3295 | -0.02053 | 748.0152 | 0.00037514 | 745.8851 | 0.031478 | 532.3295 | 0.0018125 | 912.5823 | 0.0077457 |  |  | 1156.8762 | 0.1333 | 1019.0906 | 0.011855 | 1082.5566 | 0 | 1081.8672 | 0 | 1081.8606 | 0.004291 | 532.33 | 0.035986 | 532.865 | 2.072 | 532.3295 | 7.567 | 532.3295 | 3.1076 | 532.865 | #REF! | 532.3295 | 12.0552 | 529.7493 | 0.21977
| 294.0721 | 0.0064708 | 294.0721 | 0.055201 | 294.0721 | 0.16217 | 294.0721 | 1.339 | 294.0721 | 0.75084 | 294.0721 | 0 | 494.6707 | 0.011884 | 532.5553 | 0.23062 | 294.0721 | -0.06214 | 494.6707 | 0.042772 | 532.5553 | 0.14484 | 532.5553 | 0.037638 | 526.2542 | 0.033106 | 532.5553 | 0.12235 | 532.5553 | 0.073566 | 533.0905 | 0.058763 | 531.278 | 0.054162 | 532.5553 | 0.14444 | 533.0905 | 0.087967 | 533.0905 | 0.13492 | 533.0905 | 0.20493 | 494.6707 | 3.4658 | 533.0905 | 1.5066 | 533.0905 | 5.4201 |  |  | 532.5553 | 7.4797 | 527.3 | 0.012359 | 533.0905 | 0.0069466 | 532.5553 | 0.27426 | 495.2634 | 0.00049049 | 533.0905 | 0.040322 | 533.0905 | 0.01241 | 532.5553 | 0.014864 | 533.0905 | -0.00041278 | 533.0905 | -0.00014925 | 533.0905 | 0.009179 | 746.0495 | 0.86263 | 532.5553 | 0.0060778 | 532.5553 | 0.013603 | 533.0905 | 0.0051583 | 745.3353 | 0.0013044 | 532.5553 | -0.0012589 | 748.1805 | 0.0004629 | 746.0495 | 0.029183 | 532.5553 | 0 | 912.6652 | 0.0083957 |  |  | 1156.9418 | 0.1337 | 1019.1033 | 0.011807 | 1082.614 | 0 | 1081.9244 | 0 | 1081.918 | 0.0042989 | 532.555 | 0.035169 | 533.0905 | 2.0865 | 532.5553 | 7.6172 | 532.5553 | 3.1244 | 533.0905 | #REF! | 532.5553 | 12.1443 | 529.9742 | 0.22212
| 294.1481 | 0.0054791 | 294.1481 | -0.0077943 | 294.1481 | 0.16001 | 294.1481 | 1.3124 | 294.1481 | 0.75478 | 294.1481 | 0 | 494.7846 | 0 | 532.7812 | 0.21699 | 294.1481 | -0.09405 | 494.7846 | 0 | 532.7812 | -0.028163 | 532.7812 | 0.021575 | 526.4785 | 0.0065108 | 532.7812 | 0.049977 | 532.7812 | 0.017292 | 533.316 | 0.013812 | 531.5021 | 0.028063 | 532.7812 | 0.038108 | 533.316 | 0.007476 | 533.316 | 0.10217 | 533.316 | 0.1962 | 494.7846 | 3.5494 | 533.316 | 1.4564 | 533.316 | 5.32 |  |  | 532.7812 | 7.4943 | 527.53 | -0.01947 | 533.316 | 0 | 532.7812 | 0.27172 | 495.3799 | 0.00094478 | 533.316 | 0 | 533.316 | 0 | 532.7812 | -0.020719 | 533.316 | -0.0046561 | 533.316 | -0.0045529 | 533.316 | -0.011808 | 746.214 | 0.86963 | 532.7812 | -0.024048 | 532.7812 | -0.0026284 | 533.316 | -0.0091309 | 745.4999 | 0 | 532.7812 | -0.012052 | 748.3457 | 0.00041024 | 746.214 | 0.030167 | 532.7812 | 0 | 912.7482 | 0.0086439 |  |  | 1157.0073 | 0.1341 | 1019.1161 | 0.01176 | 1082.6715 | 0 | 1081.9818 | 0 | 1081.9752 | 0.0042955 | 532.781 | 0.035361 | 533.316 | 2.0733 | 532.7812 | 7.5664 | 532.7812 | 3.1235 | 533.316 | #REF! | 532.7812 | 12.009 | 530.1991 | 0.2237
| 294.2241 | 0.0068592 | 294.2241 | -0.010282 | 294.2241 | 0.16006 | 294.2241 | 1.3157 | 294.2241 | 0.78166 | 294.2241 | 0 | 494.8985 | 0.0080204 | 533.007 | 0.22287 | 294.2241 | -0.04336 | 494.8985 | 0.042557 | 533.007 | 0.19002 | 533.007 | 0.050578 | 526.7026 | 0.036273 | 533.007 | 0.13114 | 533.007 | 0.1074 | 533.5416 | 0.085789 | 531.7262 | 0.065097 | 533.007 | 0.13688 | 533.5416 | 0.077805 | 533.5416 | 0.12984 | 533.5416 | 0.20226 | 494.8985 | 3.5277 | 533.5416 | 1.4437 | 533.5416 | 5.236 |  |  | 533.007 | 7.5509 | 527.76 | 0.0078116 | 533.5416 | 0.01069 | 533.007 | 0.28867 | 495.4964 | 0.0004581 | 533.5416 | 0.03581 | 533.5416 | 0.012325 | 533.007 | 0.022091 | 533.5416 | 0.0025893 | 533.5416 | 0.0010198 | 533.5416 | 0.0060429 | 746.3785 | 0.89729 | 533.007 | 0.0094381 | 533.007 | 0.011668 | 533.5416 | 0.0095157 | 745.6644 | 0.0018258 | 533.007 | 0.029051 | 748.511 | 0.00040805 | 746.3785 | 0.028309 | 533.007 | 0.0090425 | 912.8311 | 0.0084502 |  |  | 1157.0729 | 0.13451 | 1019.1288 | 0.011713 | 1082.7289 | 0 | 1082.0392 | 0 | 1082.0326 | 0.0042785 | 533.007 | 0.03863 | 533.5416 | 2.0737 | 533.007 | 7.6088 | 533.007 | 3.1235 | 533.5416 | #REF! | 533.007 | 12.0782 | 530.424 | 0.22553
| 294.3001 | 0.0056361 | 294.3001 | 0.082951 | 294.3001 | 0.15861 | 294.3001 | 1.2806 | 294.3001 | 0.77801 | 294.3001 | 0 | 495.0124 | 0 | 533.2328 | 0.22289 | 294.3001 | -0.07589 | 495.0124 | 0 | 533.2328 | -0.070837 | 533.2328 | 0.019254 | 526.9269 | 0.0047585 | 533.2328 | 0.04716 | 533.2328 | 0.033236 | 533.7671 | 0.026548 | 531.9503 | 0.023742 | 533.2328 | 0.045762 | 533.7671 | 0.031677 | 533.7671 | 0.093616 | 533.7671 | 0.18528 | 495.0124 | 3.6007 | 533.7671 | 1.3887 | 533.7672 | 5.1313 |  |  | 533.2328 | 7.4446 | 527.98 | -0.0019821 | 533.7671 | 0 | 533.2328 | 0.28775 | 495.6129 | 0.00092458 | 533.7671 | 0 | 533.7672 | 0 | 533.2328 | -0.0073981 | 533.7671 | -0.0050464 | 533.7671 | -0.0037369 | 533.7671 | -0.015177 | 746.543 | 0.90044 | 533.2328 | -0.020716 | 533.2328 | -0.019784 | 533.7672 | 0.0015833 | 745.8289 | 0 | 533.2328 | -0.011666 | 748.6763 | 0.000532 | 746.543 | 0.03115 | 533.2328 | 0.0054338 | 912.914 | 0.0079145 |  |  | 1157.1384 | 0.13491 | 1019.1415 | 0.011668 | 1082.7864 | 0 | 1082.0966 | 0 | 1082.09 | 0.0042432 | 533.233 | 0.037693 | 533.7671 | 2.065 | 533.2328 | 7.5749 | 533.2328 | 3.1129 | 533.7672 | #REF! | 533.2328 | 12.0094 | 530.6489 | 0.22587
| 294.3761 | 0.0066113 | 294.3761 | 0.05254 | 294.3761 | 0.15795 | 294.3761 | 1.2892 | 294.3761 | 0.79766 | 294.3761 | 0 | 495.1262 | 0.022678 | 533.4587 | 0.21379 | 294.3761 | -0.03108 | 495.1262 | 0.0040996 | 533.4587 | 0.11557 | 533.4587 | 0.043027 | 527.1511 | 0.03155 | 533.4587 | 0.12601 | 533.4587 | 0.092733 | 533.9927 | 0.074073 | 532.1745 | 0.042532 | 533.4587 | 0.12932 | 533.9927 | 0.076451 | 533.9927 | 0.11334 | 533.9927 | 0.18965 | 495.1262 | 3.6168 | 533.9927 | 1.379 | 533.9927 | 5.0639 |  |  | 533.4587 | 7.4409 | 528.21 | -0.0033811 | 533.9927 | 0.010539 | 533.4587 | 0.29247 | 495.7294 | 0.0004722 | 533.9927 | 0.025963 | 533.9927 | 0.015348 | 533.4587 | 0.012741 | 533.9927 | 0.0028726 | 533.9927 | -7.2128e-05 | 533.9927 | 0.0032876 | 746.7075 | 0.90236 | 533.4587 | 0.0073895 | 533.4587 | 0.01746 | 533.9927 | 0.0047727 | 745.9935 | 0.0018258 | 533.4587 | 0.0088179 | 748.8415 | 0.00025339 | 746.7075 | 0.029511 | 533.4587 | 0 | 912.9969 | 0.0077655 |  |  | 1157.2041 | 0.13532 | 1019.1542 | 0.011625 | 1082.8438 | 0 | 1082.1539 | 0 | 1082.1473 | 0.0041898 | 533.459 | 0.038654 | 533.9927 | 2.066 | 533.4587 | 7.5671 | 533.4587 | 3.1147 | 533.9927 | #REF! | 533.4587 | 12.0141 | 530.8738 | 0.22714
| 294.4521 | 0.0051981 | 294.4521 | -0.01262 | 294.4521 | 0.15687 | 294.4521 | 1.252 | 294.4521 | 0.80077 | 294.4521 | 0 | 495.2401 | 0 | 533.6845 | 0.20578 | 294.4521 | -0.07742 | 495.2401 | 0 | 533.6845 | 0.061099 | 533.6845 | 0.01794 | 527.3754 | 0.012587 | 533.6845 | 0.040686 | 533.6845 | -0.00054629 | 534.2183 | -0.00043636 | 532.3986 | 0.034001 | 533.6845 | 0.058485 | 534.2182 | 0.0038413 | 534.2182 | 0.090845 | 534.2182 | 0.17787 | 495.2401 | 3.6442 | 534.2183 | 1.3373 | 534.2183 | 4.9611 |  |  | 533.6845 | 7.3811 | 528.43 | -0.010726 | 534.2182 | 0 | 533.6845 | 0.29536 | 495.846 | 0.0009665 | 534.2182 | 0 | 534.2183 | 0 | 533.6845 | -0.0015753 | 534.2182 | -0.0041857 | 534.2182 | -0.001523 | 534.2182 | -0.0068427 | 746.872 | 0.91459 | 533.6845 | -0.01259 | 533.6845 | -0.0064118 | 534.2183 | 0.00080783 | 746.1581 | 0 | 533.6845 | -0.014846 | 749.0068 | 0.0006022 | 746.872 | 0.03115 | 533.6845 | 0.0018125 | 913.0799 | 0.0080175 |  |  | 1157.2696 | 0.13572 | 1019.1669 | 0.011582 | 1082.9012 | 0 | 1082.2113 | 0 | 1082.2047 | 0.0041217 | 533.685 | 0.040073 | 534.2183 | 2.051 | 533.6845 | 7.5885 | 533.6845 | 3.1218 | 534.2183 | #REF! | 533.6845 | 12.0049 | 531.0988 | 0.22606
| 294.5281 | 0.0066031 | 294.5281 | 0.037445 | 294.5281 | 0.15567 | 294.5281 | 1.2661 | 294.5281 | 0.82182 | 294.5281 | 0 | 495.354 | 0.0048591 | 533.9104 | 0.23695 | 294.5281 | -0.04581 | 495.354 | 0.019753 | 533.9104 | 0.1745 | 533.9104 | 0.048852 | 527.5996 | 0.032679 | 533.9104 | 0.12382 | 533.9104 | 0.12665 | 534.4438 | 0.10117 | 532.6228 | 0.050963 | 533.9104 | 0.1394 | 534.4438 | 0.080355 | 534.4438 | 0.11714 | 534.4438 | 0.18412 | 495.354 | 3.6797 | 534.4438 | 1.3236 | 534.4438 | 4.9023 |  |  | 533.9104 | 7.408 | 528.66 | 0.0018654 | 534.4438 | 0.01067 | 533.9104 | 0.31018 | 495.9625 | 0.00050154 | 534.4438 | 0.020175 | 534.4438 | 0.01018 | 533.9104 | 0.031083 | 534.4438 | 0.0050256 | 534.4438 | 0.0019395 | 534.4438 | 0.008052 | 747.0365 | 0.90668 | 533.9104 | 0.015678 | 533.9104 | 0.0031104 | 534.4438 | 0.00029912 | 746.3226 | 0.0018258 | 533.9104 | 0.019518 | 749.1721 | 0.00029397 | 747.0365 | 0.029402 | 533.9104 | 0.0090425 | 913.1628 | 0.0081178 |  |  | 1157.3352 | 0.13613 | 1019.1797 | 0.011541 | 1082.9586 | 0 | 1082.2687 | 0 | 1082.2621 | 0.0040478 | 533.91 | 0.041275 | 534.4438 | 2.0663 | 533.9104 | 7.5758 | 533.9104 | 3.1271 | 534.4438 | #REF! | 533.9104 | 12.0062 | 531.3237 | 0.22684
| 294.6041 | 0.0053552 | 294.6041 | 0.043027 | 294.6041 | 0.15399 | 294.6041 | 1.2301 | 294.6041 | 0.82337 | 294.6041 | 0 | 495.4679 | 0 | 534.1363 | 0.20491 | 294.6041 | -0.09868 | 495.4679 | 0 | 534.1363 | -0.03002 | 534.1363 | 0.020531 | 527.8239 | 0.0051823 | 534.1363 | 0.041183 | 534.1363 | -0.042475 | 534.6694 | -0.033928 | 532.847 | 0.010643 | 534.1363 | 0.012419 | 534.6694 | 0.015199 | 534.6694 | 0.085074 | 534.6694 | 0.17456 | 495.4679 | 3.6363 | 534.6694 | 1.2731 | 534.6694 | 4.8184 |  |  | 534.1363 | 7.3667 | 528.89 | -0.0047802 | 534.6694 | 0.00030488 | 534.1363 | 0.31241 | 496.079 | 0.00095012 | 534.6694 | 0 | 534.6694 | 0 | 534.1363 | -0.021482 | 534.6694 | -0.0053763 | 534.6694 | -0.0020008 | 534.6694 | -0.0039997 | 747.201 | 0.93018 | 534.1363 | -0.019032 | 534.1363 | -0.017373 | 534.6694 | -0.0025487 | 746.4872 | 0 | 534.1363 | -0.03432 | 749.3374 | 0.00052652 | 747.201 | 0.030604 | 534.1363 | 0 | 913.2458 | 0.0083181 |  |  | 1157.4009 | 0.13653 | 1019.1924 | 0.011501 | 1083.0161 | 0 | 1082.326 | 0 | 1082.3195 | 0.0039762 | 534.136 | 0.037981 | 534.6694 | 2.0555 | 534.1363 | 7.618 | 534.1363 | 3.1005 | 534.6694 | #REF! | 534.1363 | 12.0284 | 531.5487 | 0.22761
| 294.6801 | 0.0065948 | 294.6801 | 0.036445 | 294.6801 | 0.15322 | 294.6801 | 1.2379 | 294.6801 | 0.84643 | 294.6801 | 0 | 495.5818 | 0.0090743 | 534.3622 | 0.2178 | 294.6801 | -0.04039 | 495.5818 | 0.03138 | 534.3622 | 0.096556 | 534.3622 | 0.046867 | 528.0482 | 0.030953 | 534.3622 | 0.13114 | 534.3622 | 0.098323 | 534.895 | 0.078538 | 533.0711 | 0.060445 | 534.3622 | 0.15535 | 534.895 | 0.079354 | 534.895 | 0.11757 | 534.895 | 0.17669 | 495.5818 | 3.7395 | 534.895 | 1.2595 | 534.895 | 4.7475 |  |  | 534.3622 | 7.3374 | 529.11 | 0.015157 | 534.895 | 0.0062998 | 534.3622 | 0.32651 | 496.1956 | 0.00045276 | 534.895 | 0.028056 | 534.895 | 0.01226 | 534.3622 | 0.025594 | 534.895 | 0.00075622 | 534.895 | -0.0020905 | 534.895 | 0.0044441 | 747.3655 | 0.93071 | 534.3622 | 0.0087595 | 534.3622 | 0.00018741 | 534.895 | -6.1713e-05 | 746.6517 | 0.0023475 | 534.3622 | 0.0037239 | 749.5027 | 0.00037953 | 747.3655 | 0.029183 | 534.3622 | 0 | 913.3289 | 0.0080279 |  |  | 1157.4664 | 0.13694 | 1019.2051 | 0.011463 | 1083.0736 | 0 | 1082.3834 | 0 | 1082.3768 | 0.0039205 | 534.362 | 0.039832 | 534.895 | 2.0579 | 534.3622 | 7.64 | 534.3622 | 3.0837 | 534.895 | #REF! | 534.3622 | 12.0746 | 531.7737 | 0.22875
| 294.7561 | 0.0049172 | 294.7561 | -0.0058918 | 294.7561 | 0.15179 | 294.7561 | 1.1941 | 294.7561 | 0.84074 | 294.7561 | 0 | 495.6957 | 0 | 534.5881 | 0.20023 | 294.7561 | -0.07324 | 495.6957 | 0 | 534.5881 | -0.0074435 | 534.5882 | 0.024402 | 528.2725 | -0.0051975 | 534.5881 | 0.043419 | 534.5882 | -0.023213 | 535.1206 | -0.018542 | 533.2953 | 0.029432 | 534.5882 | 0.087333 | 535.1207 | 0.013931 | 535.1207 | 0.083191 | 535.1207 | 0.16484 | 495.6957 | 3.7143 | 535.1206 | 1.2238 | 535.1207 | 4.6841 |  |  | 534.5881 | 7.308 | 529.34 | -0.015623 | 535.1207 | 0 | 534.5882 | 0.32306 | 496.3121 | 0.00098594 | 535.1207 | 0 | 535.1207 | 0 | 534.5882 | -0.018542 | 535.1207 | -0.0046631 | 535.1207 | -0.0026008 | 535.1207 | -0.0036816 | 747.53 | 0.93488 | 534.5881 | -0.01973 | 534.5881 | -0.0088337 | 535.1207 | -0.0045703 | 746.8163 | 0 | 534.5881 | -0.038187 | 749.668 | 0.00047167 | 747.53 | 0.030823 | 534.5882 | 0 | 913.4119 | 0.0071372 |  |  | 1157.5321 | 0.13734 | 1019.2178 | 0.011427 | 1083.1311 | 0 | 1082.4408 | 0 | 1082.4343 | 0.003891 | 534.588 | 0.038703 | 535.1206 | 2.0632 | 534.5882 | 7.6185 | 534.5882 | 3.0615 | 535.1207 | #REF! | 534.5882 | 12.0588 | 531.9987 | 0.2288
| 294.8321 | 0.0069501 | 294.8321 | 0.012239 | 294.8321 | 0.15179 | 294.8321 | 1.1998 | 294.8321 | 0.87196 | 294.8321 | 0 | 495.8096 | 0.011182 | 534.8141 | 0.22066 | 294.8321 | -0.0222 | 495.8096 | 0.026437 | 534.8141 | 0.15436 | 534.8141 | 0.041697 | 528.4968 | 0.02895 | 534.8141 | 0.12894 | 534.8141 | 0.11551 | 535.3463 | 0.092264 | 533.5195 | 0.049325 | 534.8141 | 0.15367 | 535.3463 | 0.076282 | 535.3463 | 0.11389 | 535.3463 | 0.17198 | 495.8096 | 3.7339 | 535.3463 | 1.2226 | 535.3463 | 4.6268 |  |  | 534.8141 | 7.3468 | 529.56 | -0.0054798 | 535.3463 | 0.01102 | 534.8141 | 0.33321 | 496.4286 | 0.00053851 | 535.3463 | 0.020778 | 535.3463 | 0.014878 | 534.8141 | 0.03142 | 535.3463 | 0.0041287 | 535.3463 | 0.0022527 | 535.3463 | 0.010144 | 747.6945 | 0.95484 | 534.8141 | 0.0066393 | 534.8141 | -0.013633 | 535.3463 | 0.0046936 | 746.9809 | 0.0028693 | 534.8141 | 0.028593 | 749.8333 | 0.00039928 | 747.6945 | 0.029292 | 534.8141 | 0 | 913.4949 | 0.007411 |  |  | 1157.5977 | 0.13775 | 1019.2306 | 0.011392 | 1083.1885 | 0 | 1082.4983 | 0 | 1082.4917 | 0.0038932 | 534.814 | 0.041323 | 535.3463 | 2.0722 | 534.8141 | 7.7229 | 534.8141 | 3.0659 | 535.3463 | #REF! | 534.8141 | 12.2048 | 532.2237 | 0.22684
| 294.9081 | 0.0051651 | 294.9081 | 0.077806 | 294.9081 | 0.14983 | 294.9081 | 1.178 | 294.9081 | 0.87151 | 294.9082 | 0 | 495.9235 | 0 | 535.04 | 0.20291 | 294.9081 | -0.06452 | 495.9235 | 0 | 535.04 | -0.040402 | 535.04 | 0.015848 | 528.7211 | 0.013185 | 535.04 | 0.038669 | 535.04 | -0.029828 | 535.5719 | -0.023826 | 533.7437 | 0.023085 | 535.04 | 0.0070846 | 535.5719 | 0.01903 | 535.5719 | 0.086534 | 535.5719 | 0.1552 | 495.9235 | 3.781 | 535.5719 | 1.1965 | 535.5719 | 4.5865 |  |  | 535.04 | 7.4021 | 529.79 | -0.016322 | 535.5719 | 0 | 535.04 | 0.34057 | 496.5452 | 0.0010313 | 535.5719 | 0 | 535.5719 | 0 | 535.04 | -0.02549 | 535.5719 | -0.0062934 | 535.5719 | -0.0035139 | 535.5719 | -0.010467 | 747.859 | 0.98939 | 535.04 | -0.021347 | 535.04 | -0.0038114 | 535.5719 | -0.0076671 | 747.1455 | 0 | 535.04 | -0.0073526 | 749.9986 | 0.00050677 | 747.859 | 0.03126 | 535.04 | 0 | 913.5779 | 0.0081636 |  |  | 1157.6633 | 0.13815 | 1019.2433 | 0.011359 | 1083.246 | 0 | 1082.5557 | 0 | 1082.5491 | 0.0039307 | 535.04 | 0.036419 | 535.5719 | 2.0863 | 535.04 | 7.7482 | 535.04 | 3.0606 | 535.5719 | #REF! | 535.04 | 12.2167 | 532.4487 | 0.22592
| 294.9842 | 0.0059832 | 294.9842 | 0.041243 | 294.9842 | 0.14903 | 294.9842 | 1.1814 | 294.9842 | 0.89312 | 294.9842 | 0 | 496.0374 | 0.0020491 | 535.266 | 0.21677 | 294.9842 | -0.02057 | 496.0374 | 0.029446 | 535.266 | 0.12728 | 535.266 | 0.042537 | 528.9454 | 0.037828 | 535.266 | 0.12089 | 535.266 | 0.092296 | 535.7976 | 0.073724 | 533.968 | 0.047867 | 535.266 | 0.14528 | 535.7976 | 0.057838 | 535.7976 | 0.109 | 535.7976 | 0.16112 | 496.0374 | 3.9839 | 535.7976 | 1.1757 | 535.7976 | 4.5345 |  |  | 535.266 | 7.3926 | 530.02 | -0.00513 | 535.7976 | 0.013891 | 535.266 | 0.34787 | 496.6617 | 0.00049964 | 535.7976 | 0.014154 | 535.7976 | 0.015429 | 535.266 | 0.032861 | 535.7976 | 0.00055706 | 535.7976 | 0.00078961 | 535.7976 | 0.0087749 | 748.0236 | 0.99158 | 535.266 | 0.01233 | 535.266 | -0.0037301 | 535.7976 | 0.0087771 | 747.3101 | 0.0023475 | 535.266 | 0.016019 | 750.164 | 0.00030713 | 748.0236 | 0.029402 | 535.266 | 0 | 913.661 | 0.0081332 |  |  | 1157.729 | 0.13856 | 1019.256 | 0.011327 | 1083.3035 | 0 | 1082.613 | 0 | 1082.6064 | 0.0039989 | 535.266 | 0.037044 | 535.7976 | 2.0912 | 535.266 | 7.734 | 535.266 | 3.0544 | 535.7976 | #REF! | 535.266 | 12.2082 | 532.6737 | 0.22666
| 295.0602 | 0.0044213 | 295.0602 | -0.0067239 | 295.0602 | 0.14643 | 295.0602 | 1.1392 | 295.0602 | 0.88749 | 295.0602 | 0 | 496.1513 | 0 | 535.4919 | 0.20609 | 295.0602 | -0.06877 | 496.1513 | 0 | 535.4919 | 0.0010549 | 535.4919 | 0.011787 | 529.1697 | 0.018444 | 535.4919 | 0.043872 | 535.4919 | 0.031157 | 536.0232 | 0.024888 | 534.1922 | 0.020776 | 535.4919 | 0.035511 | 536.0233 | 0 | 536.0233 | 0.082052 | 536.0233 | 0.15576 | 496.1513 | 3.9255 | 536.0232 | 1.1535 | 536.0232 | 4.4948 |  |  | 535.4919 | 7.4118 | 530.24 | -0.0037309 | 536.0233 | 0 | 535.4919 | 0.35924 | 496.7783 | 0.0010233 | 536.0233 | 0 | 536.0232 | 0 | 535.4919 | -0.010297 | 536.0233 | -0.0052511 | 536.0233 | -0.0029159 | 536.0233 | -0.0058574 | 748.1881 | 0.99137 | 535.4919 | -0.020055 | 535.4919 | 0.00077396 | 536.0233 | -0.0053501 | 747.4747 | 0 | 535.4919 | -0.018238 | 750.3293 | 0.00055613 | 748.1881 | 0.031916 | 535.4919 | 0 | 913.7441 | 0.0078106 |  |  | 1157.7947 | 0.13896 | 1019.2687 | 0.011297 | 1083.361 | 0 | 1082.6705 | 0 | 1082.6639 | 0.0040876 | 535.492 | 0.036876 | 536.0232 | 2.1031 | 535.4919 | 7.7605 | 535.4919 | 3.0465 | 536.0233 | #REF! | 535.4919 | 12.2029 | 532.8987 | 0.22658
| 295.1362 | 0.0065452 | 295.1362 | -0.014256 | 295.1362 | 0.14566 | 295.1362 | 1.1553 | 295.1362 | 0.91384 | 295.1362 | 0 | 496.2652 | 0.015748 | 535.7179 | 0.21506 | 295.1362 | -0.02831 | 496.2652 | 0.039548 | 535.7179 | 0.12281 | 535.7179 | 0.055112 | 529.394 | 0.036598 | 535.7179 | 0.12162 | 535.7179 | 0.10943 | 536.2489 | 0.087408 | 534.4164 | 0.047831 | 535.7179 | 0.13856 | 536.2489 | 0.076728 | 536.2489 | 0.10752 | 536.2489 | 0.16166 | 496.2652 | 3.9952 | 536.2489 | 1.1516 | 536.2489 | 4.4541 |  |  | 535.7179 | 7.4223 | 530.47 | -0.0033811 | 536.2489 | 0.013389 | 535.7179 | 0.36466 | 496.8949 | 0.00052899 | 536.2489 | 0.027662 | 536.2489 | 0.014237 | 535.7179 | 0.014945 | 536.2489 | 0.001475 | 536.2489 | 0.0020129 | 536.2489 | 0.010561 | 748.3526 | 0.9951 | 535.7179 | 0.0050753 | 535.7179 | 0.017725 | 536.2489 | 0.0043678 | 747.6393 | 0.0023475 | 535.7179 | 0.010044 | 750.4946 | 0.00036637 | 748.3526 | 0.030057 | 535.7179 | 0.0090425 | 913.8271 | 0.0079299 |  |  | 1157.8602 | 0.13936 | 1019.2814 | 0.011269 | 1083.4185 | 0 | 1082.7279 | 0 | 1082.7213 | 0.0041842 | 535.718 | 0.043102 | 536.2489 | 2.1162 | 535.7179 | 7.7917 | 535.7179 | 3.0615 | 536.2489 | #REF! | 535.7179 | 12.2303 | 533.1238 | 0.2276
| 295.2123 | 0.004504 | 295.2123 | 0.045081 | 295.2123 | 0.14347 | 295.2123 | 1.1246 | 295.2123 | 0.92719 | 295.2123 | 0 | 496.3791 | 0 | 535.9439 | 0.20436 | 295.2123 | -0.04155 | 496.3791 | 0 | 535.9439 | 0.035802 | 535.9439 | 0.028005 | 529.6184 | 0.013258 | 535.9439 | 0.041333 | 535.9439 | 0.023957 | 536.4746 | 0.019136 | 534.6407 | 0.011136 | 535.9439 | 0.071202 | 536.4746 | 0.015927 | 536.4746 | 0.073465 | 536.4746 | 0.14982 | 496.3791 | 3.9557 | 536.4746 | 1.1191 | 536.4746 | 4.3996 |  |  | 535.9439 | 7.4016 | 530.7 | 0.014458 | 536.4746 | 0.0017196 | 535.9439 | 0.3843 | 497.0114 | 0.001045 | 536.4746 | 0 | 536.4746 | 0 | 535.9439 | -0.0077129 | 536.4746 | -0.0044476 | 536.4746 | -0.0016129 | 536.4746 | -0.0048598 | 748.5172 | 1.0172 | 535.9439 | -0.020515 | 535.9439 | 0.0037778 | 536.4746 | -0.0053462 | 747.8039 | 0 | 535.9439 | -0.020373 | 750.66 | 0.00052981 | 748.5172 | 0.031588 | 535.9439 | 0 | 913.9103 | 0.0088699 |  |  | 1157.9259 | 0.13977 | 1019.2942 | 0.011243 | 1083.476 | 0 | 1082.7854 | 0 | 1082.7788 | 0.0042751 | 535.944 | 0.037477 | 536.4746 | 2.1274 | 535.9439 | 7.7439 | 535.9439 | 3.0447 | 536.4746 | #REF! | 535.9439 | 12.182 | 533.3489 | 0.22444
| 295.2883 | 0.0060989 | 295.2883 | 0.092177 | 295.2883 | 0.14341 | 295.2883 | 1.1333 | 295.2883 | 0.94431 | 295.2883 | 0 | 496.493 | 0.017505 | 536.1699 | 0.227 | 295.2883 | -0.00945 | 496.493 | 0.03396 | 536.1699 | 0.203 | 536.1699 | 0.04535 | 529.8428 | 0.036347 | 536.1699 | 0.13041 | 536.1699 | 0.1378 | 536.7003 | 0.11007 | 534.8649 | 0.045123 | 536.1699 | 0.12428 | 536.7003 | 0.067594 | 536.7003 | 0.10604 | 536.7003 | 0.15663 | 496.493 | 4.0438 | 536.7003 | 1.1072 | 536.7003 | 4.334 |  |  | 536.1699 | 7.4237 | 530.92 | -0.022969 | 536.7003 | 0.015396 | 536.1699 | 0.3945 | 497.128 | 0.00052441 | 536.7003 | 0.029964 | 536.7003 | 0.014351 | 536.1699 | 0.035523 | 536.7003 | 0.0034127 | 536.7003 | 0.0026783 | 536.7003 | 0.0033882 | 748.6817 | 1.011 | 536.1699 | 0.0079893 | 536.1699 | 0.016101 | 536.7003 | 0.0078443 | 747.9685 | 0.0018258 | 536.1699 | 0.039798 | 750.8253 | 0.00029178 | 748.6817 | 0.02962 | 536.1699 | 0.0090425 | 913.9934 | 0.008975 |  |  | 1157.9916 | 0.14017 | 1019.3069 | 0.011219 | 1083.5334 | 0 | 1082.8428 | 0 | 1082.8362 | 0.0043489 | 536.17 | 0.044183 | 536.7003 | 2.125 | 536.1699 | 7.7633 | 536.1699 | 3.0491 | 536.7003 | #REF! | 536.1699 | 12.1992 | 533.5739 | 0.22442
| 295.3644 | 0.0049254 | 295.3643 | 0.032876 | 295.3644 | 0.14139 | 295.3644 | 1.1087 | 295.3644 | 0.95417 | 295.3644 | 0 | 496.6069 | 0 | 536.3959 | 0.20248 | 295.3644 | -0.04445 | 496.6069 | 0 | 536.3959 | -0.061539 | 536.3959 | 0.01258 | 530.0672 | 0.013691 | 536.3959 | 0.037289 | 536.3959 | 0.015003 | 536.9261 | 0.011984 | 535.0892 | 0.010041 | 536.3959 | 0.056364 | 536.926 | 0.026692 | 536.926 | 0.076699 | 536.926 | 0.14624 | 496.6069 | 4.0216 | 536.9261 | 1.071 | 536.926 | 4.265 |  |  | 536.3959 | 7.4274 | 531.15 | -0.012475 | 536.926 | 0 | 536.3959 | 0.39247 | 497.2446 | 0.0010389 | 536.926 | 0 | 536.926 | 0 | 536.3959 | -0.014738 | 536.926 | -0.0043811 | 536.926 | -0.0023131 | 536.926 | -0.0062773 | 748.8463 | 1.0301 | 536.3959 | -0.013836 | 536.3959 | -0.0090476 | 536.926 | 0.0027956 | 748.1331 | 0 | 536.3959 | -0.033269 | 750.9907 | 0.00054187 | 748.8463 | 0.032134 | 536.3959 | 0 | 914.0765 | 0.0081281 |  |  | 1158.0573 | 0.14058 | 1019.3196 | 0.011197 | 1083.5911 | 0 | 1082.9003 | 0 | 1082.8937 | 0.0043967 | 536.396 | 0.03863 | 536.9261 | 2.1248 | 536.3959 | 7.7861 | 536.3959 | 3.0527 | 536.926 | #REF! | 536.3959 | 12.1992 | 533.799 | 0.22387
| 295.4404 | 0.0055205 | 295.4404 | -0.023954 | 295.4404 | 0.14019 | 295.4404 | 1.11 | 295.4404 | 0.97931 | 295.4404 | 0 | 496.7208 | 0.028347 | 536.622 | 0.21852 | 295.4404 | -0.00308 | 496.7208 | 0.046211 | 536.622 | 0.1355 | 536.622 | 0.038754 | 530.2916 | 0.034802 | 536.622 | 0.11502 | 536.622 | 0.087465 | 537.1518 | 0.069865 | 535.3135 | 0.047824 | 536.622 | 0.15451 | 537.1518 | 0.088089 | 537.1518 | 0.095206 | 537.1518 | 0.14743 | 496.7208 | 4.112 | 537.1518 | 1.0667 | 537.1518 | 4.2238 |  |  | 536.622 | 7.4247 | 531.37 | -0.0061794 | 537.1518 | 0.01361 | 536.622 | 0.40642 | 497.3611 | 0.00052174 | 537.1518 | 0.030027 | 537.1518 | 0.011354 | 536.622 | 0.027198 | 537.1518 | 0.002848 | 537.1518 | -0.00054645 | 537.1518 | 0.0081547 | 749.0108 | 1.0322 | 536.622 | 0.0076449 | 536.622 | 0.011123 | 537.1518 | 0.0010403 | 748.2977 | 0.00078262 | 536.622 | 0.015073 | 751.1561 | 0.00033017 | 749.0108 | 0.030385 | 536.622 | 0 | 914.1597 | 0.0074704 |  |  | 1158.123 | 0.14098 | 1019.3323 | 0.011176 | 1083.6486 | 0 | 1082.9576 | 0 | 1082.951 | 0.0044182 | 536.622 | 0.038678 | 537.1518 | 2.1347 | 536.622 | 7.7742 | 536.622 | 3.0544 | 537.1518 | #REF! | 536.622 | 12.1973 | 534.0241 | 0.22474
| 295.5165 | 0.0047601 | 295.5164 | 0.040588 | 295.5165 | 0.13768 | 295.5165 | 1.0934 | 295.5165 | 0.97773 | 295.5165 | 0 | 496.8348 | 0 | 536.848 | 0.22048 | 295.5165 | -0.0472 | 496.8348 | 0 | 536.848 | 0.072271 | 536.848 | 0.021622 | 530.5159 | 0.0014867 | 536.848 | 0.042646 | 536.848 | 0.022247 | 537.3775 | 0.017771 | 535.5378 | 0.021587 | 536.848 | 0.070848 | 537.3775 | 0 | 537.3775 | 0.07745 | 537.3775 | 0.14237 | 496.8348 | 4.0708 | 537.3775 | 1.0443 | 537.3775 | 4.1796 |  |  | 536.848 | 7.4743 | 531.6 | -0.017023 | 537.3775 | 0.00608 | 536.848 | 0.41819 | 497.4777 | 0.00099013 | 537.3775 | 0 | 537.3775 | 0 | 536.848 | -0.022139 | 537.3775 | 0.00098447 | 537.3775 | -0.0013168 | 537.3775 | -0.0024025 | 749.1754 | 1.0232 | 536.848 | -0.016253 | 536.848 | 0.0017382 | 537.3775 | 0.00097766 | 748.4623 | 0 | 536.848 | -0.00027776 | 751.3214 | 0.00061646 | 749.1754 | 0.032353 | 536.848 | 0.0072445 | 914.2429 | 0.0076799 |  |  | 1158.1887 | 0.14139 | 1019.3451 | 0.011158 | 1083.7061 | 0 | 1083.0151 | 0 | 1083.0085 | 0.0044148 | 536.848 | 0.042573 | 537.3775 | 2.1463 | 536.848 | 7.8274 | 536.848 | 3.0527 | 537.3775 | #REF! | 536.848 | 12.2248 | 534.2492 | 0.22594
| 295.5925 | 0.0059998 | 295.5925 | 0.061281 | 295.5925 | 0.13779 | 295.5925 | 1.088 | 295.5925 | 1.0026 | 295.5925 | 0 | 496.9487 | 0.0090743 | 537.0741 | 0.21285 | 295.5925 | 0.00201 | 496.9487 | 0.044277 | 537.0741 | 0.097511 | 537.0741 | 0.025224 | 530.7404 | 0.046775 | 537.0741 | 0.11502 | 537.0741 | 0.10537 | 537.6033 | 0.08417 | 535.7621 | 0.066159 | 537.0741 | 0.11001 | 537.6033 | 0.069921 | 537.6033 | 0.1004 | 537.6033 | 0.14386 | 496.9487 | 4.2577 | 537.6033 | 1.0435 | 537.6033 | 4.1645 |  |  | 537.0741 | 7.5203 | 531.83 | -0.018072 | 537.6033 | 0.012872 | 537.0741 | 0.42803 | 497.5943 | 0.00047563 | 537.6033 | 0.026499 | 537.6033 | 0.0094537 | 537.0741 | 0.013798 | 537.6033 | 0.003646 | 537.6033 | -0.00042502 | 537.6033 | 0.0050648 | 749.34 | 1.0678 | 537.0741 | 0.0048814 | 537.0741 | 0.010838 | 537.6033 | 0.0057168 | 748.627 | 0.0018258 | 537.0741 | 0.019066 | 751.4868 | 0.00027313 | 749.34 | 0.029402 | 537.0741 | 0 | 914.326 | 0.0081955 |  |  | 1158.2544 | 0.14179 | 1019.3578 | 0.011141 | 1083.7637 | 0 | 1083.0726 | 0 | 1083.066 | 0.0043944 | 537.074 | 0.037933 | 537.6033 | 2.1717 | 537.0741 | 7.8836 | 537.0741 | 3.0438 | 537.6033 | #REF! | 537.0741 | 12.2668 | 534.4743 | 0.22652
| 295.6686 | 0.0037189 | 295.6686 | -0.015104 | 295.6686 | 0.13603 | 295.6686 | 1.044 | 295.6686 | 0.99036 | 295.6686 | 0 | 497.0626 | 0 | 537.3001 | 0.19297 | 295.6686 | -0.05236 | 497.0626 | 0 | 537.3001 | -0.057028 | 537.3001 | 0.023296 | 530.9648 | 0.013731 | 537.3001 | 0.047428 | 537.3001 | -0.0092834 | 537.829 | -0.0074154 | 535.9864 | 0.012097 | 537.3001 | 0.011221 | 537.829 | 0.005149 | 537.829 | 0.080685 | 537.829 | 0.13419 | 497.0626 | 4.1946 | 537.829 | 1.011 | 537.829 | 4.1081 |  |  | 537.3001 | 7.5375 | 532.05 | -0.010726 | 537.829 | 0 | 537.3001 | 0.4259 | 497.7109 | 0.0009928 | 537.829 | 0 | 537.829 | 0 | 537.3001 | -0.019304 | 537.829 | -0.0073511 | 537.829 | -0.0016502 | 537.829 | -0.0084483 | 749.5045 | 1.0425 | 537.3001 | -0.012878 | 537.3001 | -0.0020242 | 537.829 | -0.0064643 | 748.7916 | 0 | 537.3001 | -0.030208 | 751.6522 | 0.0005671 | 749.5045 | 0.031697 | 537.3001 | 0.0090425 | 914.4092 | 0.0077925 |  |  | 1158.3201 | 0.14219 | 1019.3705 | 0.011127 | 1083.8212 | 0 | 1083.1301 | 0 | 1083.1235 | 0.0043626 | 537.3 | 0.044977 | 537.829 | 2.1689 | 537.3001 | 7.8743 | 537.3001 | 3.0421 | 537.829 | #REF! | 537.3001 | 12.2842 | 534.6995 | 0.22627
| 295.7446 | 0.0054048 | 295.7446 | -0.032876 | 295.7446 | 0.13603 | 295.7446 | 1.0441 | 295.7446 | 1.0057 | 295.7446 | 0 | 497.1766 | 0.0083718 | 537.5262 | 0.20824 | 295.7446 | 0.00913 | 497.1766 | 0.040623 | 537.5262 | 0.13652 | 537.5262 | 0.037003 | 531.1892 | 0.028874 | 537.5262 | 0.12382 | 537.5262 | 0.09336 | 538.0548 | 0.074574 | 536.2107 | 0.060717 | 537.5262 | 0.14276 | 538.0548 | 0.089852 | 538.0548 | 0.092346 | 538.0548 | 0.1333 | 497.1766 | 4.3451 | 538.0548 | 1.0084 | 538.0548 | 4.0632 |  |  | 537.5262 | 7.5639 | 532.28 | -0.013874 | 538.0548 | 0.014818 | 537.5262 | 0.45061 | 497.8275 | 0.00051984 | 538.0548 | 0.03348 | 538.0548 | 0.017876 | 537.5262 | 0.0016609 | 538.0548 | -0.00056894 | 538.0548 | -0.00074551 | 538.0548 | 0.0052527 | 749.6691 | 1.0759 | 537.5262 | 0.016244 | 537.5262 | -0.0024708 | 538.0548 | 0.00011359 | 748.9562 | 0.0018258 | 537.5262 | 0.027599 | 751.8176 | 0.00034333 | 749.6691 | 0.029292 | 537.5262 | 0 | 914.4924 | 0.0077178 |  |  | 1158.3859 | 0.1426 | 1019.3832 | 0.011114 | 1083.8787 | 0 | 1083.1875 | 0 | 1083.181 | 0.0043296 | 537.526 | 0.040938 | 538.0548 | 2.1857 | 537.5262 | 7.9157 | 537.5262 | 3.0518 | 538.0548 | #REF! | 537.5262 | 12.3754 | 534.9246 | 0.22637
| 295.8207 | 0.0041651 | 295.8207 | 0.037701 | 295.8207 | 0.1348 | 295.8207 | 1.02 | 295.8207 | 1.0166 | 295.8207 | 0 | 497.2905 | 0 | 537.7523 | 0.20006 | 295.8207 | -0.04322 | 497.2905 | 0 | 537.7523 | -0.035833 | 537.7523 | 0.021816 | 531.4136 | 0.0094533 | 537.7523 | 0.046674 | 537.7523 | 0.041146 | 538.2806 | 0.032867 | 536.435 | 0.024975 | 537.7523 | 0.025676 | 538.2806 | 0.017483 | 538.2806 | 0.064828 | 538.2806 | 0.12918 | 497.2905 | 4.4846 | 538.2806 | 0.98385 | 538.2806 | 4.0193 |  |  | 537.7523 | 7.6231 | 532.51 | -0.017023 | 538.2806 | 3.6826e-05 | 537.7523 | 0.45091 | 497.9441 | 0.00098594 | 538.2806 | 0 | 538.2806 | 0 | 537.7523 | -0.028586 | 538.2806 | -0.0038285 | 538.2806 | -0.003437 | 538.2806 | -0.0058292 | 749.8337 | 1.1042 | 537.7523 | 0.0015837 | 537.7523 | 0.0040027 | 538.2806 | -0.0024026 | 749.1209 | 0 | 537.7523 | -0.025133 | 751.983 | 0.0004629 | 749.8337 | 0.031806 | 537.7523 | 0 | 914.5757 | 0.008019 |  |  | 1158.4515 | 0.143 | 1019.396 | 0.011103 | 1083.9363 | 0 | 1083.245 | 0 | 1083.2384 | 0.0042989 | 537.752 | 0.040169 | 538.2806 | 2.1919 | 537.7523 | 7.9577 | 537.7523 | 3.0598 | 538.2806 | #REF! | 537.7523 | 12.4106 | 535.1498 | 0.227
| 295.8968 | 0.0051651 | 295.8968 | 0.040521 | 295.8968 | 0.13483 | 295.8968 | 1.0296 | 295.8968 | 1.0365 | 295.8968 | 0 | 497.4044 | 0.033235 | 537.9784 | 0.20706 | 295.8968 | 0.02366 | 497.4044 | 0.038043 | 537.9784 | 0.13942 | 537.9784 | 0.039139 | 531.6381 | 0.031771 | 537.9784 | 0.12528 | 537.9784 | 0.10123 | 538.5064 | 0.080859 | 536.6594 | 0.047764 | 537.9784 | 0.1184 | 538.5064 | 0.082733 | 538.5064 | 0.096959 | 538.5064 | 0.1331 | 497.4044 | 4.4471 | 538.5064 | 0.97156 | 538.5064 | 3.9737 |  |  | 537.9784 | 7.6222 | 532.73 | -0.017373 | 538.5064 | 0.014182 | 537.9784 | 0.46745 | 498.0607 | 0.00047639 | 538.5064 | 0.017071 | 538.5064 | 0.015937 | 537.9784 | 0.025601 | 538.5064 | 0.0024467 | 538.5064 | 0.00027305 | 538.5064 | 0.0084703 | 749.9983 | 1.1094 | 537.9784 | 0.0082815 | 537.9784 | 0.017935 | 538.5064 | 0.0070344 | 749.2855 | 0.00078262 | 537.9784 | 0.0019014 | 752.1484 | 0.00052323 | 749.9983 | 0.02962 | 537.9784 | 0 | 914.6589 | 0.0078828 |  |  | 1158.5172 | 0.14341 | 1019.4087 | 0.011094 | 1083.9938 | 0 | 1083.3025 | 0 | 1083.2959 | 0.0042739 | 537.978 | 0.040457 | 538.5064 | 2.2028 | 537.9784 | 8.0283 | 537.9784 | 3.081 | 538.5064 | #REF! | 537.9784 | 12.5084 | 535.3749 | 0.22555
| 295.9728 | 0.0042065 | 295.9728 | -0.0017153 | 295.9728 | 0.13283 | 295.9728 | 0.99822 | 295.9728 | 1.045 | 295.9728 | 0 | 497.5184 | 0 | 538.2045 | 0.20952 | 295.9728 | -0.024 | 497.5184 | 0 | 538.2045 | 0.064555 | 538.2045 | 0.020054 | 531.8626 | 0.011257 | 538.2045 | 0.052614 | 538.2045 | 0.033484 | 538.7322 | 0.026746 | 536.8837 | 0.023054 | 538.2045 | 0.047701 | 538.7322 | 0.03614 | 538.7322 | 0.073484 | 538.7322 | 0.12926 | 497.5184 | 4.5232 | 538.7322 | 0.95662 | 538.7322 | 3.9292 |  |  | 538.2045 | 7.6119 | 532.96 | -0.016672 | 538.7322 | 0.0037242 | 538.2045 | 0.46862 | 498.1773 | 0.0010016 | 538.7322 | 0 | 538.7322 | 0 | 538.2045 | -0.0013495 | 538.7322 | -0.0034631 | 538.7322 | -0.0010887 | 538.7322 | -0.0050237 | 750.1629 | 1.1228 | 538.2045 | -0.0061605 | 538.2045 | -0.0092268 | 538.7322 | 0.00084704 | 749.4502 | 0 | 538.2045 | -0.011126 | 752.3138 | 0.00037843 | 750.1629 | 0.032025 | 538.2045 | 0.0090425 | 914.7422 | 0.008319 |  |  | 1158.583 | 0.14381 | 1019.4214 | 0.011087 | 1084.0514 | 0 | 1083.36 | 0 | 1083.3534 | 0.0042557 | 538.205 | 0.04702 | 538.7322 | 2.2101 | 538.2045 | 8.0173 | 538.2045 | 3.0659 | 538.7322 | #REF! | 538.2045 | 12.4815 | 535.6001 | 0.22545
| 296.0489 | 0.0052808 | 296.0489 | 0.038205 | 296.0489 | 0.13229 | 296.0489 | 1.0048 | 296.0489 | 1.0693 | 296.0489 | 0 | 497.6323 | 0.015748 | 538.4307 | 0.18453 | 296.0489 | 0.01406 | 497.6323 | 0.01789 | 538.4307 | 0.14426 | 538.4307 | 0.02762 | 532.087 | 0.043419 | 538.4307 | 0.12162 | 538.4307 | 0.083032 | 538.958 | 0.066324 | 537.1081 | 0.056853 | 538.4307 | 0.14024 | 538.9581 | 0.068471 | 538.9581 | 0.10067 | 538.9581 | 0.12856 | 497.6323 | 4.5373 | 538.958 | 0.94349 | 538.9581 | 3.8828 |  |  | 538.4307 | 7.6317 | 533.18 | 0.0060627 | 538.9581 | 0.015516 | 538.4307 | 0.49104 | 498.2939 | 0.00053585 | 538.9581 | 0.027784 | 538.9581 | 0.00795 | 538.4307 | 0.010819 | 538.9581 | -0.0020041 | 538.9581 | -0.0023505 | 538.9581 | 0.00041646 | 750.3275 | 1.1112 | 538.4307 | 0.00081572 | 538.4307 | 0.0011372 | 538.9581 | 0.0025135 | 749.6148 | 0.00078262 | 538.4307 | 0.018752 | 752.4792 | 0.00042999 | 750.3275 | 0.030057 | 538.4307 | 0.0090425 | 914.8254 | 0.0090734 |  |  | 1158.6488 | 0.14421 | 1019.4341 | 0.011083 | 1084.109 | 0 | 1083.4175 | 0 | 1083.4109 | 0.0042444 | 538.431 | 0.047933 | 538.958 | 2.2169 | 538.4307 | 8.056 | 538.4307 | 3.0651 | 538.9581 | #REF! | 538.4307 | 12.5229 | 535.8253 | 0.2263
| 296.125 | 0.0038511 | 296.125 | 0.020996 | 296.125 | 0.12998 | 296.125 | 0.96998 | 296.125 | 1.0715 | 296.125 | 0 | 497.7463 | 0.0024628 | 538.6568 | 0.19521 | 296.125 | -0.02473 | 497.7463 | 0 | 538.6568 | 0.05049 | 538.6568 | 0.016471 | 532.3115 | 0.0057087 | 538.6568 | 0.044533 | 538.6568 | 0.0097792 | 539.1839 | 0.0078115 | 537.3325 | 0.036135 | 538.6568 | 0.06459 | 539.1839 | 0.016796 | 539.1839 | 0.069072 | 539.1839 | 0.12147 | 497.7463 | 4.6578 | 539.1839 | 0.92919 | 539.1839 | 3.8698 |  |  | 538.6568 | 7.7282 | 533.41 | -0.022619 | 539.1839 | 0.0041162 | 538.6568 | 0.50205 | 498.4105 | 0.0010214 | 539.1839 | 0 | 539.1839 | 0 | 538.6568 | -0.013725 | 539.1839 | -0.0056147 | 539.1839 | -0.0022884 | 539.1839 | -0.0074738 | 750.4921 | 1.1448 | 538.6568 | -0.026875 | 538.6568 | 0.0022286 | 539.1839 | -0.0031161 | 749.7795 | 0 | 538.6568 | -0.026978 | 752.6446 | 0.00048483 | 750.4921 | 0.031806 | 538.6568 | 0.0072409 | 914.9087 | 0.0097285 |  |  | 1158.7145 | 0.14461 | 1019.4469 | 0.01108 | 1084.1665 | 0 | 1083.475 | 0 | 1083.4684 | 0.0042387 | 538.657 | 0.046731 | 539.1839 | 2.244 | 538.6568 | 8.0972 | 538.6568 | 3.0757 | 539.1839 | #REF! | 538.6568 | 12.5945 | 536.0505 | 0.22454
| 296.2011 | 0.0056857 | 296.201 | 0.037155 | 296.2011 | 0.12927 | 296.2011 | 0.9819 | 296.2011 | 1.0851 | 296.2011 | 0 | 497.8602 | 0.020332 | 538.883 | 0.20775 | 296.2011 | 0.0275 | 497.8602 | 0.050295 | 538.883 | 0.11649 | 538.883 | 0.034634 | 532.536 | 0.029447 | 538.883 | 0.11063 | 538.883 | 0.12462 | 539.4097 | 0.099548 | 537.5568 | 0.040304 | 538.883 | 0.13436 | 539.4097 | 0.082865 | 539.4097 | 0.092495 | 539.4097 | 0.12374 | 497.8602 | 4.695 | 539.4097 | 0.92228 | 539.4097 | 3.82 |  |  | 538.883 | 7.7727 | 533.64 | 0.01096 | 539.4097 | 0.018338 | 538.883 | 0.51407 | 498.5271 | 0.00049507 | 539.4097 | 0.019459 | 539.4097 | 0.015708 | 538.883 | 0.021944 | 539.4097 | 0.00089814 | 539.4097 | -0.0015177 | 539.4097 | 0.0037613 | 750.6567 | 1.1509 | 538.883 | 0.01045 | 538.883 | 0.013167 | 539.4097 | 0.0029563 | 749.9441 | 0.0018258 | 538.883 | 0.018758 | 752.81 | 0.00026984 | 750.6567 | 0.02973 | 538.883 | 0.0090425 | 914.9919 | 0.0096746 |  |  | 1158.7803 | 0.14501 | 1019.4597 | 0.011078 | 1084.2241 | 0 | 1083.5325 | 0 | 1083.526 | 0.0042387 | 538.883 | 0.050313 | 539.4097 | 2.2487 | 538.883 | 8.1746 | 538.883 | 3.089 | 539.4097 | #REF! | 538.883 | 12.6765 | 536.2757 | 0.22597
| 296.2772 | 0.0039255 | 296.2772 | 0.017416 | 296.2772 | 0.12764 | 296.2772 | 0.95537 | 296.2772 | 1.0962 | 296.2771 | 0 | 497.9742 | 0 | 539.1091 | 0.18871 | 296.2772 | -0.03519 | 497.9742 | 0 | 539.1091 | 0.084951 | 539.1091 | 0.023959 | 532.7606 | 0.014721 | 539.1091 | 0.043618 | 539.1091 | 0.031514 | 539.6356 | 0.025173 | 537.7812 | 0.02208 | 539.1091 | 0.042558 | 539.6356 | 0.013868 | 539.6356 | 0.062745 | 539.6356 | 0.11746 | 497.9742 | 4.6931 | 539.6356 | 0.89485 | 539.6356 | 3.7507 |  |  | 539.1091 | 7.7651 | 533.86 | -0.011776 | 539.6356 | 0.0051785 | 539.1091 | 0.52569 | 498.6437 | 0.0010206 | 539.6356 | 0 | 539.6356 | 0 | 539.1091 | -0.006588 | 539.6356 | -0.0037065 | 539.6356 | -0.0046956 | 539.6356 | -0.0082815 | 750.8213 | 1.1661 | 539.1091 | -0.02676 | 539.1091 | -0.014759 | 539.6356 | -0.0015678 | 750.1088 | 0 | 539.1091 | -0.025292 | 752.9755 | 0.00067679 | 750.8213 | 0.032353 | 539.1091 | 0 | 915.0753 | 0.0088106 |  |  | 1158.8461 | 0.14542 | 1019.4724 | 0.011079 | 1084.2817 | 0 | 1083.5901 | 0 | 1083.5835 | 0.0042478 | 539.109 | 0.041563 | 539.6356 | 2.2495 | 539.1091 | 8.1524 | 539.1091 | 3.0872 | 539.6356 | #REF! | 539.1091 | 12.593 | 536.5009 | 0.22624
| 296.3532 | 0.0053552 | 296.3532 | 0.013958 | 296.3532 | 0.12696 | 296.3532 | 0.96882 | 296.3532 | 1.1117 | 296.3532 | 0 | 498.0881 | 0.0094255 | 539.3353 | 0.17162 | 296.3532 | -0.00786 | 498.0881 | 0.039118 | 539.3353 | 0.14656 | 539.3353 | 0.037292 | 532.985 | 0.025771 | 539.3353 | 0.11356 | 539.3353 | 0.087746 | 539.8615 | 0.070089 | 538.0056 | 0.046622 | 539.3353 | 0.10665 | 539.8615 | 0.071292 | 539.8615 | 0.09441 | 539.8615 | 0.12452 | 498.0881 | 4.7787 | 539.8615 | 0.89525 | 539.8615 | 3.7118 |  |  | 539.3353 | 7.8053 | 534.09 | -0.012475 | 539.8615 | 0.015972 | 539.3353 | 0.52224 | 498.7603 | 0.00052632 | 539.8615 | 0.016153 | 539.8615 | 0.016281 | 539.3353 | 0.027276 | 539.8615 | 0.0022485 | 539.8615 | 0.0021349 | 539.8615 | 0.008612 | 750.9859 | 1.1426 | 539.3353 | 0.014077 | 539.3353 | -0.0082748 | 539.8615 | 0.0013902 | 750.2735 | 0.00078262 | 539.3353 | 0.018241 | 753.1409 | 0.00022596 | 750.9859 | 0.030495 | 539.3353 | 0 | 915.1586 | 0.0085289 |  |  | 1158.9119 | 0.14582 | 1019.4851 | 0.011082 | 1084.3394 | 0 | 1083.6476 | 0 | 1083.641 | 0.004266 | 539.335 | 0.045073 | 539.8615 | 2.246 | 539.3353 | 8.2022 | 539.3353 | 3.0978 | 539.8615 | #REF! | 539.3353 | 12.6763 | 536.7262 | 0.22745
| 296.4293 | 0.0038924 | 296.4293 | -0.0038403 | 296.4293 | 0.12516 | 296.4293 | 0.92507 | 296.4293 | 1.1124 | 296.4293 | 0 | 498.2021 | 0 | 539.5615 | 0.18424 | 296.4293 | -0.06618 | 498.2021 | 0 | 539.5615 | 0.033218 | 539.5615 | 0.016434 | 533.2096 | 0.0049826 | 539.5615 | 0.04571 | 539.5615 | -0.0015846 | 540.0874 | -0.0012657 | 538.23 | 0.016153 | 539.5615 | 0.034989 | 540.0874 | 0.018456 | 540.0874 | 0.052274 | 540.0874 | 0.11359 | 498.2021 | 4.8569 | 540.0874 | 0.86559 | 540.0873 | 3.6609 |  |  | 539.5615 | 7.7805 | 534.32 | -0.00023318 | 540.0874 | 0.005822 | 539.5615 | 0.54405 | 498.8769 | 0.0010088 | 540.0874 | 0 | 540.0873 | 0 | 539.5615 | -0.015355 | 540.0874 | -0.0046817 | 540.0874 | -0.0028287 | 540.0874 | -0.0093776 | 751.1505 | 1.19 | 539.5615 | -0.018417 | 539.5615 | 0.002487 | 540.0873 | -0.0024746 | 750.4382 | 0 | 539.5615 | -0.010214 | 753.3063 | 0.00063292 | 751.1505 | 0.032899 | 539.5615 | 0 | 915.242 | 0.0090096 |  |  | 1158.9775 | 0.14622 | 1019.4978 | 0.011086 | 1084.397 | 0 | 1083.7051 | 0 | 1083.6985 | 0.0042967 | 539.562 | 0.041491 | 540.0874 | 2.2615 | 539.5615 | 8.2174 | 539.5615 | 3.0925 | 540.0873 | #REF! | 539.5615 | 12.6959 | 536.9514 | 0.22753
| 296.5054 | 0.0047767 | 296.5054 | 0.053655 | 296.5054 | 0.12505 | 296.5054 | 0.9323 | 296.5054 | 1.1414 | 296.5054 | 0 | 498.3161 | 0.01891 | 539.7877 | 0.21028 | 296.5054 | -0.03829 | 498.3161 | 0.011181 | 539.7877 | 0.19577 | 539.7877 | 0.038619 | 533.4341 | 0.033342 | 539.7877 | 0.11209 | 539.7877 | 0.13374 | 540.3133 | 0.10683 | 538.4545 | 0.048221 | 539.7877 | 0.13184 | 540.3133 | 0.07353 | 540.3133 | 0.095683 | 540.3133 | 0.12141 | 498.3161 | 4.9228 | 540.3133 | 0.8638 | 540.3133 | 3.6277 |  |  | 539.7877 | 7.8004 | 534.54 | -0.0037309 | 540.3133 | 0.018285 | 539.7877 | 0.56486 | 498.9936 | 0.00048287 | 540.3133 | 0.029316 | 540.3133 | 0.015831 | 539.7877 | 0.024141 | 540.3133 | 0.0036472 | 540.3133 | 0.0035274 | 540.3133 | 0.0074945 | 751.3151 | 1.1917 | 539.7877 | 0.0056569 | 539.7877 | 0.0027534 | 540.3133 | 0.0057668 | 750.6028 | 0.0013044 | 539.7877 | 0.011819 | 753.4718 | 0.00031591 | 751.3151 | 0.030932 | 539.7877 | 0 | 915.3253 | 0.0094061 |  |  | 1159.0433 | 0.14663 | 1019.5106 | 0.011092 | 1084.4546 | 0 | 1083.7627 | 0 | 1083.7561 | 0.004341 | 539.788 | 0.046948 | 540.3133 | 2.2727 | 539.7877 | 8.2508 | 539.7877 | 3.0987 | 540.3133 | #REF! | 539.7877 | 12.7457 | 537.1767 | 0.22908
| 296.5815 | 0.0034709 | 296.5815 | -0.016268 | 296.5815 | 0.12314 | 296.5815 | 0.90832 | 296.5815 | 1.1416 | 296.5815 | 0 | 498.43 | 0 | 540.0139 | 0.18765 | 296.5815 | -0.07332 | 498.43 | 0 | 540.0139 | 0.03028 | 540.0139 | 0.0080086 | 533.6587 | 0.016111 | 540.0139 | 0.040866 | 540.0139 | -0.022133 | 540.5392 | -0.017679 | 538.6789 | 0.021438 | 540.0139 | 0.035084 | 540.5392 | 0.016732 | 540.5392 | 0.059337 | 540.5392 | 0.10985 | 498.43 | 5.0177 | 540.5392 | 0.83625 | 540.5392 | 3.5736 |  |  | 540.0139 | 7.7973 | 534.77 | -0.012475 | 540.5392 | 0.0085769 | 540.0139 | 0.57252 | 499.1102 | 0.0010614 | 540.5392 | 0 | 540.5392 | 0 | 540.0139 | -0.017222 | 540.5392 | -0.0064738 | 540.5392 | -0.0048238 | 540.5392 | -0.010637 | 751.4798 | 1.2094 | 540.0139 | -0.024197 | 540.0139 | -0.0051323 | 540.5392 | 0.0022855 | 750.7675 | 0 | 540.0139 | -0.019922 | 753.6372 | 0.00054626 | 751.4798 | 0.033227 | 540.0139 | 0 | 915.4088 | 0.0091024 |  |  | 1159.1091 | 0.14703 | 1019.5233 | 0.0111 | 1084.5122 | 0 | 1083.8202 | 0 | 1083.8136 | 0.0043978 | 540.014 | 0.046707 | 540.5392 | 2.2735 | 540.0139 | 8.2932 | 540.0139 | 3.1129 | 540.5392 | #REF! | 540.0139 | 12.7685 | 537.402 | 0.22942
| 296.6576 | 0.0050494 | 296.6576 | -0.029333 | 296.6576 | 0.12246 | 296.6576 | 0.92062 | 296.6576 | 1.1629 | 296.6576 | 0 | 498.544 | 0.0048591 | 540.2402 | 0.17838 | 296.6576 | -0.0415 | 498.544 | 0.021923 | 540.2402 | 0.066183 | 540.2402 | 0.043479 | 533.8832 | 0.034447 | 540.2402 | 0.1055 | 540.2402 | 0.09375 | 540.7651 | 0.074886 | 538.9033 | 0.060885 | 540.2402 | 0.12512 | 540.7651 | 0.075596 | 540.7651 | 0.083257 | 540.7651 | 0.11378 | 498.544 | 5.1446 | 540.7651 | 0.826 | 540.7651 | 3.5233 |  |  | 540.2402 | 7.7829 | 535 | 0.026349 | 540.7651 | 0.016501 | 540.2402 | 0.57581 | 499.2268 | 0.00058005 | 540.7651 | 0.025096 | 540.7651 | 0.013094 | 540.2402 | 0.021664 | 540.7651 | -0.0013012 | 540.7651 | -0.0010504 | 540.7651 | 0.0035391 | 751.6444 | 1.2012 | 540.2402 | 0.01835 | 540.2402 | 0.012587 | 540.7651 | -0.0002316 | 750.9322 | 0.0013044 | 540.2402 | 0.014078 | 753.8027 | 0.00041134 | 751.6444 | 0.030823 | 540.2402 | 0 | 915.4921 | 0.0084557 |  |  | 1159.1751 | 0.14743 | 1019.536 | 0.01111 | 1084.5698 | 0 | 1083.8777 | 0 | 1083.8712 | 0.0044648 | 540.24 | 0.049232 | 540.7651 | 2.269 | 540.2402 | 8.2734 | 540.2402 | 3.1457 | 540.7651 | #REF! | 540.2402 | 12.7167 | 537.6272 | 0.23004
| 296.7337 | 0.0035536 | 296.7337 | 0.039132 | 296.7337 | 0.12083 | 296.7337 | 0.88494 | 296.7337 | 1.1752 | 296.7337 | 0 | 498.658 | 0 | 540.4664 | 0.19348 | 296.7337 | -0.09453 | 498.658 | 0 | 540.4664 | 0.0037573 | 540.4664 | 0.017378 | 534.1078 | 0.0067027 | 540.4664 | 0.04794 | 540.4664 | 0.015265 | 540.991 | 0.012193 | 539.1278 | 0.012021 | 540.4664 | 0.030509 | 540.991 | 0.022669 | 540.991 | 0.059903 | 540.991 | 0.1031 | 498.658 | 5.1986 | 540.991 | 0.80643 | 540.991 | 3.4701 |  |  | 540.4664 | 7.8109 | 535.22 | -0.0058295 | 540.991 | 0.0052695 | 540.4664 | 0.59626 | 499.3435 | 0.0010294 | 540.991 | 0 | 540.991 | 0 | 540.4664 | -0.018821 | 540.991 | -0.0037966 | 540.991 | -0.0021094 | 540.991 | -0.0079329 | 751.809 | 1.2257 | 540.4664 | -0.0077291 | 540.4664 | 0.001008 | 540.991 | -0.0006693 | 751.0969 | 0 | 540.4664 | -0.022494 | 753.9682 | 0.00057588 | 751.809 | 0.032243 | 540.4664 | 0.0018125 | 915.5756 | 0.0089084 |  |  | 1159.2408 | 0.14784 | 1019.5487 | 0.011121 | 1084.6274 | 0 | 1083.9353 | 0 | 1083.9287 | 0.0045364 | 540.466 | 0.048679 | 540.991 | 2.2808 | 540.4664 | 8.2899 | 540.4664 | 3.1607 | 540.991 | #REF! | 540.4664 | 12.7574 | 537.8525 | 0.23012
| 296.8098 | 0.0049006 | 296.8098 | 0.016131 | 296.8098 | 0.12092 | 296.8098 | 0.89297 | 296.8098 | 1.1928 | 296.8098 | 0 | 498.772 | 0.0090743 | 540.6927 | 0.19869 | 296.8098 | -0.04418 | 498.772 | 0.032025 | 540.6927 | 0.095451 | 540.6927 | 0.045507 | 534.3324 | 0.039838 | 540.6927 | 0.11942 | 540.6927 | 0.11956 | 541.217 | 0.095501 | 539.3522 | 0.040447 | 540.6927 | 0.13268 | 541.217 | 0.071711 | 541.217 | 0.084967 | 541.217 | 0.11285 | 498.772 | 5.346 | 541.217 | 0.8074 | 541.217 | 3.443 |  |  | 540.6927 | 7.8402 | 535.45 | 0.0018654 | 541.217 | 0.021407 | 540.6927 | 0.61001 | 499.4601 | 0.00045238 | 541.217 | 0.020525 | 541.217 | 0.018145 | 540.6927 | 0.025089 | 541.217 | 0.0042864 | 541.217 | 0.0021325 | 541.217 | 0.0099668 | 751.9737 | 1.2527 | 540.6927 | 0.0023494 | 540.6927 | 0.0045123 | 541.217 | 0.0021646 | 751.2616 | 0.00078262 | 540.6927 | 0.024961 | 754.1336 | 0.00029726 | 751.9737 | 0.030276 | 540.6927 | 0.0090425 | 915.6589 | 0.0094826 |  |  | 1159.3066 | 0.14824 | 1019.5615 | 0.011134 | 1084.6851 | 0 | 1083.9928 | 0 | 1083.9863 | 0.0046069 | 540.693 | 0.053919 | 541.217 | 2.296 | 540.6927 | 8.3228 | 540.6927 | 3.197 | 541.217 | #REF! | 540.6927 | 12.8344 | 538.0778 | 0.23174
| 296.8859 | 0.0033057 | 296.886 | -0.0415 | 296.8859 | 0.11915 | 296.8859 | 0.86585 | 296.8859 | 1.1889 | 296.8859 | 0 | 498.8859 | 0 | 540.9189 | 0.16032 | 296.8859 | -0.09259 | 498.8859 | 0 | 540.9189 | 0.012359 | 540.9189 | 0.015598 | 534.557 | 0.012152 | 540.9189 | 0.047936 | 540.9189 | 0.01338 | 541.443 | 0.010688 | 539.5767 | 0.0089072 | 540.9189 | 0.038477 | 541.443 | 0.021272 | 541.443 | 0.054664 | 541.443 | 0.10179 | 498.8859 | 5.4383 | 541.443 | 0.78497 | 541.4429 | 3.3954 |  |  | 540.9189 | 7.8081 | 535.67 | 0.0060627 | 541.443 | 0.0075823 | 540.9189 | 0.61178 | 499.5768 | 0.00097413 | 541.443 | 0 | 541.4429 | 0 | 540.9189 | -0.025807 | 541.443 | -0.0053848 | 541.443 | -0.0031701 | 541.443 | -0.0046565 | 752.1383 | 1.2595 | 540.9189 | -0.013242 | 540.9189 | -0.0083946 | 541.4429 | -0.0023137 | 751.4263 | 0 | 540.9189 | -0.029931 | 754.2991 | 0.00065925 | 752.1383 | 0.031478 | 540.9189 | 0.0036213 | 915.7424 | 0.0096044 |  |  | 1159.3724 | 0.14864 | 1019.5742 | 0.011148 | 1084.7427 | 0 | 1084.0504 | 0 | 1084.0438 | 0.0046705 | 540.919 | 0.052717 | 541.443 | 2.3011 | 540.9189 | 8.3023 | 540.9189 | 3.1775 | 541.4429 | #REF! | 540.9189 | 12.7101 | 538.3032 | 0.23078
| 296.9621 | 0.0049172 | 296.9621 | -0.02599 | 296.9621 | 0.11906 | 296.9621 | 0.88011 | 296.9621 | 1.2159 | 296.9621 | 0 | 498.9999 | 0.022091 | 541.1452 | 0.1995 | 296.9621 | -0.05014 | 498.9999 | 0.038043 | 541.1452 | 0.12829 | 541.1452 | 0.03246 | 534.7816 | 0.029852 | 541.1452 | 0.10403 | 541.1452 | 0.091596 | 541.6689 | 0.073165 | 539.8012 | 0.059312 | 541.1452 | 0.16123 | 541.6689 | 0.065693 | 541.6689 | 0.079793 | 541.6689 | 0.10872 | 498.9999 | 5.504 | 541.6689 | 0.79007 | 541.6689 | 3.361 |  |  | 541.1452 | 7.7925 | 535.9 | 0.021103 | 541.6689 | 0.014942 | 541.1452 | 0.63553 | 499.6934 | 0.00052441 | 541.6689 | 0.019595 | 541.6689 | 0.0099121 | 541.1452 | 0.018298 | 541.6689 | 0.0024858 | 541.6689 | 0.00038299 | 541.6689 | 0.0073208 | 752.303 | 1.2665 | 541.1452 | 0.015617 | 541.1452 | -0.01431 | 541.6689 | 0.002279 | 751.5911 | 0.0018258 | 541.1452 | 0.01225 | 754.4646 | 0.0002128 | 752.303 | 0.030057 | 541.1452 | 0.0090425 | 915.8259 | 0.01006 |  |  | 1159.4383 | 0.14904 | 1019.5869 | 0.011164 | 1084.8003 | 0 | 1084.108 | 0 | 1084.1014 | 0.0047217 | 541.145 | 0.053462 | 541.6689 | 2.3198 | 541.1452 | 8.2943 | 541.1452 | 3.1953 | 541.6689 | #REF! | 541.1452 | 12.7645 | 538.5285 | 0.23289
| 297.0382 | 0.0033222 | 297.0382 | 0.044182 | 297.0382 | 0.11789 | 297.0382 | 0.85249 | 297.0382 | 1.2134 | 297.0382 | 0 | 499.1139 | 0 | 541.3715 | 0.18057 | 297.0382 | -0.12668 | 499.1139 | 0 | 541.3715 | -0.019294 | 541.3715 | 0.015563 | 535.0062 | 0.013747 | 541.3715 | 0.037828 | 541.3715 | -0.011083 | 541.8949 | -0.0088533 | 540.0257 | 0.0073774 | 541.3715 | 0.055567 | 541.8949 | 0.0072983 | 541.8949 | 0.048876 | 541.8949 | 0.099659 | 499.1139 | 5.5377 | 541.8949 | 0.7624 | 541.8949 | 3.3188 |  |  | 541.3715 | 7.8064 | 536.13 | -0.026116 | 541.8949 | 0.0095588 | 541.3715 | 0.64014 | 499.8101 | 0.0010496 | 541.8949 | 0 | 541.8949 | 0 | 541.3715 | -0.017296 | 541.8949 | -0.0045257 | 541.8949 | -0.0026818 | 541.8949 | -0.0094652 | 752.4677 | 1.2932 | 541.3715 | -0.013559 | 541.3715 | 0.0026474 | 541.8949 | -0.0018641 | 751.7558 | 0 | 541.3715 | -0.043575 | 754.6301 | 0.00077113 | 752.4677 | 0.032134 | 541.3715 | 0.0054338 | 915.9093 | 0.010046 |  |  | 1159.5041 | 0.14944 | 1019.5997 | 0.011181 | 1084.858 | 0 | 1084.1655 | 0 | 1084.1589 | 0.0047569 | 541.372 | 0.050049 | 541.8949 | 2.3202 | 541.3715 | 8.3144 | 541.3715 | 3.1917 | 541.8949 | #REF! | 541.3715 | 12.7076 | 538.7538 | 0.23366
| 297.1143 | 0.0044709 | 297.1143 | 0.033939 | 297.1143 | 0.11821 | 297.1143 | 0.85526 | 297.1143 | 1.2385 | 297.1143 | 0 | 499.2279 | 0.022678 | 541.5978 | 0.20427 | 297.1143 | -0.0788 | 499.2279 | 0.017517 | 541.5978 | 0.16925 | 541.5978 | 0.044945 | 535.2308 | 0.036628 | 541.5978 | 0.11649 | 541.5978 | 0.13273 | 542.1209 | 0.10602 | 540.2502 | 0.05064 | 541.5978 | 0.10245 | 542.1209 | 0.064422 | 542.1209 | 0.083833 | 542.1209 | 0.10706 | 499.2279 | 5.6097 | 542.1209 | 0.75906 | 542.1209 | 3.2754 |  |  | 541.5978 | 7.83 | 536.35 | -0.0054798 | 542.1209 | 0.022093 | 541.5978 | 0.66662 | 499.9267 | 0.00052784 | 542.1209 | 0.018939 | 542.1209 | 0.015777 | 541.5978 | 0.01944 | 542.1209 | 0.0030865 | 542.1209 | 0.0015445 | 542.1209 | 0.0048993 | 752.6323 | 1.3069 | 541.5978 | 0.0094399 | 541.5978 | 0.0026114 | 542.1209 | 0.0052058 | 751.9205 | 0.0013044 | 541.5978 | 0.024813 | 754.7956 | 0.00021719 | 752.6323 | 0.031478 | 541.5978 | 0 | 915.9928 | 0.0095049 |  |  | 1159.57 | 0.14984 | 1019.6124 | 0.0112 | 1084.9156 | 0 | 1084.2231 | 0 | 1084.2166 | 0.0047739 | 541.598 | 0.048631 | 542.1209 | 2.3335 | 541.5978 | 8.3394 | 541.5978 | 3.2192 | 542.1209 | #REF! | 541.5978 | 12.754 | 538.9792 | 0.23507
| 297.1904 | 0.0037354 | 297.1904 | -0.029845 | 297.1904 | 0.11635 | 297.1904 | 0.81929 | 297.1904 | 1.2272 | 297.1904 | 0 | 499.3419 | 0 | 541.8241 | 0.17562 | 297.1904 | -0.13635 | 499.3419 | 0 | 541.8241 | 0.028412 | 541.8241 | 0.025181 | 535.4555 | 0.018828 | 541.8241 | 0.04749 | 541.8241 | -0.0024921 | 542.3469 | -0.0019906 | 540.4747 | 0.031469 | 541.8241 | 0.037106 | 542.3469 | 0.024347 | 542.3469 | 0.060789 | 542.3469 | 0.093487 | 499.3419 | 5.7156 | 542.3469 | 0.73343 | 542.3469 | 3.2063 |  |  | 541.8241 | 7.7522 | 536.58 | -0.025068 | 542.3469 | 0.0084641 | 541.8241 | 0.66317 | 500.0434 | 0.0010115 | 542.3469 | 0.0029756 | 542.3469 | 0 | 541.8241 | -0.028173 | 542.3469 | -0.0045066 | 542.3469 | -0.0025387 | 542.3469 | -0.0094642 | 752.797 | 1.317 | 541.8241 | -0.013877 | 541.8241 | 0.0049341 | 542.3469 | -0.0068674 | 752.0852 | 0 | 541.8241 | -0.017041 | 754.9611 | 0.00074041 | 752.797 | 0.033118 | 541.8241 | 0 | 916.0763 | 0.0096435 |  |  | 1159.6359 | 0.15025 | 1019.6251 | 0.01122 | 1084.9733 | 0 | 1084.2808 | 0 | 1084.2742 | 0.0047717 | 541.824 | 0.046659 | 542.3469 | 2.314 | 541.8241 | 8.2566 | 541.8241 | 3.2085 | 542.3469 | #REF! | 541.8241 | 12.6168 | 539.2046 | 0.23538
| 297.2666 | 0.0047023 | 297.2666 | -0.034709 | 297.2666 | 0.11633 | 297.2666 | 0.82378 | 297.2666 | 1.2459 | 297.2666 | 0 | 499.4559 | 0.011884 | 542.0505 | 0.18081 | 297.2666 | -0.07753 | 499.4559 | 0.021923 | 542.0505 | 0.13574 | 542.0505 | 0.034115 | 535.6801 | 0.029727 | 542.0505 | 0.10623 | 542.0505 | 0.088704 | 542.5729 | 0.070855 | 540.6992 | 0.056407 | 542.0505 | 0.12092 | 542.5729 | 0.065133 | 542.5729 | 0.081946 | 542.5729 | 0.097587 | 499.4559 | 5.8267 | 542.5729 | 0.72931 | 542.5729 | 3.1718 |  |  | 542.0505 | 7.7608 | 536.81 | 0.0060627 | 542.5729 | 0.019359 | 542.0505 | 0.68271 | 500.1601 | 0.00048782 | 542.5729 | 0.016841 | 542.5729 | 0.011983 | 542.0505 | 0.0091675 | 542.5729 | -0.00070006 | 542.5729 | 0.00053182 | 542.5729 | 0.0076343 | 752.9616 | 1.3499 | 542.0505 | 0.0020772 | 542.0505 | 0.012522 | 542.5729 | 0.0043471 | 752.25 | 0.0013044 | 542.0505 | 0.022507 | 755.1266 | 0.00020512 | 752.9616 | 0.030932 | 542.0505 | 0 | 916.1599 | 0.0097856 |  |  | 1159.7017 | 0.15065 | 1019.6379 | 0.011241 | 1085.031 | 0 | 1084.3384 | 0 | 1084.3318 | 0.0047523 | 542.05 | 0.048414 | 542.5729 | 2.3226 | 542.0505 | 8.3074 | 542.0505 | 3.2307 | 542.5729 | #REF! | 542.0505 | 12.6667 | 539.4299 | 0.23618
| 297.3427 | 0.0031156 | 297.3427 | 0.037681 | 297.3427 | 0.11533 | 297.3427 | 0.80142 | 297.3427 | 1.2656 | 297.3427 | 0 | 499.5699 | 0 | 542.2768 | 0.18111 | 297.3427 | -0.13953 | 499.5699 | 0 | 542.2768 | 0.064002 | 542.2768 | 0.018177 | 535.9048 | 0.014247 | 542.2768 | 0.046129 | 542.2768 | 0.00062774 | 542.799 | 0.00050143 | 540.9237 | 0.014497 | 542.2768 | 0.04536 | 542.799 | 0 | 542.799 | 0.051193 | 542.799 | 0.094939 | 499.5699 | 5.9337 | 542.799 | 0.70741 | 542.7989 | 3.1205 |  |  | 542.2768 | 7.7214 | 537.03 | -0.017373 | 542.799 | 0.011574 | 542.2768 | 0.69706 | 500.2767 | 0.0010416 | 542.799 | 0 | 542.7989 | 0 | 542.2768 | -0.014438 | 542.799 | -0.0060806 | 542.799 | -0.0040201 | 542.799 | -0.0065547 | 753.1263 | 1.3192 | 542.2768 | -0.016367 | 542.2768 | -0.0028544 | 542.799 | -0.0031071 | 752.4147 | 0 | 542.2768 | -0.020674 | 755.2921 | 0.00069873 | 753.1263 | 0.032681 | 542.2768 | 0.0090425 | 916.2433 | 0.0094155 |  |  | 1159.7676 | 0.15105 | 1019.6506 | 0.011264 | 1085.0886 | 0 | 1084.396 | 0 | 1084.3894 | 0.0047194 | 542.277 | 0.053895 | 542.799 | 2.3258 | 542.2768 | 8.3031 | 542.2768 | 3.2386 | 542.799 | #REF! | 542.2768 | 12.5887 | 539.6553 | 0.23616
| 297.4188 | 0.004694 | 297.4188 | 0.057282 | 297.4188 | 0.11558 | 297.4188 | 0.81441 | 297.4188 | 1.2816 | 297.4188 | 0 | 499.6839 | 0.017505 | 542.5032 | 0.1975 | 297.4188 | -0.06844 | 499.6839 | 0.026437 | 542.5032 | 0.12957 | 542.5032 | 0.039868 | 536.1295 | 0.035887 | 542.5032 | 0.1077 | 542.5032 | 0.082614 | 543.025 | 0.065991 | 541.1482 | 0.05233 | 542.5032 | 0.1226 | 543.025 | 0.065827 | 543.025 | 0.082855 | 543.025 | 0.097267 | 499.6839 | 5.9833 | 543.025 | 0.70257 | 543.025 | 3.0839 |  |  | 542.5032 | 7.7282 | 537.26 | -0.0075784 | 543.025 | 0.024689 | 542.5032 | 0.71173 | 500.3934 | 0.00055795 | 543.025 | 0.022928 | 543.025 | 0.010288 | 542.5032 | 0.017595 | 543.025 | 0.00068352 | 543.025 | 0.00067149 | 543.025 | 0.006657 | 753.291 | 1.3397 | 542.5032 | 0.0041619 | 542.5032 | -0.0087763 | 543.025 | -0.0010043 | 752.5794 | 0.00078262 | 542.5032 | -0.0043788 | 755.4576 | 0.00023803 | 753.291 | 0.03115 | 542.5032 | 0.0090425 | 916.3269 | 0.0092671 |  |  | 1159.8335 | 0.15146 | 1019.6633 | 0.011287 | 1085.1464 | 0 | 1084.4536 | 0 | 1084.447 | 0.0046751 | 542.503 | 0.057477 | 543.025 | 2.3386 | 542.5032 | 8.349 | 542.5032 | 3.2599 | 543.025 | #REF! | 542.5032 | 12.6944 | 539.8807 | 0.23594
| 297.495 | 0.0027768 | 297.495 | -0.010238 | 297.495 | 0.11405 | 297.495 | 0.78087 | 297.495 | 1.2752 | 297.495 | 0 | 499.7979 | 0 | 542.7295 | 0.17065 | 297.495 | -0.11595 | 499.7979 | 0 | 542.7295 | -0.026387 | 542.7295 | 0.010297 | 536.3541 | 0.0078909 | 542.7295 | 0.044151 | 542.7295 | 0.0082246 | 543.2511 | 0.0065696 | 541.3728 | 0.011953 | 542.7295 | 0.0041106 | 543.2511 | 0.012979 | 543.2511 | 0.052539 | 543.2511 | 0.089526 | 499.7979 | 6.0069 | 543.2511 | 0.68094 | 543.2511 | 3.0235 |  |  | 542.7295 | 7.7197 | 537.49 | -0.025068 | 543.2511 | 0.01019 | 542.7295 | 0.7097 | 500.5101 | 0.0010694 | 543.2511 | 0 | 543.2511 | 0 | 542.7295 | -0.027258 | 543.2511 | -0.0052536 | 543.2511 | -0.0024474 | 543.2511 | -0.0090886 | 753.4557 | 1.3671 | 542.7295 | -0.023434 | 542.7295 | -0.0074283 | 543.2511 | 0.0020141 | 752.7442 | 0 | 542.7295 | -0.023069 | 755.6232 | 0.00073493 | 753.4557 | 0.033118 | 542.7295 | 0 | 916.4105 | 0.0099296 |  |  | 1159.8994 | 0.15186 | 1019.6761 | 0.011312 | 1085.204 | 0 | 1084.5112 | 0 | 1084.5046 | 0.0046239 | 542.73 | 0.050193 | 543.2511 | 2.3299 | 542.7295 | 8.3333 | 542.7295 | 3.2431 | 543.2511 | #REF! | 542.7295 | 12.666 | 540.1061 | 0.23418
| 297.5711 | 0.0045866 | 297.5711 | -0.0026346 | 297.5711 | 0.11382 | 297.5711 | 0.79588 | 297.5711 | 1.293 | 297.5711 | 0 | 499.9119 | 0.018207 | 542.9559 | 0.18372 | 297.5711 | -0.04549 | 499.9119 | 0.051369 | 542.9559 | 0.16094 | 542.9559 | 0.037255 | 536.5789 | 0.022455 | 542.9559 | 0.11502 | 542.9559 | 0.098512 | 543.4772 | 0.078689 | 541.5974 | 0.054162 | 542.9559 | 0.11588 | 543.4772 | 0.079013 | 543.4772 | 0.067498 | 543.4772 | 0.091953 | 499.9119 | 6.0385 | 543.4772 | 0.68124 | 543.4772 | 2.9862 |  |  | 542.9559 | 7.7112 | 537.71 | -0.0058295 | 543.4772 | 0.022779 | 542.9559 | 0.73537 | 500.6268 | 0.00051717 | 543.4772 | 0.022448 | 543.4772 | 0.016005 | 542.9559 | 0.0066096 | 543.4772 | 0.0015628 | 543.4772 | 0.00060368 | 543.4772 | 0.0069965 | 753.6204 | 1.3913 | 542.9559 | 0.0020969 | 542.9559 | 0.0070902 | 543.4772 | 0.0019778 | 752.9089 | 0.00078262 | 542.9559 | 0.010863 | 755.7887 | 0.00023474 | 753.6204 | 0.031478 | 542.9559 | 0.0054302 | 916.4941 | 0.010602 |  |  | 1159.9652 | 0.15226 | 1019.6888 | 0.011337 | 1085.2617 | 0 | 1084.5689 | 0 | 1084.5623 | 0.0045705 | 542.956 | 0.05476 | 543.4772 | 2.3391 | 542.9559 | 8.3419 | 542.9559 | 3.2626 | 543.4772 | #REF! | 542.9559 | 12.6637 | 540.3316 | 0.23493
| 297.6472 | 0.0031321 | 297.6472 | 0.028482 | 297.6472 | 0.11179 | 297.6472 | 0.76324 | 297.6472 | 1.2979 | 297.6473 | 0 | 500.026 | 0 | 543.1823 | 0.17427 | 297.6472 | -0.10852 | 500.026 | 0 | 543.1823 | 0.043939 | 543.1823 | 0.012725 | 536.8035 | 0.015113 | 543.1823 | 0.045321 | 543.1823 | 0.026702 | 543.7032 | 0.021329 | 541.8219 | 0.018578 | 543.1823 | 0.017782 | 543.7032 | 0.0093222 | 543.7032 | 0.049039 | 543.7032 | 0.086124 | 500.026 | 6.1217 | 543.7032 | 0.65396 | 543.7033 | 2.9255 |  |  | 543.1823 | 7.6701 | 537.94 | -0.024717 | 543.7032 | 0.011971 | 543.1823 | 0.7408 | 500.7434 | 0.0010435 | 543.7032 | 0 | 543.7033 | 0 | 543.1823 | -0.0062319 | 543.7032 | -0.0041891 | 543.7032 | -0.0010848 | 543.7032 | -0.0044578 | 753.7851 | 1.4038 | 543.1823 | -0.012316 | 543.1823 | 0.0030695 | 543.7032 | -0.00032545 | 753.0737 | 0 | 543.1823 | -0.029825 | 755.9543 | 0.00078978 | 753.7851 | 0.033336 | 543.1823 | 0.0054302 | 916.5776 | 0.010537 |  |  | 1160.0311 | 0.15266 | 1019.7015 | 0.011364 | 1085.3195 | 0 | 1084.6265 | 0 | 1084.6199 | 0.004516 | 543.182 | 0.054256 | 543.7032 | 2.3312 | 543.1823 | 8.3026 | 543.1823 | 3.2626 | 543.7032 | #REF! | 543.1823 | 12.574 | 540.557 | 0.23361
| 297.7234 | 0.0042808 | 297.7234 | 0.038701 | 297.7234 | 0.11108 | 297.7234 | 0.7757 | 297.7234 | 1.3247 | 297.7234 | 0 | 500.14 | 0.022678 | 543.4087 | 0.20917 | 297.7234 | -0.07676 | 500.14 | 0.049865 | 543.4087 | 0.16133 | 543.4087 | 0.03853 | 537.0283 | 0.027189 | 543.4087 | 0.1033 | 543.4087 | 0.14793 | 543.9293 | 0.11816 | 542.0465 | 0.042168 | 543.4087 | 0.11085 | 543.9293 | 0.081153 | 543.9293 | 0.076982 | 543.9293 | 0.092513 | 500.14 | 6.1938 | 543.9293 | 0.65469 | 543.9293 | 2.8932 |  |  | 543.4087 | 7.7312 | 538.17 | -0.025767 | 543.9293 | 0.033393 | 543.4087 | 0.76226 | 500.8601 | 0.00052899 | 543.9293 | 0.02763 | 543.9293 | 0.016446 | 543.4087 | 0.0080514 | 543.9293 | 0.0060175 | 543.9293 | 0.001635 | 543.9293 | 0.0087091 | 753.9498 | 1.4194 | 543.4087 | 0.013813 | 543.4087 | 0.0054354 | 543.9293 | 0.010859 | 753.2384 | 0.0018258 | 543.4087 | 0.0028539 | 756.1198 | 0.00016454 | 753.9498 | 0.032025 | 543.4087 | 0 | 916.6613 | 0.010551 |  |  | 1160.0971 | 0.15306 | 1019.7142 | 0.011391 | 1085.3771 | 0 | 1084.6841 | 0 | 1084.6775 | 0.0044626 | 543.409 | 0.050169 | 543.9293 | 2.3379 | 543.4087 | 8.3288 | 543.4087 | 3.2564 | 543.9293 | #REF! | 543.4087 | 12.5687 | 540.7824 | 0.23379
| 297.7996 | 0.0032809 | 297.7996 | -0.0309 | 297.7996 | 0.10948 | 297.7996 | 0.73475 | 297.7996 | 1.3144 | 297.7996 | 0 | 500.254 | 0 | 543.6351 | 0.13734 | 297.7996 | -0.11094 | 500.254 | 0 | 543.6351 | 0.033607 | 543.6351 | 0.01768 | 537.253 | 0.013036 | 543.6351 | 0.039339 | 543.6351 | -0.01957 | 544.1554 | -0.015632 | 542.2711 | 0.027743 | 543.6351 | 0.043362 | 544.1554 | 0.027423 | 544.1554 | 0.046582 | 544.1554 | 0.079301 | 500.254 | 6.2048 | 544.1554 | 0.63323 | 544.1555 | 2.8544 |  |  | 543.6351 | 7.718 | 538.39 | 0.0099102 | 544.1554 | 0.011051 | 543.6351 | 0.75744 | 500.9768 | 0.0010534 | 544.1554 | 0 | 544.1555 | 0 | 543.6351 | -0.018401 | 544.1554 | -0.006203 | 544.1554 | -0.0042631 | 544.1554 | -0.0059264 | 754.1145 | 1.391 | 543.6351 | -0.013612 | 543.6351 | -0.011047 | 544.1555 | -0.0066388 | 753.4032 | 0 | 543.6351 | -0.016996 | 756.2853 | 0.000747 | 754.1145 | 0.034102 | 543.6351 | 0 | 916.7449 | 0.011145 |  |  | 1160.163 | 0.15347 | 1019.727 | 0.011419 | 1085.4348 | 0 | 1084.7417 | 0 | 1084.7351 | 0.004408 | 543.635 | 0.052621 | 544.1554 | 2.3353 | 543.6351 | 8.3796 | 543.6351 | 3.2564 | 544.1555 | #REF! | 543.6351 | 12.6428 | 541.0079 | 0.2338
| 297.8757 | 0.0043635 | 297.8757 | -0.028487 | 297.8757 | 0.11017 | 297.8757 | 0.76502 | 297.8757 | 1.3332 | 297.8757 | 0 | 500.368 | 0.007318 | 543.8616 | 0.19698 | 297.8757 | -0.04728 | 500.368 | 0.014535 | 543.8616 | 0.11597 | 543.8616 | 0.041097 | 537.4777 | 0.026121 | 543.8616 | 0.11136 | 543.8616 | 0.10132 | 544.3816 | 0.080933 | 542.4957 | 0.049738 | 543.8616 | 0.14444 | 544.3816 | 0.067906 | 544.3816 | 0.074667 | 544.3816 | 0.091904 | 500.368 | 6.2224 | 544.3816 | 0.63738 | 544.3815 | 2.8232 |  |  | 543.8616 | 7.7129 | 538.62 | -0.018072 | 544.3816 | 0.027193 | 543.8616 | 0.79909 | 501.0935 | 0.00053242 | 544.3816 | 0.019988 | 544.3815 | 0.017308 | 543.8616 | 0.021303 | 544.3816 | 0.0057335 | 544.3816 | 0.0023369 | 544.3816 | 0.011093 | 754.2792 | 1.4229 | 543.8616 | 0.008253 | 543.8616 | 0.015152 | 544.3815 | 0.010867 | 753.568 | 0.0018258 | 543.8616 | 0.017246 | 756.4509 | 0.000283 | 754.2792 | 0.032353 | 543.8616 | 0 | 916.8286 | 0.011068 |  |  | 1160.2289 | 0.15387 | 1019.7397 | 0.011448 | 1085.4925 | 0 | 1084.7993 | 0 | 1084.7927 | 0.0043489 | 543.862 | 0.053607 | 544.3816 | 2.3572 | 543.8616 | 8.4136 | 543.8616 | 3.2582 | 544.3815 | #REF! | 543.8616 | 12.7157 | 541.2334 | 0.23568
| 297.9519 | 0.0027437 | 297.9519 | 0.026807 | 297.9519 | 0.10829 | 297.9519 | 0.72413 | 297.9519 | 1.3341 | 297.9519 | 0 | 500.4821 | 0 | 544.088 | 0.18223 | 297.9519 | -0.1013 | 500.4821 | 0 | 544.088 | 0.0036538 | 544.088 | 0.016556 | 537.7025 | 0.0086935 | 544.088 | 0.048616 | 544.088 | 0.032243 | 544.6077 | 0.025755 | 542.7203 | 0.015952 | 544.088 | 0.057301 | 544.6077 | 0 | 544.6077 | 0.045899 | 544.6077 | 0.079349 | 500.4821 | 6.2751 | 544.6077 | 0.61704 | 544.6077 | 2.7859 |  |  | 544.088 | 7.7466 | 538.85 | -0.021219 | 544.6077 | 0.013889 | 544.088 | 0.81421 | 501.2102 | 0.0010069 | 544.6077 | 0 | 544.6077 | 0 | 544.088 | -0.016759 | 544.6077 | -0.0033464 | 544.6077 | -0.0032187 | 544.6077 | -0.0054305 | 754.4439 | 1.4423 | 544.088 | -0.014347 | 544.088 | 0.0019292 | 544.6077 | -0.0052039 | 753.7328 | 0 | 544.088 | -0.013611 | 756.6165 | 0.00060988 | 754.4439 | 0.034539 | 544.088 | 0 | 916.9122 | 0.010119 |  |  | 1160.2948 | 0.15427 | 1019.7524 | 0.011478 | 1085.5503 | 0 | 1084.8571 | 0 | 1084.8505 | 0.0042819 | 544.088 | 0.050482 | 544.6077 | 2.3634 | 544.088 | 8.4521 | 544.088 | 3.2643 | 544.6077 | #REF! | 544.088 | 12.7003 | 541.4589 | 0.2357
| 298.028 | 0.0047684 | 298.028 | 0.032693 | 298.028 | 0.10866 | 298.028 | 0.72996 | 298.028 | 1.369 | 298.028 | 0 | 500.5961 | 0.0069668 | 544.3145 | 0.19835 | 298.028 | -0.05257 | 500.5961 | 0.03396 | 544.3145 | 0.16487 | 544.3144 | 0.046153 | 537.9272 | 0.031578 | 544.3145 | 0.1077 | 544.3144 | 0.095301 | 544.8338 | 0.076125 | 542.9449 | 0.057172 | 544.3144 | 0.099929 | 544.8338 | 0.064139 | 544.8338 | 0.075396 | 544.8338 | 0.089095 | 500.5961 | 6.2224 | 544.8338 | 0.61748 | 544.8339 | 2.7659 |  |  | 544.3145 | 7.8438 | 539.07 | -0.01947 | 544.8338 | 0.030025 | 544.3144 | 0.84145 | 501.3269 | 0.00048173 | 544.8338 | 0.025752 | 544.8339 | 0.020551 | 544.3144 | 0.018972 | 544.8338 | 0.0030187 | 544.8338 | 0.0012353 | 544.8338 | 0.010302 | 754.6086 | 1.4552 | 544.3145 | 0.0056724 | 544.3145 | 0.018292 | 544.8339 | 0.0017713 | 753.8975 | 0.0028693 | 544.3145 | 0.02519 | 756.7821 | 0.00030384 | 754.6086 | 0.032243 | 544.3144 | 0.0090425 | 916.9958 | 0.0096518 |  |  | 1160.3608 | 0.15468 | 1019.7652 | 0.011508 | 1085.608 | 0 | 1084.9147 | 0 | 1084.9081 | 0.0042046 | 544.314 | 0.061107 | 544.8338 | 2.382 | 544.3144 | 8.5518 | 544.3144 | 3.2971 | 544.8339 | #REF! | 544.3144 | 12.861 | 541.6844 | 0.23786
| 298.1042 | 0.0027933 | 298.1042 | -0.0259 | 298.1042 | 0.10772 | 298.1042 | 0.70028 | 298.1042 | 1.3492 | 298.1042 | 0 | 500.7101 | 0 | 544.5409 | 0.16418 | 298.1042 | -0.1159 | 500.7101 | 0 | 544.5409 | 0.08948 | 544.5409 | 0.018741 | 538.152 | 0.0032932 | 544.5409 | 0.043095 | 544.5409 | 0.013523 | 545.06 | 0.010802 | 543.1695 | 0.018025 | 544.5409 | 0.03431 | 545.06 | 0.004365 | 545.06 | 0.045209 | 545.06 | 0.07878 | 500.7101 | 6.3116 | 545.06 | 0.59764 | 545.06 | 2.7329 |  |  | 544.5409 | 7.8344 | 539.3 | -0.026815 | 545.06 | 0.02072 | 544.5409 | 0.84561 | 501.4436 | 0.00097413 | 545.06 | 0 | 545.06 | 0 | 544.5409 | -0.023606 | 545.06 | -0.0043892 | 545.06 | -0.0031879 | 545.06 | -0.0039867 | 754.7734 | 1.4586 | 544.5409 | -0.01797 | 544.5409 | -0.0055197 | 545.06 | -0.0080837 | 754.0623 | 0 | 544.5409 | -0.02437 | 756.9476 | 0.00068667 | 754.7734 | 0.034539 | 544.5409 | 0 | 917.0795 | 0.0097672 |  |  | 1160.4268 | 0.15508 | 1019.778 | 0.011538 | 1085.6658 | 0 | 1084.9723 | 0 | 1084.9657 | 0.0041148 | 544.541 | 0.051491 | 545.06 | 2.3914 | 544.5409 | 8.5684 | 544.5409 | 3.2865 | 545.06 | #REF! | 544.5409 | 12.8648 | 541.9099 | 0.23662
| 298.1804 | 0.0044874 | 298.1804 | -0.03739 | 298.1804 | 0.10814 | 298.1804 | 0.71507 | 298.1804 | 1.3674 | 298.1804 | 0 | 500.8242 | 0.010831 | 544.7674 | 0.18957 | 298.1804 | -0.0565 | 500.8242 | 0.016026 | 544.7674 | 0.091217 | 544.7674 | 0.043587 | 538.3768 | 0.030596 | 544.7674 | 0.11136 | 544.7674 | 0.096521 | 545.2862 | 0.077099 | 543.3942 | 0.052822 | 544.7674 | 0.12344 | 545.2862 | 0.081201 | 545.2862 | 0.064788 | 545.2862 | 0.08324 | 500.8242 | 6.3777 | 545.2862 | 0.59881 | 545.2861 | 2.6965 |  |  | 544.7674 | 7.8509 | 539.53 | -0.010726 | 545.2862 | 0.02905 | 544.7674 | 0.87838 | 501.5603 | 0.00050383 | 545.2862 | 0.02962 | 545.2861 | 0.017474 | 544.7674 | 0.022324 | 545.2862 | 0.0031764 | 545.2862 | 0.0015912 | 545.2862 | 0.005422 | 754.9381 | 1.4774 | 544.7674 | 0.007379 | 544.7674 | 0.010007 | 545.2861 | 0.0058117 | 754.2271 | 0.0018258 | 544.7674 | 0.022794 | 757.1132 | 0.00012505 | 754.9381 | 0.032353 | 544.7674 | 0.0090425 | 917.1632 | 0.0098279 |  |  | 1160.4927 | 0.15549 | 1019.7906 | 0.011569 | 1085.7235 | 0 | 1085.03 | 0 | 1085.0234 | 0.004016 | 544.767 | 0.058222 | 545.2862 | 2.4031 | 544.7674 | 8.6201 | 544.7674 | 3.298 | 545.2861 | #REF! | 544.7674 | 12.8923 | 542.1354 | 0.2354
| 298.2565 | 0.0025619 | 298.2565 | 0.025903 | 298.2565 | 0.10723 | 298.2565 | 0.68132 | 298.2565 | 1.3695 | 298.2565 | 0 | 500.9382 | 0 | 544.9939 | 0.17113 | 298.2565 | -0.1181 | 500.9382 | 0 | 544.9939 | -0.014466 | 544.9939 | 0.020074 | 538.6016 | 0.0080413 | 544.9939 | 0.040003 | 544.9939 | -0.0021195 | 545.5123 | -0.001693 | 543.6188 | 0.010423 | 544.9939 | 0.060893 | 545.5123 | 0 | 545.5123 | 0.044888 | 545.5123 | 0.075553 | 500.9382 | 6.4205 | 545.5123 | 0.58063 | 545.5123 | 2.6597 |  |  | 544.9939 | 7.8305 | 539.75 | 0.0036143 | 545.5123 | 0.018187 | 544.9939 | 0.88711 | 501.6771 | 0.00098861 | 545.5123 | 0 | 545.5123 | 0 | 544.9939 | -0.015384 | 545.5123 | -0.0044536 | 545.5123 | -0.0046548 | 545.5123 | -0.010265 | 755.1028 | 1.4783 | 544.9939 | -0.0086059 | 544.9939 | -0.0090217 | 545.5123 | 0.00041201 | 754.3919 | 0 | 544.9939 | -0.024338 | 757.2788 | 0.0009587 | 755.1028 | 0.034102 | 544.9939 | 0 | 917.2469 | 0.010511 |  |  | 1160.5586 | 0.15589 | 1019.8034 | 0.011601 | 1085.7812 | 0 | 1085.0876 | 0 | 1085.0811 | 0.003916 | 544.994 | 0.05678 | 545.5123 | 2.4063 | 544.9939 | 8.635 | 544.9939 | 3.2882 | 545.5123 | #REF! | 544.9939 | 12.9047 | 542.3609 | 0.23534
| 298.3327 | 0.004256 | 298.3327 | 0.020464 | 298.3327 | 0.1078 | 298.3327 | 0.69608 | 298.3327 | 1.3811 | 298.3327 | 0 | 501.0522 | 0 | 545.2204 | 0.16403 | 298.3327 | -0.05606 | 501.0522 | 0.042127 | 545.2204 | 0.090899 | 545.2204 | 0.034277 | 538.8264 | 0.027487 | 545.2204 | 0.11356 | 545.2204 | 0.11044 | 545.7385 | 0.088217 | 543.8435 | 0.047827 | 545.2204 | 0.12764 | 545.7385 | 0.069347 | 545.7385 | 0.076195 | 545.7385 | 0.080854 | 501.0522 | 6.526 | 545.7385 | 0.58491 | 545.7385 | 2.6374 |  |  | 545.2204 | 7.8516 | 539.98 | 0.0067623 | 545.7385 | 0.031957 | 545.2204 | 0.89786 | 501.7938 | 0.00049773 | 545.7385 | 0.018938 | 545.7385 | 0.020493 | 545.2204 | 0.017226 | 545.7385 | 0.0028428 | 545.7385 | 0.0012037 | 545.7385 | 0.0062295 | 755.2676 | 1.5155 | 545.2204 | 0.008734 | 545.2204 | -0.00078033 | 545.7385 | 0.0048501 | 754.5567 | 0.0018258 | 545.2204 | 0.015597 | 757.4444 | 4.2779e-05 | 755.2676 | 0.031916 | 545.2204 | 0 | 917.3307 | 0.01126 |  |  | 1160.6246 | 0.1563 | 1019.8162 | 0.011633 | 1085.839 | 0 | 1085.1454 | 0 | 1085.1388 | 0.0038228 | 545.22 | 0.058102 | 545.7385 | 2.4227 | 545.2204 | 8.6817 | 545.2204 | 3.3077 | 545.7385 | #REF! | 545.2204 | 12.9684 | 542.5864 | 0.23516
| 298.4089 | 0.0028263 | 298.4089 | -0.051971 | 298.4089 | 0.10626 | 298.4089 | 0.66316 | 298.4089 | 1.3766 | 298.4089 | 0 | 501.1663 | 0 | 545.4469 | 0.17247 | 298.4089 | -0.111 | 501.1663 | 0 | 545.4469 | 0.060025 | 545.4469 | 0.013074 | 539.0511 | 0.017692 | 545.4469 | 0.042121 | 545.4469 | -0.0067619 | 545.9647 | -0.0054013 | 544.0681 | 0.0089419 | 545.4469 | 0.066891 | 545.9647 | 0.015745 | 545.9647 | 0.043424 | 545.9647 | 0.070182 | 501.1663 | 6.5815 | 545.9647 | 0.5609 | 545.9647 | 2.5843 |  |  | 545.4469 | 7.8405 | 540.21 | 0.0039641 | 545.9647 | 0.022313 | 545.4469 | 0.91592 | 501.9105 | 0.00098403 | 545.9647 | 0.0014493 | 545.9647 | 0 | 545.4469 | -0.0007349 | 545.9647 | -0.0037571 | 545.9647 | -0.0025223 | 545.9647 | -0.0051044 | 755.4323 | 1.5309 | 545.4469 | -0.013936 | 545.4469 | 0.0052265 | 545.9647 | -0.0047766 | 754.7215 | 0 | 545.4469 | -0.010115 | 757.61 | 0.00098612 | 755.4323 | 0.033664 | 545.4469 | 0 | 917.4144 | 0.011074 |  |  | 1160.6906 | 0.1567 | 1019.8289 | 0.011665 | 1085.8967 | 0 | 1085.203 | 0 | 1085.1964 | 0.0037466 | 545.447 | 0.056732 | 545.9647 | 2.4182 | 545.4469 | 8.6406 | 545.4469 | 3.3068 | 545.9647 | #REF! | 545.4469 | 12.8893 | 542.812 | 0.23407
| 298.4851 | 0.0041899 | 298.4851 | -0.043463 | 298.4851 | 0.10703 | 298.4851 | 0.67895 | 298.4851 | 1.4005 | 298.4851 | 0 | 501.2803 | 0.027761 | 545.6734 | 0.1674 | 298.4851 | -0.04841 | 501.2803 | 0.039548 | 545.6734 | 0.16013 | 545.6734 | 0.034851 | 539.2759 | 0.029734 | 545.6734 | 0.11722 | 545.6734 | 0.087878 | 546.191 | 0.070196 | 544.2928 | 0.064414 | 545.6734 | 0.12428 | 546.191 | 0.058282 | 546.191 | 0.068937 | 546.191 | 0.077436 | 501.2803 | 6.5865 | 546.191 | 0.56176 | 546.191 | 2.5484 |  |  | 545.6734 | 7.8655 | 540.43 | 0.002565 | 546.191 | 0.033099 | 545.6734 | 0.93256 | 502.0272 | 0.0005065 | 546.191 | 0.018773 | 546.191 | 0.013641 | 545.6734 | 0.01584 | 546.191 | 0.00058061 | 546.191 | 0.0010526 | 546.191 | 0.0005531 | 755.597 | 1.5317 | 545.6734 | 0.010768 | 545.6734 | 0.011769 | 546.191 | 0.0064562 | 754.8863 | 0.0018258 | 545.6734 | 0.0075713 | 757.7756 | 1.7551e-05 | 755.597 | 0.032134 | 545.6734 | 0 | 917.4981 | 0.01087 |  |  | 1160.7566 | 0.15711 | 1019.8416 | 0.011697 | 1085.9546 | 0 | 1085.2607 | 0 | 1085.2541 | 0.0036989 | 545.673 | 0.058871 | 546.191 | 2.423 | 545.6734 | 8.6427 | 545.6734 | 3.3077 | 546.191 | #REF! | 545.6734 | 12.8957 | 543.0376 | 0.23344
| 298.5613 | 0.0028677 | 298.5613 | 0.04017 | 298.5613 | 0.10509 | 298.5613 | 0.64747 | 298.5613 | 1.4016 | 298.5613 | 0 | 501.3944 | 0 | 545.9 | 0.17094 | 298.5613 | -0.09964 | 501.3944 | 0 | 545.9 | 0.054253 | 545.9 | 0.015716 | 539.5008 | 0.010813 | 545.9 | 0.042523 | 545.9 | -0.0095322 | 546.4172 | -0.0076142 | 544.5175 | 0.015766 | 545.9 | 0.031684 | 546.4172 | 0.015036 | 546.4172 | 0.04052 | 546.4172 | 0.073502 | 501.3944 | 6.5824 | 546.4172 | 0.54872 | 546.4172 | 2.5185 |  |  | 545.9 | 7.8244 | 540.66 | -0.018771 | 546.4172 | 0.021809 | 545.9 | 0.94895 | 502.144 | 0.00096536 | 546.4172 | 0 | 546.4172 | 0 | 545.9 | -0.0083481 | 546.4172 | -0.0019299 | 546.4172 | -0.0026814 | 546.4172 | -0.0057777 | 755.7618 | 1.5301 | 545.9 | -0.015661 | 545.9 | -0.013081 | 546.4172 | -0.003913 | 755.0511 | 0 | 545.9 | -0.019272 | 757.9412 | 0.00098941 | 755.7618 | 0.033883 | 545.9 | 0 | 917.5819 | 0.010726 |  |  | 1160.8226 | 0.15751 | 1019.8544 | 0.011729 | 1086.0123 | 0 | 1085.3185 | 0 | 1085.3119 | 0.0036841 | 545.9 | 0.052405 | 546.4172 | 2.4418 | 545.9 | 8.6322 | 545.9 | 3.2989 | 546.4172 | #REF! | 545.9 | 12.8369 | 543.2631 | 0.23178
| 298.6375 | 0.0040908 | 298.6375 | 0.017008 | 298.6375 | 0.10509 | 298.6375 | 0.65585 | 298.6375 | 1.4189 | 298.6375 | 0 | 501.5085 | 0.042814 | 546.1265 | 0.16785 | 298.6375 | -0.04706 | 501.5085 | 0.036969 | 546.1265 | 0.16278 | 546.1265 | 0.032673 | 539.7256 | 0.031179 | 546.1265 | 0.098174 | 546.1265 | 0.075808 | 546.6434 | 0.060554 | 544.7422 | 0.053898 | 546.1265 | 0.10665 | 546.6434 | 0.056708 | 546.6434 | 0.070326 | 546.6434 | 0.075661 | 501.5085 | 6.6986 | 546.6434 | 0.54405 | 546.6434 | 2.4927 |  |  | 546.1265 | 7.8445 | 540.89 | 0.00046636 | 546.6434 | 0.033387 | 546.1265 | 0.96671 | 502.2607 | 0.00047487 | 546.6434 | 0.020144 | 546.6434 | 0.019139 | 546.1265 | 0.0053732 | 546.6434 | -0.0004264 | 546.6434 | -0.00070534 | 546.6434 | 0.0073374 | 755.9265 | 1.5586 | 546.1265 | 0.0082962 | 546.1265 | -0.0080439 | 546.6434 | 0.0036507 | 755.2159 | 0.0018258 | 546.1265 | 0.011405 | 758.1069 | 5.7039e-05 | 755.9265 | 0.031916 | 546.1265 | 0 | 917.6656 | 0.010315 |  |  | 1160.8885 | 0.15792 | 1019.8671 | 0.011762 | 1086.0701 | 0 | 1085.3761 | 0 | 1085.3696 | 0.0037069 | 546.127 | 0.05678 | 546.6434 | 2.4526 | 546.1265 | 8.6569 | 546.1265 | 3.3245 | 546.6434 | #REF! | 546.1265 | 12.8593 | 543.4887 | 0.23253
| 298.7136 | 0.0028759 | 298.7137 | -0.002258 | 298.7136 | 0.10358 | 298.7136 | 0.63056 | 298.7136 | 1.4153 | 298.7137 | 0 | 501.6225 | 0 | 546.3531 | 0.17196 | 298.7136 | -0.09495 | 501.6225 | 0 | 546.3531 | -0.014254 | 546.3531 | 0.018183 | 539.9505 | 0.021298 | 546.3531 | 0.04779 | 546.3531 | -0.0019349 | 546.8697 | -0.0015456 | 544.9669 | 0.017126 | 546.3531 | 0.039279 | 546.8697 | 0.00156 | 546.8697 | 0.039919 | 546.8697 | 0.066112 | 501.6225 | 6.6295 | 546.8697 | 0.53111 | 546.8697 | 2.4627 |  |  | 546.3531 | 7.8583 | 541.11 | 0.005713 | 546.8697 | 0.028116 | 546.3531 | 0.98299 | 502.3774 | 0.0009726 | 546.8697 | 0 | 546.8697 | 0 | 546.3531 | -0.0079095 | 546.8697 | -0.0044617 | 546.8697 | -0.0028765 | 546.8697 | -0.0075466 | 756.0913 | 1.572 | 546.3531 | -0.010816 | 546.3531 | -0.0029792 | 546.8697 | -0.0031198 | 755.3808 | 0 | 546.3531 | -0.016203 | 758.2725 | 0.0010081 | 756.0913 | 0.034757 | 546.3531 | 0 | 917.7495 | 0.010548 |  |  | 1160.9546 | 0.15832 | 1019.8798 | 0.011794 | 1086.1279 | 0 | 1085.4338 | 0 | 1085.4272 | 0.0037671 | 546.353 | 0.058342 | 546.8697 | 2.4646 | 546.3531 | 8.6872 | 546.3531 | 3.3272 | 546.8697 | #REF! | 546.3531 | 12.8738 | 543.7143 | 0.23222
| 298.7899 | 0.004504 | 298.7899 | 0.0069349 | 298.7899 | 0.10364 | 298.7899 | 0.64433 | 298.7899 | 1.4285 | 298.7899 | 0 | 501.7366 | 0.0016977 | 546.5797 | 0.15367 | 298.7899 | -0.02762 | 501.7366 | 0.040193 | 546.5797 | 0.083318 | 546.5797 | 0.036074 | 540.1754 | 0.033823 | 546.5797 | 0.097441 | 546.5797 | 0.093298 | 547.0959 | 0.074524 | 545.1916 | 0.045508 | 546.5797 | 0.11588 | 547.0959 | 0.057879 | 547.0959 | 0.06212 | 547.0959 | 0.076128 | 501.7366 | 6.8483 | 547.0959 | 0.53259 | 547.096 | 2.434 |  |  | 546.5797 | 7.8942 | 541.34 | -0.013525 | 547.0959 | 0.036735 | 546.5797 | 1.0001 | 502.4942 | 0.0005145 | 547.0959 | 0.026691 | 547.096 | 0.015893 | 546.5797 | 0.01519 | 547.0959 | 0.0015038 | 547.0959 | 1.7532e-05 | 547.0959 | 0.0065052 | 756.2561 | 1.598 | 546.5797 | 0.010836 | 546.5797 | 0.0035262 | 547.0959 | 0.0033299 | 755.5456 | 0.0013044 | 546.5797 | 0.013126 | 758.4381 | 5.7039e-05 | 756.2561 | 0.032462 | 546.5797 | 0.0072427 | 917.8333 | 0.011066 |  |  | 1161.0206 | 0.15873 | 1019.8926 | 0.011827 | 1086.1857 | 0 | 1085.4916 | 0 | 1085.485 | 0.003858 | 546.58 | 0.063198 | 547.0959 | 2.4683 | 546.5797 | 8.7372 | 546.5797 | 3.3414 | 547.0959 | #REF! | 546.5797 | 12.9315 | 543.9399 | 0.23223
| 298.866 | 0.0026363 | 298.8661 | 0.040893 | 298.866 | 0.10284 | 298.866 | 0.61038 | 298.866 | 1.4315 | 298.8661 | 0 | 501.8507 | 0 | 546.8063 | 0.15918 | 298.866 | -0.07665 | 501.8507 | 0 | 546.8063 | -0.0012519 | 546.8063 | 0.0085894 | 540.4002 | 0.0090176 | 546.8063 | 0.039792 | 546.8063 | 0.0073343 | 547.3222 | 0.0058585 | 545.4163 | 0.011668 | 546.8063 | 0.042831 | 547.3222 | 0.0086806 | 547.3222 | 0.048126 | 547.3222 | 0.067628 | 501.8507 | 6.9242 | 547.3222 | 0.50965 | 547.3222 | 2.3898 |  |  | 546.8063 | 7.83 | 541.57 | -0.010027 | 547.3222 | 0.025382 | 546.8063 | 1.0194 | 502.6109 | 0.0010568 | 547.3222 | 0 | 547.3222 | 0 | 546.8063 | -0.012015 | 547.3222 | -0.0067959 | 547.3222 | -0.0024442 | 547.3222 | -0.0014225 | 756.4208 | 1.5956 | 546.8063 | -0.0052822 | 546.8063 | -0.0075094 | 547.3222 | 0.0028588 | 755.7104 | 0 | 546.8063 | -0.0061368 | 758.6037 | 0.0010366 | 756.4208 | 0.034211 | 546.8063 | 0.0036213 | 917.9171 | 0.010763 |  |  | 1161.0867 | 0.15913 | 1019.9053 | 0.01186 | 1086.2435 | 0 | 1085.5493 | 0 | 1085.5427 | 0.0039728 | 546.806 | 0.063463 | 547.3222 | 2.472 | 546.8063 | 8.7439 | 546.8063 | 3.3343 | 547.3222 | #REF! | 546.8063 | 12.8981 | 544.1656 | 0.23239
| 298.9423 | 0.0041899 | 298.9423 | 0.031973 | 298.9423 | 0.10273 | 298.9423 | 0.62542 | 298.9423 | 1.4521 | 298.9423 | 0 | 501.9647 | 0.015046 | 547.0329 | 0.16743 | 298.9423 | -0.04531 | 501.9647 | 0.021923 | 547.0329 | 0.080131 | 547.0329 | 0.038175 | 540.6251 | 0.030896 | 547.0329 | 0.1011 | 547.0329 | 0.08687 | 547.5485 | 0.06939 | 545.6411 | 0.044193 | 547.0329 | 0.10665 | 547.5485 | 0.041326 | 547.5485 | 0.064694 | 547.5485 | 0.070304 | 501.9647 | 7.1179 | 547.5485 | 0.50791 | 547.5485 | 2.3451 |  |  | 547.0329 | 7.7974 | 541.79 | -0.009677 | 547.5485 | 0.039502 | 547.0329 | 1.0368 | 502.7277 | 0.00055185 | 547.5485 | 0.022712 | 547.5485 | 0.017284 | 547.0329 | 0.018065 | 547.5485 | 0.00020799 | 547.5485 | 0.0018576 | 547.5485 | 0.007863 | 756.5856 | 1.6257 | 547.0329 | 0.0027189 | 547.0329 | -0.0041841 | 547.5485 | 0.0037114 | 755.8752 | 0.0013044 | 547.0329 | 0.010129 | 758.7694 | 2.4132e-05 | 756.5856 | 0.031588 | 547.0329 | 0.0090425 | 918.001 | 0.010333 |  |  | 1161.1527 | 0.15954 | 1019.9181 | 0.011892 | 1086.3013 | 0 | 1085.6071 | 0 | 1085.6005 | 0.0041023 | 547.033 | 0.069256 | 547.5485 | 2.4723 | 547.0329 | 8.7526 | 547.0329 | 3.3281 | 547.5485 | #REF! | 547.0329 | 12.8927 | 544.3912 | 0.23253
| 299.0185 | 0.0022561 | 299.0185 | -0.014151 | 299.0185 | 0.10184 | 299.0185 | 0.58722 | 299.0185 | 1.4292 | 299.0185 | 0 | 502.0788 | 0 | 547.2595 | 0.14679 | 299.0185 | -0.08213 | 502.0788 | 0 | 547.2595 | 0.039167 | 547.2595 | 0.017307 | 540.85 | 0.014632 | 547.2595 | 0.037893 | 547.2595 | -0.0097994 | 547.7748 | -0.0078276 | 545.8658 | 0.009699 | 547.2595 | 0.047727 | 547.7748 | 0.017032 | 547.7748 | 0.03917 | 547.7748 | 0.064661 | 502.0788 | 7.0979 | 547.7748 | 0.49308 | 547.7748 | 2.3125 |  |  | 547.2595 | 7.7938 | 542.02 | 0.0064125 | 547.7748 | 0.026143 | 547.2595 | 1.0507 | 502.8444 | 0.00096993 | 547.7748 | 0 | 547.7748 | 0 | 547.2595 | -0.0025501 | 547.7748 | -0.0015304 | 547.7748 | -0.0032515 | 547.7748 | -0.0071508 | 756.7504 | 1.6226 | 547.2595 | -0.0088575 | 547.2595 | -0.0090375 | 547.7748 | -0.0053533 | 756.0401 | 0 | 547.2595 | -0.017723 | 758.935 | 0.00099819 | 756.7504 | 0.033774 | 547.2595 | 0.0090425 | 918.0848 | 0.010696 |  |  | 1161.2188 | 0.15995 | 1019.9308 | 0.011924 | 1086.3591 | 0 | 1085.6648 | 0 | 1085.6582 | 0.0042353 | 547.26 | 0.066011 | 547.7748 | 2.4704 | 547.2595 | 8.7336 | 547.2595 | 3.329 | 547.7748 | #REF! | 547.2595 | 12.894 | 544.6168 | 0.2326
| 299.0947 | 0.0040081 | 299.0947 | -0.028438 | 299.0947 | 0.10221 | 299.0947 | 0.60469 | 299.0947 | 1.4467 | 299.0947 | 0 | 502.1929 | 0.022482 | 547.4861 | 0.17448 | 299.0947 | -0.00047137 | 502.1929 | 0.054808 | 547.4861 | 0.075118 | 547.4861 | 0.041187 | 541.0749 | 0.031404 | 547.4861 | 0.10697 | 547.4861 | 0.11855 | 548.0011 | 0.094692 | 546.0906 | 0.045784 | 547.4861 | 0.11924 | 548.0011 | 0.051569 | 548.0011 | 0.062744 | 548.0011 | 0.07076 | 502.1929 | 7.2179 | 548.0011 | 0.49102 | 548.0011 | 2.2777 |  |  | 547.4861 | 7.807 | 542.25 | -0.0065291 | 548.0011 | 0.038845 | 547.4861 | 1.0788 | 502.9612 | 0.00043028 | 548.0011 | 0.0166 | 548.0011 | 0.01352 | 547.4861 | 0.02273 | 548.0011 | 0.0010368 | 548.0011 | 0.0013953 | 548.0011 | 0.0052856 | 756.9152 | 1.6528 | 547.4861 | 0.0055447 | 547.4861 | -0.0097939 | 548.0011 | 0.0053621 | 756.2049 | 0.0013044 | 547.4861 | 0.00085382 | 759.1007 | 4.607e-05 | 756.9152 | 0.032025 | 547.4861 | 0.005432 | 918.1688 | 0.011324 |  |  | 1161.2848 | 0.16036 | 1019.9435 | 0.011957 | 1086.4169 | 0 | 1085.7225 | 0 | 1085.7159 | 0.004366 | 547.486 | 0.063775 | 548.0011 | 2.4834 | 547.4861 | 8.7167 | 547.4861 | 3.3148 | 548.0011 | #REF! | 547.4861 | 12.8561 | 544.8425 | 0.23291
| 299.1709 | 0.0021983 | 299.1709 | 0.045978 | 299.1709 | 0.10099 | 299.1709 | 0.57215 | 299.1709 | 1.4467 | 299.1709 | 0 | 502.307 | 0 | 547.7128 | 0.16511 | 299.1709 | -0.06999 | 502.307 | 0 | 547.7128 | 0.021325 | 547.7128 | 0.017731 | 541.2998 | 0.014726 | 547.7128 | 0.036397 | 547.7128 | -0.00028958 | 548.2274 | -0.00023131 | 546.3153 | 0.026709 | 547.7128 | 0.031177 | 548.2274 | 0.0091001 | 548.2274 | 0.039461 | 548.2274 | 0.062059 | 502.307 | 7.2445 | 548.2274 | 0.47716 | 548.2274 | 2.2433 |  |  | 547.7128 | 7.7775 | 542.47 | 0.017256 | 548.2274 | 0.031499 | 547.7128 | 1.1016 | 503.0779 | 0.00090324 | 548.2274 | 0 | 548.2274 | 0 | 547.7128 | -0.014704 | 548.2274 | -0.0033612 | 548.2274 | -0.0030799 | 548.2274 | -0.0052641 | 757.08 | 1.6922 | 547.7128 | -0.01514 | 547.7128 | -0.0061334 | 548.2274 | -0.00056469 | 756.3698 | 0 | 547.7128 | -0.023753 | 759.2664 | 0.00096747 | 757.08 | 0.034102 | 547.7128 | 0 | 918.2526 | 0.011184 |  |  | 1161.3508 | 0.16077 | 1019.9563 | 0.011989 | 1086.4747 | 0 | 1085.7803 | 0 | 1085.7737 | 0.0044842 | 547.713 | 0.058126 | 548.2274 | 2.4886 | 547.7128 | 8.7354 | 547.7128 | 3.2936 | 548.2274 | #REF! | 547.7128 | 12.8081 | 545.0682 | 0.2331
| 299.2471 | 0.0040329 | 299.2471 | 0.048084 | 299.2471 | 0.10127 | 299.2471 | 0.59002 | 299.2471 | 1.4612 | 299.2471 | 0 | 502.4211 | 0.024828 | 547.9394 | 0.16478 | 299.2471 | 0.01935 | 502.4211 | 0.038688 | 547.9394 | 0.12499 | 547.9394 | 0.038084 | 541.5248 | 0.032268 | 547.9394 | 0.090847 | 547.9394 | 0.062084 | 548.4538 | 0.049591 | 546.5401 | 0.053838 | 547.9394 | 0.094891 | 548.4538 | 0.045011 | 548.4538 | 0.057918 | 548.4538 | 0.069041 | 502.4211 | 7.3338 | 548.4538 | 0.47317 | 548.4538 | 2.2058 |  |  | 547.9394 | 7.811 | 542.7 | -0.00023318 | 548.4538 | 0.042736 | 547.9394 | 1.1175 | 503.1947 | 0.00048096 | 548.4538 | 0.019614 | 548.4538 | 0.01537 | 547.9394 | 0.022628 | 548.4538 | -2.2533e-05 | 548.4538 | -7.8193e-05 | 548.4538 | 0.0035346 | 757.2448 | 1.7174 | 547.9394 | 0.0034018 | 547.9394 | 0.003929 | 548.4538 | -0.0019698 | 756.5346 | 0.00078262 | 547.9394 | 0.0092449 | 759.432 | 5.8136e-05 | 757.2448 | 0.032899 | 547.9394 | 0 | 918.3365 | 0.011029 |  |  | 1161.4169 | 0.16117 | 1019.9691 | 0.01202 | 1086.5326 | 0 | 1085.838 | 0 | 1085.8314 | 0.0045876 | 547.939 | 0.064015 | 548.4538 | 2.4886 | 547.9394 | 8.7643 | 547.9394 | 3.3042 | 548.4538 | #REF! | 547.9394 | 12.8465 | 545.2938 | 0.23388
| 299.3233 | 0.0025288 | 299.3233 | -0.034295 | 299.3233 | 0.10005 | 299.3233 | 0.55729 | 299.3233 | 1.45 | 299.3233 | 0 | 502.5351 | 0 | 548.1661 | 0.15193 | 299.3233 | -0.04055 | 502.5351 | 0 | 548.1661 | -0.0079939 | 548.1661 | 0.01921 | 541.7497 | 0.0071845 | 548.1661 | 0.04231 | 548.1661 | -0.017378 | 548.6801 | -0.013881 | 546.7649 | 0.013459 | 548.1661 | 0.036537 | 548.6801 | 0.0081395 | 548.6801 | 0.034851 | 548.6801 | 0.059729 | 502.5351 | 7.4482 | 548.6801 | 0.46127 | 548.6801 | 2.176 |  |  | 548.1661 | 7.8068 | 542.93 | -0.05025 | 548.6801 | 0.033057 | 548.1661 | 1.1307 | 503.3115 | 0.00096879 | 548.6801 | 0 | 548.6801 | 0 | 548.1661 | -0.025927 | 548.6801 | -0.0072199 | 548.6801 | -0.0029212 | 548.6801 | -0.0063284 | 757.4096 | 1.7044 | 548.1661 | -0.010306 | 548.1661 | 0.0023268 | 548.6801 | -0.0035813 | 756.6995 | 0 | 548.1661 | -0.016185 | 759.5977 | 0.0010168 | 757.4096 | 0.035522 | 548.1661 | 0 | 918.4205 | 0.011178 |  |  | 1161.4829 | 0.16158 | 1019.9818 | 0.012052 | 1086.5904 | 0 | 1085.8957 | 0 | 1085.8892 | 0.0046717 | 548.166 | 0.064929 | 548.6801 | 2.495 | 548.1661 | 8.7622 | 548.1661 | 3.298 | 548.6801 | #REF! | 548.1661 | 12.8265 | 545.5195 | 0.23301
| 299.3995 | 0.0042312 | 299.3995 | 0.0058578 | 299.3995 | 0.10025 | 299.3995 | 0.57168 | 299.3995 | 1.4552 | 299.3995 | 0 | 502.6492 | 0.015748 | 548.3928 | 0.17421 | 299.3995 | 0.04903 | 502.6492 | 0.012299 | 548.3928 | 0.11541 | 548.3928 | 0.028957 | 541.9747 | 0.036228 | 548.3928 | 0.10184 | 548.3928 | 0.098132 | 548.9065 | 0.078386 | 546.9897 | 0.047627 | 548.3928 | 0.10497 | 548.9065 | 0.053607 | 548.9065 | 0.066344 | 548.9065 | 0.063907 | 502.6492 | 7.4829 | 548.9065 | 0.45795 | 548.9065 | 2.1441 |  |  | 548.3928 | 7.7767 | 543.15 | -0.025068 | 548.9065 | 0.045891 | 548.3928 | 1.1484 | 503.4282 | 0.0004943 | 548.9065 | 0.01596 | 548.9065 | 0.012025 | 548.3928 | 0.017448 | 548.9065 | 0.0017604 | 548.9065 | 0.00047432 | 548.9065 | 0.006342 | 757.5744 | 1.7007 | 548.3928 | 0.0037905 | 548.3928 | 0.0031639 | 548.9065 | 0.0020237 | 756.8643 | 0.0023475 | 548.3928 | 0.017255 | 759.7634 | 9.4334e-05 | 757.5744 | 0.033555 | 548.3928 | 0 | 918.5045 | 0.010883 |  |  | 1161.549 | 0.16199 | 1019.9945 | 0.012083 | 1086.6483 | 0 | 1085.9536 | 0 | 1085.947 | 0.0047364 | 548.393 | 0.064977 | 548.9065 | 2.502 | 548.3928 | 8.7542 | 548.3928 | 3.2953 | 548.9065 | #REF! | 548.3928 | 12.8571 | 545.7452 | 0.23321
| 299.4758 | 0.0021404 | 299.4758 | 0.021121 | 299.4758 | 0.099333 | 299.4758 | 0.54465 | 299.4758 | 1.4563 | 299.4758 | 0 | 502.7633 | 0 | 548.6194 | 0.17273 | 299.4758 | -0.01203 | 502.7633 | 0 | 548.6194 | 0.018715 | 548.6195 | 0.021967 | 542.1996 | 0.0049933 | 548.6194 | 0.042071 | 548.6195 | 0.026016 | 549.1329 | 0.020781 | 547.2145 | 0.035625 | 548.6195 | 0.03767 | 549.1329 | 0.02704 | 549.1329 | 0.039793 | 549.1329 | 0.063168 | 502.7633 | 7.6144 | 549.1329 | 0.44374 | 549.1329 | 2.1051 |  |  | 548.6194 | 7.7388 | 543.38 | -0.026116 | 549.1329 | 0.040406 | 548.6195 | 1.1629 | 503.545 | 0.00095278 | 549.1329 | 0 | 549.1329 | 0 | 548.6195 | -0.0053175 | 549.1329 | -0.0014863 | 549.1329 | -0.0011995 | 549.1329 | -0.0056898 | 757.7392 | 1.7468 | 548.6194 | -0.014692 | 548.6194 | 0.0063057 | 549.1329 | 0.0014722 | 757.0292 | 0 | 548.6194 | 0.00068551 | 759.9291 | 0.0012274 | 757.7392 | 0.036069 | 548.6195 | 0 | 918.5884 | 0.010824 |  |  | 1161.6151 | 0.1624 | 1020.0073 | 0.012114 | 1086.7061 | 0 | 1086.0113 | 0 | 1086.0048 | 0.0047819 | 548.619 | 0.063967 | 549.1329 | 2.5018 | 548.6195 | 8.77 | 548.6195 | 3.2812 | 549.1329 | #REF! | 548.6195 | 12.77 | 545.971 | 0.23359
| 299.552 | 0.0038759 | 299.552 | 0.042093 | 299.552 | 0.099875 | 299.552 | 0.55876 | 299.552 | 1.4822 | 299.552 | 0 | 502.8774 | 0.0094255 | 548.8462 | 0.16337 | 299.552 | 0.04277 | 502.8774 | 0.030091 | 548.8462 | 0.10166 | 548.8461 | 0.034168 | 542.4246 | 0.039988 | 548.8462 | 0.098174 | 548.8461 | 0.10537 | 549.3592 | 0.08417 | 547.4393 | 0.050932 | 548.8461 | 0.11588 | 549.3592 | 0.061096 | 549.3592 | 0.06511 | 549.3592 | 0.061268 | 502.8774 | 7.6271 | 549.3592 | 0.44497 | 549.3592 | 2.0724 |  |  | 548.8462 | 7.7385 | 543.61 | 0.026 | 549.3592 | 0.043098 | 548.8461 | 1.1896 | 503.6618 | 0.00046762 | 549.3592 | 0.015101 | 549.3592 | 0.013495 | 548.8461 | 0.017944 | 549.3592 | 0.0019113 | 549.3592 | -0.00075076 | 549.3592 | 0.0006613 | 757.904 | 1.7199 | 548.8462 | 0.0049944 | 548.8462 | 0.013484 | 549.3593 | 0.0090752 | 757.1941 | 0.00026087 | 548.8462 | 0.014579 | 760.0948 | 0.00014808 | 757.904 | 0.034211 | 548.8461 | 0 | 918.6724 | 0.011586 |  |  | 1161.6811 | 0.16282 | 1020.02 | 0.012144 | 1086.7639 | 0 | 1086.0691 | 0 | 1086.0625 | 0.0048103 | 548.846 | 0.065939 | 549.3592 | 2.5115 | 548.8461 | 8.812 | 548.8461 | 3.2732 | 549.3593 | #REF! | 548.8461 | 12.829 | 546.1967 | 0.23322
| 299.6282 | 0.0022809 | 299.6282 | -0.010546 | 299.6282 | 0.098934 | 299.6282 | 0.53011 | 299.6282 | 1.4601 | 299.6282 | 0 | 502.9915 | 0 | 549.0729 | 0.16391 | 299.6282 | -0.00132 | 502.9915 | 0 | 549.0729 | 0.019035 | 549.0729 | 0.013234 | 542.6495 | 0.019631 | 549.0729 | 0.046379 | 549.0729 | 0.03933 | 549.5856 | 0.031416 | 547.6641 | 0.017457 | 549.0729 | 0.03477 | 549.5856 | 0.018956 | 549.5856 | 0.042736 | 549.5856 | 0.056792 | 502.9915 | 7.8131 | 549.5856 | 0.42868 | 549.5856 | 2.0497 |  |  | 549.0729 | 7.7143 | 543.83 | 0.0022152 | 549.5856 | 0.03688 | 549.0729 | 1.1961 | 503.7786 | 0.00091238 | 549.5856 | 0 | 549.5856 | 0 | 549.0729 | -0.015561 | 549.5856 | -0.0025088 | 549.5856 | -0.0016712 | 549.5856 | -0.0043666 | 758.0688 | 1.8095 | 549.0729 | -0.019275 | 549.0729 | 0.0028296 | 549.5856 | 0.0004032 | 757.359 | 0 | 549.0729 | -0.019258 | 760.2605 | 0.0013141 | 758.0688 | 0.036506 | 549.0729 | 0 | 918.7563 | 0.01212 |  |  | 1161.7473 | 0.16323 | 1020.0327 | 0.012174 | 1086.8218 | 0 | 1086.127 | 0 | 1086.1204 | 0.0048273 | 549.073 | 0.067092 | 549.5856 | 2.5186 | 549.0729 | 8.8568 | 549.0729 | 3.2758 | 549.5856 | #REF! | 549.0729 | 12.8889 | 546.4224 | 0.23457
| 299.7045 | 0.0036528 | 299.7045 | -0.019495 | 299.7045 | 0.098934 | 299.7045 | 0.53979 | 299.7045 | 1.473 | 299.7045 | 0 | 503.1057 | 0.0045078 | 549.2996 | 0.16096 | 299.7045 | 0.04689 | 503.1057 | 0.024932 | 549.2996 | 0.12424 | 549.2996 | 0.034876 | 542.8746 | 0.033921 | 549.2996 | 0.098906 | 549.2996 | 0.07949 | 549.8121 | 0.063495 | 547.889 | 0.049241 | 549.2996 | 0.12848 | 549.8121 | 0.059273 | 549.8121 | 0.064965 | 549.8121 | 0.062413 | 503.1057 | 7.8917 | 549.8121 | 0.43344 | 549.8121 | 2.0316 |  |  | 549.2996 | 7.7298 | 544.06 | 0.01061 | 549.8121 | 0.047979 | 549.2996 | 1.2271 | 503.8954 | 0.00045009 | 549.8121 | 0.020491 | 549.8121 | 0.017091 | 549.2996 | 0.022625 | 549.8121 | 0.0041335 | 549.8121 | 0.0024543 | 549.8121 | 0.0085546 | 758.2336 | 1.8403 | 549.2996 | 0.00393 | 549.2996 | -0.00011241 | 549.8121 | 0.0077715 | 757.5239 | 0.0013044 | 549.2996 | 0.0065513 | 760.4262 | 0.00026765 | 758.2336 | 0.033336 | 549.2996 | 0 | 918.8404 | 0.011838 |  |  | 1161.8133 | 0.16364 | 1020.0455 | 0.012204 | 1086.8798 | 0 | 1086.1847 | 0 | 1086.1781 | 0.0048364 | 549.3 | 0.064857 | 549.8121 | 2.5358 | 549.2996 | 8.9283 | 549.2996 | 3.2794 | 549.8121 | #REF! | 549.2996 | 12.9537 | 546.6482 | 0.2361
| 299.7807 | 0.0022644 | 299.7807 | 0.024388 | 299.7807 | 0.097965 | 299.7807 | 0.51195 | 299.7807 | 1.4656 | 299.7807 | 0 | 503.2198 | 0 | 549.5263 | 0.15106 | 299.7807 | 0.00227 | 503.2198 | 0 | 549.5263 | 0.059375 | 549.5263 | 0.011099 | 543.0995 | 0.016556 | 549.5263 | 0.046063 | 549.5263 | -0.010798 | 550.0385 | -0.008625 | 548.1138 | 0.012823 | 549.5263 | 0.05602 | 550.0385 | 0.015782 | 550.0385 | 0.032591 | 550.0385 | 0.055487 | 503.2198 | 7.9492 | 550.0385 | 0.41858 | 550.0385 | 2.003 |  |  | 549.5263 | 7.747 | 544.29 | -0.011426 | 550.0385 | 0.038802 | 549.5263 | 1.2403 | 504.0121 | 0.00097146 | 550.0385 | 0 | 550.0385 | 0 | 549.5263 | -0.019359 | 550.0385 | -0.0047148 | 550.0385 | -0.0030466 | 550.0385 | -0.0040973 | 758.3985 | 1.8455 | 549.5263 | -0.020974 | 549.5263 | -0.0031575 | 550.0385 | -0.0019936 | 757.6887 | 0 | 549.5263 | -0.01489 | 760.5919 | 0.0013722 | 758.3985 | 0.035195 | 549.5263 | 0 | 918.9244 | 0.011568 |  |  | 1161.8795 | 0.16405 | 1020.0582 | 0.012233 | 1086.9376 | 0 | 1086.2425 | 0 | 1086.236 | 0.0048433 | 549.526 | 0.064039 | 550.0385 | 2.545 | 549.5263 | 8.9527 | 549.5263 | 3.2741 | 550.0385 | #REF! | 549.5263 | 12.9937 | 546.8739 | 0.23584
| 299.857 | 0.0040164 | 299.857 | 0.053178 | 299.857 | 0.09902 | 299.857 | 0.52416 | 299.857 | 1.4898 | 299.857 | 0 | 503.3339 | 0.0038054 | 549.7531 | 0.1598 | 299.857 | 0.0313 | 503.3339 | 0.024503 | 549.7531 | 0.10251 | 549.7531 | 0.035214 | 543.3246 | 0.032718 | 549.7531 | 0.098906 | 549.7531 | 0.068239 | 550.2649 | 0.054508 | 548.3387 | 0.045792 | 549.7531 | 0.10413 | 550.2649 | 0.040129 | 550.2649 | 0.057159 | 550.2649 | 0.058122 | 503.3339 | 7.912 | 550.2649 | 0.41906 | 550.2649 | 1.9854 |  |  | 549.7531 | 7.7228 | 544.51 | -0.0068788 | 550.2649 | 0.054922 | 549.7531 | 1.2672 | 504.1289 | 0.00053127 | 550.2649 | 0.022685 | 550.2649 | 0.012146 | 549.7531 | 0.021944 | 550.2649 | -0.00024051 | 550.2649 | 0.00016581 | 550.2649 | 0.0052332 | 758.5633 | 1.8552 | 549.7531 | -0.0008 | 549.7531 | 0.0036769 | 550.2649 | 0.0055288 | 757.8536 | 0.00078262 | 549.7531 | 0.013432 | 760.7576 | 0.00029617 | 758.5633 | 0.033227 | 549.7531 | 0 | 919.0084 | 0.012041 |  |  | 1161.9456 | 0.16446 | 1020.071 | 0.012262 | 1086.9955 | 0 | 1086.3003 | 0 | 1086.2937 | 0.0048501 | 549.753 | 0.066059 | 550.2649 | 2.5699 | 549.7531 | 9.0065 | 549.7531 | 3.2873 | 550.2649 | #REF! | 549.7531 | 13.0152 | 547.0997 | 0.23676
| 299.9332 | 0.0020908 | 299.9332 | -0.041414 | 299.9332 | 0.097337 | 299.9332 | 0.49713 | 299.9332 | 1.4716 | 299.9332 | 0 | 503.448 | 0 | 549.9798 | 0.15869 | 299.9332 | -0.01361 | 503.448 | 0 | 549.9798 | 0.039149 | 549.9799 | 0.017764 | 543.5496 | 0.016613 | 549.9798 | 0.041912 | 549.9799 | 0.046667 | 550.4914 | 0.037277 | 548.5635 | 0.0085562 | 549.9799 | 0.03879 | 550.4914 | 0.01455 | 550.4914 | 0.043437 | 550.4914 | 0.05456 | 503.448 | 8.0537 | 550.4914 | 0.40871 | 550.4913 | 1.9571 |  |  | 549.9798 | 7.7415 | 544.74 | 0.0011659 | 550.4914 | 0.045084 | 549.9799 | 1.2931 | 504.2457 | 0.0010294 | 550.4914 | 0 | 550.4913 | 0 | 549.9799 | -0.0065438 | 550.4914 | -0.0015166 | 550.4914 | -0.0013085 | 550.4914 | -0.00049123 | 758.7281 | 1.8542 | 549.9798 | -0.0069326 | 549.9798 | 0.0060053 | 550.4913 | -0.00038256 | 758.0185 | 0 | 549.9798 | -0.014575 | 760.9233 | 0.0013284 | 758.7281 | 0.035522 | 549.9799 | 0 | 919.0925 | 0.012389 |  |  | 1162.0117 | 0.16488 | 1020.0837 | 0.012291 | 1087.0533 | 0 | 1086.3582 | 0 | 1086.3516 | 0.0048569 | 549.98 | 0.066924 | 550.4914 | 2.5849 | 549.9799 | 9.02 | 549.9799 | 3.2945 | 550.4913 | #REF! | 549.9799 | 13.0056 | 547.3255 | 0.23723
| 300.0095 | 0.0039337 | 300.0095 | -0.018032 | 300.0095 | 0.097223 | 300.0095 | 0.51392 | 300.0095 | 1.4802 | 300.0095 | 0.0015699 | 503.5621 | 0 | 550.2066 | 0.17397 | 300.0095 | 0.04587 | 503.5621 | 0.015653 | 550.2066 | 0.10027 | 550.2066 | 0.03937 | 543.7747 | 0.031169 | 550.2066 | 0.098906 | 550.2066 | 0.10639 | 550.7178 | 0.08498 | 548.7884 | 0.048187 | 550.2066 | 0.11588 | 550.7178 | 0.068339 | 550.7178 | 0.061543 | 550.7178 | 0.056274 | 503.5621 | 8.2164 | 550.7178 | 0.4106 | 550.7178 | 1.9375 |  |  | 550.2066 | 7.7774 | 544.97 | 0.012708 | 550.7178 | 0.056336 | 550.2066 | 1.3301 | 504.3625 | 0.00050383 | 550.7178 | 0.026031 | 550.7178 | 0.019905 | 550.2066 | 0.016904 | 550.7178 | 0.0038405 | 550.7178 | 0.0019057 | 550.7178 | 0.0064613 | 758.893 | 1.8838 | 550.2066 | 0.0073865 | 550.2066 | -0.001504 | 550.7178 | 0.0010556 | 758.1834 | 0.0018258 | 550.2066 | 0.029062 | 761.0891 | 0.00035759 | 758.893 | 0.033555 | 550.2066 | 0.0090425 | 919.1766 | 0.012293 |  |  | 1162.0779 | 0.16529 | 1020.0964 | 0.012319 | 1087.1112 | 0 | 1086.4159 | 0 | 1086.4094 | 0.0048648 | 550.207 | 0.071564 | 550.7178 | 2.5976 | 550.2066 | 9.0261 | 550.2066 | 3.3245 | 550.7178 | #REF! | 550.2066 | 12.9954 | 547.5513 | 0.23718
| 300.0857 | 0.0020495 | 300.0857 | 0.010914 | 300.0857 | 0.095883 | 300.0857 | 0.48253 | 300.0857 | 1.4698 | 300.0857 | -0.0028209 | 503.6762 | 0 | 550.4334 | 0.163 | 300.0857 | -0.00093665 | 503.6762 | 0 | 550.4334 | 0.03256 | 550.4334 | 0.016228 | 543.9997 | 0.016314 | 550.4334 | 0.043344 | 550.4334 | 0.024699 | 550.9443 | 0.019729 | 549.0133 | 0.014918 | 550.4334 | 0.047083 | 550.9443 | 0.016122 | 550.9443 | 0.04229 | 550.9443 | 0.054599 | 503.6762 | 8.3975 | 550.9443 | 0.3946 | 550.9443 | 1.907 |  |  | 550.4334 | 7.7603 | 545.2 | -0.014223 | 550.9443 | 0.04675 | 550.4334 | 1.3435 | 504.4793 | 0.0010016 | 550.9443 | 0.0014366 | 550.9443 | 0 | 550.4334 | -0.0050799 | 550.9443 | -0.0026405 | 550.9443 | -0.00199 | 550.9443 | -0.0035923 | 759.0578 | 1.8929 | 550.4334 | -0.017565 | 550.4334 | -0.01308 | 550.9443 | -0.0048258 | 758.3483 | 0 | 550.4334 | -0.0276 | 761.2548 | 0.0015225 | 759.0578 | 0.035304 | 550.4334 | 0.0090425 | 919.2606 | 0.012469 |  |  | 1162.144 | 0.16571 | 1020.1092 | 0.012346 | 1087.1692 | 0 | 1086.4738 | 0 | 1086.4672 | 0.0048694 | 550.433 | 0.071828 | 550.9443 | 2.6087 | 550.4334 | 9.0169 | 550.4334 | 3.3254 | 550.9443 | #REF! | 550.4334 | 12.9745 | 547.7771 | 0.23757
| 300.162 | 0.0035123 | 300.162 | 0.029147 | 300.162 | 0.09614 | 300.162 | 0.50149 | 300.162 | 1.4933 | 300.162 | 0.0044674 | 503.7904 | 0.011884 | 550.6602 | 0.17097 | 300.162 | 0.04036 | 503.7904 | 0.027297 | 550.6602 | 0.15847 | 550.6602 | 0.039438 | 544.2247 | 0.037734 | 550.6602 | 0.10477 | 550.6602 | 0.09829 | 551.1708 | 0.078512 | 549.2382 | 0.048799 | 550.6602 | 0.10749 | 551.1708 | 0.058814 | 551.1708 | 0.055823 | 551.1708 | 0.056559 | 503.7904 | 8.5271 | 551.1708 | 0.396 | 551.1708 | 1.8849 |  |  | 550.6602 | 7.7922 | 545.42 | -0.0044305 | 551.1708 | 0.059779 | 550.6602 | 1.3696 | 504.5962 | 0.00050307 | 551.1708 | 0.022779 | 551.1708 | 0.017961 | 550.6602 | 0.012791 | 551.1708 | 0.0040388 | 551.1708 | 0.00070384 | 551.1708 | 0.0081384 | 759.2227 | 1.9264 | 550.6602 | 0.0046774 | 550.6602 | -0.0025717 | 551.1708 | 0.00042328 | 758.5132 | 0.0013044 | 550.6602 | 0.030668 | 761.4205 | 0.00040586 | 759.2227 | 0.033774 | 550.6602 | 0.0072427 | 919.3447 | 0.012658 |  |  | 1162.2102 | 0.16613 | 1020.1219 | 0.012374 | 1087.227 | 0 | 1086.5316 | 0 | 1086.525 | 0.0048648 | 550.66 | 0.073222 | 551.1708 | 2.6229 | 550.6602 | 9.0404 | 550.6602 | 3.329 | 551.1708 | #REF! | 550.6602 | 12.9592 | 548.0029 | 0.23842
| 300.2382 | 0.0020495 | 300.2382 | -0.038153 | 300.2382 | 0.095171 | 300.2382 | 0.46892 | 300.2382 | 1.4772 | 300.2382 | -0.0034326 | 503.9045 | 0 | 550.887 | 0.11859 | 300.2382 | -0.03549 | 503.9045 | 0 | 550.887 | 0.029785 | 550.887 | 0.015436 | 544.4498 | 0.012678 | 550.887 | 0.039474 | 550.887 | 0.046733 | 551.3973 | 0.037329 | 549.4631 | -0.0001356 | 550.887 | 0.014476 | 551.3973 | 0.038806 | 551.3973 | 0.031021 | 551.3973 | 0.051585 | 503.9045 | 8.5155 | 551.3973 | 0.38389 | 551.3973 | 1.8552 |  |  | 550.887 | 7.7831 | 545.65 | -0.011076 | 551.3973 | 0.050873 | 550.887 | 1.3653 | 504.713 | 0.00097679 | 551.3973 | 0 | 551.3973 | 0 | 550.887 | -0.012434 | 551.3973 | -0.0010367 | 551.3973 | 0.00086795 | 551.3973 | -0.0027466 | 759.3875 | 1.9457 | 550.887 | -0.0152 | 550.887 | 0.0025701 | 551.3973 | 0.0034579 | 758.6782 | 0 | 550.887 | -0.014486 | 761.5863 | 0.0015028 | 759.3875 | 0.036397 | 550.887 | 0 | 919.4288 | 0.013173 |  |  | 1162.2764 | 0.16654 | 1020.1347 | 0.0124 | 1087.2849 | 0 | 1086.5895 | 0 | 1086.5829 | 0.0048489 | 550.887 | 0.072237 | 551.3973 | 2.6094 | 550.887 | 9.0541 | 550.887 | 3.3325 | 551.3973 | #REF! | 550.887 | 12.9341 | 548.2287 | 0.23755
| 300.3145 | 0.0034544 | 300.3145 | 0.025855 | 300.3145 | 0.095855 | 300.3145 | 0.48595 | 300.3145 | 1.4794 | 300.3145 | 0.002547 | 504.0186 | 0.012236 | 551.1139 | 0.15652 | 300.3145 | 0.03958 | 504.0186 | 0.030091 | 551.1139 | 0.069563 | 551.1138 | 0.033802 | 544.6749 | 0.031468 | 551.1139 | 0.099639 | 551.1138 | 0.078347 | 551.6238 | 0.062582 | 549.688 | 0.038867 | 551.1138 | 0.1352 | 551.6238 | 0.057229 | 551.6238 | 0.059891 | 551.6238 | 0.056754 | 504.0186 | 8.6464 | 551.6238 | 0.38505 | 551.6238 | 1.8267 |  |  | 551.1139 | 7.772 | 545.88 | -0.0040807 | 551.6238 | 0.064146 | 551.1138 | 1.4141 | 504.8298 | 0.00047715 | 551.6238 | 0.018586 | 551.6238 | 0.016248 | 551.1138 | 0.023876 | 551.6238 | 0.0023018 | 551.6238 | 0.00022944 | 551.6238 | 0.0073722 | 759.5524 | 1.9817 | 551.1139 | 0.0054944 | 551.1139 | 0.0077846 | 551.6238 | 0.004258 | 758.8431 | 0.0018258 | 551.1139 | 0.019311 | 761.752 | 0.00055504 | 759.5524 | 0.034976 | 551.1138 | 0 | 919.513 | 0.01386 |  |  | 1162.3425 | 0.16696 | 1020.1475 | 0.012427 | 1087.3429 | 0 | 1086.6473 | 0 | 1086.6408 | 0.0048183 | 551.114 | 0.07279 | 551.6238 | 2.6255 | 551.1138 | 9.0857 | 551.1138 | 3.3423 | 551.6238 | #REF! | 551.1138 | 13.0182 | 548.4546 | 0.23735
| 300.3908 | 0.0019255 | 300.3908 | 0.024692 | 300.3908 | 0.093973 | 300.3908 | 0.45883 | 300.3908 | 1.4824 | 300.3908 | -0.0016338 | 504.1328 | 0 | 551.3407 | 0.14808 | 300.3908 | -0.03617 | 504.1328 | 0 | 551.3407 | 0.036622 | 551.3407 | 0.020614 | 544.9 | 0.0092584 | 551.3407 | 0.03597 | 551.3407 | 0.0077264 | 551.8503 | 0.0061717 | 549.9129 | 0.012784 | 551.3407 | 0.026088 | 551.8503 | 0.016431 | 551.8503 | 0.036876 | 551.8503 | 0.047332 | 504.1328 | 8.7864 | 551.8503 | 0.36566 | 551.8503 | 1.7937 |  |  | 551.3407 | 7.7451 | 546.1 | -0.010726 | 551.8503 | 0.054605 | 551.3407 | 1.4271 | 504.9466 | 0.00095926 | 551.8503 | 0 | 551.8503 | 0 | 551.3407 | -0.010495 | 551.8503 | -0.0043097 | 551.8503 | -0.0031721 | 551.8503 | -0.0033172 | 759.7172 | 1.9811 | 551.3407 | -0.017774 | 551.3407 | -0.0084066 | 551.8503 | 0.00085685 | 759.008 | 0 | 551.3407 | -0.018001 | 761.9178 | 0.0016037 | 759.7172 | 0.037053 | 551.3407 | 0 | 919.5971 | 0.013723 |  |  | 1162.4087 | 0.16737 | 1020.1602 | 0.012452 | 1087.4008 | 0 | 1086.7051 | 0 | 1086.6986 | 0.0047751 | 551.341 | 0.070698 | 551.8503 | 2.632 | 551.3407 | 9.0579 | 551.3407 | 3.3396 | 551.8503 | #REF! | 551.3407 | 12.897 | 548.6804 | 0.23682
| 300.467 | 0.00338 | 300.467 | 0.029487 | 300.467 | 0.095541 | 300.467 | 0.47888 | 300.467 | 1.5035 | 300.467 | 0.0061283 | 504.2469 | 0.028738 | 551.5675 | 0.16529 | 300.467 | 0.00203 | 504.2469 | 0.035679 | 551.5675 | 0.074074 | 551.5675 | 0.033203 | 545.1251 | 0.026591 | 551.5675 | 0.095243 | 551.5675 | 0.078373 | 552.0768 | 0.062603 | 550.1378 | 0.041993 | 551.5675 | 0.10749 | 552.0768 | 0.050284 | 552.0768 | 0.060939 | 552.0768 | 0.053083 | 504.2469 | 8.8335 | 552.0768 | 0.36843 | 552.0768 | 1.7719 |  |  | 551.5675 | 7.7454 | 546.33 | -0.00058295 | 552.0768 | 0.071997 | 551.5675 | 1.4509 | 505.0634 | 0.00048821 | 552.0768 | 0.019168 | 552.0768 | 0.022578 | 551.5675 | 0.0257 | 552.0768 | 0.0019146 | 552.0768 | 0.0016926 | 552.0768 | 0.0071895 | 759.8821 | 2.0201 | 551.5675 | 0.0076428 | 551.5675 | -0.0081801 | 552.0768 | 0.0023492 | 759.1729 | 0.00078262 | 551.5675 | 0.020112 | 762.0835 | 0.00050568 | 759.8821 | 0.034867 | 551.5675 | 0 | 919.6813 | 0.01305 |  |  | 1162.4749 | 0.16779 | 1020.1729 | 0.012478 | 1087.4587 | 0 | 1086.7629 | 0 | 1086.7564 | 0.0047228 | 551.568 | 0.073487 | 552.0768 | 2.6382 | 551.5675 | 9.0732 | 551.5675 | 3.3352 | 552.0768 | #REF! | 551.5675 | 12.92 | 548.9063 | 0.23706
| 300.5433 | 0.0019338 | 300.5433 | -0.020728 | 300.5433 | 0.094543 | 300.5433 | 0.45397 | 300.5433 | 1.4944 | 300.5433 | -0.0034192 | 504.361 | 0 | 551.7944 | 0.16082 | 300.5433 | -0.07161 | 504.361 | 0 | 551.7944 | -0.026146 | 551.7944 | 0.018328 | 545.3502 | 0.011829 | 551.7944 | 0.048282 | 551.7944 | 0.023223 | 552.3034 | 0.01855 | 550.3628 | 0.026648 | 551.7944 | 0.017697 | 552.3034 | 0.019859 | 552.3034 | 0.033268 | 552.3034 | 0.046376 | 504.361 | 8.938 | 552.3034 | 0.3574 | 552.3033 | 1.7365 |  |  | 551.7944 | 7.7341 | 546.56 | -0.012125 | 552.3034 | 0.05663 | 551.7944 | 1.4715 | 505.1803 | 0.00097603 | 552.3034 | 0.00016299 | 552.3033 | 0 | 551.7944 | -0.016977 | 552.3034 | -0.0034414 | 552.3034 | -0.0014812 | 552.3034 | -0.0022458 | 760.047 | 2.0324 | 551.7944 | -0.013513 | 551.7944 | -0.01412 | 552.3033 | -0.0036128 | 759.3379 | 0 | 551.7944 | -0.015926 | 762.2493 | 0.0017638 | 760.047 | 0.036834 | 551.7944 | 0 | 919.7654 | 0.012508 |  |  | 1162.541 | 0.16821 | 1020.1857 | 0.012503 | 1087.5166 | 0 | 1086.8208 | 0 | 1086.8142 | 0.004666 | 551.794 | 0.074544 | 552.3034 | 2.6439 | 551.7944 | 9.0843 | 551.7944 | 3.3467 | 552.3033 | #REF! | 551.7944 | 12.9477 | 549.1322 | 0.23678
| 300.6196 | 0.0033635 | 300.6196 | -0.04247 | 300.6196 | 0.095456 | 300.6196 | 0.46456 | 300.6196 | 1.5014 | 300.6196 | 0.0060473 | 504.4752 | 0.033039 | 552.0213 | 0.16834 | 300.6196 | -0.03001 | 504.4752 | 0.019753 | 552.0213 | 0.097915 | 552.0213 | 0.034568 | 545.5753 | 0.040597 | 552.0213 | 0.099639 | 552.0213 | 0.11956 | 552.5299 | 0.095501 | 550.5877 | 0.052305 | 552.0213 | 0.11504 | 552.5299 | 0.067387 | 552.5299 | 0.052096 | 552.5299 | 0.05059 | 504.4752 | 9.1832 | 552.5299 | 0.3582 | 552.5299 | 1.7142 |  |  | 552.0213 | 7.7383 | 546.78 | 0.025301 | 552.5299 | 0.072854 | 552.0213 | 1.5061 | 505.2971 | 0.00049507 | 552.5299 | 0.027879 | 552.5299 | 0.01425 | 552.0213 | 0.017995 | 552.5299 | 0.0022673 | 552.5299 | 0.00064588 | 552.5299 | 0.003144 | 760.2118 | 2.0356 | 552.0213 | 0.0067526 | 552.0213 | -0.0061438 | 552.5299 | -0.0023359 | 759.5028 | 0.0018258 | 552.0213 | 0.011855 | 762.4151 | 0.00074151 | 760.2118 | 0.035195 | 552.0213 | 0 | 919.8497 | 0.011878 |  |  | 1162.6073 | 0.16864 | 1020.1984 | 0.012528 | 1087.5746 | 0 | 1086.8787 | 0 | 1086.8722 | 0.004608 | 552.021 | 0.075891 | 552.5299 | 2.6504 | 552.0213 | 9.1051 | 552.0213 | 3.3591 | 552.5299 | #REF! | 552.0213 | 12.953 | 549.3581 | 0.23802
| 300.6959 | 0.0019834 | 300.6959 | 0.047605 | 300.6959 | 0.094857 | 300.6959 | 0.44002 | 300.6959 | 1.4979 | 300.6959 | -0.0041335 | 504.5894 | 0 | 552.2482 | 0.15244 | 300.6959 | -0.09638 | 504.5894 | 0 | 552.2482 | 0.028065 | 552.2482 | 0.012352 | 545.8004 | 0.015347 | 552.2482 | 0.033523 | 552.2482 | 0.0044452 | 552.7565 | 0.0035508 | 550.8127 | 0.011849 | 552.2482 | 0.040014 | 552.7565 | 0.0084645 | 552.7565 | 0.029686 | 552.7565 | 0.044137 | 504.5894 | 9.152 | 552.7565 | 0.34406 | 552.7565 | 1.6865 |  |  | 552.2482 | 7.7546 | 547.01 | 0.017955 | 552.7565 | 0.062574 | 552.2482 | 1.5235 | 505.4139 | 0.0010301 | 552.7565 | 0.0026309 | 552.7565 | 0 | 552.2482 | -0.0075487 | 552.7565 | -0.0050352 | 552.7565 | -0.0031544 | 552.7565 | -0.0060383 | 760.3767 | 2.036 | 552.2482 | -0.011415 | 552.2482 | -0.002303 | 552.7565 | -0.0017729 | 759.6677 | 0 | 552.2482 | 0.0011619 | 762.5809 | 0.0019997 | 760.3767 | 0.037053 | 552.2482 | 0 | 919.9338 | 0.01152 |  |  | 1162.6735 | 0.16906 | 1020.2112 | 0.012552 | 1087.6326 | 0 | 1086.9367 | 0 | 1086.93 | 0.0045546 | 552.248 | 0.076275 | 552.7565 | 2.656 | 552.2482 | 9.1078 | 552.2482 | 3.3706 | 552.7565 | #REF! | 552.2482 | 12.9664 | 549.584 | 0.23841
| 300.7722 | 0.0033139 | 300.7722 | 0.061665 | 300.7722 | 0.094572 | 300.7722 | 0.45301 | 300.7722 | 1.5012 | 300.7722 | 0.0029056 | 504.7035 | 0.016451 | 552.4751 | 0.16702 | 300.7722 | -0.05277 | 504.7035 | 0.026437 | 552.4751 | 0.082519 | 552.4751 | 0.038653 | 546.0256 | 0.032186 | 552.4751 | 0.092313 | 552.4751 | 0.095761 | 552.9831 | 0.076492 | 551.0377 | 0.045143 | 552.4751 | 0.10245 | 552.9831 | 0.049959 | 552.9831 | 0.055485 | 552.9831 | 0.050732 | 504.7035 | 9.1956 | 552.9831 | 0.34966 | 552.983 | 1.6679 |  |  | 552.4751 | 7.7949 | 547.24 | 0.030897 | 552.9831 | 0.074663 | 552.4751 | 1.5527 | 505.5308 | 0.00054385 | 552.9831 | 0.026854 | 552.983 | 0.015039 | 552.4751 | 0.011984 | 552.9831 | 0.0030357 | 552.9831 | 0.00084138 | 552.9831 | 0.0085541 | 760.5416 | 2.0815 | 552.4751 | 0.0041436 | 552.4751 | 0.01054 | 552.983 | 0.0027863 | 759.8327 | 0.0013044 | 552.4751 | 0.010309 | 762.7467 | 0.00092799 | 760.5416 | 0.03432 | 552.4751 | 0.0072409 | 920.018 | 0.012114 |  |  | 1162.7396 | 0.16948 | 1020.2239 | 0.012576 | 1087.6906 | 0 | 1086.9945 | 0 | 1086.9879 | 0.0045069 | 552.475 | 0.07904 | 552.9831 | 2.6735 | 552.4751 | 9.1322 | 552.4751 | 3.3883 | 552.983 | #REF! | 552.4751 | 12.9441 | 549.8099 | 0.23985
| 300.8484 | 0.0019421 | 300.8484 | -0.026773 | 300.8484 | 0.093717 | 300.8484 | 0.41801 | 300.8484 | 1.4873 | 300.8484 | -0.0054292 | 504.8177 | 0 | 552.702 | 0.15654 | 300.8484 | -0.11072 | 504.8177 | 0 | 552.702 | 0.031193 | 552.702 | 0.019507 | 546.2507 | 0.021558 | 552.702 | 0.036985 | 552.702 | 0.007493 | 553.2097 | 0.0059852 | 551.2626 | 0.016106 | 552.702 | 0.0184 | 553.2096 | 0.0098886 | 553.2096 | 0.028652 | 553.2096 | 0.045855 | 504.8177 | 9.1589 | 553.2097 | 0.33075 | 553.2097 | 1.6409 |  |  | 552.702 | 7.7771 | 547.47 | 0.0095605 | 553.2096 | 0.066406 | 552.702 | 1.5803 | 505.6476 | 0.00098861 | 553.2096 | 0 | 553.2097 | 0 | 552.702 | -0.012834 | 553.2096 | -0.0029872 | 553.2096 | -0.003529 | 553.2096 | -0.0080215 | 760.7065 | 2.089 | 552.702 | -0.0087715 | 552.702 | -0.0044863 | 553.2097 | -0.0045765 | 759.9976 | 0 | 552.702 | -0.02351 | 762.9125 | 0.0020161 | 760.7065 | 0.036725 | 552.702 | 0 | 920.1022 | 0.012832 |  |  | 1162.8059 | 0.16991 | 1020.2367 | 0.012599 | 1087.7484 | 0 | 1087.0524 | 0 | 1087.0458 | 0.0044637 | 552.702 | 0.078294 | 553.2097 | 2.6756 | 552.702 | 9.1279 | 552.702 | 3.3954 | 553.2097 | #REF! | 552.702 | 12.9181 | 550.0358 | 0.23927
| 300.9247 | 0.0029338 | 300.9247 | 0.0040292 | 300.9247 | 0.094087 | 300.9247 | 0.43034 | 300.9247 | 1.4874 | 300.9247 | 0.005342 | 504.9318 | 0.010831 | 552.9289 | 0.16057 | 300.9247 | -0.056 | 504.9318 | 0.023858 | 552.9289 | 0.10892 | 552.9289 | 0.034498 | 546.4759 | 0.033102 | 552.9289 | 0.090115 | 552.9289 | 0.085421 | 553.4362 | 0.068232 | 551.4876 | 0.047204 | 552.9289 | 0.11001 | 553.4362 | 0.053882 | 553.4362 | 0.060776 | 553.4362 | 0.046659 | 504.9318 | 9.2264 | 553.4362 | 0.33197 | 553.4363 | 1.6165 |  |  | 552.9289 | 7.7989 | 547.69 | -0.012125 | 553.4362 | 0.078786 | 552.9289 | 1.6162 | 505.7644 | 0.0004581 | 553.4362 | 0.028402 | 553.4363 | 0.018133 | 552.9289 | 0.018759 | 553.4362 | 0.0011525 | 553.4362 | 0.00023485 | 553.4362 | 0.0038305 | 760.8714 | 2.1442 | 552.9289 | 0.012953 | 552.9289 | 0.0033549 | 553.4363 | 0.0063825 | 760.1626 | 0.0013044 | 552.9289 | 0.010926 | 763.0783 | 0.00086217 | 760.8714 | 0.035085 | 552.9289 | 0.0090425 | 920.1865 | 0.012809 |  |  | 1162.8721 | 0.17034 | 1020.2494 | 0.012622 | 1087.8064 | 0 | 1087.1102 | 0 | 1087.1036 | 0.0044239 | 552.929 | 0.083415 | 553.4362 | 2.6822 | 552.9289 | 9.1919 | 552.9289 | 3.3972 | 553.4363 | #REF! | 552.9289 | 12.9701 | 550.2617 | 0.24015
| 301.001 | 0.0018264 | 301.001 | 0.023889 | 301.001 | 0.092747 | 301.001 | 0.40811 | 301.001 | 1.4713 | 301.001 | 0.00026058 | 505.046 | 0 | 553.1558 | 0.14244 | 301.001 | -0.10367 | 505.046 | 0 | 553.1558 | 0.051887 | 553.1558 | 0.012322 | 546.701 | 0.0113 | 553.1558 | 0.03492 | 553.1558 | 0.0085345 | 553.6629 | 0.0068172 | 551.7126 | 0.02112 | 553.1558 | 0.026966 | 553.6629 | 0.0087761 | 553.6629 | 0.024512 | 553.6629 | 0.042151 | 505.046 | 9.3541 | 553.6629 | 0.32034 | 553.6628 | 1.585 |  |  | 553.1558 | 7.7949 | 547.92 | 0.01096 | 553.6629 | 0.069423 | 553.1558 | 1.6268 | 505.8813 | 0.00093678 | 553.6629 | 0.0048614 | 553.6628 | 0 | 553.1558 | -0.011834 | 553.6629 | -0.0040495 | 553.6629 | -0.0018526 | 553.6629 | -0.0029356 | 761.0363 | 2.1562 | 553.1558 | -0.012589 | 553.1558 | -0.0064181 | 553.6628 | -0.00514 | 760.3276 | 0 | 553.1558 | -0.011132 | 763.2441 | 0.001981 | 761.0363 | 0.037271 | 553.1558 | 0.0090425 | 920.2708 | 0.013053 |  |  | 1162.9383 | 0.17077 | 1020.2621 | 0.012645 | 1087.8644 | 0 | 1087.1682 | 0 | 1087.1616 | 0.0043853 | 553.156 | 0.0869 | 553.6629 | 2.6835 | 553.1558 | 9.1694 | 553.1558 | 3.4007 | 553.6628 | #REF! | 553.1558 | 12.9206 | 550.4877 | 0.23937
| 301.0773 | 0.0031817 | 301.0773 | 0.039918 | 301.0773 | 0.093203 | 301.0773 | 0.42866 | 301.0773 | 1.4928 | 301.0773 | 0.0037933 | 505.1602 | 0.029129 | 553.3828 | 0.16279 | 301.0773 | -0.04658 | 505.1602 | 0.024932 | 553.3828 | 0.12326 | 553.3828 | 0.041304 | 546.9263 | 0.028045 | 553.3828 | 0.097441 | 553.3828 | 0.089268 | 553.8895 | 0.071306 | 551.9376 | 0.047334 | 553.3828 | 0.091532 | 553.8895 | 0.051837 | 553.8895 | 0.052693 | 553.8895 | 0.047709 | 505.1602 | 9.4192 | 553.8895 | 0.32388 | 553.8895 | 1.5648 |  |  | 553.3828 | 7.7989 | 548.15 | 0.01026 | 553.8895 | 0.081784 | 553.3828 | 1.671 | 505.9981 | 0.00049164 | 553.8895 | 0.033376 | 553.8895 | 0.018941 | 553.3828 | 0.016412 | 553.8895 | 0.00063036 | 553.8895 | 0.00089373 | 553.8895 | 0.006522 | 761.2012 | 2.167 | 553.3828 | 0.0074842 | 553.3828 | 0.015893 | 553.8895 | -0.0039083 | 760.4925 | 0.0013044 | 553.3828 | 0.022778 | 763.4099 | 0.00087753 | 761.2012 | 0.034976 | 553.3828 | 0 | 920.355 | 0.013341 |  |  | 1163.0045 | 0.17119 | 1020.2749 | 0.012667 | 1087.9224 | 0 | 1087.2261 | 0 | 1087.2195 | 0.0043455 | 553.383 | 0.082357 | 553.8895 | 2.6941 | 553.3828 | 9.2177 | 553.3828 | 3.3883 | 553.8895 | #REF! | 553.3828 | 12.9458 | 550.7137 | 0.24041
| 301.1536 | 0.0019999 | 301.1536 | -0.018109 | 301.1536 | 0.091977 | 301.1536 | 0.39998 | 301.1536 | 1.4896 | 301.1536 | -0.0037115 | 505.2743 | 0 | 553.6097 | 0.13866 | 301.1536 | -0.10039 | 505.2743 | 0 | 553.6097 | 0.067237 | 553.6097 | 0.015225 | 547.1514 | 0.008464 | 553.6097 | 0.039725 | 553.6097 | 0.018187 | 554.1161 | 0.014527 | 552.1627 | 0.013459 | 553.6097 | 0.035505 | 554.1161 | 0.0024498 | 554.1161 | 0.033428 | 554.1161 | 0.040245 | 505.2743 | 9.4395 | 554.1161 | 0.31054 | 554.1161 | 1.5403 |  |  | 553.6097 | 7.8428 | 548.37 | -0.0065291 | 554.1161 | 0.077583 | 553.6097 | 1.6853 | 506.115 | 0.00094059 | 554.1161 | 0.011374 | 554.1161 | 0 | 553.6097 | -0.027808 | 554.1161 | -0.00362 | 554.1161 | -0.0026871 | 554.1161 | -0.0044972 | 761.3661 | 2.1869 | 553.6097 | -0.012544 | 553.6097 | -0.0063387 | 554.1161 | -0.00047545 | 760.6575 | 0 | 553.6097 | -0.0098279 | 763.5757 | 0.0020589 | 761.3661 | 0.036834 | 553.6097 | 0 | 920.4393 | 0.013204 |  |  | 1163.0708 | 0.17162 | 1020.2877 | 0.012689 | 1087.9804 | 0 | 1087.2839 | 0 | 1087.2773 | 0.0043046 | 553.61 | 0.083126 | 554.1161 | 2.6982 | 553.6097 | 9.2631 | 553.6097 | 3.3795 | 554.1161 | #REF! | 553.6097 | 12.9846 | 550.9396 | 0.23883
| 301.2299 | 0.0030164 | 301.2299 | -0.0009283 | 301.2299 | 0.092348 | 301.2299 | 0.42287 | 301.2299 | 1.4919 | 301.2299 | 0.0049003 | 505.3885 | 0.019261 | 553.8367 | 0.15922 | 301.2299 | -0.00705 | 505.3885 | 0.020498 | 553.8367 | 0.12984 | 553.8367 | 0.035317 | 547.3766 | 0.027533 | 553.8367 | 0.095243 | 553.8367 | 0.10537 | 554.3428 | 0.08417 | 552.3877 | 0.055694 | 553.8367 | 0.11169 | 554.3428 | 0.07353 | 554.3428 | 0.053735 | 554.3428 | 0.043473 | 505.3885 | 9.5408 | 554.3428 | 0.31761 | 554.3428 | 1.5302 |  |  | 553.8367 | 7.8248 | 548.6 | -0.023318 | 554.3428 | 0.085076 | 553.8367 | 1.719 | 506.2319 | 0.0004581 | 554.3428 | 0.023684 | 554.3428 | 0.013548 | 553.8367 | 0.024556 | 554.3428 | -0.00019082 | 554.3428 | -0.00086192 | 554.3428 | 0.0028351 | 761.531 | 2.1848 | 553.8367 | 0.0041066 | 553.8367 | -0.0062018 | 554.3428 | 0.0028729 | 760.8225 | 0.0013044 | 553.8367 | 0.010557 | 763.7415 | 0.00091702 | 761.531 | 0.034757 | 553.8367 | 0 | 920.5237 | 0.013369 |  |  | 1163.1371 | 0.17205 | 1020.3004 | 0.012711 | 1088.0383 | 0 | 1087.3419 | 0 | 1087.3353 | 0.0042614 | 553.837 | 0.083992 | 554.3428 | 2.7247 | 553.8367 | 9.2944 | 553.8367 | 3.3883 | 554.3428 | #REF! | 553.8367 | 12.9965 | 551.1656 | 0.23988
| 301.3062 | 0.0016611 | 301.3062 | 0.042594 | 301.3062 | 0.091635 | 301.3062 | 0.39761 | 301.3062 | 1.4861 | 301.3062 | -0.0035108 | 505.5027 | 0 | 554.0637 | 0.14004 | 301.3062 | -0.06335 | 505.5027 | 0 | 554.0637 | 0.020167 | 554.0637 | 0.019806 | 547.6019 | 0.012042 | 554.0637 | 0.029899 | 554.0637 | -0.031537 | 554.5694 | -0.025191 | 552.6127 | 0.016754 | 554.0637 | 0.019823 | 554.5694 | 0.014243 | 554.5694 | 0.026404 | 554.5694 | 0.038652 | 505.5027 | 9.468 | 554.5694 | 0.30278 | 554.5695 | 1.4982 |  |  | 554.0637 | 7.7957 | 548.83 | -0.014574 | 554.5694 | 0.078862 | 554.0637 | 1.7333 | 506.3487 | 0.00095545 | 554.5694 | 0 | 554.5695 | 0 | 554.0637 | -0.0086508 | 554.5694 | -0.0051783 | 554.5694 | -0.0028598 | 554.5694 | -0.0040669 | 761.6959 | 2.2334 | 554.0637 | -0.020191 | 554.0637 | -0.011649 | 554.5695 | -0.0072837 | 760.9874 | 0 | 554.0637 | -0.0142 | 763.9074 | 0.002049 | 761.6959 | 0.036288 | 554.0637 | 0 | 920.608 | 0.01339 |  |  | 1163.2034 | 0.17249 | 1020.3132 | 0.012733 | 1088.0963 | 0 | 1087.3998 | 0 | 1087.3932 | 0.0042194 | 554.064 | 0.085386 | 554.5694 | 2.7247 | 554.0637 | 9.2911 | 554.0637 | 3.4034 | 554.5695 | #REF! | 554.0637 | 12.9485 | 551.3916 | 0.23951
| 301.3825 | 0.0032974 | 301.3825 | 0.039015 | 301.3825 | 0.09192 | 301.3825 | 0.40807 | 301.3825 | 1.5005 | 301.3826 | 0.0066548 | 505.6169 | 0.0097769 | 554.2907 | 0.15094 | 301.3825 | -0.01306 | 505.6169 | 0.0331 | 554.2907 | 0.10893 | 554.2907 | 0.025934 | 547.8271 | 0.027492 | 554.2907 | 0.090115 | 554.2907 | 0.066031 | 554.7961 | 0.052744 | 552.8378 | 0.047338 | 554.2907 | 0.12092 | 554.7961 | 0.051217 | 554.7961 | 0.044893 | 554.7961 | 0.041744 | 505.6169 | 9.4928 | 554.7961 | 0.30318 | 554.7961 | 1.4815 |  |  | 554.2907 | 7.7758 | 549.06 | -0.0072287 | 554.7961 | 0.095308 | 554.2907 | 1.7661 | 506.4656 | 0.0004985 | 554.7961 | 0.026468 | 554.7961 | 0.016712 | 554.2907 | 0.015573 | 554.7961 | 0.00029186 | 554.7961 | -0.001445 | 554.7961 | 0.0067712 | 761.8609 | 2.25 | 554.2907 | 0.0050224 | 554.2907 | 0.010867 | 554.7961 | 0.0010546 | 761.1524 | 0.0018258 | 554.2907 | 0.0067796 | 764.0732 | 0.00098503 | 761.8609 | 0.033446 | 554.2907 | 0 | 920.6923 | 0.013025 |  |  | 1163.2696 | 0.17292 | 1020.3259 | 0.012754 | 1088.1544 | 0 | 1087.4578 | 0 | 1087.4512 | 0.0041819 | 554.291 | 0.084953 | 554.7961 | 2.7341 | 554.2907 | 9.3361 | 554.2907 | 3.4184 | 554.7961 | #REF! | 554.2907 | 13.0191 | 551.6176 | 0.24084
| 301.4589 | 0.0016776 | 301.4589 | -0.012924 | 301.4589 | 0.091151 | 301.4589 | 0.38204 | 301.4589 | 1.4909 | 301.4589 | -0.00047561 | 505.7311 | 0 | 554.5177 | 0.14817 | 301.4589 | -0.06557 | 505.7311 | 0 | 554.5177 | -0.040271 | 554.5177 | 0.020975 | 548.0524 | 0.010892 | 554.5177 | 0.036372 | 554.5177 | 0.0132 | 555.0228 | 0.010544 | 553.0628 | 0.038524 | 554.5177 | 0.055852 | 555.0228 | 0.01101 | 555.0228 | 0.036642 | 555.0228 | 0.038481 | 505.7311 | 9.5036 | 555.0228 | 0.29385 | 555.0228 | 1.4547 |  |  | 554.5177 | 7.8119 | 549.28 | -0.0065291 | 555.0228 | 0.085829 | 554.5177 | 1.7904 | 506.5825 | 0.0010088 | 555.0228 | 0.008252 | 555.0228 | 0 | 554.5177 | -0.0017174 | 555.0228 | -0.0055361 | 555.0228 | -0.0025554 | 555.0228 | -0.0039964 | 762.0258 | 2.2928 | 554.5177 | -0.012257 | 554.5177 | -0.002971 | 555.0228 | -0.0022786 | 761.3174 | 0 | 554.5177 | -0.017537 | 764.2391 | 0.0019657 | 762.0258 | 0.036506 | 554.5177 | 0 | 920.7767 | 0.01338 |  |  | 1163.3359 | 0.17335 | 1020.3387 | 0.012775 | 1088.2124 | 0 | 1087.5156 | 0 | 1087.509 | 0.0041535 | 554.518 | 0.085963 | 555.0228 | 2.7539 | 554.5177 | 9.3556 | 554.5177 | 3.4193 | 555.0228 | #REF! | 554.5177 | 13.0613 | 551.8436 | 0.24069
| 301.5352 | 0.0031238 | 301.5352 | -0.030447 | 301.5352 | 0.091664 | 301.5352 | 0.39431 | 301.5352 | 1.4873 | 301.5352 | 0.0053757 | 505.8453 | 0 | 554.7447 | 0.14091 | 301.5352 | -0.01996 | 505.8453 | 0.029446 | 554.7447 | 0.12193 | 554.7447 | 0.034529 | 548.2776 | 0.025415 | 554.7447 | 0.093778 | 554.7447 | 0.10537 | 555.2495 | 0.08417 | 553.2879 | 0.042933 | 554.7447 | 0.081541 | 555.2495 | 0.053273 | 555.2495 | 0.050053 | 555.2495 | 0.046909 | 505.8453 | 9.5562 | 555.2495 | 0.29994 | 555.2495 | 1.443 |  |  | 554.7447 | 7.8269 | 549.51 | 0.0074619 | 555.2495 | 0.10008 | 554.7447 | 1.8162 | 506.6993 | 0.00051184 | 555.2495 | 0.035005 | 555.2495 | 0.019064 | 554.7447 | 0.019615 | 555.2495 | 0.0014307 | 555.2495 | 0.0011166 | 555.2495 | 0.0056405 | 762.1907 | 2.3134 | 554.7447 | 0.0090202 | 554.7447 | 0.0069585 | 555.2495 | 0.010002 | 761.4824 | 0.0018258 | 554.7447 | 0.0075106 | 764.4049 | 0.00080952 | 762.1907 | 0.034867 | 554.7447 | 0 | 920.8611 | 0.013866 |  |  | 1163.4022 | 0.17379 | 1020.3514 | 0.012796 | 1088.2704 | 0 | 1087.5736 | 0 | 1087.567 | 0.0041353 | 554.745 | 0.089521 | 555.2495 | 2.7604 | 554.7447 | 9.4453 | 554.7447 | 3.4273 | 555.2495 | #REF! | 554.7447 | 13.0956 | 552.0696 | 0.24192
| 301.6115 | 0.0017107 | 301.6115 | 0.022573 | 301.6115 | 0.09078 | 301.6115 | 0.3751 | 301.6115 | 1.4726 | 301.6115 | -0.0052499 | 505.9595 | 0 | 554.9718 | 0.1439 | 301.6115 | -0.04321 | 505.9595 | 0 | 554.9718 | 0.0091762 | 554.9718 | 0.01639 | 548.5029 | 0.010213 | 554.9718 | 0.0325 | 554.9718 | -0.00024572 | 555.4762 | -0.00019628 | 553.513 | 0.023876 | 554.9718 | 0.060466 | 555.4762 | 0.02357 | 555.4762 | 0.028702 | 555.4762 | 0.037599 | 505.9595 | 9.5695 | 555.4762 | 0.28456 | 555.4762 | 1.4208 |  |  | 554.9718 | 7.8074 | 549.74 | 0.014107 | 555.4762 | 0.090144 | 554.9718 | 1.8458 | 506.8162 | 0.0010221 | 555.4762 | 0.0062607 | 555.4762 | 0 | 554.9718 | -0.010746 | 555.4762 | -0.0039818 | 555.4762 | -0.0024063 | 555.4762 | -0.0035776 | 762.3557 | 2.3024 | 554.9718 | -0.012333 | 554.9718 | -0.0089694 | 555.4762 | -0.0050461 | 761.6474 | 0 | 554.9718 | -0.018529 | 764.5708 | 0.0021565 | 762.3557 | 0.038692 | 554.9718 | 0 | 920.9455 | 0.013544 |  |  | 1163.4685 | 0.17423 | 1020.3641 | 0.012816 | 1088.3284 | 0 | 1087.6316 | 0 | 1087.625 | 0.0041319 | 554.972 | 0.090771 | 555.4762 | 2.7747 | 554.9718 | 9.4589 | 554.9718 | 3.4415 | 555.4762 | #REF! | 554.9718 | 13.1179 | 552.2957 | 0.2408
| 301.6878 | 0.002347 | 301.6878 | -0.0033018 | 301.6878 | 0.090324 | 301.6878 | 0.38587 | 301.6878 | 1.4847 | 301.6878 | 0.0029859 | 506.0736 | 0.021309 | 555.1988 | 0.14814 | 301.6878 | 0.00405 | 506.0736 | 0.036109 | 555.1988 | 0.09773 | 555.1988 | 0.037032 | 548.7281 | 0.030301 | 555.1988 | 0.092313 | 555.1988 | 0.079316 | 555.7029 | 0.063356 | 553.7381 | 0.041834 | 555.1988 | 0.089852 | 555.7029 | 0.042201 | 555.7029 | 0.050266 | 555.7029 | 0.04164 | 506.0736 | 9.4918 | 555.7029 | 0.28358 | 555.7029 | 1.4028 |  |  | 555.1988 | 7.8107 | 549.96 | 0.00081613 | 555.7029 | 0.10281 | 555.1988 | 1.871 | 506.9331 | 0.00051488 | 555.7029 | 0.027987 | 555.7029 | 0.017052 | 555.1988 | 0.0049105 | 555.7029 | 0.0004137 | 555.7029 | -0.0013839 | 555.7029 | 0.0035788 | 762.5206 | 2.342 | 555.1988 | 0.0047213 | 555.1988 | -0.003618 | 555.7029 | 0.0002974 | 761.8124 | 0.0018258 | 555.1988 | 0.0047196 | 764.7366 | 0.0010892 | 762.5206 | 0.036288 | 555.1988 | 0 | 921.0298 | 0.013258 |  |  | 1163.5348 | 0.17467 | 1020.3769 | 0.012837 | 1088.3865 | 0 | 1087.6896 | 0 | 1087.683 | 0.004141 | 555.199 | 0.090939 | 555.7029 | 2.7882 | 555.1988 | 9.4991 | 555.1988 | 3.4424 | 555.7029 | #REF! | 555.1988 | 13.1646 | 552.5217 | 0.24168
| 301.7642 | 0.0021569 | 301.7642 | -0.016408 | 301.7642 | 0.089183 | 301.7642 | 0.37622 | 301.7642 | 1.4708 | 301.7642 | -0.0042179 | 506.1879 | 0 | 555.4259 | 0.13256 | 301.7642 | -0.06304 | 506.1879 | 0 | 555.4259 | -0.027482 | 555.4259 | 0.017159 | 548.9534 | 0.012214 | 555.4259 | 0.032165 | 555.4259 | -0.0012378 | 555.9297 | -0.00098877 | 553.9632 | 0.020236 | 555.4259 | 0.049669 | 555.9297 | 0.012708 | 555.9297 | 0.022824 | 555.9297 | 0.036448 | 506.1879 | 9.4709 | 555.9297 | 0.2725 | 555.9297 | 1.3798 |  |  | 555.4259 | 7.787 | 550.19 | -0.014924 | 555.9297 | 0.099075 | 555.4259 | 1.8991 | 507.05 | 0.00098022 | 555.9297 | 0.010168 | 555.9297 | 0 | 555.4259 | -0.010148 | 555.9297 | -0.0041407 | 555.9297 | -0.0039242 | 555.9297 | -0.0047415 | 762.6855 | 2.3576 | 555.4259 | -0.012724 | 555.4259 | 0.0034249 | 555.9297 | -0.0026985 | 761.9774 | 0 | 555.4259 | -0.014183 | 764.9025 | 0.0022344 | 762.6855 | 0.038911 | 555.4259 | 0 | 921.1143 | 0.013231 |  |  | 1163.6011 | 0.17511 | 1020.3896 | 0.012857 | 1088.4445 | 0 | 1087.7474 | 0 | 1087.7408 | 0.0041626 | 555.426 | 0.09267 | 555.9297 | 2.7926 | 555.4259 | 9.532 | 555.4259 | 3.4361 | 555.9297 | #REF! | 555.4259 | 13.198 | 552.7478 | 0.24256
| 301.8405 | 0.0026032 | 301.8405 | -0.0043863 | 301.8405 | 0.090409 | 301.8405 | 0.38017 | 301.8405 | 1.4795 | 301.8405 | 0.0044592 | 506.3021 | 0.010128 | 555.6529 | 0.1573 | 301.8405 | -0.0246 | 506.3021 | 0.022353 | 555.6529 | 0.078973 | 555.6529 | 0.030229 | 549.1787 | 0.019414 | 555.6529 | 0.095243 | 555.6529 | 0.07494 | 556.1564 | 0.059861 | 554.1883 | 0.045816 | 555.6529 | 0.094891 | 556.1564 | 0.040729 | 556.1564 | 0.052793 | 556.1564 | 0.040923 | 506.3021 | 9.4921 | 556.1564 | 0.27883 | 556.1564 | 1.3647 |  |  | 555.6529 | 7.8015 | 550.42 | 0.0050134 | 556.1564 | 0.11154 | 555.6529 | 1.9257 | 507.1669 | 0.00046953 | 556.1564 | 0.028761 | 556.1564 | 0.019029 | 555.6529 | 0.016859 | 556.1564 | 0.0011524 | 556.1564 | 2.5047e-05 | 556.1564 | 0.0076399 | 762.8505 | 2.414 | 555.6529 | 0.00065377 | 555.6529 | 0.0074883 | 556.1564 | 0.0022994 | 762.1424 | 0.00078262 | 555.6529 | 0.012041 | 765.0684 | 0.0012329 | 762.8505 | 0.036506 | 555.6529 | 0 | 921.1987 | 0.013434 |  |  | 1163.6674 | 0.17555 | 1020.4024 | 0.012877 | 1088.5026 | 0 | 1087.8054 | 0 | 1087.7988 | 0.0041898 | 555.653 | 0.09315 | 556.1564 | 2.8064 | 555.6529 | 9.5866 | 555.6529 | 3.422 | 556.1564 | #REF! | 555.6529 | 13.2262 | 552.9739 | 0.24326
| 301.9168 | 0.0016776 | 301.9168 | -0.022871 | 301.9168 | 0.089554 | 301.9168 | 0.35723 | 301.9168 | 1.4645 | 301.9168 | -0.0029065 | 506.4163 | 0 | 555.88 | 0.1504 | 301.9168 | -0.07988 | 506.4163 | 0 | 555.88 | 0.050509 | 555.88 | 0.019544 | 549.404 | 0.010066 | 555.88 | 0.037364 | 555.88 | 0.0012593 | 556.3832 | 0.0010059 | 554.4134 | 0.013797 | 555.88 | 0.034723 | 556.3832 | 0.0039937 | 556.3832 | 0.028003 | 556.3832 | 0.035343 | 506.4163 | 9.6554 | 556.3832 | 0.26164 | 556.3832 | 1.3403 |  |  | 555.88 | 7.8054 | 550.65 | -0.017722 | 556.3832 | 0.1053 | 555.88 | 1.9497 | 507.2838 | 0.00095659 | 556.3832 | 0.0056261 | 556.3832 | 0.0014032 | 555.88 | -0.010658 | 556.3832 | -0.0019363 | 556.3832 | -0.0029478 | 556.3832 | -0.0044141 | 763.0154 | 2.4171 | 555.88 | -0.015047 | 555.88 | -0.0095169 | 556.3832 | -0.002078 | 762.3075 | 0 | 555.88 | -0.0093123 | 765.2342 | 0.0024439 | 763.0154 | 0.039348 | 555.88 | 0 | 921.2832 | 0.013651 |  |  | 1163.7338 | 0.176 | 1020.4152 | 0.012897 | 1088.5605 | 0 | 1087.8634 | 0 | 1087.8568 | 0.0042205 | 555.88 | 0.091924 | 556.3832 | 2.8047 | 555.88 | 9.5918 | 555.88 | 3.4105 | 556.3832 | #REF! | 555.88 | 13.1601 | 553.2 | 0.24274
| 301.9932 | 0.0031156 | 301.9932 | -0.012091 | 301.9932 | 0.089953 | 301.9932 | 0.3746 | 301.9932 | 1.476 | 301.9932 | 0.0046178 | 506.5305 | 0.02561 | 556.1071 | 0.15186 | 301.9932 | -0.00714 | 506.5305 | 0.014163 | 556.1071 | 0.12921 | 556.1071 | 0.031363 | 549.6293 | 0.031347 | 556.1071 | 0.087917 | 556.1071 | 0.11145 | 556.6099 | 0.089026 | 554.6385 | 0.047245 | 556.1071 | 0.088173 | 556.6099 | 0.050736 | 556.6099 | 0.046122 | 556.6099 | 0.042054 | 506.5305 | 9.6357 | 556.6099 | 0.26798 | 556.6099 | 1.3161 |  |  | 556.1071 | 7.7425 | 550.87 | 0.016206 | 556.6099 | 0.11714 | 556.1071 | 1.9863 | 507.4007 | 0.0004943 | 556.6099 | 0.029962 | 556.6099 | 0.019672 | 556.1071 | 0.016154 | 556.6099 | 0.00083423 | 556.6099 | 0.0021722 | 556.6099 | 0.0047119 | 763.1804 | 2.4494 | 556.1071 | 0.014362 | 556.1071 | -0.004139 | 556.6099 | 0.0048709 | 762.4725 | 0.0018258 | 556.1071 | 0.022898 | 765.4001 | 0.0012395 | 763.1804 | 0.036288 | 556.1071 | 0 | 921.3677 | 0.013565 |  |  | 1163.8001 | 0.17645 | 1020.4279 | 0.012917 | 1088.6186 | 0 | 1087.9214 | 0 | 1087.9148 | 0.0042501 | 556.107 | 0.091949 | 556.6099 | 2.8029 | 556.1071 | 9.5851 | 556.1071 | 3.4025 | 556.6099 | #REF! | 556.1071 | 13.1812 | 553.4261 | 0.24469
| 302.0695 | 0.0014132 | 302.0695 | -0.011763 | 302.0695 | 0.088642 | 302.0695 | 0.34349 | 302.0695 | 1.4594 | 302.0695 | -0.001519 | 506.6447 | 0 | 556.3342 | 0.13328 | 302.0695 | -0.04425 | 506.6447 | 0 | 556.3342 | 0.010669 | 556.3342 | 0.016229 | 549.8547 | 0.014108 | 556.3342 | 0.029641 | 556.3342 | -0.010563 | 556.8367 | -0.0084374 | 554.8637 | 0.0078845 | 556.3342 | 0.025045 | 556.8367 | 0.020515 | 556.8367 | 0.031344 | 556.8367 | 0.034777 | 506.6447 | 9.7006 | 556.8367 | 0.25634 | 556.8367 | 1.2952 |  |  | 556.3342 | 7.7379 | 551.1 | -0.0033811 | 556.8367 | 0.11085 | 556.3342 | 1.9956 | 507.5176 | 0.0010107 | 556.8367 | 0 | 556.8367 | 0 | 556.3342 | -0.014646 | 556.8367 | -0.0042933 | 556.8367 | -0.0033222 | 556.8367 | -0.0040165 | 763.3454 | 2.4698 | 556.3342 | -0.014108 | 556.3342 | -0.0080704 | 556.8367 | -0.0013561 | 762.6375 | 0 | 556.3342 | -0.024444 | 765.566 | 0.0022849 | 763.3454 | 0.038146 | 556.3342 | 0 | 921.4521 | 0.013458 |  |  | 1163.8665 | 0.17689 | 1020.4407 | 0.012936 | 1088.6766 | 0 | 1087.9794 | 0 | 1087.9728 | 0.0042762 | 556.334 | 0.093487 | 556.8367 | 2.8104 | 556.3342 | 9.5923 | 556.3342 | 3.3963 | 556.8367 | #REF! | 556.3342 | 13.1499 | 553.6522 | 0.24477
| 302.1458 | 0.0027768 | 302.1458 | -0.0051669 | 302.1458 | 0.088841 | 302.1458 | 0.35788 | 302.1458 | 1.4591 | 302.1459 | 0.0045689 | 506.7589 | 0.0048591 | 556.5613 | 0.14628 | 302.1458 | 0.01272 | 506.7589 | 0.053304 | 556.5613 | 0.0943 | 556.5613 | 0.035707 | 550.08 | 0.036368 | 556.5613 | 0.095976 | 556.5613 | 0.099234 | 557.0635 | 0.079266 | 555.0888 | 0.047189 | 556.5613 | 0.11253 | 557.0635 | 0.054504 | 557.0635 | 0.045336 | 557.0635 | 0.036874 | 506.7589 | 9.7039 | 557.0635 | 0.25758 | 557.0635 | 1.274 |  |  | 556.5613 | 7.7613 | 551.33 | -0.0065291 | 557.0635 | 0.12688 | 556.5613 | 2.0322 | 507.6345 | 0.00052632 | 557.0635 | 0.030901 | 557.0635 | 0.019203 | 556.5613 | 0.016302 | 557.0635 | 0.0012243 | 557.0635 | 5.9984e-06 | 557.0635 | 0.004761 | 763.5103 | 2.5089 | 556.5613 | 0.0070079 | 556.5613 | 0.011742 | 557.0635 | -0.0019583 | 762.8025 | 0.0013044 | 556.5613 | 0.0046941 | 765.7319 | 0.0010816 | 763.5103 | 0.03596 | 556.5613 | 0 | 921.5366 | 0.013766 |  |  | 1163.9327 | 0.17734 | 1020.4534 | 0.012956 | 1088.7347 | 0 | 1088.0374 | 0 | 1088.0308 | 0.0042967 | 556.561 | 0.095122 | 557.0635 | 2.8202 | 556.5613 | 9.6657 | 556.5613 | 3.3927 | 557.0635 | #REF! | 556.5613 | 13.1627 | 553.8783 | 0.24559
| 302.2222 | 0.0021239 | 302.2222 | 0.025513 | 302.2222 | 0.087729 | 302.2222 | 0.34081 | 302.2222 | 1.4499 | 302.2222 | -0.0031847 | 506.8731 | 0 | 556.7885 | 0.13955 | 302.2222 | -0.03517 | 506.8731 | 0 | 556.7885 | -0.024093 | 556.7885 | 0.011164 | 550.3053 | 0.0038874 | 556.7885 | 0.023952 | 556.7885 | 0.016112 | 557.2903 | 0.01287 | 555.314 | 0.02063 | 556.7885 | 0.05505 | 557.2903 | 0.017093 | 557.2903 | 0.027239 | 557.2903 | 0.035327 | 506.8731 | 9.6501 | 557.2903 | 0.24644 | 557.2903 | 1.2524 |  |  | 556.7885 | 7.7333 | 551.55 | -0.0047802 | 557.2903 | 0.11963 | 556.7885 | 2.0418 | 507.7514 | 0.0010488 | 557.2903 | 0.0098115 | 557.2903 | 0 | 556.7885 | -0.0043384 | 557.2903 | -0.0034062 | 557.2903 | -0.0035122 | 557.2903 | -0.0092391 | 763.6753 | 2.5218 | 556.7885 | -0.015196 | 556.7885 | -0.0093755 | 557.2903 | -0.0014217 | 762.9676 | 0 | 556.7885 | -0.012862 | 765.8978 | 0.002139 | 763.6753 | 0.039567 | 556.7885 | 0 | 921.6212 | 0.014245 |  |  | 1163.9992 | 0.17779 | 1020.4662 | 0.012976 | 1088.7929 | 0 | 1088.0953 | 0 | 1088.0887 | 0.0043092 | 556.788 | 0.097093 | 557.2903 | 2.8303 | 556.7885 | 9.6439 | 556.7885 | 3.3927 | 557.2903 | #REF! | 556.7885 | 13.1418 | 554.1044 | 0.24522
| 302.2985 | 0.0032561 | 302.2986 | 0.045783 | 302.2985 | 0.088955 | 302.2985 | 0.35417 | 302.2985 | 1.4611 | 302.2986 | 0.0051182 | 506.9874 | 0 | 557.0156 | 0.14695 | 302.2985 | 0.01838 | 506.9874 | 0.038688 | 557.0156 | 0.10874 | 557.0156 | 0.035717 | 550.5307 | 0.035581 | 557.0156 | 0.090847 | 557.0156 | 0.068843 | 557.5171 | 0.05499 | 555.5391 | 0.048751 | 557.0156 | 0.1142 | 557.5171 | 0.064809 | 557.5171 | 0.050244 | 557.5171 | 0.037119 | 506.9874 | 9.6541 | 557.5171 | 0.25248 | 557.5172 | 1.2363 |  |  | 557.0156 | 7.697 | 551.78 | -0.0026815 | 557.5171 | 0.12986 | 557.0156 | 2.0729 | 507.8683 | 0.00053585 | 557.5171 | 0.032599 | 557.5172 | 0.02423 | 557.0156 | -0.0024538 | 557.5171 | 0.00025655 | 557.5171 | -0.00022912 | 557.5171 | 0.0036369 | 763.8403 | 2.5441 | 557.0156 | 0.0020682 | 557.0156 | 0.0020188 | 557.5172 | 0.0045296 | 763.1326 | 0.0018258 | 557.0156 | 0.013536 | 766.0637 | 0.0010146 | 763.8403 | 0.037381 | 557.0156 | 0 | 921.7057 | 0.014389 |  |  | 1164.0654 | 0.17825 | 1020.4789 | 0.012995 | 1088.851 | 0 | 1088.1534 | 0 | 1088.1469 | 0.0043126 | 557.016 | 0.098367 | 557.5171 | 2.8341 | 557.0156 | 9.6337 | 557.0156 | 3.3892 | 557.5172 | #REF! | 557.0156 | 13.1565 | 554.3306 | 0.24613
| 302.3749 | 0.0018346 | 302.3749 | -0.00059334 | 302.3749 | 0.087672 | 302.3749 | 0.3306 | 302.3749 | 1.4487 | 302.3749 | -0.00062405 | 507.1016 | 0 | 557.2428 | 0.12232 | 302.3749 | -0.05084 | 507.1016 | 0 | 557.2428 | 0.015962 | 557.2428 | 0.009966 | 550.756 | 0.011625 | 557.2428 | 0.027561 | 557.2428 | -0.010685 | 557.744 | -0.0085353 | 555.7643 | 0.016243 | 557.2428 | 0.041929 | 557.744 | 0.018579 | 557.744 | 0.021892 | 557.744 | 0.029989 | 507.1016 | 9.6222 | 557.744 | 0.23374 | 557.744 | 1.2106 |  |  | 557.2428 | 7.666 | 552.01 | -0.01947 | 557.744 | 0.12422 | 557.2428 | 2.0973 | 507.9852 | 0.0010401 | 557.744 | 0.0077204 | 557.744 | 0 | 557.2428 | -0.010702 | 557.744 | -0.0073381 | 557.744 | -0.0051811 | 557.744 | -0.0042918 | 764.0053 | 2.571 | 557.2428 | -0.012958 | 557.2428 | -0.0087515 | 557.744 | -0.00080072 | 763.2976 | 0 | 557.2428 | -0.016701 | 766.2296 | 0.0022223 | 764.0053 | 0.039348 | 557.2428 | 0.0054338 | 921.7902 | 0.014412 |  |  | 1164.1318 | 0.1787 | 1020.4917 | 0.013015 | 1088.9089 | 0 | 1088.2114 | 0 | 1088.2048 | 0.004308 | 557.243 | 0.10262 | 557.744 | 2.8315 | 557.2428 | 9.6573 | 557.2428 | 3.391 | 557.744 | #REF! | 557.2428 | 13.1026 | 554.5567 | 0.24549
| 302.4513 | 0.0028677 | 302.4513 | 0.015825 | 302.4513 | 0.087843 | 302.4513 | 0.34941 | 302.4513 | 1.4532 | 302.4513 | 0.0051322 | 507.2158 | 0.012587 | 557.4699 | 0.15247 | 302.4513 | -0.02433 | 507.2158 | 0.022353 | 557.4699 | 0.099205 | 557.4699 | 0.030405 | 550.9814 | 0.02018 | 557.4699 | 0.083521 | 557.4699 | 0.07974 | 557.9708 | 0.063695 | 555.9895 | 0.037245 | 557.4699 | 0.12596 | 557.9708 | 0.052641 | 557.9708 | 0.05028 | 557.9708 | 0.036443 | 507.2158 | 9.6701 | 557.9708 | 0.24403 | 557.9708 | 1.1991 |  |  | 557.4699 | 7.7203 | 552.24 | -0.00513 | 557.9708 | 0.13886 | 557.4699 | 2.1321 | 508.1021 | 0.00051717 | 557.9708 | 0.03198 | 557.9708 | 0.023482 | 557.4699 | 0.021367 | 557.9708 | 0.0023779 | 557.9708 | 0.0010314 | 557.9708 | 0.0055319 | 764.1703 | 2.5865 | 557.4699 | 0.0099189 | 557.4699 | 0.0058845 | 557.9708 | 0.0081816 | 763.4627 | 0.00078262 | 557.4699 | 0.020976 | 766.3956 | 0.0010805 | 764.1703 | 0.036288 | 557.4699 | 0.0036232 | 921.8748 | 0.014328 |  |  | 1164.1982 | 0.17916 | 1020.5045 | 0.013034 | 1088.967 | 0 | 1088.2694 | 0 | 1088.2628 | 0.0042944 | 557.47 | 0.10382 | 557.9708 | 2.8418 | 557.4699 | 9.7164 | 557.4699 | 3.3821 | 557.9708 | #REF! | 557.4699 | 13.1454 | 554.7829 | 0.2466
| 302.5276 | 0.0013223 | 302.5276 | 0.011932 | 302.5276 | 0.086617 | 302.5276 | 0.33275 | 302.5276 | 1.4379 | 302.5276 | -0.0018781 | 507.3301 | 0 | 557.6971 | 0.14169 | 302.5276 | -0.06289 | 507.3301 | 0 | 557.6971 | -0.026753 | 557.6971 | 0.014006 | 551.2068 | 0.014684 | 557.6971 | 0.024402 | 557.6971 | 0.003669 | 558.1977 | 0.0029307 | 556.2147 | 0.010357 | 557.6971 | 0.0042712 | 558.1977 | 0.0021213 | 558.1977 | 0.022417 | 558.1977 | 0.030134 | 507.3301 | 9.7421 | 558.1977 | 0.22769 | 558.1977 | 1.1775 |  |  | 557.6971 | 7.6982 | 552.46 | -0.020171 | 558.1977 | 0.13057 | 557.6971 | 2.1646 | 508.2191 | 0.0010442 | 558.1977 | 0.014642 | 558.1977 | 0 | 557.6971 | -0.0079586 | 558.1977 | -0.0036661 | 558.1977 | -0.0028764 | 558.1977 | -0.0078516 | 764.3352 | 2.5909 | 557.6971 | -0.017242 | 557.6971 | -0.0036505 | 558.1977 | 0.0027737 | 763.6277 | 0 | 557.6971 | -0.012273 | 766.5615 | 0.0022947 | 764.3352 | 0.039567 | 557.6971 | 0.0090425 | 921.9594 | 0.014444 |  |  | 1164.2647 | 0.17962 | 1020.5172 | 0.013053 | 1089.0251 | 0 | 1088.3274 | 0 | 1088.3208 | 0.0042739 | 557.697 | 0.1062 | 558.1977 | 2.855 | 557.6971 | 9.7177 | 557.6971 | 3.3812 | 558.1977 | #REF! | 557.6971 | 13.1388 | 555.0091 | 0.24597
| 302.604 | 0.0026776 | 302.604 | 0.018976 | 302.604 | 0.086817 | 302.604 | 0.34271 | 302.604 | 1.4478 | 302.604 | 0.0042614 | 507.4443 | 0.026979 | 557.9243 | 0.15448 | 302.604 | -0.01871 | 507.4443 | 0.024288 | 557.9243 | 0.11729 | 557.9243 | 0.027756 | 551.4322 | 0.024297 | 557.9243 | 0.09158 | 557.9243 | 0.097901 | 558.4245 | 0.078201 | 556.4399 | 0.040082 | 557.9243 | 0.092372 | 558.4245 | 0.050657 | 558.4245 | 0.04867 | 558.4245 | 0.036466 | 507.4443 | 9.7178 | 558.4245 | 0.23583 | 558.4246 | 1.1586 |  |  | 557.9243 | 7.679 | 552.69 | -0.0047802 | 558.4245 | 0.14885 | 557.9243 | 2.1831 | 508.336 | 0.00053928 | 558.4245 | 0.022597 | 558.4246 | 0.025116 | 557.9243 | 0.012969 | 558.4245 | 0.0022517 | 558.4245 | -0.00063916 | 558.4245 | 0.0066204 | 764.5003 | 2.6215 | 557.9243 | 0.0043561 | 557.9243 | 0.0058064 | 558.4246 | 0.001463 | 763.7928 | 0.0018258 | 557.9243 | 0.00056271 | 766.7274 | 0.0012362 | 764.5003 | 0.037818 | 557.9243 | 0 | 922.0439 | 0.014742 |  |  | 1164.3311 | 0.18008 | 1020.53 | 0.013073 | 1089.0832 | 0 | 1088.3855 | 0 | 1088.3789 | 0.0042489 | 557.924 | 0.10505 | 558.4245 | 2.8518 | 557.9243 | 9.7159 | 557.9243 | 3.3812 | 558.4246 | #REF! | 557.9243 | 13.093 | 555.2352 | 0.24614
| 302.6804 | 0.0015289 | 302.6804 | -0.044422 | 302.6804 | 0.08656 | 302.6804 | 0.32207 | 302.6804 | 1.4352 | 302.6804 | -0.0018684 | 507.5585 | 0 | 558.1515 | 0.13165 | 302.6804 | -0.06152 | 507.5585 | 0 | 558.1515 | 0.036166 | 558.1515 | 0.012341 | 551.6577 | 0.026164 | 558.1515 | 0.028064 | 558.1515 | -0.003134 | 558.6514 | -0.0025034 | 556.6651 | 0.013445 | 558.1515 | 0.022993 | 558.6514 | 0.0086837 | 558.6514 | 0.027121 | 558.6514 | 0.031361 | 507.5585 | 9.7385 | 558.6514 | 0.22107 | 558.6514 | 1.1326 |  |  | 558.1515 | 7.626 | 552.92 | -0.019821 | 558.6514 | 0.13729 | 558.1515 | 2.1943 | 508.4529 | 0.0010904 | 558.6514 | 0.0061503 | 558.6514 | 0 | 558.1515 | -0.0054748 | 558.6514 | -0.0049959 | 558.6514 | -0.0023747 | 558.6514 | -0.0060618 | 764.6653 | 2.6796 | 558.1515 | -0.0087823 | 558.1515 | -0.0043737 | 558.6514 | -0.0067222 | 763.9579 | 0 | 558.1515 | -0.021005 | 766.8934 | 0.0023287 | 764.6653 | 0.04066 | 558.1515 | 0 | 922.1286 | 0.014741 |  |  | 1164.3973 | 0.18054 | 1020.5427 | 0.013092 | 1089.1414 | 0 | 1088.4435 | 0 | 1088.4369 | 0.0042217 | 558.152 | 0.10534 | 558.6514 | 2.8439 | 558.1515 | 9.654 | 558.1515 | 3.3795 | 558.6514 | #REF! | 558.1515 | 12.9873 | 555.4614 | 0.24531
| 302.7567 | 0.0026363 | 302.7567 | 0.0059029 | 302.7567 | 0.08713 | 302.7567 | 0.33505 | 302.7567 | 1.4368 | 302.7567 | 0.005536 | 507.6728 | 0.012938 | 558.3787 | 0.14449 | 302.7567 | -0.02896 | 507.6728 | 0.041697 | 558.3787 | 0.08179 | 558.3787 | 0.025719 | 551.8831 | 0.034211 | 558.3787 | 0.082788 | 558.3787 | 0.078827 | 558.8783 | 0.062966 | 556.8904 | 0.042579 | 558.3787 | 0.091532 | 558.8783 | 0.063002 | 558.8783 | 0.046815 | 558.8783 | 0.033434 | 507.6728 | 9.598 | 558.8783 | 0.22513 | 558.8783 | 1.1168 |  |  | 558.3787 | 7.6097 | 553.15 | -0.00058295 | 558.8783 | 0.15601 | 558.3787 | 2.2256 | 508.5698 | 0.00056519 | 558.8783 | 0.042521 | 558.8783 | 0.016571 | 558.3787 | 0.0060295 | 558.8783 | 0.00094713 | 558.8783 | -0.0003528 | 558.8783 | 0.0032625 | 764.8302 | 2.6926 | 558.3787 | 0.00087339 | 558.3787 | -0.00074543 | 558.8783 | 0.0089842 | 764.1229 | 0.0023475 | 558.3787 | 0.0091539 | 767.0593 | 0.0012242 | 764.8302 | 0.037927 | 558.3787 | 0.0054302 | 922.2132 | 0.014808 |  |  | 1164.4637 | 0.18101 | 1020.5555 | 0.013111 | 1089.1995 | 0 | 1088.5016 | 0 | 1088.495 | 0.0041967 | 558.379 | 0.10592 | 558.8783 | 2.8512 | 558.3787 | 9.668 | 558.3787 | 3.3617 | 558.8783 | #REF! | 558.3787 | 13.0272 | 555.6877 | 0.24607
| 302.8331 | 0.0018346 | 302.8331 | 0.03213 | 302.8331 | 0.08619 | 302.8331 | 0.31509 | 302.8331 | 1.4285 | 302.8331 | -0.0020341 | 507.787 | 0 | 558.606 | 0.14721 | 302.8331 | -0.06097 | 507.787 | 0 | 558.606 | 0.015163 | 558.606 | 0.021272 | 552.1085 | 0.0092996 | 558.606 | 0.03296 | 558.606 | 0.026663 | 559.1052 | 0.021298 | 557.1156 | 0.014867 | 558.606 | 0.028057 | 559.1052 | 0.028359 | 559.1052 | 0.025976 | 559.1052 | 0.031684 | 507.787 | 9.6199 | 559.1052 | 0.21758 | 559.1052 | 1.0947 |  |  | 558.606 | 7.5748 | 553.37 | -0.012125 | 559.1052 | 0.14623 | 558.606 | 2.2472 | 508.6868 | 0.0010664 | 559.1052 | 0.0051121 | 559.1052 | 0 | 558.606 | -0.0054759 | 559.1052 | -0.0025614 | 559.1052 | -0.0031952 | 559.1052 | -0.0036321 | 764.9953 | 2.7304 | 558.606 | -0.0031527 | 558.606 | 0.00057634 | 559.1052 | -0.0019671 | 764.288 | 0 | 558.606 | -0.026661 | 767.2252 | 0.0023408 | 764.9953 | 0.039894 | 558.606 | 0.0090425 | 922.2979 | 0.0145 |  |  | 1164.5303 | 0.18148 | 1020.5682 | 0.013131 | 1089.2576 | 0 | 1088.5596 | 0 | 1088.553 | 0.0041751 | 558.606 | 0.1087 | 559.1052 | 2.8555 | 558.606 | 9.6695 | 558.606 | 3.3617 | 559.1052 | #REF! | 558.606 | 12.9611 | 555.9139 | 0.24452
| 302.9095 | 0.0027933 | 302.9095 | 0.025983 | 302.9095 | 0.086703 | 302.9095 | 0.32266 | 302.9095 | 1.4255 | 302.9095 | 0.0027792 | 507.9013 | 0.026197 | 558.8332 | 0.16241 | 302.9095 | 0.01027 | 507.9013 | 0.024503 | 558.8332 | 0.087103 | 558.8332 | 0.042413 | 552.3339 | 0.016986 | 558.8332 | 0.082056 | 558.8332 | 0.12665 | 559.3321 | 0.10117 | 557.3408 | 0.04433 | 558.8332 | 0.086493 | 559.3321 | 0.070161 | 559.3321 | 0.052279 | 559.3321 | 0.034296 | 507.9013 | 9.663 | 559.3321 | 0.21918 | 559.3321 | 1.0831 |  |  | 558.8332 | 7.585 | 553.6 | -0.0019821 | 559.3321 | 0.16277 | 558.8332 | 2.2864 | 508.8037 | 0.00051641 | 559.3321 | 0.046303 | 559.3321 | 0.023027 | 558.8332 | 0.01635 | 559.3321 | 0.0044402 | 559.3321 | 0.00339 | 559.3321 | 0.0091314 | 765.1603 | 2.7614 | 558.8332 | 0.0084421 | 558.8332 | 0.007063 | 559.3321 | 0.0060986 | 764.4531 | 0.0018258 | 558.8332 | 0.0089529 | 767.3912 | 0.0011978 | 765.1603 | 0.037708 | 558.8332 | 0 | 922.3825 | 0.014648 |  |  | 1164.5967 | 0.18195 | 1020.581 | 0.01315 | 1089.3158 | 0 | 1088.6177 | 0 | 1088.6111 | 0.0041603 | 558.833 | 0.10805 | 559.3321 | 2.8574 | 558.8332 | 9.6762 | 558.8332 | 3.3591 | 559.3321 | #REF! | 558.8332 | 12.9907 | 556.1401 | 0.24366
| 302.9859 | 0.0015206 | 302.9859 | -0.031095 | 302.9859 | 0.085876 | 302.9859 | 0.31061 | 302.9859 | 1.4178 | 302.9859 | -0.0031928 | 508.0156 | 0 | 559.0604 | 0.13908 | 302.9859 | -0.01616 | 508.0156 | 0 | 559.0604 | 0.083551 | 559.0604 | 0.010393 | 552.5594 | 0.0042931 | 559.0604 | 0.024611 | 559.0604 | -0.017852 | 559.559 | -0.01426 | 557.5661 | 0.019761 | 559.0604 | 0.015444 | 559.559 | 0.016803 | 559.559 | 0.022467 | 559.559 | 0.027933 | 508.0156 | 9.7308 | 559.559 | 0.20729 | 559.559 | 1.0569 |  |  | 559.0604 | 7.5166 | 553.83 | -0.021219 | 559.559 | 0.15327 | 559.0604 | 2.3005 | 508.9207 | 0.0010054 | 559.559 | 0.018187 | 559.559 | 0.0038696 | 559.0604 | -0.013787 | 559.559 | -0.0042704 | 559.559 | -0.0032151 | 559.559 | -0.0056221 | 765.3253 | 2.7797 | 559.0604 | -0.013873 | 559.0604 | -0.0083694 | 559.559 | -0.0054012 | 764.6182 | 0 | 559.0604 | -0.015835 | 767.5572 | 0.0024637 | 765.3253 | 0.04066 | 559.0604 | 0 | 922.4672 | 0.015209 |  |  | 1164.6631 | 0.18242 | 1020.5938 | 0.013169 | 1089.3739 | 0 | 1088.6757 | 0 | 1088.6691 | 0.0041535 | 559.06 | 0.11048 | 559.559 | 2.8447 | 559.0604 | 9.6552 | 559.0604 | 3.3617 | 559.559 | #REF! | 559.0604 | 12.9093 | 556.3664 | 0.24414
| 303.0623 | 0.0028429 | 303.0623 | -0.003167 | 303.0623 | 0.086389 | 303.0623 | 0.31516 | 303.0623 | 1.4157 | 303.0622 | 0.0024912 | 508.1298 | 0.0161 | 559.2877 | 0.15048 | 303.0623 | 0.02562 | 508.1298 | 0.029876 | 559.2877 | 0.090756 | 559.2877 | 0.036369 | 552.7849 | 0.03057 | 559.2877 | 0.089382 | 559.2877 | 0.077497 | 559.786 | 0.061903 | 557.7914 | 0.044174 | 559.2877 | 0.11085 | 559.786 | 0.05423 | 559.786 | 0.049051 | 559.786 | 0.034969 | 508.1298 | 9.6565 | 559.786 | 0.21111 | 559.7859 | 1.0487 |  |  | 559.2877 | 7.5466 | 554.06 | -0.016672 | 559.786 | 0.1715 | 559.2877 | 2.3317 | 509.0376 | 0.00050307 | 559.786 | 0.043045 | 559.7859 | 0.021411 | 559.2877 | 0.017147 | 559.786 | 0.0025226 | 559.786 | 0.00086337 | 559.786 | 0.010562 | 765.4903 | 2.8193 | 559.2877 | 0.0078172 | 559.2877 | -0.0013036 | 559.7859 | 0.0081865 | 764.7833 | 0.00078262 | 559.2877 | 0.014515 | 767.7231 | 0.0014304 | 765.4903 | 0.03902 | 559.2877 | 0 | 922.5518 | 0.015263 |  |  | 1164.7295 | 0.18289 | 1020.6065 | 0.013188 | 1089.432 | 0 | 1088.7338 | 0 | 1088.7272 | 0.0041512 | 559.288 | 0.11135 | 559.786 | 2.8581 | 559.2877 | 9.7351 | 559.2877 | 3.36 | 559.7859 | #REF! | 559.2877 | 12.988 | 556.5926 | 0.2456
| 303.1386 | 0.0016611 | 303.1386 | 0.028591 | 303.1386 | 0.085733 | 303.1386 | 0.29909 | 303.1386 | 1.3981 | 303.1386 | -0.0024185 | 508.2441 | 0 | 559.515 | 0.14348 | 303.1386 | -0.04438 | 508.2441 | 0 | 559.515 | -0.023764 | 559.515 | 0.013869 | 553.0103 | 0.012086 | 559.515 | 0.031238 | 559.515 | -0.0044706 | 560.0129 | -0.0035711 | 558.0166 | 0.018373 | 559.515 | 0.0089495 | 560.0129 | 0.0025778 | 560.0129 | 0.023561 | 560.0129 | 0.026916 | 508.2441 | 9.6472 | 560.0129 | 0.19704 | 560.0129 | 1.0268 |  |  | 559.515 | 7.5222 | 554.28 | -0.00513 | 560.0129 | 0.16804 | 559.515 | 2.3526 | 509.1546 | 0.00096079 | 560.0129 | 0.015393 | 560.0129 | 0 | 559.515 | -0.016223 | 560.0129 | -0.0038593 | 560.0129 | -0.0017197 | 560.0129 | -0.0066598 | 765.6553 | 2.8432 | 559.515 | -0.008058 | 559.515 | -0.0096403 | 560.0129 | -0.0021551 | 764.9484 | 0 | 559.515 | -0.017066 | 767.8891 | 0.0024999 | 765.6553 | 0.041534 | 559.515 | 0 | 922.6365 | 0.015121 |  |  | 1164.7959 | 0.18337 | 1020.6193 | 0.013208 | 1089.4901 | 0 | 1088.7919 | 0 | 1088.7853 | 0.0041535 | 559.515 | 0.11245 | 560.0129 | 2.8751 | 559.515 | 9.7578 | 559.515 | 3.3671 | 560.0129 | #REF! | 559.515 | 12.9718 | 556.8189 | 0.24634
| 303.215 | 0.002752 | 303.215 | 0.013034 | 303.215 | 0.085648 | 303.215 | 0.3141 | 303.215 | 1.3885 | 303.215 | 0.0021175 | 508.3584 | 0.014695 | 559.7423 | 0.1461 | 303.215 | -0.02758 | 508.3584 | 0.010436 | 559.7423 | 0.085933 | 559.7423 | 0.040105 | 553.2358 | 0.025541 | 559.7423 | 0.085719 | 559.7423 | 0.084778 | 560.2399 | 0.067719 | 558.2419 | 0.048629 | 559.7423 | 0.11085 | 560.2399 | 0.068107 | 560.2399 | 0.049164 | 560.2399 | 0.033855 | 508.3584 | 9.7446 | 560.2399 | 0.20499 | 560.2399 | 1.0127 |  |  | 559.7423 | 7.5347 | 554.51 | 0.0046636 | 560.2399 | 0.18064 | 559.7423 | 2.384 | 509.2715 | 0.00046839 | 560.2399 | 0.029701 | 560.2399 | 0.021296 | 559.7423 | -0.011497 | 560.2399 | 0.0031564 | 560.2399 | 0.0010022 | 560.2399 | 0.011243 | 765.8204 | 2.8525 | 559.7423 | 0.0047797 | 559.7423 | 0.0016837 | 560.2399 | 0.0014007 | 765.1134 | 0.0013044 | 559.7423 | 0.01769 | 768.0551 | 0.0013931 | 765.8204 | 0.038583 | 559.7423 | 0.0018107 | 922.7212 | 0.01522 |  |  | 1164.8624 | 0.18385 | 1020.632 | 0.013227 | 1089.5483 | 0 | 1088.8499 | 0 | 1088.8433 | 0.0041569 | 559.742 | 0.1156 | 560.2399 | 2.882 | 559.7423 | 9.8131 | 559.7423 | 3.3608 | 560.2399 | #REF! | 559.7423 | 13.0086 | 557.0452 | 0.24614
| 303.2914 | 0.0017107 | 303.2914 | -0.03172 | 303.2914 | 0.084707 | 303.2914 | 0.28448 | 303.2914 | 1.3704 | 303.2914 | -0.0043092 | 508.4726 | 0 | 559.9696 | 0.13363 | 303.2914 | -0.08433 | 508.4726 | 0 | 559.9696 | -0.001096 | 559.9696 | 0.010846 | 553.4613 | 0.018313 | 559.9696 | 0.015808 | 559.9696 | -0.0081512 | 560.4669 | -0.006511 | 558.4672 | 0.016112 | 559.9696 | 0.026305 | 560.4669 | 0.0045489 | 560.4669 | 0.024851 | 560.4669 | 0.025928 | 508.4726 | 9.8067 | 560.4669 | 0.19587 | 560.4669 | 0.99439 |  |  | 559.9696 | 7.5024 | 554.74 | 0.0060627 | 560.4669 | 0.17554 | 559.9696 | 2.406 | 509.3885 | 0.00095469 | 560.4669 | 0.011507 | 560.4669 | 0.00029365 | 559.9696 | -0.014229 | 560.4669 | -0.0048455 | 560.4669 | -0.0033966 | 560.4669 | -0.0017174 | 765.9854 | 2.9184 | 559.9696 | -0.016256 | 559.9696 | 0.0024245 | 560.4669 | -0.001381 | 765.2785 | 0 | 559.9696 | -0.024685 | 768.2211 | 0.0025328 | 765.9854 | 0.040332 | 559.9696 | 0.0090425 | 922.8059 | 0.015672 |  |  | 1164.9288 | 0.18433 | 1020.6448 | 0.013246 | 1089.6064 | 0 | 1088.908 | 0 | 1088.9014 | 0.0041592 | 559.97 | 0.11856 | 560.4669 | 2.8823 | 559.9696 | 9.831 | 559.9696 | 3.3653 | 560.4669 | #REF! | 559.9696 | 12.9833 | 557.2715 | 0.24605
| 303.3678 | 0.0025784 | 303.3678 | -0.0041633 | 303.3678 | 0.085135 | 303.3678 | 0.2994 | 303.3678 | 1.3748 | 303.3678 | 0.0033679 | 508.5869 | 0.030498 | 560.1969 | 0.14709 | 303.3678 | -0.05589 | 508.5869 | 0.023428 | 560.1969 | 0.055389 | 560.1969 | 0.03388 | 553.6868 | 0.02814 | 560.1969 | 0.090847 | 560.1969 | 0.083929 | 560.6938 | 0.067041 | 558.6925 | 0.04736 | 560.1969 | 0.09657 | 560.6938 | 0.050676 | 560.6938 | 0.04608 | 560.6938 | 0.033025 | 508.5869 | 9.6265 | 560.6938 | 0.19508 | 560.6938 | 0.97783 |  |  | 560.1969 | 7.4795 | 554.97 | -0.0023318 | 560.6938 | 0.19386 | 560.1969 | 2.4335 | 509.5055 | 0.00050231 | 560.6938 | 0.038574 | 560.6938 | 0.02797 | 560.1969 | 0.013172 | 560.6938 | 0.0011536 | 560.6938 | 0.0014328 | 560.6938 | 0.0075037 | 766.1504 | 2.9149 | 560.1969 | 0.0081441 | 560.1969 | -0.0056066 | 560.6938 | 0.0014547 | 765.4437 | 0.0018258 | 560.1969 | 0.0095126 | 768.3871 | 0.0011923 | 766.1504 | 0.038146 | 560.1969 | 0.0090425 | 922.8907 | 0.015593 |  |  | 1164.9954 | 0.18481 | 1020.6575 | 0.013266 | 1089.6647 | 0 | 1088.9661 | 0 | 1088.9595 | 0.0041557 | 560.197 | 0.11861 | 560.6938 | 2.8851 | 560.1969 | 9.8201 | 560.1969 | 3.3644 | 560.6938 | #REF! | 560.1969 | 12.9803 | 557.4978 | 0.24505
| 303.4442 | 0.0012231 | 303.4442 | 0.035277 | 303.4442 | 0.084422 | 303.4442 | 0.28016 | 303.4442 | 1.3661 | 303.4442 | -0.001858 | 508.7012 | 0 | 560.4242 | 0.14456 | 303.4442 | -0.09723 | 508.7012 | 0 | 560.4242 | -0.010392 | 560.4242 | 0.020446 | 553.9123 | 0.01681 | 560.4242 | 0.035236 | 560.4242 | 0.016897 | 560.9208 | 0.013497 | 558.9178 | 0.0077244 | 560.4242 | 0.037165 | 560.9208 | 0.0078681 | 560.9208 | 0.015089 | 560.9208 | 0.02477 | 508.7012 | 9.6098 | 560.9208 | 0.18421 | 560.9208 | 0.96063 |  |  | 560.4242 | 7.4305 | 555.19 | -0.018771 | 560.9208 | 0.18356 | 560.4242 | 2.4475 | 509.6224 | 0.0010069 | 560.9208 | 0.0074095 | 560.9208 | 0.0023314 | 560.4242 | -0.023743 | 560.9208 | -0.0039056 | 560.9208 | -0.0029815 | 560.9208 | -0.0029117 | 766.3155 | 2.9529 | 560.4242 | -0.0055704 | 560.4242 | -0.0057807 | 560.9208 | -0.0024849 | 765.6088 | 0 | 560.4242 | -0.013921 | 768.5531 | 0.0023233 | 766.3155 | 0.040769 | 560.4242 | 0.0036195 | 922.9755 | 0.015325 |  |  | 1165.0618 | 0.18529 | 1020.6703 | 0.013285 | 1089.7228 | 0 | 1089.0242 | 0 | 1089.0176 | 0.0041478 | 560.424 | 0.11918 | 560.9208 | 2.8823 | 560.4242 | 9.8213 | 560.4242 | 3.3715 | 560.9208 | #REF! | 560.4242 | 12.9575 | 557.7241 | 0.24224
| 303.5206 | 0.0028511 | 303.5206 | 0.031256 | 303.5206 | 0.085135 | 303.5206 | 0.29912 | 303.5206 | 1.3827 | 303.5206 | 0.003153 | 508.8155 | 0.011533 | 560.6516 | 0.15989 | 303.5206 | -0.06913 | 508.8155 | 0.029446 | 560.6516 | 0.094105 | 560.6516 | 0.031166 | 554.1378 | 0.030338 | 560.6516 | 0.082788 | 560.6516 | 0.089615 | 561.1478 | 0.071582 | 559.1432 | 0.037713 | 560.6516 | 0.10413 | 561.1478 | 0.063227 | 561.1478 | 0.047162 | 561.1478 | 0.032088 | 508.8155 | 9.7062 | 561.1478 | 0.19327 | 561.1478 | 0.94586 |  |  | 560.6516 | 7.388 | 555.42 | 0.0043138 | 561.1478 | 0.2011 | 560.6516 | 2.4655 | 509.7394 | 0.00051793 | 561.1478 | 0.047564 | 561.1478 | 0.024624 | 560.6516 | 0.016254 | 561.1478 | 0.0013546 | 561.1478 | 0.0018408 | 561.1478 | 0.0069021 | 766.4805 | 2.9678 | 560.6516 | 0.010128 | 560.6516 | 0.0039528 | 561.1478 | 0.00078379 | 765.7739 | 0.0013044 | 560.6516 | 0.0065183 | 768.7191 | 0.0012472 | 766.4805 | 0.039676 | 560.6516 | 0.0072409 | 923.0602 | 0.015232 |  |  | 1165.1283 | 0.18578 | 1020.683 | 0.013304 | 1089.781 | 0 | 1089.0823 | 0 | 1089.0757 | 0.0041319 | 560.652 | 0.12209 | 561.1478 | 2.8835 | 560.6516 | 9.8432 | 560.6516 | 3.3706 | 561.1478 | #REF! | 560.6516 | 12.9547 | 557.9504 | 0.24313
| 303.597 | 0.0014049 | 303.597 | -0.02672 | 303.597 | 0.084678 | 303.597 | 0.27941 | 303.597 | 1.3818 | 303.597 | -0.0011203 | 508.9298 | 0 | 560.8789 | 0.12503 | 303.597 | -0.08959 | 508.9298 | 0 | 560.8789 | -0.016803 | 560.8789 | 0.010664 | 554.3634 | 0.012568 | 560.8789 | 0.026313 | 560.8789 | -0.0012064 | 561.3749 | -0.00096366 | 559.3685 | 0.010914 | 560.8789 | 0.037469 | 561.3749 | 0.010304 | 561.3749 | 0.021695 | 561.3749 | 0.023989 | 508.9298 | 9.6459 | 561.3749 | 0.17654 | 561.3749 | 0.92356 |  |  | 560.8789 | 7.3589 | 555.65 | 0.0029147 | 561.3749 | 0.19114 | 560.8789 | 2.4838 | 509.8564 | 0.0010343 | 561.3749 | 0.018264 | 561.3749 | 0.0020279 | 560.8789 | -0.016947 | 561.3749 | -0.005504 | 561.3749 | -0.002851 | 561.3749 | -0.0055094 | 766.6456 | 3.0082 | 560.8789 | -0.008523 | 560.8789 | -0.0083486 | 561.3749 | -0.0039801 | 765.939 | 0 | 560.8789 | -0.033855 | 768.8851 | 0.0024242 | 766.6456 | 0.041643 | 560.8789 | 0 | 923.145 | 0.014905 |  |  | 1165.1948 | 0.18626 | 1020.6958 | 0.013323 | 1089.8391 | 0 | 1089.1404 | 0 | 1089.1338 | 0.0041103 | 560.879 | 0.12116 | 561.3749 | 2.8679 | 560.8789 | 9.8087 | 560.8789 | 3.375 | 561.3749 | #REF! | 560.8789 | 12.8454 | 558.1767 | 0.24044
| 303.6735 | 0.0023801 | 303.6735 | -0.0036511 | 303.6735 | 0.085135 | 303.6735 | 0.2984 | 303.6735 | 1.3824 | 303.6734 | 0.0034229 | 509.0441 | 0.0217 | 561.1063 | 0.16437 | 303.6735 | -0.06126 | 509.0441 | 0.025362 | 561.1063 | 0.092787 | 561.1063 | 0.039433 | 554.5889 | 0.023967 | 561.1063 | 0.085719 | 561.1063 | 0.13172 | 561.6019 | 0.10521 | 559.5938 | 0.040792 | 561.1063 | 0.092372 | 561.6019 | 0.069584 | 561.6019 | 0.052581 | 561.6019 | 0.033054 | 509.0441 | 9.7152 | 561.6019 | 0.18998 | 561.6019 | 0.91577 |  |  | 561.1063 | 7.3897 | 555.87 | -0.021219 | 561.6019 | 0.21324 | 561.1063 | 2.5144 | 509.9733 | 0.00052784 | 561.6019 | 0.045842 | 561.6019 | 0.029806 | 561.1063 | 0.026256 | 561.6019 | 0.0054062 | 561.6019 | 0.003031 | 561.6019 | 0.008916 | 766.8107 | 3.0285 | 561.1063 | 0.016358 | 561.1063 | 0.0021445 | 561.6019 | -0.00023072 | 766.1041 | 0.0013044 | 561.1063 | 0.0080387 | 769.0511 | 0.0013262 | 766.8107 | 0.040004 | 561.1063 | 0 | 923.2299 | 0.015525 |  |  | 1165.2613 | 0.18675 | 1020.7086 | 0.013342 | 1089.8973 | 0 | 1089.1985 | 0 | 1089.1919 | 0.0040853 | 561.106 | 0.12241 | 561.6019 | 2.882 | 561.1063 | 9.864 | 561.1063 | 3.3689 | 561.6019 | #REF! | 561.1063 | 12.903 | 558.4031 | 0.24284
| 303.7499 | 0.0014214 | 303.7498 | 0.032957 | 303.7499 | 0.08388 | 303.7499 | 0.27617 | 303.7499 | 1.3574 | 303.7499 | -0.0020841 | 509.1583 | 0 | 561.3336 | 0.13145 | 303.7499 | -0.09657 | 509.1583 | 0 | 561.3336 | -0.0035486 | 561.3337 | 0.0097718 | 554.8145 | 0.0072945 | 561.3336 | 0.029711 | 561.3337 | 0.0073791 | 561.8289 | 0.0058943 | 559.8192 | 0.013461 | 561.3337 | -0.0028984 | 561.8289 | 0 | 561.8289 | 0.018454 | 561.8289 | 0.022837 | 509.1583 | 9.7691 | 561.8289 | 0.16588 | 561.8289 | 0.89795 |  |  | 561.3336 | 7.3624 | 556.1 | -0.0016322 | 561.8289 | 0.20761 | 561.3337 | 2.5461 | 510.0903 | 0.0010286 | 561.8289 | 0.022003 | 561.8289 | 0 | 561.3337 | -0.0088115 | 561.8289 | -0.0065364 | 561.8289 | -0.0029354 | 561.8289 | -0.0016908 | 766.9757 | 3.0879 | 561.3336 | -0.025257 | 561.3336 | -0.0043691 | 561.8289 | -0.005231 | 766.2692 | 0 | 561.3336 | -0.02165 | 769.2171 | 0.0025174 | 766.9757 | 0.041862 | 561.3337 | 0 | 923.3146 | 0.016426 |  |  | 1165.3278 | 0.18725 | 1020.7213 | 0.013361 | 1089.9556 | 0 | 1089.2566 | 0 | 1089.25 | 0.0040626 | 561.334 | 0.12551 | 561.8289 | 2.8984 | 561.3337 | 9.9344 | 561.3337 | 3.3689 | 561.8289 | #REF! | 561.3337 | 12.9716 | 558.6295 | 0.24372
| 303.8263 | 0.0025206 | 303.8263 | 0.015137 | 303.8263 | 0.084564 | 303.8263 | 0.27963 | 303.8263 | 1.3417 | 303.8263 | 0.002972 | 509.2726 | 0.010128 | 561.561 | 0.15293 | 303.8263 | -0.05557 | 509.2726 | 0.030521 | 561.561 | 0.11071 | 561.561 | 0.031116 | 555.04 | 0.027416 | 561.561 | 0.085719 | 561.561 | 0.085987 | 562.056 | 0.068685 | 560.0446 | 0.057125 | 561.561 | 0.10749 | 562.056 | 0.049357 | 562.056 | 0.048264 | 562.056 | 0.032213 | 509.2726 | 9.8288 | 562.056 | 0.18062 | 562.056 | 0.8958 |  |  | 561.561 | 7.4033 | 556.33 | -0.0030314 | 562.056 | 0.22441 | 561.561 | 2.5958 | 510.2073 | 0.00050231 | 562.056 | 0.049732 | 562.056 | 0.026982 | 561.561 | 0.023093 | 562.056 | 0.0029777 | 562.056 | 0.0019939 | 562.056 | 0.0077288 | 767.1408 | 3.1107 | 561.561 | 0.0082764 | 561.561 | -0.0093719 | 562.056 | 0.0013344 | 766.4344 | 0.0018258 | 561.561 | 0.01728 | 769.3831 | 0.0012922 | 767.1408 | 0.040332 | 561.561 | 0 | 923.3995 | 0.016691 |  |  | 1165.3943 | 0.18774 | 1020.7341 | 0.01338 | 1090.0138 | 0 | 1089.3148 | 0 | 1089.3081 | 0.0040455 | 561.561 | 0.12702 | 562.056 | 2.9165 | 561.561 | 10.0043 | 561.561 | 3.3724 | 562.056 | #REF! | 561.561 | 13.0651 | 558.8558 | 0.24539
| 303.9027 | 0.001314 | 303.9027 | -0.013302 | 303.9027 | 0.08388 | 303.9027 | 0.26163 | 303.9027 | 1.334 | 303.9027 | -0.00086758 | 509.387 | 0 | 561.7884 | 0.14141 | 303.9027 | -0.09851 | 509.387 | 0 | 561.7884 | -0.0086412 | 561.7884 | 0.01713 | 555.2656 | 0.010276 | 561.7884 | 0.02439 | 561.7884 | 0.0033626 | 562.2831 | 0.002686 | 560.2699 | 0.016115 | 561.7884 | 0.023694 | 562.2831 | 0.020833 | 562.2831 | 0.026161 | 562.2831 | 0.026719 | 509.387 | 9.7456 | 562.2831 | 0.16982 | 562.2831 | 0.87942 |  |  | 561.7884 | 7.3713 | 556.56 | 0.0092106 | 562.2831 | 0.22052 | 561.7884 | 2.6123 | 510.3243 | 0.0010126 | 562.2831 | 0.016522 | 562.2831 | 0.0009315 | 561.7884 | -0.010437 | 562.2831 | -0.0053123 | 562.2831 | -0.0019675 | 562.2831 | -0.0063895 | 767.3059 | 3.1478 | 561.7884 | -0.017811 | 561.7884 | -0.0090073 | 562.2831 | -0.0030026 | 766.5995 | 0 | 561.7884 | -0.019093 | 769.5492 | 0.0024351 | 767.3059 | 0.042736 | 561.7884 | 0 | 923.4844 | 0.01655 |  |  | 1165.4608 | 0.18824 | 1020.7468 | 0.013399 | 1090.072 | 0 | 1089.3729 | 0 | 1089.3663 | 0.004041 | 561.788 | 0.12748 | 562.2831 | 2.934 | 561.7884 | 10.0391 | 561.7884 | 3.3804 | 562.2831 | #REF! | 561.7884 | 13.0259 | 559.0822 | 0.24523
| 303.9791 | 0.0021652 | 303.9791 | -0.0033319 | 303.9791 | 0.084336 | 303.9791 | 0.27701 | 303.9791 | 1.3266 | 303.9791 | 0.0016054 | 509.5013 | 0.024242 | 562.0158 | 0.14966 | 303.9791 | -0.0733 | 509.5013 | 0.018262 | 562.0158 | 0.073582 | 562.0158 | 0.033025 | 555.4912 | 0.029202 | 562.0158 | 0.088649 | 562.0158 | 0.11855 | 562.5101 | 0.094692 | 560.4953 | 0.039786 | 562.0158 | 0.10749 | 562.5102 | 0.060086 | 562.5102 | 0.045841 | 562.5102 | 0.032558 | 509.5013 | 9.714 | 562.5101 | 0.17626 | 562.5101 | 0.86912 |  |  | 562.0158 | 7.3925 | 556.79 | 0.0046636 | 562.5102 | 0.23601 | 562.0158 | 2.6498 | 510.4413 | 0.00051222 | 562.5102 | 0.049819 | 562.5101 | 0.032617 | 562.0158 | 0.022863 | 562.5102 | 0.00087914 | 562.5102 | 0.00074792 | 562.5102 | 0.0078321 | 767.4709 | 3.177 | 562.0158 | 0.010458 | 562.0158 | 0.0076777 | 562.5101 | 0.0034061 | 766.7646 | 0.0013044 | 562.0158 | 0.015606 | 769.7152 | 0.0013284 | 767.4709 | 0.041315 | 562.0158 | 0 | 923.5692 | 0.016353 |  |  | 1165.5273 | 0.18874 | 1020.7596 | 0.013418 | 1090.1301 | 0 | 1089.431 | 0 | 1089.4244 | 0.0040512 | 562.016 | 0.12676 | 562.5101 | 2.9465 | 562.0158 | 10.0796 | 562.0158 | 3.3671 | 562.5101 | #REF! | 562.0158 | 13.0625 | 559.3086 | 0.24671
| 304.0555 | 0.001314 | 304.0555 | 0.030738 | 304.0555 | 0.083538 | 304.0555 | 0.25982 | 304.0555 | 1.3079 | 304.0556 | -0.00034599 | 509.6156 | 0 | 562.2433 | 0.13478 | 304.0555 | -0.11449 | 509.6156 | 0 | 562.2433 | 0.028852 | 562.2433 | 0.010837 | 555.7168 | 0.011326 | 562.2433 | 0.022951 | 562.2433 | 0.012281 | 562.7372 | 0.0098096 | 560.7207 | 0.018739 | 562.2433 | 0.0030127 | 562.7372 | 0 | 562.7372 | 0.022541 | 562.7372 | 0.020539 | 509.6156 | 9.7528 | 562.7372 | 0.16175 | 562.7372 | 0.85148 |  |  | 562.2433 | 7.4165 | 557.01 | -0.0044305 | 562.7372 | 0.23672 | 562.2433 | 2.6779 | 510.5583 | 0.0010107 | 562.7372 | 0.025114 | 562.7372 | 0.0033809 | 562.2433 | 9.0545e-05 | 562.7372 | -0.0059768 | 562.7372 | -0.0027161 | 562.7372 | -0.0034263 | 767.636 | 3.237 | 562.2433 | -0.014569 | 562.2433 | -0.00147 | 562.7372 | -0.001942 | 766.9298 | 0 | 562.2433 | -0.01163 | 769.8813 | 0.0024746 | 767.636 | 0.043392 | 562.2433 | 0 | 923.6541 | 0.016409 |  |  | 1165.5939 | 0.18924 | 1020.7723 | 0.013437 | 1090.1883 | 0 | 1089.4891 | 0 | 1089.4825 | 0.0040807 | 562.243 | 0.13142 | 562.7372 | 2.9518 | 562.2433 | 10.0822 | 562.2433 | 3.368 | 562.7372 | #REF! | 562.2433 | 13.0336 | 559.535 | 0.24571
| 304.132 | 0.0023966 | 304.132 | 0.021877 | 304.132 | 0.084051 | 304.132 | 0.27424 | 304.132 | 1.3153 | 304.132 | 0.0036273 | 509.7299 | 0.019261 | 562.4707 | 0.14748 | 304.132 | -0.09013 | 509.7299 | 0.045781 | 562.4707 | 0.05563 | 562.4707 | 0.034278 | 555.9424 | 0.02209 | 562.4707 | 0.071909 | 562.4707 | 0.077454 | 562.9643 | 0.061869 | 560.9461 | 0.045275 | 562.4707 | 0.066528 | 562.9643 | 0.04581 | 562.9643 | 0.046698 | 562.9643 | 0.029758 | 509.7299 | 9.7044 | 562.9643 | 0.16821 | 562.9644 | 0.84342 |  |  | 562.4707 | 7.3785 | 557.24 | 0.019704 | 562.9643 | 0.24982 | 562.4707 | 2.7164 | 510.6753 | 0.0005004 | 562.9643 | 0.053383 | 562.9644 | 0.028812 | 562.4707 | 0.02649 | 562.9643 | 0.00083239 | 562.9643 | 0.0011451 | 562.9643 | 0.0095074 | 767.8011 | 3.2458 | 562.4707 | 0.011697 | 562.4707 | -0.0020147 | 562.9644 | 0.00048104 | 767.0949 | 0.0018258 | 562.4707 | 0.016152 | 770.0473 | 0.001336 | 767.8011 | 0.041097 | 562.4707 | 0 | 923.739 | 0.016036 |  |  | 1165.6604 | 0.18974 | 1020.7852 | 0.013455 | 1090.2466 | 0 | 1089.5474 | 0 | 1089.5408 | 0.0041273 | 562.471 | 0.13248 | 562.9643 | 2.9675 | 562.4707 | 10.1079 | 562.4707 | 3.3582 | 562.9644 | #REF! | 562.4707 | 13.0463 | 559.7614 | 0.24537
| 304.2084 | 0.0014049 | 304.2084 | -0.029244 | 304.2084 | 0.082882 | 304.2084 | 0.25739 | 304.2084 | 1.3025 | 304.2084 | -0.00074783 | 509.8442 | 0 | 562.6981 | 0.12568 | 304.2084 | -0.12198 | 509.8442 | 0 | 562.6981 | -0.02871 | 562.6982 | 0.010927 | 556.168 | 0.010467 | 562.6981 | 0.021649 | 562.6982 | 0.012537 | 563.1915 | 0.010014 | 561.1715 | 0.017207 | 562.6982 | -0.0048248 | 563.1915 | 0.010698 | 563.1915 | 0.019131 | 563.1915 | 0.022607 | 509.8442 | 9.7735 | 563.1915 | 0.15054 | 563.1915 | 0.82685 |  |  | 562.6981 | 7.3382 | 557.47 | -0.0012825 | 563.1915 | 0.25037 | 562.6982 | 2.7319 | 510.7923 | 0.001018 | 563.1915 | 0.0193 | 563.1915 | 0.0066301 | 562.6982 | -0.0079875 | 563.1915 | -0.0036993 | 563.1915 | -0.0021903 | 563.1915 | -0.0036754 | 767.9662 | 3.2747 | 562.6981 | -0.011648 | 562.6981 | -0.01747 | 563.1915 | -0.0021915 | 767.2601 | 0 | 562.6981 | -0.0087727 | 770.2134 | 0.00249 | 767.9662 | 0.042846 | 562.6982 | 0 | 923.824 | 0.015602 |  |  | 1165.727 | 0.19025 | 1020.7979 | 0.013473 | 1090.3048 | 0 | 1089.6055 | 0 | 1089.5989 | 0.0041898 | 562.698 | 0.13334 | 563.1915 | 2.964 | 562.6982 | 10.1034 | 562.6982 | 3.3564 | 563.1915 | #REF! | 562.6982 | 13.0037 | 559.9879 | 0.24355
| 304.2849 | 0.0024545 | 304.2849 | -0.019453 | 304.2849 | 0.083567 | 304.2849 | 0.27069 | 304.2849 | 1.3109 | 304.2849 | 0.0049492 | 509.9585 | 0.007318 | 562.9256 | 0.14046 | 304.2849 | -0.07658 | 509.9585 | 0.039118 | 562.9256 | 0.078275 | 562.9256 | 0.032755 | 556.3937 | 0.029094 | 562.9256 | 0.082056 | 562.9256 | 0.066786 | 563.4186 | 0.053348 | 561.3969 | 0.042906 | 562.9256 | 0.087333 | 563.4186 | 0.066101 | 563.4186 | 0.038063 | 563.4186 | 0.027237 | 509.9585 | 9.7783 | 563.4186 | 0.16399 | 563.4186 | 0.82086 |  |  | 562.9256 | 7.3805 | 557.7 | 0.017606 | 563.4186 | 0.2651 | 562.9256 | 2.7713 | 510.9093 | 0.00051984 | 563.4186 | 0.049029 | 563.4186 | 0.022568 | 562.9256 | 0.027112 | 563.4186 | 0.0006313 | 563.4186 | 0.00091979 | 563.4186 | 0.0056588 | 768.1313 | 3.2976 | 562.9256 | 0.00068604 | 562.9256 | 0.0094612 | 563.4186 | 0.0027664 | 767.4253 | 0.0013044 | 562.9256 | -0.0077009 | 770.3794 | 0.0012614 | 768.1313 | 0.040441 | 562.9256 | 0.0018089 | 923.9089 | 0.016035 |  |  | 1165.7936 | 0.19075 | 1020.8107 | 0.013492 | 1090.3632 | 0 | 1089.6637 | 0 | 1089.6571 | 0.0042637 | 562.926 | 0.13779 | 563.4186 | 2.9756 | 562.9256 | 10.1644 | 562.9256 | 3.3538 | 563.4186 | #REF! | 562.9256 | 13.0387 | 560.2143 | 0.24378
| 304.3613 | 0.0011735 | 304.3613 | 0.058722 | 304.3613 | 0.082911 | 304.3613 | 0.25154 | 304.3613 | 1.2946 | 304.3613 | -0.0019114 | 510.0729 | 0 | 563.1531 | 0.12471 | 304.3613 | -0.11008 | 510.0729 | 0 | 563.1531 | 0.0012316 | 563.1531 | 0.0066172 | 556.6193 | 0.0081216 | 563.1531 | 0.018516 | 563.1531 | -0.028012 | 563.6457 | -0.022375 | 561.6224 | 0.01215 | 563.1531 | 0.059179 | 563.6457 | 0.0041761 | 563.6457 | 0.016064 | 563.6457 | 0.020126 | 510.0729 | 9.773 | 563.6457 | 0.15071 | 563.6458 | 0.80402 |  |  | 563.1531 | 7.3662 | 557.92 | -0.008278 | 563.6457 | 0.26442 | 563.1531 | 2.7887 | 511.0263 | 0.0010019 | 563.6457 | 0.023805 | 563.6458 | 0 | 563.1531 | -0.020607 | 563.6457 | -0.0035881 | 563.6457 | -0.0037163 | 563.6457 | -0.0044381 | 768.2964 | 3.3313 | 563.1531 | -0.0074518 | 563.1531 | -0.0025473 | 563.6458 | -0.00099448 | 767.5904 | 0 | 563.1531 | -0.01009 | 770.5455 | 0.002501 | 768.2964 | 0.041862 | 563.1531 | 0 | 923.9938 | 0.016727 |  |  | 1165.8601 | 0.19126 | 1020.8234 | 0.013509 | 1090.4214 | 0 | 1089.7218 | 0 | 1089.7152 | 0.0043421 | 563.153 | 0.1369 | 563.6457 | 2.9844 | 563.1531 | 10.1464 | 563.1531 | 3.3529 | 563.6458 | #REF! | 563.1531 | 13.0282 | 560.4408 | 0.24222
| 304.4377 | 0.0022148 | 304.4377 | 0.057621 | 304.4377 | 0.083624 | 304.4377 | 0.26608 | 304.4377 | 1.297 | 304.4377 | 0.0033826 | 510.1872 | 0.01955 | 563.3806 | 0.15437 | 304.4377 | -0.07324 | 510.1872 | 0.03138 | 563.3806 | 0.15148 | 563.3806 | 0.035711 | 556.845 | 0.028271 | 563.3806 | 0.090115 | 563.3806 | 0.090933 | 563.8729 | 0.072636 | 561.8478 | 0.037488 | 563.3806 | 0.09657 | 563.8729 | 0.055622 | 563.8729 | 0.049001 | 563.8729 | 0.029488 | 510.1872 | 9.853 | 563.8729 | 0.16104 | 563.8729 | 0.79865 |  |  | 563.3806 | 7.3649 | 558.15 | 0.0046636 | 563.8729 | 0.28322 | 563.3806 | 2.8312 | 511.1433 | 0.00048249 | 563.8729 | 0.050254 | 563.8729 | 0.029862 | 563.3806 | 0.033717 | 563.8729 | 0.0035439 | 563.8729 | 0.0017314 | 563.8729 | 0.0078183 | 768.4615 | 3.3795 | 563.3806 | 0.0089682 | 563.3806 | -0.0018024 | 563.8729 | 0.0018315 | 767.7556 | 0.0013044 | 563.3806 | 0.014288 | 770.7116 | 0.0012933 | 768.4615 | 0.040878 | 563.3806 | 0 | 924.0788 | 0.017103 |  |  | 1165.9268 | 0.19177 | 1020.8362 | 0.013527 | 1090.4796 | 0 | 1089.78 | 0 | 1089.7734 | 0.0044194 | 563.381 | 0.13959 | 563.8729 | 3.0027 | 563.3806 | 10.1884 | 563.3806 | 3.3414 | 563.8729 | #REF! | 563.3806 | 13.0557 | 560.6672 | 0.24411
| 304.5142 | 0.0011322 | 304.5142 | -0.011416 | 304.5142 | 0.082939 | 304.5142 | 0.24522 | 304.5142 | 1.2799 | 304.5142 | -0.0031979 | 510.3015 | 0 | 563.6081 | 0.14072 | 304.5142 | -0.09048 | 510.3015 | 0 | 563.6081 | 0.0053805 | 563.6081 | 0.0077887 | 557.0707 | 0.0034953 | 563.6081 | 0.027366 | 563.6081 | -0.016138 | 564.1001 | -0.012891 | 562.0733 | 0.0092145 | 563.6081 | 0.020297 | 564.1 | 0.0019146 | 564.1 | 0.023911 | 564.1 | 0.020618 | 510.3015 | 9.9284 | 564.1001 | 0.15045 | 564.1 | 0.78423 |  |  | 563.6081 | 7.3643 | 558.38 | -0.0072287 | 564.1 | 0.28126 | 563.6081 | 2.8623 | 511.2604 | 0.00098861 | 564.1 | 0.025293 | 564.1 | 0.0040675 | 563.6081 | -0.02087 | 564.1 | -0.0031066 | 564.1 | -0.0025621 | 564.1 | -0.0045193 | 768.6266 | 3.4046 | 563.6081 | -0.013482 | 563.6081 | -0.011369 | 564.1 | -0.0068453 | 767.9208 | 0 | 563.6081 | -0.020619 | 770.8777 | 0.0024779 | 768.6266 | 0.044048 | 563.6081 | 0 | 924.1638 | 0.01757 |  |  | 1165.9933 | 0.19228 | 1020.8489 | 0.013545 | 1090.5378 | 0 | 1089.8381 | 0 | 1089.8315 | 0.0044933 | 563.608 | 0.14116 | 564.1001 | 3.0143 | 563.6081 | 10.2401 | 563.6081 | 3.3387 | 564.1 | #REF! | 563.6081 | 13.0627 | 560.8937 | 0.24392
| 304.5906 | 0.0024379 | 304.5906 | -0.017354 | 304.5906 | 0.083624 | 304.5906 | 0.25917 | 304.5906 | 1.2847 | 304.5906 | 0.0019137 | 510.4158 | 0.016451 | 563.8356 | 0.13077 | 304.5906 | -0.04533 | 510.4158 | 0.015281 | 563.8356 | 0.081806 | 563.8356 | 0.031055 | 557.2963 | 0.02605 | 563.8356 | 0.082788 | 563.8356 | 0.060945 | 564.3272 | 0.048682 | 562.2987 | 0.036895 | 563.8356 | 0.090692 | 564.3272 | 0.048339 | 564.3272 | 0.037908 | 564.3272 | 0.025304 | 510.4158 | 9.9349 | 564.3272 | 0.15233 | 564.3272 | 0.77492 |  |  | 563.8356 | 7.3949 | 558.61 | 0.014107 | 564.3272 | 0.30214 | 563.8356 | 2.9059 | 511.3774 | 0.00050688 | 564.3272 | 0.063024 | 564.3272 | 0.022576 | 563.8356 | 0.01474 | 564.3272 | -0.0029481 | 564.3272 | -0.0016812 | 564.3272 | 0.00558 | 768.7917 | 3.416 | 563.8356 | 0.0060747 | 563.8356 | -0.00087822 | 564.3272 | 0.0018821 | 768.0859 | 0.00078262 | 563.8356 | 0.0070226 | 771.0437 | 0.0013306 | 768.7917 | 0.042736 | 563.8356 | 0 | 924.2488 | 0.018135 |  |  | 1166.0598 | 0.1928 | 1020.8617 | 0.013562 | 1090.5961 | 0 | 1089.8964 | 0 | 1089.8898 | 0.0045569 | 563.836 | 0.13851 | 564.3272 | 3.017 | 563.8356 | 10.2452 | 563.8356 | 3.3272 | 564.3272 | #REF! | 563.8356 | 13.0576 | 561.1202 | 0.24552
| 304.6671 | 0.0011239 | 304.6671 | 0.032845 | 304.6671 | 0.082854 | 304.6671 | 0.24646 | 304.6671 | 1.2627 | 304.6671 | -0.0015818 | 510.5302 | 0 | 564.0631 | 0.095716 | 304.6671 | -0.09581 | 510.5302 | 0 | 564.0631 | 0.008152 | 564.0631 | 0.019421 | 557.522 | 0.016484 | 564.0631 | 0.02567 | 564.0631 | 0.024304 | 564.5544 | 0.019413 | 562.5242 | 0.0088011 | 564.0631 | 0.03198 | 564.5544 | 0.018039 | 564.5544 | 0.025355 | 564.5544 | 0.021117 | 510.5302 | 9.9957 | 564.5544 | 0.1427 | 564.5544 | 0.76149 |  |  | 564.0631 | 7.3672 | 558.83 | -0.0086277 | 564.5544 | 0.30069 | 564.0631 | 2.9214 | 511.4944 | 0.00098937 | 564.5544 | 0.03512 | 564.5544 | 0.011373 | 564.0631 | 0.001799 | 564.5544 | -0.0026172 | 564.5544 | -0.00032036 | 564.5544 | -0.0043511 | 768.9568 | 3.439 | 564.0631 | -0.015683 | 564.0631 | 0.0039903 | 564.5544 | -0.002372 | 768.2511 | 0 | 564.0631 | 0.0056958 | 771.2098 | 0.0026117 | 768.9568 | 0.044704 | 564.0631 | 0 | 924.3338 | 0.017981 |  |  | 1166.1265 | 0.19331 | 1020.8745 | 0.013579 | 1090.6544 | 0 | 1089.9546 | 0 | 1089.948 | 0.0046114 | 564.063 | 0.14375 | 564.5544 | 3.0145 | 564.0631 | 10.2483 | 564.0631 | 3.3352 | 564.5544 | #REF! | 564.0631 | 13.0197 | 561.3467 | 0.24335
| 304.7436 | 0.0021404 | 304.7436 | 0.05091 | 304.7436 | 0.083196 | 304.7436 | 0.25384 | 304.7436 | 1.2538 | 304.7436 | 0.0024558 | 510.6445 | 0.016802 | 564.2906 | 0.13617 | 304.7436 | -0.07287 | 510.6445 | 0.022783 | 564.2906 | 0.1166 | 564.2906 | 0.034517 | 557.7477 | 0.024777 | 564.2906 | 0.082788 | 564.2906 | 0.10126 | 564.7816 | 0.080884 | 562.7497 | 0.035505 | 564.2906 | 0.10749 | 564.7816 | 0.049935 | 564.7816 | 0.045 | 564.7816 | 0.026386 | 510.6445 | 10.0693 | 564.7816 | 0.15263 | 564.7816 | 0.74931 |  |  | 564.2906 | 7.368 | 559.06 | 0.002565 | 564.7816 | 0.31682 | 564.2906 | 2.952 | 511.6114 | 0.00048363 | 564.7816 | 0.061471 | 564.7816 | 0.029159 | 564.2906 | 0.019554 | 564.7816 | 0.0031166 | 564.7816 | 0.00084111 | 564.7816 | 0.0079292 | 769.1219 | 3.5172 | 564.2906 | 0.0089184 | 564.2906 | -0.010658 | 564.7816 | 0.0039799 | 768.4163 | 0.0013044 | 564.2906 | 0.01465 | 771.3759 | 0.0013887 | 769.1219 | 0.042408 | 564.2906 | 0.005432 | 924.4188 | 0.01721 |  |  | 1166.1931 | 0.19383 | 1020.8872 | 0.013595 | 1090.7126 | 0 | 1090.0128 | 0 | 1090.0062 | 0.0046569 | 564.291 | 0.14507 | 564.7816 | 3.0244 | 564.2906 | 10.248 | 564.2906 | 3.321 | 564.7816 | #REF! | 564.2906 | 12.9982 | 561.5732 | 0.24498
| 304.82 | 0.0012479 | 304.82 | -0.0077127 | 304.82 | 0.082683 | 304.82 | 0.23606 | 304.82 | 1.2431 | 304.82 | -0.0025854 | 510.7589 | 0 | 564.5182 | 0.10674 | 304.82 | -0.11001 | 510.7589 | 0 | 564.5182 | -0.012096 | 564.5181 | 0.01602 | 557.9734 | 0.014771 | 564.5182 | 0.027946 | 564.5181 | -0.025667 | 565.0088 | -0.020502 | 562.9752 | 0.021257 | 564.5181 | 0.0044505 | 565.0088 | 0.011879 | 565.0088 | 0.024553 | 565.0088 | 0.019702 | 510.7589 | 10.0648 | 565.0088 | 0.13792 | 565.0088 | 0.73409 |  |  | 564.5182 | 7.3675 | 559.29 | 0.016905 | 565.0088 | 0.31687 | 564.5181 | 2.9729 | 511.7285 | 0.00098137 | 565.0088 | 0.038193 | 565.0088 | 0.0094101 | 564.5181 | -0.012195 | 565.0088 | -0.0054824 | 565.0088 | -0.003774 | 565.0088 | -0.0035436 | 769.2871 | 3.5507 | 564.5182 | -0.009865 | 564.5182 | -0.0030177 | 565.0088 | -0.00073886 | 768.5815 | 0 | 564.5182 | -0.026754 | 771.542 | 0.0026194 | 769.2871 | 0.045797 | 564.5181 | 0 | 924.5039 | 0.01692 |  |  | 1166.2596 | 0.19435 | 1020.9 | 0.013611 | 1090.771 | 0 | 1090.071 | 0 | 1090.0643 | 0.0046921 | 564.518 | 0.15051 | 565.0088 | 3.0296 | 564.5181 | 10.2926 | 564.5181 | 3.3254 | 565.0088 | #REF! | 564.5181 | 13.0003 | 561.7997 | 0.24457
| 304.8965 | 0.0022644 | 304.8965 | -0.037014 | 304.8965 | 0.083196 | 304.8965 | 0.24892 | 304.8965 | 1.2473 | 304.8965 | 0.0022012 | 510.8732 | 0.0045078 | 564.7457 | 0.13583 | 304.8965 | -0.08403 | 510.8732 | 0.022353 | 564.7457 | 0.064844 | 564.7457 | 0.035329 | 558.1992 | 0.035466 | 564.7457 | 0.083521 | 564.7457 | 0.10132 | 565.236 | 0.080933 | 563.2007 | 0.034979 | 564.7457 | 0.093211 | 565.236 | 0.060526 | 565.236 | 0.042844 | 565.236 | 0.025841 | 510.8732 | 10.0977 | 565.236 | 0.14585 | 565.236 | 0.72871 |  |  | 564.7457 | 7.3708 | 559.52 | -0.0089774 | 565.236 | 0.33339 | 564.7457 | 3.0217 | 511.8455 | 0.00049888 | 565.236 | 0.059279 | 565.236 | 0.027692 | 564.7457 | 0.024374 | 565.236 | 0.0034378 | 565.236 | 0.00155 | 565.236 | 0.010331 | 769.4522 | 3.5903 | 564.7457 | 0.0025962 | 564.7457 | 0.0053489 | 565.236 | 0.0027855 | 768.7467 | 0.0013044 | 564.7457 | 0.013443 | 771.7081 | 0.0014051 | 769.4522 | 0.043939 | 564.7457 | 0 | 924.5889 | 0.01724 |  |  | 1166.3263 | 0.19487 | 1020.9128 | 0.013627 | 1090.8292 | 0 | 1090.1291 | 0 | 1090.1226 | 0.0047194 | 564.746 | 0.14892 | 565.236 | 3.0411 | 564.7457 | 10.3375 | 564.7457 | 3.3183 | 565.236 | #REF! | 564.7457 | 13.0372 | 562.0262 | 0.24475
| 304.973 | 0.0013388 | 304.973 | 0.012054 | 304.973 | 0.082569 | 304.973 | 0.23507 | 304.973 | 1.2308 | 304.9729 | -0.0035538 | 510.9876 | 0 | 564.9733 | 0.1342 | 304.973 | -0.12509 | 510.9876 | 0 | 564.9733 | 0.010798 | 564.9733 | 0.013455 | 558.4249 | 0.0071678 | 564.9733 | 0.020047 | 564.9733 | 0.013861 | 565.4633 | 0.011072 | 563.4262 | 0.023841 | 564.9733 | 0.023631 | 565.4633 | 0.018609 | 565.4633 | 0.012736 | 565.4633 | 0.018563 | 510.9876 | 10.0043 | 565.4633 | 0.13416 | 565.4633 | 0.71269 |  |  | 564.9733 | 7.3882 | 559.74 | -0.0075784 | 565.4633 | 0.33199 | 564.9733 | 3.0596 | 511.9625 | 0.0009928 | 565.4633 | 0.031322 | 565.4633 | 0.0041945 | 564.9733 | -0.0098738 | 565.4633 | -0.0059045 | 565.4633 | -0.0020533 | 565.4633 | -0.0065997 | 769.6173 | 3.603 | 564.9733 | -0.019229 | 564.9733 | -0.0087593 | 565.4633 | 0.0051387 | 768.9119 | 0 | 564.9733 | -0.019837 | 771.8742 | 0.0026666 | 769.6173 | 0.045906 | 564.9733 | 0.0090425 | 924.674 | 0.017404 |  |  | 1166.3929 | 0.19539 | 1020.9255 | 0.013643 | 1090.8876 | 0 | 1090.1874 | 0 | 1090.1808 | 0.004741 | 564.973 | 0.15604 | 565.4633 | 3.0548 | 564.9733 | 10.3971 | 564.9733 | 3.3175 | 565.4633 | #REF! | 564.9733 | 13.037 | 562.2528 | 0.2451
| 305.0494 | 0.0020743 | 305.0494 | 0.05314 | 305.0494 | 0.083338 | 305.0494 | 0.24419 | 305.0494 | 1.2224 | 305.0494 | 0.0046219 | 511.1019 | 0 | 565.2009 | 0.13372 | 305.0494 | -0.09755 | 511.1019 | 0.010436 | 565.2009 | 0.080391 | 565.2009 | 0.033636 | 558.6506 | 0.027095 | 565.2009 | 0.084986 | 565.2009 | 0.05003 | 565.6905 | 0.039963 | 563.6517 | 0.036567 | 565.2009 | 0.093211 | 565.6905 | 0.050103 | 565.6905 | 0.043557 | 565.6905 | 0.026461 | 511.1019 | 9.9601 | 565.6905 | 0.13909 | 565.6905 | 0.70731 |  |  | 565.2009 | 7.4137 | 559.97 | 0.022152 | 565.6905 | 0.35531 | 565.2009 | 3.1055 | 512.0796 | 0.0004943 | 565.6905 | 0.060658 | 565.6905 | 0.027621 | 565.2009 | 0.012767 | 565.6905 | 0.0029369 | 565.6905 | 0.0015613 | 565.6905 | 0.0044433 | 769.7825 | 3.6284 | 565.2009 | 0.005506 | 565.2009 | 0.003154 | 565.6905 | 0.00077585 | 769.0771 | 0.00078262 | 565.2009 | 0.0036862 | 772.0404 | 0.0014666 | 769.7825 | 0.042299 | 565.2009 | 0 | 924.7591 | 0.017131 |  |  | 1166.4596 | 0.19591 | 1020.9383 | 0.013658 | 1090.9458 | 0 | 1090.2456 | 0 | 1090.239 | 0.0047558 | 565.201 | 0.15358 | 565.6905 | 3.0684 | 565.2009 | 10.4209 | 565.2009 | 3.3068 | 565.6905 | #REF! | 565.2009 | 13.0956 | 562.4793 | 0.24641
| 305.1259 | 0.0010991 | 305.1259 | -0.044298 | 305.1259 | 0.082683 | 305.1259 | 0.22345 | 305.1259 | 1.2156 | 305.1259 | -0.0024609 | 511.2163 | 0 | 565.4284 | 0.11891 | 305.1259 | -0.14234 | 511.2163 | 0 | 565.4284 | 0.053683 | 565.4284 | 0.008773 | 558.8763 | 0.008566 | 565.4284 | 0.027472 | 565.4284 | -0.044323 | 565.9178 | -0.035404 | 563.8772 | 0.017116 | 565.4284 | 0.015415 | 565.9178 | 0.011931 | 565.9178 | 0.020774 | 565.9178 | 0.014715 | 511.2163 | 9.9711 | 565.9178 | 0.12783 | 565.9178 | 0.69173 |  |  | 565.4284 | 7.3819 | 560.2 | 0.0064125 | 565.9178 | 0.35368 | 565.4284 | 3.1267 | 512.1966 | 0.0010206 | 565.9178 | 0.036538 | 565.9178 | 0.010248 | 565.4284 | -0.023754 | 565.9178 | -0.0067843 | 565.9178 | -0.0038895 | 565.9178 | -0.0082446 | 769.9476 | 3.6701 | 565.4284 | -0.014189 | 565.4284 | -0.0056519 | 565.9178 | -0.0032502 | 769.2423 | 0 | 565.4284 | -0.026831 | 772.2065 | 0.0025404 | 769.9476 | 0.04525 | 565.4284 | 0 | 924.8442 | 0.016844 |  |  | 1166.5262 | 0.19644 | 1020.9511 | 0.013672 | 1091.0041 | 0 | 1090.3038 | 0 | 1090.2972 | 0.0047648 | 565.428 | 0.155 | 565.9178 | 3.0649 | 565.4284 | 10.445 | 565.4284 | 3.3122 | 565.9178 | #REF! | 565.4284 | 13.0804 | 562.7059 | 0.24606
| 305.2024 | 0.0020743 | 305.2024 | -0.023898 | 305.2024 | 0.083424 | 305.2024 | 0.24326 | 305.2024 | 1.2128 | 305.2024 | 0.0034582 | 511.3307 | 0.02561 | 565.6561 | 0.15808 | 305.2024 | -0.08734 | 511.3307 | 0.021708 | 565.6561 | 0.11583 | 565.6561 | 0.039127 | 559.1021 | 0.032011 | 565.6561 | 0.086451 | 565.6561 | 0.097177 | 566.145 | 0.077623 | 564.1028 | 0.039393 | 565.6561 | 0.068442 | 566.145 | 0.063534 | 566.145 | 0.047399 | 566.145 | 0.028074 | 511.3307 | 10.2181 | 566.145 | 0.13967 | 566.145 | 0.68797 |  |  | 565.6561 | 7.383 | 560.43 | 0.00011659 | 566.145 | 0.37331 | 565.6561 | 3.1621 | 512.3137 | 0.00052784 | 566.145 | 0.072647 | 566.145 | 0.03531 | 565.6561 | 0.0064575 | 566.145 | 0.0034201 | 566.145 | 0.0017867 | 566.145 | 0.0052845 | 770.1128 | 3.6885 | 565.6561 | 0.0094877 | 565.6561 | 0.01625 | 566.145 | 0.005434 | 769.4075 | 0.0018258 | 565.6561 | 0.015697 | 772.3726 | 0.0012889 | 770.1128 | 0.043829 | 565.6561 | 0 | 924.9293 | 0.017087 |  |  | 1166.5929 | 0.19696 | 1020.9638 | 0.013686 | 1091.0625 | 0 | 1090.3622 | 0 | 1090.3555 | 0.0047671 | 565.656 | 0.15827 | 566.145 | 3.078 | 565.6561 | 10.4451 | 565.6561 | 3.3033 | 566.145 | #REF! | 565.6561 | 13.0787 | 562.9325 | 0.24692
| 305.2788 | 0.0014049 | 305.2788 | -0.0074955 | 305.2788 | 0.082797 | 305.2788 | 0.22152 | 305.2788 | 1.194 | 305.2789 | -0.0028436 | 511.445 | 0 | 565.8837 | 0.14589 | 305.2788 | -0.11366 | 511.445 | 0 | 565.8837 | 0.019369 | 565.8837 | 0.016166 | 559.3279 | 0.015299 | 565.8837 | 0.010781 | 565.8837 | 0.032675 | 566.3723 | 0.0261 | 564.3283 | 0.011575 | 565.8837 | 0.0042768 | 566.3723 | 0.01127 | 566.3723 | 0.02444 | 566.3723 | 0.021634 | 511.445 | 10.158 | 566.3723 | 0.12727 | 566.3723 | 0.66988 |  |  | 565.8837 | 7.3531 | 560.66 | -0.010377 | 566.3723 | 0.37185 | 565.8837 | 3.2024 | 512.4307 | 0.0010557 | 566.3723 | 0.039001 | 566.3723 | 0.013216 | 565.8837 | -0.0085594 | 566.3723 | -0.0014503 | 566.3723 | -0.00054217 | 566.3723 | -0.003893 | 770.2779 | 3.7656 | 565.8837 | -0.015709 | 565.8837 | -0.016666 | 566.3723 | -0.00013648 | 769.5727 | 0 | 565.8837 | -0.0057276 | 772.5388 | 0.0026172 | 770.2779 | 0.046999 | 565.8837 | 0.0090425 | 925.0145 | 0.017507 |  |  | 1166.6596 | 0.19749 | 1020.9766 | 0.0137 | 1091.1207 | 0 | 1090.4204 | 0 | 1090.4138 | 0.0047592 | 565.884 | 0.16296 | 566.3723 | 3.076 | 565.8837 | 10.4817 | 565.8837 | 3.3122 | 566.3723 | #REF! | 565.8837 | 13.0261 | 563.1591 | 0.24665
| 305.3553 | 0.0022726 | 305.3553 | 0.03955 | 305.3553 | 0.083053 | 305.3553 | 0.24316 | 305.3553 | 1.1923 | 305.3553 | 0.004331 | 511.5594 | 0.024242 | 566.1113 | 0.14285 | 305.3553 | -0.07533 | 511.5594 | 0.017517 | 566.1113 | 0.12488 | 566.1113 | 0.028969 | 559.5536 | 0.034075 | 566.1113 | 0.084986 | 566.1113 | 0.087346 | 566.5996 | 0.069771 | 564.5539 | 0.041392 | 566.1113 | 0.074944 | 566.5996 | 0.066364 | 566.5996 | 0.040623 | 566.5996 | 0.02242 | 511.5594 | 10.1769 | 566.5996 | 0.13276 | 566.5996 | 0.66317 |  |  | 566.1113 | 7.3521 | 560.88 | 0.022852 | 566.5996 | 0.39154 | 566.1113 | 3.218 | 512.5478 | 0.00053165 | 566.5996 | 0.064647 | 566.5996 | 0.034412 | 566.1113 | 0.018984 | 566.5996 | 0.00083274 | 566.5996 | 0.0014788 | 566.5996 | 0.0066242 | 770.4431 | 3.7748 | 566.1113 | 0.0032273 | 566.1113 | 0.011723 | 566.5996 | 0.0014058 | 769.738 | 0.0013044 | 566.1113 | 0.015984 | 772.7049 | 0.0013678 | 770.4431 | 0.044048 | 566.1113 | 0 | 925.0995 | 0.017729 |  |  | 1166.7262 | 0.19802 | 1020.9894 | 0.013713 | 1091.1791 | 0 | 1090.4786 | 0 | 1090.4721 | 0.004741 | 566.111 | 0.15589 | 566.5996 | 3.0796 | 566.1113 | 10.4739 | 566.1113 | 3.2945 | 566.5996 | #REF! | 566.1113 | 13.041 | 563.3857 | 0.24628
| 305.4318 | 0.0010578 | 305.4318 | -0.029254 | 305.4318 | 0.082198 | 305.4318 | 0.22233 | 305.4318 | 1.1826 | 305.4318 | -0.0020261 | 511.6738 | 0 | 566.3389 | 0.12205 | 305.4318 | -0.10408 | 511.6738 | 0 | 566.3389 | -0.10074 | 566.3389 | 0.0034796 | 559.7795 | 0.016488 | 566.3389 | 0.017089 | 566.3389 | -0.032268 | 566.8269 | -0.025775 | 564.7795 | 0.020852 | 566.3389 | 0.032205 | 566.8269 | 0 | 566.8269 | 0.0064239 | 566.8269 | 0.015013 | 511.6738 | 10.3664 | 566.8269 | 0.11822 | 566.8269 | 0.6466 |  |  | 566.3389 | 7.3299 | 561.11 | -0.015274 | 566.8269 | 0.39242 | 566.3389 | 3.2221 | 512.6649 | 0.0010126 | 566.8269 | 0.049666 | 566.8269 | 0.01169 | 566.3389 | -0.013699 | 566.8269 | -0.0053776 | 566.8269 | -0.0040836 | 566.8269 | -0.0063697 | 770.6082 | 3.8484 | 566.3389 | -0.023045 | 566.3389 | -0.0021738 | 566.8269 | -0.0043849 | 769.9032 | 0 | 566.3389 | -0.021385 | 772.8711 | 0.002366 | 770.6082 | 0.04678 | 566.3389 | 0 | 925.1847 | 0.017743 |  |  | 1166.7929 | 0.19855 | 1021.0021 | 0.013725 | 1091.2374 | 0 | 1090.5369 | 0 | 1090.5303 | 0.0047092 | 566.339 | 0.16647 | 566.8269 | 3.085 | 566.3389 | 10.5046 | 566.3389 | 3.3139 | 566.8269 | #REF! | 566.3389 | 13.0044 | 563.6123 | 0.24552
| 305.5083 | 0.00219 | 305.5083 | -0.019715 | 305.5083 | 0.082882 | 305.5083 | 0.23049 | 305.5083 | 1.1839 | 305.5083 | 0.0028362 | 511.7882 | 0.011533 | 566.5666 | 0.12858 | 305.5083 | -0.0621 | 511.7882 | 0.020871 | 566.5666 | 0.096279 | 566.5666 | 0.027713 | 560.0052 | 0.020131 | 566.5666 | 0.073997 | 566.5666 | 0.068248 | 567.0543 | 0.054515 | 565.005 | 0.038527 | 566.5666 | 0.075157 | 567.0542 | 0.064632 | 567.0542 | 0.034609 | 567.0542 | 0.021386 | 511.7882 | 10.2478 | 567.0543 | 0.12766 | 567.0543 | 0.64445 |  |  | 566.5666 | 7.3234 | 561.34 | 0.0032645 | 567.0542 | 0.41417 | 566.5666 | 3.2611 | 512.7819 | 0.0004924 | 567.0542 | 0.072695 | 567.0543 | 0.028243 | 566.5666 | 0.012005 | 567.0542 | -0.0021015 | 567.0542 | -0.0031894 | 567.0542 | 0.0063798 | 770.7734 | 3.8818 | 566.5666 | 0.0014655 | 566.5666 | -0.0035311 | 567.0543 | 0.0067095 | 770.0684 | 0.0013044 | 566.5666 | 0.020489 | 773.0372 | 0.0011715 | 770.7734 | 0.045032 | 566.5666 | 0 | 925.2699 | 0.017681 |  |  | 1166.8595 | 0.19908 | 1021.0149 | 0.013737 | 1091.2958 | 0 | 1090.5951 | 0 | 1090.5885 | 0.004666 | 566.567 | 0.16443 | 567.0543 | 3.093 | 566.5666 | 10.5235 | 566.5666 | 3.3068 | 567.0543 | #REF! | 566.5666 | 13.0463 | 563.8389 | 0.24702
| 305.5848 | 0.00083468 | 305.5848 | 0.046738 | 305.5848 | 0.082512 | 305.5848 | 0.21623 | 305.5848 | 1.1632 | 305.5848 | -0.0016624 | 511.9026 | 0 | 566.7942 | 0.10419 | 305.5848 | -0.09926 | 511.9026 | 0 | 566.7942 | 0.0036787 | 566.7943 | 0.0092356 | 560.2311 | 0.020399 | 566.7942 | 0.016327 | 566.7943 | -0.040678 | 567.2816 | -0.032493 | 565.2306 | 0.015871 | 566.7943 | -0.016607 | 567.2816 | 0.00023383 | 567.2816 | 0.013157 | 567.2816 | 0.019491 | 511.9026 | 10.298 | 567.2816 | 0.11804 | 567.2816 | 0.63075 |  |  | 566.7942 | 7.3033 | 561.57 | -0.015973 | 567.2816 | 0.41874 | 566.7943 | 3.2909 | 512.899 | 0.00095583 | 567.2816 | 0.051772 | 567.2816 | 0.011171 | 566.7943 | -0.016258 | 567.2816 | -0.0066765 | 567.2816 | -0.0037076 | 567.2816 | -0.0094392 | 770.9386 | 3.9119 | 566.7942 | -0.019919 | 566.7942 | -0.012805 | 567.2816 | -0.0053742 | 770.2337 | 0 | 566.7942 | -0.024137 | 773.2034 | 0.0024516 | 770.9386 | 0.047327 | 566.7943 | 0.0072445 | 925.3551 | 0.017703 |  |  | 1166.9263 | 0.19961 | 1021.0276 | 0.013749 | 1091.3541 | 0 | 1090.6534 | 0 | 1090.6469 | 0.0046126 | 566.794 | 0.1701 | 567.2816 | 3.1014 | 566.7943 | 10.5308 | 566.7943 | 3.3245 | 567.2816 | #REF! | 566.7943 | 12.9892 | 564.0655 | 0.24652
| 305.6613 | 0.0021817 | 305.6613 | 0.030189 | 305.6613 | 0.082882 | 305.6613 | 0.22697 | 305.6613 | 1.1613 | 305.6613 | 0.0044104 | 512.0169 | 0.012236 | 567.0219 | 0.13856 | 305.6613 | -0.07324 | 512.0169 | 0.022353 | 567.0219 | 0.092215 | 567.0219 | 0.026039 | 560.4569 | 0.021455 | 567.0219 | 0.084986 | 567.0219 | 0.08863 | 567.5089 | 0.070796 | 565.4562 | 0.039136 | 567.0219 | 0.11085 | 567.5089 | 0.047142 | 567.5089 | 0.04346 | 567.5089 | 0.021251 | 512.0169 | 10.3403 | 567.5089 | 0.12433 | 567.5089 | 0.62619 |  |  | 567.0219 | 7.324 | 561.79 | 0.021103 | 567.5089 | 0.43895 | 567.0219 | 3.3357 | 513.0161 | 0.00047982 | 567.5089 | 0.071825 | 567.5089 | 0.035011 | 567.0219 | 0.016208 | 567.5089 | -0.00082981 | 567.5089 | 7.8659e-05 | 567.5089 | 0.005066 | 771.1037 | 3.9288 | 567.0219 | 0.0013098 | 567.0219 | -0.0023497 | 567.5089 | 0.0036673 | 770.3989 | 0.0013044 | 567.0219 | 0.0027065 | 773.3696 | 0.0012505 | 771.1037 | 0.044485 | 567.0219 | 0 | 925.4403 | 0.017541 |  |  | 1166.9929 | 0.20014 | 1021.0404 | 0.013759 | 1091.4125 | 0 | 1090.7117 | 0 | 1090.7051 | 0.0045523 | 567.022 | 0.16887 | 567.5089 | 3.1165 | 567.0219 | 10.5434 | 567.0219 | 3.313 | 567.5089 | #REF! | 567.0219 | 12.9963 | 564.2922 | 0.24587
| 305.7378 | 0.0013636 | 305.7378 | -0.030392 | 305.7378 | 0.082055 | 305.7378 | 0.21168 | 305.7378 | 1.1487 | 305.7378 | -0.0035697 | 512.1313 | 0 | 567.2496 | 0.12409 | 305.7378 | -0.11944 | 512.1313 | 0 | 567.2496 | -0.010277 | 567.2496 | 0.0096176 | 560.6827 | 0.0026908 | 567.2496 | 0.021305 | 567.2496 | -0.010753 | 567.7363 | -0.0085892 | 565.6818 | 0.024745 | 567.2496 | 0.020667 | 567.7363 | 0.0019432 | 567.7363 | 0.014454 | 567.7363 | 0.015178 | 512.1313 | 10.2867 | 567.7363 | 0.10933 | 567.7363 | 0.61114 |  |  | 567.2496 | 7.2898 | 562.02 | -0.017722 | 567.7363 | 0.44168 | 567.2496 | 3.3649 | 513.1331 | 0.00096384 | 567.7363 | 0.044831 | 567.7363 | 0.013802 | 567.2496 | -0.016038 | 567.7363 | -0.0061155 | 567.7363 | -0.0031184 | 567.7363 | -0.0078512 | 771.2689 | 3.9561 | 567.2496 | -0.011462 | 567.2496 | -0.0079784 | 567.7363 | -0.0075369 | 770.5641 | 0 | 567.2496 | -0.018897 | 773.5357 | 0.0024308 | 771.2689 | 0.046562 | 567.2496 | 0.0018107 | 925.5256 | 0.017541 |  |  | 1167.0597 | 0.20068 | 1021.0532 | 0.013769 | 1091.4708 | 0 | 1090.77 | 0 | 1090.7634 | 0.004491 | 567.25 | 0.17363 | 567.7363 | 3.1312 | 567.2496 | 10.5956 | 567.2496 | 3.3245 | 567.7363 | #REF! | 567.2496 | 12.9613 | 564.5188 | 0.24527
| 305.8143 | 0.0019421 | 305.8143 | -0.023493 | 305.8143 | 0.082854 | 305.8143 | 0.22218 | 305.8143 | 1.149 | 305.8143 | 0.0048968 | 512.2457 | 0.011533 | 567.4773 | 0.15444 | 305.8143 | -0.0562 | 512.2457 | 0.045781 | 567.4773 | 0.10701 | 567.4773 | 0.033969 | 560.9086 | 0.030443 | 567.4773 | 0.090847 | 567.4773 | 0.088277 | 567.9636 | 0.070514 | 565.9075 | 0.045028 | 567.4773 | 0.10749 | 567.9636 | 0.04874 | 567.9636 | 0.04421 | 567.9636 | 0.02681 | 512.2457 | 10.2952 | 567.9636 | 0.12625 | 567.9636 | 0.61186 |  |  | 567.4773 | 7.2927 | 562.25 | -0.0061794 | 567.9636 | 0.46823 | 567.4773 | 3.4045 | 513.2502 | 0.00050154 | 567.9636 | 0.081076 | 567.9636 | 0.036507 | 567.4773 | 0.0095066 | 567.9636 | 0.0059922 | 567.9636 | 0.0018918 | 567.9636 | 0.010417 | 771.4341 | 4.0084 | 567.4773 | 0.010697 | 567.4773 | 0.0068221 | 567.9636 | 0.0049288 | 770.7294 | 0.0018258 | 567.4773 | 0.021067 | 773.7019 | 0.0013503 | 771.4341 | 0.044813 | 567.4773 | 0 | 925.6108 | 0.018203 |  |  | 1167.1263 | 0.20121 | 1021.066 | 0.013779 | 1091.5292 | 0 | 1090.8283 | 0 | 1090.8217 | 0.0044319 | 567.477 | 0.16839 | 567.9636 | 3.1428 | 567.4773 | 10.6194 | 567.4773 | 3.3095 | 567.9636 | #REF! | 567.4773 | 13.0046 | 564.7455 | 0.24624
| 305.8908 | 0.0010578 | 305.8908 | 0.032954 | 305.8908 | 0.082198 | 305.8908 | 0.20007 | 305.8908 | 1.1272 | 305.8908 | -0.0023301 | 512.3601 | 0 | 567.705 | 0.12842 | 305.8908 | -0.08797 | 512.3601 | 0 | 567.705 | -0.066692 | 567.705 | 0.014153 | 561.1345 | -0.0025116 | 567.705 | 0.013849 | 567.705 | -0.017509 | 568.191 | -0.013986 | 566.1331 | 0.0083389 | 567.705 | 0.00097117 | 568.191 | 0 | 568.191 | 0.017738 | 568.191 | 0.016459 | 512.3601 | 10.2529 | 568.191 | 0.10998 | 568.191 | 0.59422 |  |  | 567.705 | 7.2662 | 562.48 | -0.024367 | 568.191 | 0.46562 | 567.705 | 3.4125 | 513.3673 | 0.0010099 | 568.191 | 0.062804 | 568.191 | 0.0183 | 567.705 | -0.0088876 | 568.191 | -0.0049604 | 568.191 | -0.002138 | 568.191 | -0.008068 | 771.5993 | 4.0152 | 567.705 | -0.017865 | 567.705 | 0.0019284 | 568.191 | -0.0014989 | 770.8946 | 0 | 567.705 | -0.014399 | 773.8681 | 0.0026962 | 771.5993 | 0.047545 | 567.705 | 0 | 925.6961 | 0.018543 |  |  | 1167.1931 | 0.20175 | 1021.0787 | 0.013787 | 1091.5875 | 0 | 1090.8866 | 0 | 1090.88 | 0.0043785 | 567.705 | 0.17743 | 568.191 | 3.1465 | 567.705 | 10.6085 | 567.705 | 3.3378 | 568.191 | #REF! | 567.705 | 12.9434 | 564.9722 | 0.24531
| 305.9673 | 0.0020082 | 305.9673 | 0.033141 | 305.9673 | 0.082996 | 305.9673 | 0.22096 | 305.9673 | 1.1236 | 305.9673 | 0.0036789 | 512.4745 | 0.016802 | 567.9327 | 0.14841 | 305.9673 | -0.03346 | 512.4745 | 0.045781 | 567.9327 | 0.11601 | 567.9328 | 0.029031 | 561.3603 | 0.023679 | 567.9327 | 0.083521 | 567.9328 | 0.05664 | 568.4184 | 0.045243 | 566.3587 | 0.031059 | 567.9328 | 0.091532 | 568.4184 | 0.064111 | 568.4184 | 0.042041 | 568.4184 | 0.024365 | 512.4745 | 10.2647 | 568.4184 | 0.11926 | 568.4184 | 0.58813 |  |  | 567.9327 | 7.2296 | 562.71 | 0.0081613 | 568.4184 | 0.49301 | 567.9328 | 3.4334 | 513.4844 | 0.00052784 | 568.4184 | 0.086148 | 568.4184 | 0.036507 | 567.9328 | 0.01132 | 568.4184 | 0.0020806 | 568.4184 | 0.0022577 | 568.4184 | 0.0076806 | 771.7645 | 4.0806 | 567.9327 | 0.011979 | 567.9327 | 0.0018379 | 568.4184 | 0.0016836 | 771.0599 | 0.0018258 | 567.9327 | 0.015789 | 774.0343 | 0.0014106 | 771.7645 | 0.045578 | 567.9328 | 0 | 925.7814 | 0.018264 |  |  | 1167.2598 | 0.20228 | 1021.0915 | 0.013795 | 1091.646 | 0 | 1090.9448 | 0 | 1090.9382 | 0.0043319 | 567.933 | 0.18469 | 568.4184 | 3.1397 | 567.9328 | 10.5912 | 567.9328 | 3.321 | 568.4184 | #REF! | 567.9328 | 12.8808 | 565.1989 | 0.24619
| 306.0438 | 0.00097517 | 306.0439 | -0.019801 | 306.0438 | 0.082569 | 306.0438 | 0.20408 | 306.0438 | 1.1155 | 306.0438 | -0.0001039 | 512.5889 | 0 | 568.1605 | 0.13229 | 306.0438 | -0.06171 | 512.5889 | 0 | 568.1605 | -0.0059712 | 568.1605 | 0.011135 | 561.5862 | 0.0066058 | 568.1605 | 0.011535 | 568.1605 | 0.015733 | 568.6458 | 0.012567 | 566.5844 | 0.013982 | 568.1605 | 0.032555 | 568.6458 | 0.00059247 | 568.6458 | 0.014644 | 568.6458 | 0.016962 | 512.5889 | 10.2532 | 568.6458 | 0.10111 | 568.6458 | 0.57452 |  |  | 568.1605 | 7.1805 | 562.93 | 0.0074619 | 568.6458 | 0.4934 | 568.1605 | 3.4341 | 513.6015 | 0.0010141 | 568.6458 | 0.063061 | 568.6458 | 0.021791 | 568.1605 | -0.017483 | 568.6458 | -0.0035746 | 568.6458 | -0.0026074 | 568.6458 | -0.0031449 | 771.9297 | 4.1305 | 568.1605 | -0.010287 | 568.1605 | -0.005308 | 568.6458 | -0.0061433 | 771.2252 | 0 | 568.1605 | -0.023 | 774.2005 | 0.0025075 | 771.9297 | 0.047873 | 568.1605 | 0 | 925.8666 | 0.018175 |  |  | 1167.3265 | 0.20282 | 1021.1042 | 0.013802 | 1091.7043 | 0 | 1091.0032 | 0 | 1090.9966 | 0.004291 | 568.16 | 0.18623 | 568.6458 | 3.1365 | 568.1605 | 10.5516 | 568.1605 | 3.321 | 568.6458 | #REF! | 568.1605 | 12.8497 | 565.4256 | 0.2445
| 306.1204 | 0.0021074 | 306.1204 | -0.032464 | 306.1204 | 0.083253 | 306.1204 | 0.21651 | 306.1204 | 1.1169 | 306.1204 | 0.00393 | 512.7034 | 0.014343 | 568.3882 | 0.13404 | 306.1204 | -0.01286 | 512.7034 | 0.047715 | 568.3882 | 0.12175 | 568.3882 | 0.028759 | 561.8121 | 0.041036 | 568.3882 | 0.086451 | 568.3882 | 0.090554 | 568.8732 | 0.072333 | 566.81 | 0.037975 | 568.3882 | 0.10413 | 568.8732 | 0.041921 | 568.8732 | 0.042342 | 568.8732 | 0.022895 | 512.7034 | 10.2929 | 568.8732 | 0.11452 | 568.8732 | 0.56798 |  |  | 568.3882 | 7.1445 | 563.16 | 0.018654 | 568.8732 | 0.51675 | 568.3882 | 3.4434 | 513.7186 | 0.00049964 | 568.8732 | 0.082232 | 568.8732 | 0.043389 | 568.3882 | 0.016985 | 568.8732 | 0.0003959 | 568.8732 | -0.00017815 | 568.8732 | 0.007982 | 772.0949 | 4.1685 | 568.3882 | 0.00066881 | 568.3882 | 0.007186 | 568.8732 | -0.0014516 | 771.3904 | 0.0013044 | 568.3882 | 0.019349 | 774.3667 | 0.0011704 | 772.0949 | 0.045687 | 568.3882 | 0 | 925.952 | 0.018376 |  |  | 1167.3933 | 0.20335 | 1021.1171 | 0.013809 | 1091.7627 | 0 | 1091.0615 | 0 | 1091.0549 | 0.0042546 | 568.388 | 0.18995 | 568.8732 | 3.1366 | 568.3882 | 10.5413 | 568.3882 | 3.3228 | 568.8732 | #REF! | 568.3882 | 12.7845 | 565.6523 | 0.24519
| 306.1969 | 0.00081913 | 306.1969 | 0.029171 | 306.1969 | 0.082198 | 306.1969 | 0.19898 | 306.1969 | 1.096 | 306.1969 | 0.00045453 | 512.8178 | 0 | 568.616 | 0.12611 | 306.1969 | -0.03552 | 512.8178 | 0 | 568.616 | -0.018857 | 568.616 | 0.010332 | 562.038 | 0.015457 | 568.616 | 0.010867 | 568.616 | -0.031395 | 569.1006 | -0.025078 | 567.0357 | 0.011472 | 568.616 | -0.0091486 | 569.1006 | 0 | 569.1006 | 0.021171 | 569.1006 | 0.013571 | 512.8178 | 10.3175 | 569.1006 | 0.10299 | 569.1006 | 0.54989 |  |  | 568.616 | 7.1228 | 563.39 | -0.0047802 | 569.1006 | 0.51238 | 568.616 | 3.4677 | 513.8357 | 0.0010168 | 569.1006 | 0.064466 | 569.1006 | 0.016481 | 568.616 | -0.0099893 | 569.1006 | -0.0055971 | 569.1006 | -0.0029522 | 569.1006 | -0.0063195 | 772.2601 | 4.1878 | 568.616 | -0.014714 | 568.616 | -0.002325 | 569.1006 | -0.0047422 | 771.5557 | 0 | 568.616 | -0.014212 | 774.5329 | 0.0024011 | 772.2601 | 0.048638 | 568.616 | 0 | 926.0373 | 0.018422 |  |  | 1167.4601 | 0.20389 | 1021.1298 | 0.013814 | 1091.8212 | 0 | 1091.1198 | 0 | 1091.1132 | 0.0042205 | 568.616 | 0.19017 | 569.1006 | 3.1277 | 568.616 | 10.5409 | 568.616 | 3.3122 | 569.1006 | #REF! | 568.616 | 12.7421 | 565.879 | 0.24391
| 306.2734 | 0.0021239 | 306.2734 | 0.031538 | 306.2734 | 0.082968 | 306.2734 | 0.20723 | 306.2734 | 1.0888 | 306.2734 | 0.00508 | 512.9322 | 0.015748 | 568.8438 | 0.12679 | 306.2734 | 0.02259 | 512.9322 | 0.041267 | 568.8438 | -0.010091 | 568.8438 | 0.024711 | 562.2639 | 0.018701 | 568.8438 | 0.08059 | 568.8438 | 0.066349 | 569.3281 | 0.052998 | 567.2614 | 0.035567 | 568.8438 | 0.055948 | 569.3281 | 0.052539 | 569.3281 | 0.035265 | 569.3281 | 0.020034 | 512.9322 | 10.4483 | 569.3281 | 0.10871 | 569.3281 | 0.54613 |  |  | 568.8438 | 7.0761 | 563.62 | -0.011076 | 569.3281 | 0.5387 | 568.8438 | 3.4882 | 513.9528 | 0.00052708 | 569.3281 | 0.088612 | 569.3281 | 0.040397 | 568.8438 | 0.014532 | 569.3281 | -0.00055897 | 569.3281 | -0.00043029 | 569.3281 | 0.0066227 | 772.4253 | 4.2268 | 568.8438 | 0.0043078 | 568.8438 | -0.0030719 | 569.3281 | 0.0029142 | 771.721 | 0.0023475 | 568.8438 | -0.0070971 | 774.6991 | 0.0010903 | 772.4253 | 0.046125 | 568.8438 | 0 | 926.1226 | 0.018457 |  |  | 1167.5267 | 0.20442 | 1021.1426 | 0.013819 | 1091.8795 | 0 | 1091.1781 | 0 | 1091.1715 | 0.0041876 | 568.844 | 0.18688 | 569.3281 | 3.1382 | 568.8438 | 10.5886 | 568.8438 | 3.2998 | 569.3281 | #REF! | 568.8438 | 12.8009 | 566.1058 | 0.24513
| 306.3499 | 0.0010826 | 306.3499 | -0.037903 | 306.3499 | 0.082141 | 306.3499 | 0.19493 | 306.3499 | 1.0823 | 306.3499 | -0.0015668 | 513.0466 | 0 | 569.0715 | 0.11034 | 306.3499 | -0.0379 | 513.0466 | 0 | 569.0715 | 0.0053963 | 569.0716 | 0.0066918 | 562.4898 | 0.01735 | 569.0715 | 0.011661 | 569.0716 | -0.026827 | 569.5555 | -0.021429 | 567.4871 | 0.0098006 | 569.0716 | 0.044024 | 569.5555 | 0 | 569.5555 | 0.010192 | 569.5555 | 0.014646 | 513.0466 | 10.3692 | 569.5555 | 0.094384 | 569.5555 | 0.53485 |  |  | 569.0715 | 7.0563 | 563.84 | 0.0018654 | 569.5555 | 0.54937 | 569.0716 | 3.4882 | 514.0699 | 0.0010496 | 569.5555 | 0.063249 | 569.5555 | 0.020462 | 569.0716 | -0.020208 | 569.5555 | -0.0056067 | 569.5555 | -0.0036785 | 569.5555 | -0.0040838 | 772.5905 | 4.2535 | 569.0715 | -0.01596 | 569.0715 | -0.0063005 | 569.5555 | 0.00023094 | 771.8863 | 0 | 569.0715 | -0.015563 | 774.8653 | 0.0023035 | 772.5905 | 0.04995 | 569.0716 | 0 | 926.208 | 0.018941 |  |  | 1167.5935 | 0.20496 | 1021.1553 | 0.013823 | 1091.938 | 0 | 1091.2365 | 0 | 1091.2299 | 0.0041557 | 569.072 | 0.1963 | 569.5555 | 3.1373 | 569.0716 | 10.5876 | 569.0716 | 3.3122 | 569.5555 | #REF! | 569.0716 | 12.7653 | 566.3325 | 0.24411
| 306.4265 | 0.0023222 | 306.4265 | 0.017522 | 306.4265 | 0.082654 | 306.4265 | 0.20692 | 306.4265 | 1.0917 | 306.4265 | 0.0057198 | 513.161 | 0.011884 | 569.2993 | 0.12606 | 306.4265 | -0.00929 | 513.161 | 0.038473 | 569.2993 | 0.051836 | 569.2993 | 0.03318 | 562.7157 | 0.036313 | 569.2993 | 0.078392 | 569.2993 | 0.080476 | 569.783 | 0.064283 | 567.7128 | 0.034731 | 569.2993 | 0.081806 | 569.783 | 0.03964 | 569.783 | 0.035141 | 569.783 | 0.022256 | 513.161 | 10.3792 | 569.783 | 0.10713 | 569.783 | 0.53118 |  |  | 569.2993 | 7.0472 | 564.07 | -0.009677 | 569.783 | 0.56938 | 569.2993 | 3.5323 | 514.187 | 0.00052327 | 569.783 | 0.10012 | 569.783 | 0.039798 | 569.2993 | 0.02459 | 569.783 | 0.00038538 | 569.783 | 0.0014269 | 569.783 | 0.0071987 | 772.7557 | 4.3103 | 569.2993 | 0.011591 | 569.2993 | 0.0071737 | 569.783 | 0.0054811 | 772.0516 | 0.00026087 | 569.2993 | 0.011252 | 775.0315 | 0.00098393 | 772.7557 | 0.047983 | 569.2993 | 0 | 926.2934 | 0.019004 |  |  | 1167.6603 | 0.2055 | 1021.1682 | 0.013826 | 1091.9963 | 0 | 1091.2948 | 0 | 1091.2882 | 0.0041262 | 569.299 | 0.19551 | 569.783 | 3.1473 | 569.2993 | 10.6331 | 569.2993 | 3.2918 | 569.783 | #REF! | 569.2993 | 12.7692 | 566.5593 | 0.24477
| 306.503 | 0.00093385 | 306.503 | 0.024953 | 306.503 | 0.081685 | 306.503 | 0.18833 | 306.503 | 1.0716 | 306.503 | 9.4574e-05 | 513.2755 | 0 | 569.5271 | 0.14384 | 306.503 | -0.0425 | 513.2755 | 0 | 569.5271 | -0.06003 | 569.5272 | 0.01682 | 562.9417 | 0.00089501 | 569.5271 | 0.018651 | 569.5272 | 0.015982 | 570.0104 | 0.012766 | 567.9385 | 0.014561 | 569.5272 | -0.0075906 | 570.0104 | 0.0055196 | 570.0104 | 0.025385 | 570.0104 | 0.016842 | 513.2755 | 10.2075 | 570.0104 | 0.098386 | 570.0104 | 0.52052 |  |  | 569.5271 | 7.0368 | 564.3 | -0.0093273 | 570.0104 | 0.57921 | 569.5272 | 3.5748 | 514.3041 | 0.0009928 | 570.0104 | 0.073966 | 570.0104 | 0.017052 | 569.5272 | 0.0047195 | 570.0104 | -0.0024699 | 570.0104 | -0.0011961 | 570.0104 | -0.0042186 | 772.921 | 4.3354 | 569.5271 | -0.011027 | 569.5271 | -0.0026525 | 570.0104 | -0.0066 | 772.2168 | 0 | 569.5271 | -0.026976 | 775.1978 | 0.0022344 | 772.921 | 0.051808 | 569.5272 | 0.0090425 | 926.3788 | 0.018848 |  |  | 1167.727 | 0.20604 | 1021.1809 | 0.013828 | 1092.0548 | 0 | 1091.3531 | 0 | 1091.3466 | 0.0041035 | 569.527 | 0.20135 | 570.0104 | 3.1666 | 569.5272 | 10.6466 | 569.5272 | 3.298 | 570.0104 | #REF! | 569.5272 | 12.7504 | 566.786 | 0.24397
| 306.5795 | 0.0019751 | 306.5795 | 0.023166 | 306.5795 | 0.081913 | 306.5795 | 0.20608 | 306.5795 | 1.0655 | 306.5795 | 0.0030529 | 513.3899 | 0.0062641 | 569.755 | 0.13765 | 306.5795 | -0.00835 | 513.3899 | 0.034604 | 569.755 | 0.044644 | 569.755 | 0.029332 | 563.1676 | 0.028695 | 569.755 | 0.070832 | 569.755 | 0.062985 | 570.2379 | 0.050311 | 568.1642 | 0.030881 | 569.755 | 0.11588 | 570.2379 | 0.054466 | 570.2379 | 0.039291 | 570.2379 | 0.020407 | 513.3899 | 10.138 | 570.2379 | 0.10206 | 570.2379 | 0.51381 |  |  | 569.755 | 7.0405 | 564.53 | 0.0022152 | 570.2379 | 0.60367 | 569.755 | 3.5826 | 514.4212 | 0.00047029 | 570.2379 | 0.095106 | 570.2379 | 0.045783 | 569.755 | 0.016609 | 570.2379 | 0.0013972 | 570.2379 | -0.00026984 | 570.2379 | 0.010216 | 773.0862 | 4.3411 | 569.755 | 0.0042916 | 569.755 | 0.0095633 | 570.2379 | 0.0051629 | 772.3821 | 0.0018258 | 569.755 | 0.02201 | 775.364 | 0.00093457 | 773.0862 | 0.048529 | 569.755 | 0 | 926.4642 | 0.019238 |  |  | 1167.7939 | 0.20658 | 1021.1937 | 0.013829 | 1092.1132 | 0 | 1091.4115 | 0 | 1091.4049 | 0.0040887 | 569.755 | 0.1976 | 570.2379 | 3.1561 | 569.755 | 10.6702 | 569.755 | 3.2732 | 570.2379 | #REF! | 569.755 | 12.7517 | 567.0128 | 0.24489
| 306.6561 | 0.001157 | 306.6561 | -0.038555 | 306.6561 | 0.081172 | 306.6561 | 0.18241 | 306.6561 | 1.0471 | 306.6561 | -0.0036109 | 513.5044 | 0 | 569.9828 | 0.1257 | 306.6561 | -0.04585 | 513.5044 | 0 | 569.9828 | 0.012317 | 569.9828 | 0.011887 | 563.3936 | 1.0456e-06 | 569.9828 | 0.016979 | 569.9828 | -0.018464 | 570.4654 | -0.014749 | 568.3899 | 0.0095393 | 569.9828 | -0.024271 | 570.4654 | 0.00075436 | 570.4654 | 0.016063 | 570.4654 | 0.014431 | 513.5044 | 10.2101 | 570.4654 | 0.092934 | 570.4654 | 0.49805 |  |  | 569.9828 | 6.9452 | 564.76 | -0.017023 | 570.4654 | 0.60632 | 569.9828 | 3.5739 | 514.5383 | 0.00096879 | 570.4654 | 0.081517 | 570.4654 | 0.0198 | 569.9828 | -0.0083339 | 570.4654 | -0.0053374 | 570.4654 | -0.0033287 | 570.4654 | -0.0059867 | 773.2514 | 4.3564 | 569.9828 | -0.021391 | 569.9828 | -0.0076474 | 570.4654 | 0.00079007 | 772.5474 | 0 | 569.9828 | -0.026262 | 775.5303 | 0.0022772 | 773.2514 | 0.05148 | 569.9828 | 0 | 926.5496 | 0.019708 |  |  | 1167.8607 | 0.20711 | 1021.2064 | 0.01383 | 1092.1716 | 0 | 1091.4698 | 0 | 1091.4633 | 0.0040876 | 569.983 | 0.20426 | 570.4654 | 3.1322 | 569.9828 | 10.6143 | 569.9828 | 3.2714 | 570.4654 | #REF! | 569.9828 | 12.604 | 567.2396 | 0.24393
| 306.7326 | 0.0021239 | 306.7326 | -0.0018153 | 306.7326 | 0.081599 | 306.7326 | 0.20097 | 306.7326 | 1.0429 | 306.7326 | 0.0036163 | 513.6188 | 0.0076692 | 570.2106 | 0.12265 | 306.7326 | 0.00887 | 513.6188 | 0.048145 | 570.2106 | 0.10903 | 570.2106 | 0.036843 | 563.6195 | 0.026578 | 570.2106 | 0.083521 | 570.2106 | 0.07548 | 570.6929 | 0.060292 | 568.6157 | 0.032143 | 570.2106 | 0.065159 | 570.6929 | 0.05557 | 570.6929 | 0.05139 | 570.6929 | 0.021998 | 513.6188 | 10.2155 | 570.6929 | 0.09649 | 570.6929 | 0.49357 |  |  | 570.2106 | 6.9052 | 564.98 | 0.007112 | 570.6929 | 0.63043 | 570.2106 | 3.5955 | 514.6555 | 0.0004985 | 570.6929 | 0.10964 | 570.6929 | 0.046082 | 570.2106 | 0.029904 | 570.6929 | 0.0041644 | 570.6929 | 0.0010146 | 570.6929 | 0.0097818 | 773.4167 | 4.3998 | 570.2106 | 0.012135 | 570.2106 | -0.0026259 | 570.6929 | 0.0056329 | 772.7127 | 0.0013044 | 570.2106 | 0.020508 | 775.6965 | 0.0010497 | 773.4167 | 0.04842 | 570.2106 | 0.0090425 | 926.635 | 0.020003 |  |  | 1167.9275 | 0.20765 | 1021.2192 | 0.013829 | 1092.2301 | 0 | 1091.5282 | 0 | 1091.5216 | 0.0041023 | 570.211 | 0.20801 | 570.6929 | 3.1203 | 570.2106 | 10.6338 | 570.2106 | 3.2528 | 570.6929 | #REF! | 570.2106 | 12.5819 | 567.4664 | 0.24453
| 306.8092 | 0.00099996 | 306.8091 | 0.031975 | 306.8092 | 0.080886 | 306.8092 | 0.18048 | 306.8092 | 1.0285 | 306.8092 | -0.0019851 | 513.7332 | 0 | 570.4385 | 0.12669 | 306.8092 | -0.03108 | 513.7332 | 0 | 570.4385 | -0.019665 | 570.4385 | 0.0083687 | 563.8455 | 0.006314 | 570.4385 | 0.017218 | 570.4385 | -0.0039332 | 570.9204 | -0.0031418 | 568.8414 | 0.0076915 | 570.4385 | 0.031494 | 570.9204 | 0.011009 | 570.9204 | 0.015083 | 570.9204 | 0.014202 | 513.7332 | 10.1775 | 570.9204 | 0.088587 | 570.9205 | 0.47924 |  |  | 570.4385 | 6.8732 | 565.21 | 0.00011659 | 570.9204 | 0.63008 | 570.4385 | 3.6041 | 514.7726 | 0.00093258 | 570.9204 | 0.072773 | 570.9205 | 0.025333 | 570.4385 | -0.011038 | 570.9204 | -0.0015067 | 570.9204 | -0.00154 | 570.9204 | -0.0054158 | 773.5819 | 4.4389 | 570.4385 | -0.0062966 | 570.4385 | -0.013817 | 570.9205 | -0.00072739 | 772.8781 | 0 | 570.4385 | -0.019694 | 775.8628 | 0.0023112 | 773.5819 | 0.05159 | 570.4385 | 0 | 926.7205 | 0.019965 |  |  | 1167.9943 | 0.20819 | 1021.232 | 0.013828 | 1092.2885 | 0 | 1091.5865 | 0 | 1091.58 | 0.0041342 | 570.438 | 0.20791 | 570.9204 | 3.1248 | 570.4385 | 10.6098 | 570.4385 | 3.244 | 570.9205 | #REF! | 570.4385 | 12.5489 | 567.6932 | 0.2435
| 306.8857 | 0.0017685 | 306.8857 | 0.03257 | 306.8857 | 0.081599 | 306.8857 | 0.19063 | 306.8857 | 1.0271 | 306.8857 | 0.0020206 | 513.8477 | 0.007318 | 570.6664 | 0.13593 | 306.8857 | 0.00358 | 513.8477 | 0.039118 | 570.6664 | 0.11018 | 570.6664 | 0.030564 | 564.0715 | 0.022233 | 570.6664 | 0.08059 | 570.6664 | 0.072956 | 571.148 | 0.058276 | 569.0672 | 0.032016 | 570.6664 | 0.072629 | 571.148 | 0.047109 | 571.148 | 0.034181 | 571.148 | 0.019896 | 513.8477 | 10.0912 | 571.148 | 0.09203 | 571.148 | 0.47432 |  |  | 570.6664 | 6.8621 | 565.44 | -0.012125 | 571.148 | 0.65739 | 570.6664 | 3.6305 | 514.8897 | 0.00043409 | 571.148 | 0.10797 | 571.148 | 0.04698 | 570.6664 | 0.025879 | 571.148 | 0.0017209 | 571.148 | 0.0013003 | 571.148 | 0.0078121 | 773.7471 | 4.4794 | 570.6664 | 0.006556 | 570.6664 | 0.0066526 | 571.1479 | 0.002757 | 773.0434 | 0.0013044 | 570.6664 | 0.0051151 | 776.029 | 0.001087 | 773.7471 | 0.048638 | 570.6664 | 0 | 926.806 | 0.019578 |  |  | 1168.0612 | 0.20873 | 1021.2448 | 0.013825 | 1092.3469 | 0 | 1091.645 | 0 | 1091.6383 | 0.004183 | 570.666 | 0.20933 | 571.148 | 3.1247 | 570.6664 | 10.6208 | 570.6664 | 3.2121 | 571.1479 | #REF! | 570.6664 | 12.5493 | 567.9201 | 0.24525
| 306.9623 | 0.00083468 | 306.9622 | -0.046763 | 306.9623 | 0.080829 | 306.9623 | 0.1741 | 306.9623 | 1.0071 | 306.9623 | -0.0036265 | 513.9621 | 0 | 570.8942 | 0.1106 | 306.9623 | -0.05263 | 513.9621 | 0 | 570.8942 | -0.023009 | 570.8942 | 0.0098487 | 564.2975 | 0.018023 | 570.8942 | 0.011273 | 570.8942 | -0.041038 | 571.3755 | -0.032781 | 569.2929 | 0.011284 | 570.8942 | 0.0050053 | 571.3755 | 0 | 571.3755 | 0.012307 | 571.3755 | 0.013298 | 513.9621 | 10.0672 | 571.3755 | 0.083327 | 571.3755 | 0.46429 |  |  | 570.8942 | 6.8716 | 565.67 | 0.015856 | 571.3755 | 0.66461 | 570.8942 | 3.6437 | 515.0068 | 0.00095278 | 571.3755 | 0.085469 | 571.3755 | 0.023841 | 570.8942 | -0.0090151 | 571.3755 | -0.0047065 | 571.3755 | -0.002658 | 571.3755 | -0.0030818 | 773.9124 | 4.4882 | 570.8942 | -0.02631 | 570.8942 | -0.0068825 | 571.3755 | -0.0023408 | 773.2087 | 0 | 570.8942 | -0.030282 | 776.1953 | 0.0023726 | 773.9124 | 0.05159 | 570.8942 | 0 | 926.8914 | 0.019343 |  |  | 1168.1279 | 0.20926 | 1021.2575 | 0.013822 | 1092.4054 | 0 | 1091.7034 | 0 | 1091.6968 | 0.0042432 | 570.894 | 0.21183 | 571.3755 | 3.1255 | 570.8942 | 10.6725 | 570.8942 | 3.2094 | 571.3755 | #REF! | 570.8942 | 12.5503 | 568.1469 | 0.24409
| 307.0388 | 0.0020082 | 307.0388 | -0.022553 | 307.0388 | 0.081428 | 307.0388 | 0.19614 | 307.0388 | 1.0033 | 307.0388 | 0.0049317 | 514.0766 | 0.007318 | 571.1221 | 0.13615 | 307.0388 | 0.002 | 514.0766 | 0.023428 | 571.1221 | 0.070748 | 571.1221 | 0.03878 | 564.5235 | 0.029434 | 571.1221 | 0.075462 | 571.1221 | 0.074775 | 571.6031 | 0.059729 | 569.5187 | 0.040487 | 571.1221 | 0.11337 | 571.6031 | 0.062761 | 571.6031 | 0.033208 | 571.6031 | 0.020343 | 514.0766 | 9.9756 | 571.6031 | 0.090946 | 571.6031 | 0.45945 |  |  | 571.1221 | 6.8409 | 565.9 | 0.022152 | 571.6031 | 0.6928 | 571.1221 | 3.6751 | 515.124 | 0.00051831 | 571.6031 | 0.1152 | 571.6031 | 0.045783 | 571.1221 | 0.022359 | 571.6031 | 0.0025904 | 571.6031 | 0.001637 | 571.6031 | 0.01071 | 774.0776 | 4.5483 | 571.1221 | 0.0087424 | 571.1221 | -0.002033 | 571.6031 | 0.00015495 | 773.374 | 0.0018258 | 571.1221 | 0.0091644 | 776.3615 | 0.0010092 | 774.0776 | 0.049076 | 571.1221 | 0 | 926.9769 | 0.019512 |  |  | 1168.1948 | 0.2098 | 1021.2703 | 0.013818 | 1092.4639 | 0 | 1091.7617 | 0 | 1091.7551 | 0.0043126 | 571.122 | 0.20964 | 571.6031 | 3.1452 | 571.1221 | 10.7109 | 571.1221 | 3.1855 | 571.6031 | #REF! | 571.1221 | 12.5868 | 568.3738 | 0.24414
| 307.1154 | 0.00098343 | 307.1154 | 0.0013285 | 307.1154 | 0.080772 | 307.1154 | 0.17173 | 307.1154 | 0.99468 | 307.1154 | -0.0023271 | 514.1911 | 0 | 571.35 | 0.13101 | 307.1154 | -0.04751 | 514.1911 | 0 | 571.35 | -0.015978 | 571.35 | 0.013272 | 564.7496 | 0.0064317 | 571.35 | 0.014852 | 571.35 | 0.0024461 | 571.8306 | 0.0019539 | 569.7445 | 0.0073647 | 571.35 | -0.012503 | 571.8306 | 0.0064043 | 571.8306 | 0.015775 | 571.8306 | 0.014058 | 514.1911 | 10.0956 | 571.8306 | 0.079107 | 571.8306 | 0.44978 |  |  | 571.35 | 6.8411 | 566.12 | 0.0046636 | 571.8306 | 0.70696 | 571.35 | 3.7082 | 515.2411 | 0.0010126 | 571.8306 | 0.08965 | 571.8306 | 0.028425 | 571.35 | -0.015053 | 571.8306 | -0.0036475 | 571.8306 | -0.0020123 | 571.8306 | -0.003645 | 774.2429 | 4.5732 | 571.35 | -0.0073662 | 571.35 | 0.0033072 | 571.8306 | -0.0048834 | 773.5393 | 0 | 571.35 | -0.028604 | 776.5278 | 0.0022827 | 774.2429 | 0.052136 | 571.35 | 0.0072427 | 927.0624 | 0.019836 |  |  | 1168.2616 | 0.21033 | 1021.2831 | 0.013813 | 1092.5223 | 0 | 1091.8202 | 0 | 1091.8135 | 0.004383 | 571.35 | 0.22058 | 571.8306 | 3.1522 | 571.35 | 10.7737 | 571.35 | 3.2032 | 571.8306 | #REF! | 571.35 | 12.6106 | 568.6006 | 0.24286
| 307.1919 | 0.0019834 | 307.1919 | 0.051161 | 307.1919 | 0.081229 | 307.1919 | 0.18665 | 307.1919 | 0.9873 | 307.1919 | 0.0039531 | 514.3055 | 0.011884 | 571.578 | 0.14219 | 307.1919 | -0.01598 | 514.3055 | 0.053734 | 571.578 | 0.058244 | 571.5779 | 0.045171 | 564.9756 | 0.029593 | 571.578 | 0.081323 | 571.5779 | 0.14793 | 572.0582 | 0.11816 | 569.9703 | 0.033237 | 571.5779 | 0.10749 | 572.0582 | 0.053165 | 572.0582 | 0.043805 | 572.0582 | 0.024921 | 514.3055 | 9.8685 | 572.0582 | 0.094916 | 572.0582 | 0.45229 |  |  | 571.578 | 6.8309 | 566.35 | 0.011659 | 572.0582 | 0.73904 | 571.5779 | 3.738 | 515.3583 | 0.0004943 | 572.0582 | 0.12525 | 572.0582 | 0.05895 | 571.5779 | 0.044539 | 572.0582 | 0.0092698 | 572.0582 | 0.0042081 | 572.0582 | 0.0089031 | 774.4082 | 4.6211 | 571.578 | 0.017509 | 571.578 | -0.006398 | 572.0582 | 0.0093468 | 773.7047 | 0.0013044 | 571.578 | 0.017329 | 776.6941 | 0.0010651 | 774.4082 | 0.049185 | 571.5779 | 0 | 927.148 | 0.019952 |  |  | 1168.3285 | 0.21087 | 1021.2958 | 0.013806 | 1092.5808 | 0 | 1091.8785 | 0 | 1091.8719 | 0.0044467 | 571.578 | 0.21967 | 572.0582 | 3.1605 | 571.5779 | 10.7931 | 571.5779 | 3.19 | 572.0582 | #REF! | 571.5779 | 12.6298 | 568.8275 | 0.24503
| 307.2685 | 0.00095864 | 307.2685 | -0.025829 | 307.2685 | 0.080316 | 307.2685 | 0.16812 | 307.2685 | 0.96993 | 307.2685 | -0.0010433 | 514.42 | 0 | 571.8059 | 0.12541 | 307.2685 | -0.06486 | 514.42 | 0 | 571.8059 | -0.032706 | 571.8059 | 0.011731 | 565.2017 | 0.0066611 | 571.8059 | 0.015763 | 571.8059 | -0.033189 | 572.2858 | -0.026511 | 570.1961 | 0.015688 | 571.8059 | 0.015694 | 572.2858 | 0 | 572.2858 | 0.014948 | 572.2858 | 0.010318 | 514.42 | 9.8869 | 572.2858 | 0.080969 | 572.2858 | 0.43375 |  |  | 571.8059 | 6.8157 | 566.58 | -0.00023318 | 572.2858 | 0.74136 | 571.8059 | 3.7632 | 515.4754 | 0.0010462 | 572.2858 | 0.096565 | 572.2858 | 0.028806 | 571.8059 | 0.0065176 | 572.2858 | -0.0051916 | 572.2858 | -0.004126 | 572.2858 | -0.0053191 | 774.5734 | 4.6456 | 571.8059 | -0.015542 | 571.8059 | -0.0033269 | 572.2858 | 0.0034569 | 773.87 | 0 | 571.8059 | -0.022665 | 776.8604 | 0.0024264 | 774.5734 | 0.05159 | 571.8059 | 0 | 927.2335 | 0.019721 |  |  | 1168.3954 | 0.21141 | 1021.3087 | 0.013799 | 1092.6393 | 0 | 1091.9369 | 0 | 1091.9303 | 0.0044978 | 571.806 | 0.22258 | 572.2858 | 3.1606 | 571.8059 | 10.8194 | 571.8059 | 3.1935 | 572.2858 | #REF! | 571.8059 | 12.6275 | 569.0544 | 0.24461
| 307.3451 | 0.001876 | 307.3451 | -0.02917 | 307.3451 | 0.081086 | 307.3451 | 0.18154 | 307.3451 | 0.97665 | 307.3451 | 0.0041116 | 514.5345 | 0.0080204 | 572.0338 | 0.12718 | 307.3451 | -0.02071 | 514.5345 | 0.036109 | 572.0338 | 0.03721 | 572.0338 | 0.025285 | 565.4277 | 0.018376 | 572.0338 | 0.076194 | 572.0338 | 0.066735 | 572.5134 | 0.053306 | 570.4219 | 0.03895 | 572.0338 | 0.083974 | 572.5134 | 0.065367 | 572.5134 | 0.040663 | 572.5134 | 0.018927 | 514.5345 | 9.8136 | 572.5134 | 0.087188 | 572.5134 | 0.43277 |  |  | 572.0338 | 6.7718 | 566.81 | 0.035093 | 572.5134 | 0.77105 | 572.0338 | 3.7917 | 515.5926 | 0.00055985 | 572.5134 | 0.12918 | 572.5134 | 0.049075 | 572.0338 | 0.034879 | 572.5134 | 0.0031371 | 572.5134 | 0.00053343 | 572.5134 | 0.0045283 | 774.7387 | 4.6855 | 572.0338 | 0.0052416 | 572.0338 | -8.6512e-05 | 572.5134 | 0.0028073 | 774.0353 | 0.00078262 | 572.0338 | 0.010634 | 777.0267 | 0.001109 | 774.7387 | 0.04842 | 572.0338 | 0 | 927.3191 | 0.020028 |  |  | 1168.4622 | 0.21194 | 1021.3214 | 0.013791 | 1092.6978 | 0 | 1091.9954 | 0 | 1091.9888 | 0.0045308 | 572.034 | 0.22284 | 572.5134 | 3.1608 | 572.0338 | 10.8307 | 572.0338 | 3.1838 | 572.5134 | #REF! | 572.0338 | 12.6224 | 569.2813 | 0.24538
| 307.4216 | 0.0010743 | 307.4216 | 0.020557 | 307.4216 | 0.080088 | 307.4216 | 0.16641 | 307.4216 | 0.95721 | 307.4216 | -0.0025442 | 514.6489 | 0 | 572.2618 | 0.11009 | 307.4216 | -0.06794 | 514.6489 | 0 | 572.2618 | 0.0092679 | 572.2618 | 0.0042996 | 565.6537 | 0.0094765 | 572.2618 | 0.0085351 | 572.2618 | -0.045697 | 572.741 | -0.036502 | 570.6477 | 0.0049953 | 572.2618 | 0.0055103 | 572.741 | 0 | 572.741 | 0.010721 | 572.741 | 0.008752 | 514.6489 | 9.7925 | 572.741 | 0.072876 | 572.741 | 0.41853 |  |  | 572.2618 | 6.7744 | 567.04 | -0.0016322 | 572.741 | 0.78618 | 572.2618 | 3.8154 | 515.7097 | 0.0010862 | 572.741 | 0.096494 | 572.741 | 0.027999 | 572.2618 | -0.012045 | 572.741 | -0.0058493 | 572.741 | -0.003703 | 572.741 | -0.004848 | 774.904 | 4.6959 | 572.2618 | -0.025366 | 572.2618 | -0.0076896 | 572.741 | -0.00090997 | 774.2007 | 0 | 572.2618 | -0.030332 | 777.193 | 0.0024022 | 774.904 | 0.052683 | 572.2618 | 0 | 927.4047 | 0.020584 |  |  | 1168.5291 | 0.21247 | 1021.3342 | 0.013782 | 1092.7564 | 0 | 1092.0538 | 0 | 1092.0471 | 0.0045455 | 572.262 | 0.22633 | 572.741 | 3.1723 | 572.2618 | 10.8533 | 572.2618 | 3.1882 | 572.741 | #REF! | 572.2618 | 12.5872 | 569.5082 | 0.24376
| 307.4982 | 0.002033 | 307.4982 | 0.054045 | 307.4982 | 0.08063 | 307.4982 | 0.17867 | 307.4982 | 0.94884 | 307.4982 | 0.0041422 | 514.7634 | 0.0080204 | 572.4897 | 0.12194 | 307.4982 | -0.01167 | 514.7634 | 0.046641 | 572.4897 | 0.069563 | 572.4897 | 0.030666 | 565.8798 | 0.026241 | 572.4897 | 0.067201 | 572.4897 | 0.056204 | 572.9686 | 0.044895 | 570.8736 | 0.036722 | 572.4897 | 0.055842 | 572.9686 | 0.053611 | 572.9686 | 0.046749 | 572.9686 | 0.012771 | 514.7634 | 9.6891 | 572.9686 | 0.082226 | 572.9686 | 0.41782 |  |  | 572.4897 | 6.7761 | 567.26 | 0.0029147 | 572.9686 | 0.81114 | 572.4897 | 3.8313 | 515.8269 | 0.00053775 | 572.9686 | 0.13097 | 572.9686 | 0.055658 | 572.4897 | 0.020583 | 572.9686 | -0.00085493 | 572.9686 | -0.0019183 | 572.9686 | 0.0030088 | 775.0693 | 4.7627 | 572.4897 | -0.00087976 | 572.4897 | 0.0060549 | 572.9686 | 0.0045312 | 774.366 | 0.00026087 | 572.4897 | 0.011193 | 777.3593 | 0.0010157 | 775.0693 | 0.050278 | 572.4897 | 0 | 927.4903 | 0.020643 |  |  | 1168.5959 | 0.21301 | 1021.3469 | 0.013772 | 1092.8148 | 0 | 1092.1122 | 0 | 1092.1056 | 0.0045398 | 572.49 | 0.22991 | 572.9686 | 3.1746 | 572.4897 | 10.8902 | 572.4897 | 3.1713 | 572.9686 | #REF! | 572.4897 | 12.5706 | 569.7351 | 0.24431
| 307.5748 | 0.00076629 | 307.5748 | -0.021536 | 307.5748 | 0.080117 | 307.5748 | 0.15931 | 307.5748 | 0.92871 | 307.5748 | -0.0020642 | 514.8779 | 0 | 572.7177 | 0.13728 | 307.5748 | -0.04211 | 514.8779 | 0 | 572.7177 | -0.019464 | 572.7177 | 0.014598 | 566.1059 | 0.0038926 | 572.7177 | 0.012318 | 572.7177 | 0.026359 | 573.1963 | 0.021055 | 571.0994 | 0.0069016 | 572.7177 | 0.027184 | 573.1963 | 0.016968 | 573.1963 | 0.017988 | 573.1963 | 0.015123 | 514.8779 | 9.6958 | 573.1963 | 0.07633 | 573.1963 | 0.40922 |  |  | 572.7177 | 6.7493 | 567.49 | -0.009677 | 573.1963 | 0.83032 | 572.7177 | 3.8503 | 515.944 | 0.00097603 | 573.1963 | 0.11856 | 573.1963 | 0.034412 | 572.7177 | 0.0019201 | 573.1963 | -0.0029732 | 573.1963 | -0.00076293 | 573.1963 | -0.0018315 | 775.2345 | 4.7743 | 572.7177 | -0.013597 | 572.7177 | -0.0074407 | 573.1963 | -0.0056905 | 774.5314 | 0 | 572.7177 | -0.0097197 | 777.5256 | 0.0024297 | 775.2345 | 0.053776 | 572.7177 | 0 | 927.5759 | 0.021045 |  |  | 1168.6628 | 0.21354 | 1021.3597 | 0.013761 | 1092.8733 | 0 | 1092.1707 | 0 | 1092.1641 | 0.0045183 | 572.718 | 0.2376 | 573.1963 | 3.182 | 572.7177 | 10.8814 | 572.7177 | 3.1731 | 573.1963 | #REF! | 572.7177 | 12.5629 | 569.962 | 0.24319
| 307.6514 | 0.0019999 | 307.6514 | -0.001596 | 307.6514 | 0.080715 | 307.6514 | 0.17301 | 307.6514 | 0.93218 | 307.6514 | 0.0050969 | 514.9924 | 0 | 572.9457 | 0.12987 | 307.6514 | -0.00823 | 514.9924 | 0.030951 | 572.9457 | 0.091681 | 572.9457 | 0.02478 | 566.332 | 0.023064 | 572.9457 | 0.076194 | 572.9457 | 0.080114 | 573.4239 | 0.063994 | 571.3253 | 0.042302 | 572.9457 | 0.10833 | 573.4239 | 0.064022 | 573.4239 | 0.040171 | 573.4239 | 0.018202 | 514.9924 | 9.6108 | 573.4239 | 0.080266 | 573.4239 | 0.40546 |  |  | 572.9457 | 6.7419 | 567.72 | 0.0099102 | 573.4239 | 0.85861 | 572.9457 | 3.8587 | 516.0612 | 0.00045276 | 573.4239 | 0.13202 | 573.4239 | 0.053863 | 572.9457 | 0.01781 | 573.4239 | -0.00076958 | 573.4239 | -0.00017827 | 573.4239 | 0.0070184 | 775.3998 | 4.8121 | 572.9457 | 0.016351 | 572.9457 | 0.00028759 | 573.4239 | 0.0074773 | 774.6967 | 0.0013044 | 572.9457 | 0.008384 | 777.6919 | 0.0010179 | 775.3998 | 0.050934 | 572.9457 | 0 | 927.6615 | 0.021498 |  |  | 1168.7297 | 0.21407 | 1021.3725 | 0.013749 | 1092.9318 | 0 | 1092.2291 | 0 | 1092.2225 | 0.004483 | 572.946 | 0.23332 | 573.4239 | 3.1756 | 572.9457 | 10.8998 | 572.9457 | 3.143 | 573.4239 | #REF! | 572.9457 | 12.5604 | 570.189 | 0.24404
| 307.728 | 0.00095864 | 307.728 | 0.032742 | 307.728 | 0.079318 | 307.728 | 0.1546 | 307.728 | 0.90754 | 307.728 | -0.00036063 | 515.1069 | 0 | 573.1737 | 0.12605 | 307.728 | -0.05565 | 515.1069 | 0 | 573.1737 | -0.011517 | 573.1737 | 0.012587 | 566.5581 | 0.0075649 | 573.1737 | 0.014554 | 573.1737 | -0.011351 | 573.6516 | -0.0090667 | 571.5511 | 0.010011 | 573.1737 | -0.00044243 | 573.6516 | 0.019569 | 573.6516 | 0.017691 | 573.6516 | 0.013403 | 515.1069 | 9.6074 | 573.6516 | 0.075019 | 573.6516 | 0.39606 |  |  | 573.1737 | 6.7369 | 567.95 | -0.022269 | 573.6516 | 0.87287 | 573.1737 | 3.8825 | 516.1784 | 0.00092001 | 573.6516 | 0.10294 | 573.6516 | 0.034113 | 573.1737 | -0.010696 | 573.6516 | -0.0032304 | 573.6516 | -0.0024096 | 573.6516 | -0.0049686 | 775.5651 | 4.8423 | 573.1737 | -0.024122 | 573.1737 | -0.0012195 | 573.6516 | -0.0028794 | 774.8621 | 0 | 573.1737 | -0.031484 | 777.8583 | 0.0023759 | 775.5651 | 0.054759 | 573.1737 | 0 | 927.7471 | 0.021479 |  |  | 1168.7966 | 0.2146 | 1021.3853 | 0.013736 | 1092.9904 | 0 | 1092.2875 | 0 | 1092.2809 | 0.0044387 | 573.174 | 0.23729 | 573.6516 | 3.1835 | 573.1737 | 10.9331 | 573.1737 | 3.1403 | 573.6516 | #REF! | 573.1737 | 12.5265 | 570.4159 | 0.24203
| 307.8046 | 0.0017603 | 307.8046 | 0.017314 | 307.8046 | 0.080003 | 307.8046 | 0.17245 | 307.8046 | 0.91068 | 307.8046 | 0.006021 | 515.2214 | 0.022678 | 573.4017 | 0.12125 | 307.8046 | -0.01238 | 515.2214 | 0.025792 | 573.4017 | 0.053264 | 573.4017 | 0.029972 | 566.7842 | 0.028673 | 573.4017 | 0.079125 | 573.4017 | 0.075421 | 573.8792 | 0.060245 | 571.777 | 0.047094 | 573.4017 | 0.079252 | 573.8792 | 0.04189 | 573.8792 | 0.03855 | 573.8792 | 0.016509 | 515.2214 | 9.6953 | 573.8792 | 0.081079 | 573.8793 | 0.39418 |  |  | 573.4017 | 6.7482 | 568.18 | -0.016672 | 573.8792 | 0.9057 | 573.4017 | 3.9357 | 516.2956 | 0.00047372 | 573.8792 | 0.14107 | 573.8793 | 0.059847 | 573.4017 | 0.011173 | 573.8792 | 0.00099478 | 573.8792 | 0.00045877 | 573.8792 | 0.0095467 | 775.7304 | 4.8985 | 573.4017 | 0.0056309 | 573.4017 | 0.012607 | 573.8793 | 0.0043852 | 775.0275 | 0.0018258 | 573.4017 | 0.020152 | 778.0246 | 0.0009587 | 775.7304 | 0.052355 | 573.4017 | 0 | 927.8328 | 0.021181 |  |  | 1168.8635 | 0.21513 | 1021.3981 | 0.013722 | 1093.0488 | 0 | 1092.3459 | 0 | 1092.3394 | 0.0043932 | 573.402 | 0.24133 | 573.8792 | 3.2051 | 573.4017 | 10.9965 | 573.4017 | 3.1226 | 573.8793 | #REF! | 573.4017 | 12.5881 | 570.6429 | 0.24299
| 307.8811 | 0.00054998 | 307.8812 | -0.03423 | 307.8811 | 0.079176 | 307.8811 | 0.15523 | 307.8811 | 0.88793 | 307.8811 | -0.0037548 | 515.3359 | 0 | 573.6297 | 0.1235 | 307.8811 | -0.03818 | 515.3359 | 0 | 573.6297 | -0.02105 | 573.6297 | 0.015371 | 567.0104 | 0.014332 | 573.6297 | 0.020486 | 573.6297 | 0.033222 | 574.1069 | 0.026537 | 572.0029 | 0.0011487 | 573.6297 | 0.018568 | 574.1069 | 0.0035194 | 574.1069 | 0.016396 | 574.1069 | 0.012205 | 515.3359 | 9.5416 | 574.1069 | 0.069862 | 574.1069 | 0.38424 |  |  | 573.6297 | 6.7377 | 568.41 | -0.033112 | 574.1069 | 0.92317 | 573.6297 | 3.9641 | 516.4127 | 0.00098861 | 574.1069 | 0.13009 | 574.1069 | 0.040397 | 573.6297 | -0.0068754 | 574.1069 | -0.0044992 | 574.1069 | -0.0026908 | 574.1069 | -0.0022266 | 775.8957 | 4.9316 | 573.6297 | -0.0094712 | 573.6297 | -0.0047346 | 574.1069 | 0.00072939 | 775.1928 | 0 | 573.6297 | -0.0083553 | 778.1909 | 0.0022169 | 775.8957 | 0.055743 | 573.6297 | 0 | 927.9184 | 0.020603 |  |  | 1168.9304 | 0.21566 | 1021.4108 | 0.013708 | 1093.1074 | 0 | 1092.4044 | 0 | 1092.3978 | 0.0043501 | 573.63 | 0.24616 | 574.1069 | 3.2095 | 573.6297 | 11.0213 | 573.6297 | 3.1279 | 574.1069 | #REF! | 573.6297 | 12.6437 | 570.8699 | 0.24205
| 307.9577 | 0.0018594 | 307.9577 | -0.01997 | 307.9577 | 0.079632 | 307.9577 | 0.16279 | 307.9577 | 0.89737 | 307.9577 | 0.0048825 | 515.4504 | 0.034408 | 573.8578 | 0.12524 | 307.9577 | 0.0176 | 515.4504 | 0.023213 | 573.8578 | 0.11359 | 573.8578 | 0.031195 | 567.2365 | 0.034169 | 573.8578 | 0.070521 | 573.8578 | 0.049223 | 574.3346 | 0.039318 | 572.2288 | 0.029112 | 573.8578 | 0.086493 | 574.3346 | 0.05879 | 574.3346 | 0.034948 | 574.3346 | 0.016546 | 515.4504 | 9.5597 | 574.3346 | 0.078773 | 574.3346 | 0.38361 |  |  | 573.8578 | 6.7412 | 568.63 | -0.024367 | 574.3346 | 0.95433 | 573.8578 | 3.9933 | 516.5299 | 0.00051831 | 574.3346 | 0.15548 | 574.3346 | 0.061343 | 573.8578 | 0.029753 | 574.3346 | -0.0013929 | 574.3346 | 0.00034335 | 574.3346 | 0.0069601 | 776.061 | 4.9301 | 573.8578 | 0.0098332 | 573.8578 | 0.0014088 | 574.3346 | 0.0050158 | 775.3582 | 0.0013044 | 573.8578 | 0.017278 | 778.3573 | 0.00071738 | 776.061 | 0.05312 | 573.8578 | 0 | 928.0041 | 0.020421 |  |  | 1168.9974 | 0.21619 | 1021.4236 | 0.013692 | 1093.1659 | 0 | 1092.4629 | 0 | 1092.4563 | 0.004316 | 573.858 | 0.24683 | 574.3346 | 3.2196 | 573.8578 | 11.0737 | 573.8578 | 3.1191 | 574.3346 | #REF! | 573.8578 | 12.6234 | 571.0968 | 0.24335
| 308.0343 | 0.00080086 | 308.0343 | 0.033668 | 308.0343 | 0.079062 | 308.0343 | 0.1513 | 308.0343 | 0.8738 | 308.0343 | -0.0032935 | 515.5649 | 0 | 574.0858 | 0.10791 | 308.0343 | -0.02271 | 515.5649 | 0 | 574.0858 | -0.004062 | 574.0858 | 0.0067612 | 567.4626 | 0.019647 | 574.0858 | 0.015103 | 574.0858 | -0.0076215 | 574.5623 | -0.0060879 | 572.4547 | 0.011056 | 574.0858 | 0.005108 | 574.5623 | 0 | 574.5623 | 0.014978 | 574.5623 | 0.0095041 | 515.5649 | 9.648 | 574.5623 | 0.068873 | 574.5623 | 0.36982 |  |  | 574.0858 | 6.7217 | 568.86 | -0.0086277 | 574.5623 | 0.97083 | 574.0858 | 4.0089 | 516.6471 | 0.0010408 | 574.5623 | 0.12885 | 574.5623 | 0.040397 | 574.0858 | -0.0044935 | 574.5623 | -0.0079322 | 574.5623 | -0.0040768 | 574.5623 | -0.0058202 | 776.2263 | 5.0012 | 574.0858 | -0.02395 | 574.0858 | -0.0051612 | 574.5623 | -0.0039524 | 775.5236 | 0 | 574.0858 | -0.01654 | 778.5236 | 0.0022191 | 776.2263 | 0.055962 | 574.0858 | 0.0036213 | 928.0898 | 0.020818 |  |  | 1169.0643 | 0.21671 | 1021.4364 | 0.013675 | 1093.2245 | 0 | 1092.5214 | 0 | 1092.5148 | 0.0042944 | 574.086 | 0.25332 | 574.5623 | 3.217 | 574.0858 | 11.1081 | 574.0858 | 3.1253 | 574.5623 | #REF! | 574.0858 | 12.6025 | 571.3238 | 0.24328
| 308.111 | 0.0023222 | 308.1109 | 0.033218 | 308.111 | 0.07966 | 308.111 | 0.16413 | 308.111 | 0.87502 | 308.1109 | 0.0043688 | 515.6794 | 0.0020491 | 574.3139 | 0.13951 | 308.111 | 0.00131 | 515.6794 | 0.046641 | 574.3139 | 0.056317 | 574.3139 | 0.028046 | 567.6888 | 0.030666 | 574.3139 | 0.083521 | 574.3139 | 0.086856 | 574.79 | 0.069379 | 572.6806 | 0.029853 | 574.3139 | 0.077117 | 574.79 | 0.069248 | 574.79 | 0.032811 | 574.79 | 0.020444 | 515.6794 | 9.636 | 574.79 | 0.076824 | 574.79 | 0.36803 |  |  | 574.3139 | 6.7056 | 569.09 | 0.005713 | 574.79 | 1.0116 | 574.3139 | 4.0376 | 516.7643 | 0.00052251 | 574.79 | 0.15783 | 574.79 | 0.069423 | 574.3139 | 0.030194 | 574.79 | 0.0020316 | 574.79 | 0.0011916 | 574.79 | 0.0094884 | 776.3917 | 4.9856 | 574.3139 | -0.002337 | 574.3139 | 0.0069772 | 574.79 | -0.00098712 | 775.689 | 0.00078262 | 574.3139 | 0.016783 | 778.69 | 0.00086217 | 776.3917 | 0.052464 | 574.3139 | 0.0090425 | 928.1755 | 0.020755 |  |  | 1169.1312 | 0.21724 | 1021.4492 | 0.013658 | 1093.2831 | 0 | 1092.5798 | 0 | 1092.5732 | 0.0042898 | 574.314 | 0.25974 | 574.79 | 3.2171 | 574.3139 | 11.1271 | 574.3139 | 3.1156 | 574.79 | #REF! | 574.3139 | 12.591 | 571.5509 | 0.24327
| 308.1875 | 0.00077593 | 308.1876 | -0.026376 | 308.1875 | 0.078691 | 308.1875 | 0.1447 | 308.1875 | 0.85293 | 308.1876 | -0.0022886 | 515.7939 | 0 | 574.5419 | 0.11641 | 308.1875 | -0.0632 | 515.7939 | 0 | 574.5419 | -0.049385 | 574.5419 | 0.011386 | 567.915 | 0.011233 | 574.5419 | 0.01056 | 574.5419 | -0.0075052 | 575.0178 | -0.005995 | 572.9065 | 0.0024721 | 574.5419 | -0.031641 | 575.0178 | 0 | 575.0178 | 0.015571 | 575.0178 | 0.01023 | 515.7939 | 9.598 | 575.0178 | 0.067233 | 575.0178 | 0.35988 |  |  | 574.5419 | 6.6876 | 569.32 | -0.0012825 | 575.0178 | 1.0207 | 574.5419 | 4.0606 | 516.8815 | 0.0010328 | 575.0178 | 0.14531 | 575.0178 | 0.045484 | 574.5419 | -0.0070483 | 575.0178 | -0.0042894 | 575.0178 | -0.0037679 | 575.0178 | -0.005821 | 776.557 | 5.0477 | 574.5419 | -0.014147 | 574.5419 | -0.0044788 | 575.0178 | -0.0034835 | 775.8544 | 0 | 574.5419 | -0.02165 | 778.8563 | 0.0023616 | 776.557 | 0.055524 | 574.5419 | 0 | 928.2613 | 0.020651 |  |  | 1169.1982 | 0.21777 | 1021.462 | 0.01364 | 1093.3416 | 0 | 1092.6383 | 0 | 1092.6317 | 0.0043012 | 574.542 | 0.26012 | 575.0178 | 3.2159 | 574.5419 | 11.1462 | 574.5419 | 3.1103 | 575.0178 | #REF! | 574.5419 | 12.5904 | 571.7779 | 0.24182
| 308.2642 | 0.0021404 | 308.2642 | -0.031293 | 308.2642 | 0.078948 | 308.2642 | 0.16283 | 308.2642 | 0.85245 | 308.2642 | 0.0052337 | 515.9085 | 0.019261 | 574.77 | 0.12119 | 308.2642 | 0.01048 | 515.9085 | 0.044706 | 574.77 | 0.11088 | 574.77 | 0.032837 | 568.1412 | 0.036369 | 574.77 | 0.073264 | 574.77 | 0.075026 | 575.2455 | 0.05993 | 573.1324 | 0.033456 | 574.77 | 0.061412 | 575.2455 | 0.058601 | 575.2455 | 0.040674 | 575.2455 | 0.015101 | 515.9085 | 9.7522 | 575.2455 | 0.074288 | 575.2455 | 0.35755 |  |  | 574.77 | 6.6754 | 569.55 | -0.0065291 | 575.2455 | 1.0675 | 574.77 | 4.0724 | 516.9987 | 0.00051793 | 575.2455 | 0.17672 | 575.2455 | 0.064635 | 574.77 | 0.015149 | 575.2455 | -0.0002841 | 575.2455 | 0.00070859 | 575.2455 | 0.0075063 | 776.7223 | 5.015 | 574.77 | 0.008778 | 574.77 | 0.012481 | 575.2455 | -0.0007793 | 776.0198 | 0.00026087 | 574.77 | 0.0092388 | 779.0227 | 0.0010607 | 776.7223 | 0.052792 | 574.77 | 0 | 928.347 | 0.020963 |  |  | 1169.2651 | 0.21829 | 1021.4747 | 0.01362 | 1093.4001 | 0 | 1092.6968 | 0 | 1092.6902 | 0.0043273 | 574.77 | 0.25731 | 575.2455 | 3.2275 | 574.77 | 11.1783 | 574.77 | 3.0943 | 575.2455 | #REF! | 574.77 | 12.6049 | 572.0049 | 0.24306
| 308.3408 | 0.00062805 | 308.3408 | 0.015066 | 308.3408 | 0.078434 | 308.3408 | 0.13698 | 308.3408 | 0.83648 | 308.3408 | -0.0017054 | 516.023 | 0 | 574.9981 | 0.096949 | 308.3408 | -0.03657 | 516.023 | 0 | 574.9981 | -0.047967 | 574.9981 | 0.0093289 | 568.3674 | -0.003876 | 574.9981 | 0.0095079 | 574.9981 | -0.036345 | 575.4733 | -0.029031 | 573.3584 | 0.011975 | 574.9981 | 0.019503 | 575.4733 | 0.0035238 | 575.4733 | 0.018021 | 575.4733 | 0.0086807 | 516.023 | 9.7516 | 575.4733 | 0.063678 | 575.4733 | 0.3477 |  |  | 574.9981 | 6.6633 | 569.77 | -0.021219 | 575.4733 | 1.0811 | 574.9981 | 4.0957 | 517.1159 | 0.0009707 | 575.4733 | 0.15071 | 575.4733 | 0.046681 | 574.9981 | 0.0034918 | 575.4733 | -0.0051369 | 575.4733 | -0.0042305 | 575.4733 | -0.0089263 | 776.8876 | 5.0507 | 574.9981 | -0.021757 | 574.9981 | 0.0040656 | 575.4733 | -0.0030021 | 776.1852 | 0 | 574.9981 | -0.024103 | 779.189 | 0.0024297 | 776.8876 | 0.056727 | 574.9981 | 0 | 928.4328 | 0.021191 |  |  | 1169.3321 | 0.21881 | 1021.4875 | 0.0136 | 1093.4587 | 0 | 1092.7554 | 0 | 1092.7487 | 0.0043614 | 574.998 | 0.26289 | 575.4733 | 3.238 | 574.9981 | 11.1986 | 574.9981 | 3.0952 | 575.4733 | #REF! | 574.9981 | 12.5802 | 572.2319 | 0.24128
| 308.4174 | 0.0018264 | 308.4174 | 0.042896 | 308.4174 | 0.079147 | 308.4174 | 0.15432 | 308.4174 | 0.83514 | 308.4174 | 0.0043482 | 516.1375 | 0.027761 | 575.2262 | 0.11272 | 308.4174 | 0.00745 | 516.1375 | 0.011554 | 575.2262 | 0.048261 | 575.2262 | 0.023245 | 568.5936 | 0.032097 | 575.2262 | 0.081323 | 575.2262 | 0.075342 | 575.701 | 0.060182 | 573.5843 | 0.035354 | 575.2262 | 0.055373 | 575.701 | 0.046728 | 575.701 | 0.041298 | 575.701 | 0.017051 | 516.1375 | 9.7656 | 575.701 | 0.070565 | 575.7011 | 0.34878 |  |  | 575.2262 | 6.6849 | 570 | -0.0026815 | 575.701 | 1.1244 | 575.2262 | 4.13 | 517.2331 | 0.00046229 | 575.701 | 0.17174 | 575.7011 | 0.071518 | 575.2262 | 0.02701 | 575.701 | -0.00041636 | 575.701 | -0.0011634 | 575.701 | 0.0073597 | 777.053 | 5.0843 | 575.2262 | 0.0055049 | 575.2262 | 0.0083205 | 575.701 | 0.0060781 | 776.3506 | 0.0013044 | 575.2262 | 0.0091123 | 779.3554 | 0.00090934 | 777.053 | 0.054541 | 575.2262 | 0 | 928.5186 | 0.02149 |  |  | 1169.399 | 0.21933 | 1021.5003 | 0.013579 | 1093.5173 | 0 | 1092.8138 | 0 | 1092.8073 | 0.0043989 | 575.226 | 0.26505 | 575.701 | 3.2594 | 575.2262 | 11.2433 | 575.2262 | 3.0934 | 575.701 | #REF! | 575.2262 | 12.5817 | 572.459 | 0.24261
| 308.494 | 0.00057213 | 308.494 | -0.046426 | 308.494 | 0.078235 | 308.494 | 0.13517 | 308.494 | 0.80697 | 308.494 | -0.0024676 | 516.252 | 0 | 575.4543 | 0.13012 | 308.494 | -0.0213 | 516.252 | 0 | 575.4543 | -0.0095828 | 575.4543 | 0.014862 | 568.8198 | 0.009112 | 575.4543 | 0.015094 | 575.4543 | 0.0062756 | 575.9288 | 0.0050128 | 573.8103 | 0.0058299 | 575.4543 | 0.012214 | 575.9288 | 0 | 575.9288 | 0.016786 | 575.9288 | 0.012298 | 516.252 | 9.9236 | 575.9288 | 0.06289 | 575.9288 | 0.33982 |  |  | 575.4543 | 6.6413 | 570.23 | -0.013175 | 575.9288 | 1.1415 | 575.4543 | 4.1432 | 517.3503 | 0.00091315 | 575.9288 | 0.14826 | 575.9288 | 0.05087 | 575.4543 | -0.0067703 | 575.9288 | -0.0014915 | 575.9288 | -9.2702e-06 | 575.9288 | -0.0054975 | 777.2183 | 5.0948 | 575.4543 | -0.011022 | 575.4543 | -0.008829 | 575.9288 | -0.0044142 | 776.516 | 0 | 575.4543 | -0.022177 | 779.5218 | 0.0023134 | 777.2183 | 0.059022 | 575.4543 | 0 | 928.6044 | 0.021612 |  |  | 1169.4661 | 0.21986 | 1021.5131 | 0.013558 | 1093.5759 | 0 | 1092.8723 | 0 | 1092.8657 | 0.0044342 | 575.454 | 0.27335 | 575.9288 | 3.2691 | 575.4543 | 11.2744 | 575.4543 | 3.104 | 575.9288 | #REF! | 575.4543 | 12.5668 | 572.6861 | 0.24102
| 308.5706 | 0.0020908 | 308.5706 | -0.0063056 | 308.5706 | 0.079033 | 308.5706 | 0.15479 | 308.5706 | 0.81208 | 308.5706 | 0.0060478 | 516.3666 | 0 | 575.6825 | 0.11312 | 308.5706 | 0.02794 | 516.3666 | 0.020498 | 575.6825 | 0.047049 | 575.6825 | 0.025977 | 569.046 | 0.028571 | 575.6825 | 0.07766 | 575.6825 | 0.085619 | 576.1566 | 0.068391 | 574.0363 | 0.042677 | 575.6825 | 0.070934 | 576.1566 | 0.057046 | 576.1566 | 0.034446 | 576.1566 | 0.012938 | 516.3666 | 9.8246 | 576.1566 | 0.070468 | 576.1566 | 0.33696 |  |  | 575.6825 | 6.6616 | 570.46 | 0.0039641 | 576.1566 | 1.1802 | 575.6825 | 4.162 | 517.4675 | 0.00046419 | 576.1566 | 0.18252 | 576.1566 | 0.0784 | 575.6825 | 0.016464 | 576.1566 | -0.00029243 | 576.1566 | 0.00090238 | 576.1566 | 0.0087043 | 777.3836 | 5.1284 | 575.6825 | 0.0047238 | 575.6825 | 0.00074559 | 576.1566 | 0.0033494 | 776.6814 | 0.0013044 | 575.6825 | 0.024749 | 779.6882 | 0.00083255 | 777.3836 | 0.056289 | 575.6825 | 0 | 928.6902 | 0.021422 |  |  | 1169.5331 | 0.22037 | 1021.5258 | 0.013535 | 1093.6345 | 0 | 1092.9308 | 0 | 1092.9242 | 0.0044614 | 575.682 | 0.27433 | 576.1566 | 3.2625 | 575.6825 | 11.2895 | 575.6825 | 3.0969 | 576.1566 | #REF! | 575.6825 | 12.5691 | 572.9131 | 0.24097
| 308.6472 | 0.00025845 | 308.6472 | 0.013383 | 308.6472 | 0.078206 | 308.6472 | 0.13365 | 308.6472 | 0.79736 | 308.6472 | -0.0034995 | 516.4811 | 0 | 575.9106 | 0.11829 | 308.6472 | -0.02517 | 516.4811 | 0 | 575.9106 | -0.031055 | 575.9106 | 0.010039 | 569.2722 | 0.0081435 | 575.9106 | 0.012177 | 575.9106 | 0.018197 | 576.3844 | 0.014535 | 574.2622 | 0.015345 | 575.9106 | -0.028429 | 576.3844 | 0.011981 | 576.3844 | 0.01826 | 576.3844 | 0.0091362 | 516.4811 | 9.8145 | 576.3844 | 0.057952 | 576.3844 | 0.32872 |  |  | 575.9106 | 6.6009 | 570.69 | 0.018654 | 576.3844 | 1.2014 | 575.9106 | 4.2006 | 517.5847 | 0.00097603 | 576.3844 | 0.1665 | 576.3844 | 0.051469 | 575.9106 | 0.002405 | 576.3844 | -0.00060371 | 576.3844 | -0.0015055 | 576.3844 | -0.0058308 | 777.549 | 5.1757 | 575.9106 | -0.016133 | 575.9106 | -0.0085054 | 576.3844 | 0.0040357 | 776.8468 | 0 | 575.9106 | -0.015475 | 779.8546 | 0.0023134 | 777.549 | 0.059896 | 575.9106 | 0.0036232 | 928.776 | 0.021432 |  |  | 1169.6001 | 0.2209 | 1021.5386 | 0.013512 | 1093.6931 | 0 | 1092.9894 | 0 | 1092.9828 | 0.0044808 | 575.911 | 0.28063 | 576.3844 | 3.2742 | 575.9106 | 11.2694 | 575.9106 | 3.1005 | 576.3844 | #REF! | 575.9106 | 12.5363 | 573.1402 | 0.24038
| 308.7239 | 0.0020578 | 308.7239 | 0.048999 | 308.7239 | 0.079119 | 308.7239 | 0.15221 | 308.7239 | 0.79763 | 308.7239 | 0.0042224 | 516.5956 | 0.0097769 | 576.1388 | 0.11576 | 308.7239 | 0.01829 | 516.5956 | 0.03439 | 576.1388 | 0.11652 | 576.1387 | 0.021303 | 569.4985 | 0.029907 | 576.1388 | 0.079858 | 576.1387 | 0.079731 | 576.6122 | 0.063687 | 574.4882 | 0.031795 | 576.1387 | 0.10497 | 576.6122 | 0.044398 | 576.6122 | 0.030804 | 576.6122 | 0.01942 | 516.5956 | 9.8741 | 576.6122 | 0.071053 | 576.6122 | 0.32872 |  |  | 576.1388 | 6.6333 | 570.92 | -0.0040807 | 576.6122 | 1.2459 | 576.1387 | 4.2037 | 517.7019 | 0.00052251 | 576.6122 | 0.1985 | 576.6122 | 0.077502 | 576.1387 | 0.030837 | 576.6122 | 0.00081624 | 576.6122 | -0.00072181 | 576.6122 | 0.0063051 | 777.7143 | 5.1633 | 576.1388 | 0.004297 | 576.1388 | 0.0072728 | 576.6122 | -0.003209 | 777.0122 | 0.0018258 | 576.1388 | 0.014249 | 780.021 | 0.00093127 | 777.7143 | 0.056508 | 576.1387 | 0 | 928.8619 | 0.022081 |  |  | 1169.6671 | 0.22141 | 1021.5514 | 0.013489 | 1093.7517 | 0 | 1093.0478 | 0 | 1093.0413 | 0.0044898 | 576.139 | 0.28399 | 576.6122 | 3.28 | 576.1387 | 11.3272 | 576.1387 | 3.0961 | 576.6122 | #REF! | 576.1387 | 12.5525 | 573.3673 | 0.24121
| 308.8005 | 0.00062516 | 308.8005 | -0.04577 | 308.8005 | 0.078406 | 308.8005 | 0.13144 | 308.8005 | 0.78956 | 308.8005 | -0.002512 | 516.7102 | 0 | 576.3669 | 0.10227 | 308.8005 | -0.02489 | 516.7102 | 0 | 576.3669 | -0.023594 | 576.3669 | 0.0074711 | 569.7247 | 0.0017627 | 576.3669 | -0.0021771 | 576.3669 | -0.030864 | 576.84 | -0.024654 | 574.7142 | 0.0098254 | 576.3669 | -0.010995 | 576.84 | 0 | 576.84 | 0.0052041 | 576.84 | 0.0058685 | 516.7102 | 9.8332 | 576.84 | 0.056815 | 576.84 | 0.31573 |  |  | 576.3669 | 6.5946 | 571.14 | -0.013525 | 576.84 | 1.2664 | 576.3669 | 4.2357 | 517.8191 | 0.0010206 | 576.84 | 0.17493 | 576.84 | 0.058351 | 576.3669 | -0.0099215 | 576.84 | -0.0063556 | 576.84 | -0.0056719 | 576.84 | -0.010163 | 777.8797 | 5.2081 | 576.3669 | -0.010507 | 576.3669 | -0.019486 | 576.84 | -0.0068503 | 777.1776 | 0 | 576.3669 | -0.013112 | 780.1874 | 0.0023935 | 777.8797 | 0.059787 | 576.3669 | 0 | 928.9478 | 0.02305 |  |  | 1169.7341 | 0.22193 | 1021.5642 | 0.013464 | 1093.8103 | 0 | 1093.1064 | 0 | 1093.0999 | 0.0044921 | 576.367 | 0.28967 | 576.84 | 3.2797 | 576.3669 | 11.336 | 576.3669 | 3.0987 | 576.84 | #REF! | 576.3669 | 12.5561 | 573.5944 | 0.24
| 308.8771 | 0.0018842 | 308.8771 | -0.0051354 | 308.8771 | 0.07909 | 308.8771 | 0.14887 | 308.8771 | 0.79211 | 308.8771 | 0.0042688 | 516.8247 | 0.019261 | 576.5951 | 0.12935 | 308.8771 | 0.01486 | 516.8247 | 0.016026 | 576.5951 | 0.092748 | 576.5951 | 0.02829 | 569.951 | 0.023171 | 576.5951 | 0.084986 | 576.5951 | 0.094771 | 577.0679 | 0.075701 | 574.9402 | 0.033405 | 576.5951 | 0.095731 | 577.0679 | 0.054722 | 577.0679 | 0.036176 | 577.0679 | 0.017867 | 516.8247 | 9.7748 | 577.0679 | 0.066681 | 577.0679 | 0.3177 |  |  | 576.5951 | 6.6431 | 571.37 | 0.011659 | 577.0679 | 1.3152 | 576.5951 | 4.2644 | 517.9364 | 0.00050688 | 577.0679 | 0.20676 | 577.0679 | 0.084385 | 576.5951 | 0.02903 | 577.0679 | 0.0027468 | 577.0679 | 0.0016557 | 577.0679 | 0.0086521 | 778.045 | 5.2472 | 576.5951 | 0.018709 | 576.5951 | 0.008242 | 577.0679 | 0.004013 | 777.3431 | 0.0013044 | 576.5951 | 0.015071 | 780.3538 | 0.0010157 | 778.045 | 0.056945 | 576.5951 | 0 | 929.0336 | 0.02334 |  |  | 1169.8012 | 0.22244 | 1021.577 | 0.013439 | 1093.8689 | 0 | 1093.1649 | 0 | 1093.1583 | 0.0044898 | 576.595 | 0.29037 | 577.0679 | 3.2928 | 576.5951 | 11.3934 | 576.5951 | 3.1031 | 577.0679 | #REF! | 576.5951 | 12.5861 | 573.8216 | 0.24126
| 308.9538 | 0.00074289 | 308.9538 | -0.0066034 | 308.9538 | 0.078663 | 308.9538 | 0.1272 | 308.9538 | 0.77245 | 308.9538 | -0.001604 | 516.9393 | 0 | 576.8233 | 0.10699 | 308.9538 | -0.03489 | 516.9393 | 0 | 576.8233 | -0.048781 | 576.8233 | 0.0094086 | 570.1773 | 0.0045673 | 576.8233 | 0.010072 | 576.8233 | -0.0045151 | 577.2957 | -0.0036066 | 575.1663 | 0.0032267 | 576.8233 | 0.01154 | 577.2957 | 0 | 577.2957 | 0.007361 | 577.2957 | 0.011635 | 516.9393 | 9.7842 | 577.2957 | 0.05493 | 577.2957 | 0.30633 |  |  | 576.8233 | 6.6008 | 571.6 | 0.012009 | 577.2957 | 1.33 | 576.8233 | 4.2966 | 518.0536 | 0.0010008 | 577.2957 | 0.18124 | 577.2957 | 0.061044 | 576.8233 | -0.0054938 | 577.2957 | -0.0060971 | 577.2957 | -0.0038629 | 577.2957 | -0.0038679 | 778.2104 | 5.1968 | 576.8233 | -0.018153 | 576.8233 | -0.00082739 | 577.2957 | -0.0056767 | 777.5085 | 0 | 576.8233 | -0.013974 | 780.5202 | 0.0024582 | 778.2104 | 0.061317 | 576.8233 | 0 | 929.1195 | 0.022789 |  |  | 1169.8682 | 0.22296 | 1021.5897 | 0.013413 | 1093.9275 | 0 | 1093.2235 | 0 | 1093.2169 | 0.0044853 | 576.823 | 0.2957 | 577.2957 | 3.2914 | 576.8233 | 11.4422 | 576.8233 | 3.1014 | 577.2957 | #REF! | 576.8233 | 12.5435 | 574.0487 | 0.24111
| 309.0304 | 0.0017024 | 309.0304 | 0.021842 | 309.0304 | 0.079062 | 309.0304 | 0.14206 | 309.0304 | 0.76266 | 309.0304 | 0.0049725 | 517.0539 | 0.011884 | 577.0515 | 0.12866 | 309.0304 | -0.03275 | 517.0539 | 0.0331 | 577.0515 | 0.085101 | 577.0515 | 0.024184 | 570.4036 | 0.029977 | 577.0515 | 0.08059 | 577.0515 | 0.067958 | 577.5236 | 0.054283 | 575.3923 | 0.039611 | 577.0515 | 0.06625 | 577.5236 | 0.041609 | 577.5236 | 0.036098 | 577.5236 | 0.017331 | 517.0539 | 9.8065 | 577.5236 | 0.066565 | 577.5236 | 0.3083 |  |  | 577.0515 | 6.5925 | 571.83 | 0.020753 | 577.5236 | 1.387 | 577.0515 | 4.3148 | 518.1708 | 0.00049964 | 577.5236 | 0.21497 | 577.5236 | 0.085582 | 577.0515 | 0.043067 | 577.5236 | 0.0032388 | 577.5236 | 0.0013324 | 577.5236 | 0.0083559 | 778.3758 | 5.2309 | 577.0515 | -0.0041743 | 577.0515 | 0.011897 | 577.5236 | 0.0057611 | 777.6739 | 0.0023475 | 577.0515 | 0.024339 | 780.6866 | 0.0009916 | 778.3758 | 0.058366 | 577.0515 | 0 | 929.2054 | 0.022069 |  |  | 1169.9352 | 0.22347 | 1021.6025 | 0.013387 | 1093.9862 | 0 | 1093.2821 | 0 | 1093.2754 | 0.0044785 | 577.051 | 0.2975 | 577.5236 | 3.2965 | 577.0515 | 11.4454 | 577.0515 | 3.0908 | 577.5236 | #REF! | 577.0515 | 12.5676 | 574.2758 | 0.2424
| 309.1071 | 0.00090906 | 309.1071 | -0.043524 | 309.1071 | 0.078748 | 309.1071 | 0.12247 | 309.1071 | 0.74269 | 309.1071 | -0.0013209 | 517.1684 | 0 | 577.2797 | 0.11712 | 309.1071 | -0.0962 | 517.1684 | 0 | 577.2797 | -0.068514 | 577.2797 | 0.011794 | 570.6299 | 0.0091079 | 577.2797 | 0.0060737 | 577.2797 | -0.0012599 | 577.7514 | -0.0010064 | 575.6183 | 0.0019312 | 577.2797 | 0.016471 | 577.7514 | 0 | 577.7514 | 0.01135 | 577.7514 | 0.012267 | 517.1684 | 9.8284 | 577.7514 | 0.053421 | 577.7515 | 0.29783 |  |  | 577.2797 | 6.5629 | 572.06 | -0.010377 | 577.7514 | 1.4057 | 577.2797 | 4.3184 | 518.2881 | 0.00094211 | 577.7514 | 0.19295 | 577.7515 | 0.070919 | 577.2797 | -0.011666 | 577.7514 | -0.0039529 | 577.7514 | -0.0026167 | 577.7514 | -0.00028135 | 778.5411 | 5.2272 | 577.2797 | -0.023709 | 577.2797 | 0.0042857 | 577.7515 | -0.0016592 | 777.8394 | 0 | 577.2797 | -0.012828 | 780.8531 | 0.0025086 | 778.5411 | 0.062082 | 577.2797 | 0.0054302 | 929.2914 | 0.022167 |  |  | 1170.0022 | 0.22398 | 1021.6153 | 0.01336 | 1094.0448 | 0 | 1093.3406 | 0 | 1093.334 | 0.0044705 | 577.28 | 0.30587 | 577.7514 | 3.3039 | 577.2797 | 11.4812 | 577.2797 | 3.0943 | 577.7515 | #REF! | 577.2797 | 12.5687 | 574.503 | 0.24093
| 309.1837 | 0.0017024 | 309.1837 | -0.018144 | 309.1837 | 0.079033 | 309.1837 | 0.13991 | 309.1837 | 0.74032 | 309.1837 | 0.004203 | 517.283 | 0.012236 | 577.5079 | 0.12114 | 309.1837 | -0.06222 | 517.283 | 0.03439 | 577.5079 | 0.12641 | 577.5079 | 0.030336 | 570.8562 | 0.022913 | 577.5079 | 0.076194 | 577.5079 | 0.071625 | 577.9793 | 0.057213 | 575.8444 | 0.034582 | 577.5079 | 0.11001 | 577.9793 | 0.04556 | 577.9793 | 0.03688 | 577.9793 | 0.016823 | 517.283 | 9.8617 | 577.9793 | 0.065491 | 577.9793 | 0.29711 |  |  | 577.5079 | 6.5595 | 572.29 | 0.0053631 | 577.9793 | 1.4552 | 577.5079 | 4.3489 | 518.4053 | 0.00044628 | 577.9793 | 0.22549 | 577.9793 | 0.086479 | 577.5079 | 0.040122 | 577.9793 | 8.1508e-05 | 577.9793 | 1.5635e-05 | 577.9793 | 0.0096534 | 778.7065 | 5.2418 | 577.5079 | 0.0067878 | 577.5079 | 0.006138 | 577.9793 | 0.0041596 | 778.0048 | 0.0013044 | 577.5079 | 0.020015 | 781.0195 | 0.0011989 | 778.7065 | 0.059022 | 577.5079 | 0.0072427 | 929.3773 | 0.022805 |  |  | 1170.0692 | 0.2245 | 1021.6281 | 0.013333 | 1094.1034 | 0 | 1093.3992 | 0 | 1093.3926 | 0.004458 | 577.508 | 0.31025 | 577.9793 | 3.3031 | 577.5079 | 11.4641 | 577.5079 | 3.0863 | 577.9793 | #REF! | 577.5079 | 12.4994 | 574.7302 | 0.24094
| 309.2604 | 0.00063152 | 309.2604 | 0.018577 | 309.2604 | 0.07852 | 309.2604 | 0.11823 | 309.2604 | 0.72352 | 309.2604 | -0.0043098 | 517.3976 | 0 | 577.7362 | 0.11638 | 309.2604 | -0.07765 | 517.3976 | 0 | 577.7362 | -0.061599 | 577.7361 | 0.0073903 | 571.0825 | 0.019098 | 577.7362 | 0.013909 | 577.7361 | 0.028752 | 578.2072 | 0.022966 | 576.0704 | 0.019433 | 577.7361 | 0.0094584 | 578.2072 | 0.0076478 | 578.2072 | 0.008953 | 578.2072 | 0.012292 | 517.3976 | 9.7509 | 578.2072 | 0.053814 | 578.2072 | 0.28771 |  |  | 577.7362 | 6.5214 | 572.51 | 0.00046636 | 578.2072 | 1.4808 | 577.7361 | 4.3386 | 518.5225 | 0.00094745 | 578.2072 | 0.20242 | 578.2072 | 0.069722 | 577.7361 | -0.0075681 | 578.2072 | -0.0035907 | 578.2072 | -0.0041587 | 578.2072 | -0.0038775 | 778.8719 | 5.2783 | 577.7362 | -0.0041218 | 577.7362 | -0.012765 | 578.2072 | -0.0010469 | 778.1703 | 0 | 577.7362 | -0.026643 | 781.1859 | 0.0026984 | 778.8719 | 0.06405 | 577.7361 | 0 | 929.4633 | 0.02282 |  |  | 1170.1363 | 0.22501 | 1021.6409 | 0.013305 | 1094.1621 | 0 | 1093.4578 | 0 | 1093.4512 | 0.0044376 | 577.736 | 0.31236 | 578.2072 | 3.3104 | 577.7361 | 11.4554 | 577.7361 | 3.0854 | 578.2072 | #REF! | 577.7361 | 12.4696 | 574.9573 | 0.23934
| 309.337 | 0.0018429 | 309.337 | 0.011905 | 309.337 | 0.078976 | 309.337 | 0.13676 | 309.337 | 0.72358 | 309.337 | 0.0032113 | 517.5122 | 0.0041566 | 577.9644 | 0.1056 | 309.337 | -0.04439 | 517.5122 | 0.030951 | 577.9644 | 0.11753 | 577.9644 | 0.023812 | 571.3088 | 0.024801 | 577.9644 | 0.082056 | 577.9644 | 0.049657 | 578.4351 | 0.039665 | 576.2965 | 0.036391 | 577.9644 | 0.084814 | 578.4351 | 0.05312 | 578.4351 | 0.03737 | 578.4351 | 0.011237 | 517.5122 | 9.625 | 578.4351 | 0.061111 | 578.4351 | 0.28654 |  |  | 577.9644 | 6.527 | 572.74 | 0.029147 | 578.4351 | 1.5314 | 577.9644 | 4.3763 | 518.6398 | 0.00051298 | 578.4351 | 0.23614 | 578.4351 | 0.091866 | 577.9644 | 0.03865 | 578.4351 | -0.0016202 | 578.4351 | -0.0014201 | 578.4351 | 0.0031604 | 779.0373 | 5.2631 | 577.9644 | 0.0067986 | 577.9644 | 0.018378 | 578.4351 | 0.0030852 | 778.3357 | 0.0013044 | 577.9644 | 0.014926 | 781.3524 | 0.0011825 | 779.0373 | 0.061864 | 577.9644 | 0 | 929.5493 | 0.023181 |  |  | 1170.2034 | 0.22552 | 1021.6537 | 0.013277 | 1094.2207 | 0 | 1093.5164 | 0 | 1093.5098 | 0.0044069 | 577.964 | 0.31635 | 578.4351 | 3.3016 | 577.9644 | 11.4683 | 577.9644 | 3.0766 | 578.4351 | #REF! | 577.9644 | 12.4594 | 575.1845 | 0.23923
| 309.4137 | 0.00046472 | 309.4137 | -0.02576 | 309.4137 | 0.079005 | 309.4137 | 0.11459 | 309.4137 | 0.71121 | 309.4137 | -0.0025968 | 517.6267 | 0 | 578.1927 | 0.097186 | 309.4137 | -0.12353 | 517.6267 | 0 | 578.1927 | -0.043184 | 578.1927 | 0.01206 | 571.5352 | 0.0042254 | 578.1927 | 0.0095281 | 578.1927 | -0.03119 | 578.663 | -0.024914 | 576.5226 | 0.0058658 | 578.1927 | -0.022628 | 578.663 | 0.00827 | 578.663 | 0.013109 | 578.663 | 0.008936 | 517.6267 | 9.684 | 578.663 | 0.048873 | 578.663 | 0.27857 |  |  | 578.1927 | 6.503 | 572.97 | 0.017606 | 578.663 | 1.5527 | 578.1927 | 4.3765 | 518.757 | 0.0010382 | 578.663 | 0.21451 | 578.663 | 0.078699 | 578.1927 | 0.0026438 | 578.663 | -0.0039681 | 578.663 | -0.005064 | 578.663 | -0.0043425 | 779.2026 | 5.2969 | 578.1927 | -0.021832 | 578.1927 | -0.012243 | 578.663 | 0.00078157 | 778.5012 | 0 | 578.1927 | -0.020465 | 781.5188 | 0.0025942 | 779.2026 | 0.065689 | 578.1927 | 0 | 929.6353 | 0.023749 |  |  | 1170.2704 | 0.22603 | 1021.6664 | 0.013249 | 1094.2794 | 0 | 1093.5749 | 0 | 1093.5684 | 0.0043648 | 578.193 | 0.32154 | 578.663 | 3.3009 | 578.1927 | 11.504 | 578.1927 | 3.0722 | 578.663 | #REF! | 578.1927 | 12.4289 | 575.4117 | 0.23778
| 309.4903 | 0.0018594 | 309.4903 | -0.031038 | 309.4903 | 0.078777 | 309.4903 | 0.13919 | 309.4903 | 0.7204 | 309.4903 | 0.0037756 | 517.7413 | 0.014695 | 578.4209 | 0.12208 | 309.4903 | -0.07515 | 517.7413 | 0.021244 | 578.4209 | 0.092701 | 578.4209 | 0.031579 | 571.7615 | 0.032827 | 578.4209 | 0.073997 | 578.4209 | 0.071851 | 578.891 | 0.057393 | 576.7487 | 0.034948 | 578.4209 | 0.10581 | 578.891 | 0.032402 | 578.891 | 0.035581 | 578.891 | 0.014729 | 517.7413 | 9.5597 | 578.891 | 0.056398 | 578.8909 | 0.27866 |  |  | 578.4209 | 6.4547 | 573.2 | -0.0033811 | 578.891 | 1.6026 | 578.4209 | 4.404 | 518.8743 | 0.00053928 | 578.891 | 0.25046 | 578.8909 | 0.097551 | 578.4209 | 0.030644 | 578.891 | 0.0005254 | 578.891 | 0.0017905 | 578.891 | 0.0024203 | 779.3681 | 5.3251 | 578.4209 | 0.0064664 | 578.4209 | 0.0068877 | 578.8909 | 0.0049933 | 778.6667 | 0.00078262 | 578.4209 | 0.017101 | 781.6853 | 0.002716 | 779.3681 | 0.061645 | 578.4209 | 0 | 929.7213 | 0.023309 |  |  | 1170.3375 | 0.22653 | 1021.6793 | 0.01322 | 1094.338 | 0 | 1093.6335 | 0 | 1093.6268 | 0.0043126 | 578.421 | 0.32616 | 578.891 | 3.3056 | 578.4209 | 11.5113 | 578.4209 | 3.058 | 578.8909 | #REF! | 578.4209 | 12.4502 | 575.6389 | 0.23703
| 309.567 | 0.00078584 | 309.567 | 0.017453 | 309.567 | 0.078463 | 309.567 | 0.114 | 309.567 | 0.70634 | 309.567 | -0.0027235 | 517.8559 | 0 | 578.6492 | 0.11709 | 309.567 | -0.11311 | 517.8559 | 0 | 578.6492 | -0.025486 | 578.6492 | -0.0041292 | 571.9879 | 0.011459 | 578.6492 | 0.010512 | 578.6492 | -0.00040843 | 579.1189 | -0.00032625 | 576.9748 | -0.00070468 | 578.6492 | 0.0036916 | 579.1189 | 0.0059692 | 579.1189 | 0.015963 | 579.1189 | 0.01084 | 517.8559 | 9.6401 | 579.1189 | 0.051766 | 579.1189 | 0.2681 |  |  | 578.6492 | 6.4534 | 573.43 | 0.012359 | 579.1189 | 1.6336 | 578.6492 | 4.3907 | 518.9915 | 0.00099356 | 579.1189 | 0.22758 | 579.1189 | 0.074211 | 578.6492 | 0.0017416 | 579.1189 | -0.0042951 | 579.1189 | -0.0028369 | 579.1189 | -0.0070201 | 779.5334 | 5.3122 | 578.6492 | -0.029173 | 578.6492 | -0.0077532 | 579.1189 | -0.0019423 | 778.8321 | 0 | 578.6492 | -0.016612 | 781.8517 | 0.0026117 | 779.5334 | 0.06405 | 578.6492 | 0 | 929.8073 | 0.022984 |  |  | 1170.4047 | 0.22704 | 1021.692 | 0.013191 | 1094.3967 | 0 | 1093.6921 | 0 | 1093.6855 | 0.0042546 | 578.649 | 0.32724 | 579.1189 | 3.3074 | 578.6492 | 11.5309 | 578.6492 | 3.0509 | 579.1189 | #REF! | 578.6492 | 12.3829 | 575.8662 | 0.23635
| 309.6437 | 0.0022561 | 309.6437 | 0.011885 | 309.6437 | 0.07852 | 309.6437 | 0.1353 | 309.6437 | 0.70117 | 309.6437 | 0.0019937 | 517.9705 | 0.014343 | 578.8775 | 0.12319 | 309.6437 | -0.08503 | 517.9705 | 0.014908 | 578.8775 | 0.10743 | 578.8775 | 0.02695 | 572.2142 | 0.022938 | 578.8775 | 0.072641 | 578.8775 | 0.063534 | 579.3469 | 0.05075 | 577.2009 | 0.038269 | 578.8775 | 0.084814 | 579.3468 | 0.040988 | 579.3468 | 0.03356 | 579.3468 | 0.013011 | 517.9705 | 9.5505 | 579.3469 | 0.055916 | 579.3469 | 0.27114 |  |  | 578.8775 | 6.4348 | 573.66 | -0.00513 | 579.3468 | 1.6976 | 578.8775 | 4.4481 | 519.1088 | 0.00047448 | 579.3468 | 0.26202 | 579.3469 | 0.10354 | 578.8775 | 0.018798 | 579.3468 | 0.0018328 | 579.3468 | 0.0005965 | 579.3468 | 0.0058503 | 779.6988 | 5.3071 | 578.8775 | 0.007228 | 578.8775 | 0.0041257 | 579.3469 | 0.0028282 | 778.9976 | 0.0018258 | 578.8775 | 0.0075416 | 782.0182 | 0.00249 | 779.6988 | 0.060661 | 578.8775 | 0 | 929.8933 | 0.023174 |  |  | 1170.4717 | 0.22755 | 1021.7048 | 0.013162 | 1094.4554 | 0 | 1093.7507 | 0 | 1093.7441 | 0.0041932 | 578.878 | 0.33275 | 579.3469 | 3.3255 | 578.8775 | 11.5628 | 578.8775 | 3.0421 | 579.3469 | #REF! | 578.8775 | 12.3999 | 576.0934 | 0.23664
| 309.7203 | 0.00034399 | 309.7203 | -0.020057 | 309.7203 | 0.078292 | 309.7203 | 0.10967 | 309.7203 | 0.68054 | 309.7203 | -0.0012661 | 518.0851 | 0 | 579.1058 | 0.10377 | 309.7203 | -0.14879 | 518.0851 | 0 | 579.1058 | 0.0019976 | 579.1058 | 0.0032433 | 572.4406 | 0.002832 | 579.1058 | 0.016407 | 579.1058 | 0.0038386 | 579.5748 | 0.0030662 | 577.427 | 0.010418 | 579.1058 | -0.0099818 | 579.5748 | 0.011984 | 579.5748 | 0.0025741 | 579.5748 | 0.0088722 | 518.0851 | 9.4372 | 579.5748 | 0.046806 | 579.5748 | 0.26066 |  |  | 579.1058 | 6.4405 | 573.88 | 0.015157 | 579.5748 | 1.731 | 579.1058 | 4.4599 | 519.2261 | 0.00094135 | 579.5748 | 0.25206 | 579.5748 | 0.089472 | 579.1058 | 0.010111 | 579.5748 | -0.002992 | 579.5748 | -0.0025265 | 579.5748 | -0.0059017 | 779.8642 | 5.2905 | 579.1058 | -0.024513 | 579.1058 | -0.017905 | 579.5748 | -0.0049848 | 779.1631 | 0 | 579.1058 | -0.019407 | 782.1847 | 0.0026008 | 779.8642 | 0.064596 | 579.1058 | 0 | 929.9794 | 0.02317 |  |  | 1170.5388 | 0.22806 | 1021.7176 | 0.013132 | 1094.514 | 0 | 1093.8093 | 0 | 1093.8027 | 0.0041376 | 579.106 | 0.33839 | 579.5748 | 3.3236 | 579.1058 | 11.5866 | 579.1058 | 3.0376 | 579.5748 | #REF! | 579.1058 | 12.3882 | 576.3206 | 0.23692
| 309.797 | 0.0018677 | 309.797 | -0.030861 | 309.797 | 0.078235 | 309.797 | 0.1267 | 309.797 | 0.68556 | 309.797 | 0.0052022 | 518.1997 | 0.021309 | 579.3341 | 0.11003 | 309.797 | -0.10619 | 518.1997 | 0.026007 | 579.3341 | 0.09277 | 579.3341 | 0.028426 | 572.667 | 0.021818 | 579.3341 | 0.071313 | 579.3341 | 0.067503 | 579.8028 | 0.05392 | 577.6531 | 0.039193 | 579.3341 | 0.058272 | 579.8028 | 0.057001 | 579.8028 | 0.029748 | 579.8028 | 0.014581 | 518.1997 | 9.5007 | 579.8028 | 0.055083 | 579.8028 | 0.25932 |  |  | 579.3341 | 6.4181 | 574.11 | -0.00093273 | 579.8028 | 1.7764 | 579.3341 | 4.466 | 519.3433 | 0.00048363 | 579.8028 | 0.28426 | 579.8028 | 0.10892 | 579.3341 | 0.027086 | 579.8028 | 0.0013025 | 579.8028 | 0.00062105 | 579.8028 | 0.0069942 | 780.0296 | 5.3125 | 579.3341 | 0.018243 | 579.3341 | 0.006814 | 579.8028 | 0.0024549 | 779.3286 | 0.00026087 | 579.3341 | 0.027719 | 782.3511 | 0.002558 | 780.0296 | 0.06241 | 579.3341 | 0 | 930.0654 | 0.023561 |  |  | 1170.606 | 0.22856 | 1021.7303 | 0.013103 | 1094.5728 | 0 | 1093.8679 | 0 | 1093.8613 | 0.004091 | 579.334 | 0.34323 | 579.8028 | 3.3228 | 579.3341 | 11.5908 | 579.3341 | 3.0394 | 579.8028 | #REF! | 579.3341 | 12.3609 | 576.5479 | 0.23809
| 309.8737 | 0.00039204 | 309.8737 | 0.026747 | 309.8737 | 0.077807 | 309.8737 | 0.10597 | 309.8737 | 0.66048 | 309.8737 | -0.0023508 | 518.3143 | 0 | 579.5625 | 0.10295 | 309.8737 | -0.11101 | 518.3143 | 0 | 579.5625 | -0.043392 | 579.5625 | 0.012762 | 572.8934 | 0.0053171 | 579.5625 | 0.0029232 | 579.5625 | -0.031843 | 580.0308 | -0.025436 | 577.8793 | 0.0098144 | 579.5625 | -0.026804 | 580.0308 | 0.018141 | 580.0308 | 0.012949 | 580.0308 | 0.0079155 | 518.3143 | 9.5001 | 580.0308 | 0.045442 | 580.0308 | 0.24911 |  |  | 579.5625 | 6.389 | 574.34 | 0.022503 | 580.0308 | 1.8089 | 579.5625 | 4.4714 | 519.4606 | 0.00092915 | 580.0308 | 0.255 | 580.0308 | 0.090669 | 579.5625 | -0.0042372 | 580.0308 | -0.0048603 | 580.0308 | -0.0031468 | 580.0308 | -0.00651 | 780.1951 | 5.3028 | 579.5625 | -0.012444 | 579.5625 | -0.0068763 | 580.0308 | -0.0058136 | 779.4941 | 0 | 579.5625 | -0.021723 | 782.5176 | 0.0010936 | 780.1951 | 0.065033 | 579.5625 | 0 | 930.1516 | 0.023936 |  |  | 1170.673 | 0.22906 | 1021.7432 | 0.013073 | 1094.6315 | 0 | 1093.9265 | 0 | 1093.9199 | 0.004058 | 579.562 | 0.34402 | 580.0308 | 3.326 | 579.5625 | 11.5751 | 579.5625 | 3.0332 | 580.0308 | #REF! | 579.5625 | 12.3017 | 576.7752 | 0.23846
| 309.9504 | 0.0016528 | 309.9503 | -0.009124 | 309.9504 | 0.077237 | 309.9504 | 0.12325 | 309.9504 | 0.66341 | 309.9504 | 0.004579 | 518.4289 | 0.024828 | 579.7908 | 0.12581 | 309.9504 | -0.11504 | 518.4289 | 0.012299 | 579.7908 | 0.087653 | 579.7908 | 0.029189 | 573.1198 | 0.024691 | 579.7908 | 0.06575 | 579.7908 | 0.091832 | 580.2588 | 0.073353 | 578.1054 | 0.025268 | 579.7908 | 0.076755 | 580.2588 | 0.042679 | 580.2588 | 0.035978 | 580.2588 | 0.013962 | 518.4289 | 9.4782 | 580.2588 | 0.058493 | 580.2588 | 0.25413 |  |  | 579.7908 | 6.3764 | 574.57 | 0.042788 | 580.2588 | 1.8721 | 579.7908 | 4.5059 | 519.5779 | 0.00057929 | 580.2588 | 0.29961 | 580.2588 | 0.1182 | 579.7908 | 0.037914 | 580.2588 | 0.0019042 | 580.2588 | 0.0016728 | 580.2588 | 0.0097832 | 780.3605 | 5.3092 | 579.7908 | 0.014249 | 579.7908 | -0.0046278 | 580.2588 | 0.0018529 | 779.6595 | 0.00026087 | 579.7908 | 0.011947 | 782.6841 | 0.0024702 | 780.3605 | 0.065908 | 579.7908 | 0 | 930.2376 | 0.02389 |  |  | 1170.7401 | 0.22957 | 1021.7559 | 0.013043 | 1094.6902 | 0 | 1093.9852 | 0 | 1093.9785 | 0.0040398 | 579.791 | 0.3469 | 580.2588 | 3.329 | 579.7908 | 11.5578 | 579.7908 | 3.027 | 580.2588 | #REF! | 579.7908 | 12.2681 | 577.0024 | 0.23851
| 310.027 | 0.001876 | 310.027 | -0.050018 | 310.027 | 0.077266 | 310.027 | 0.12269 | 310.027 | 0.65073 | 310.027 | 0.0055319 | 518.5435 | 0 | 580.0192 | 0.12985 | 310.027 | -0.10764 | 518.5435 | 0 | 580.0192 | 0.083919 | 580.0192 | 0.029424 | 573.3463 | 0.024958 | 580.0192 | 0.07106 | 580.0192 | 0.10841 | 580.4868 | 0.086598 | 578.3316 | 0.028945 | 580.0192 | 0.093211 | 580.4868 | 0.050815 | 580.4868 | 0.028023 | 580.4868 | 0.015539 | 518.5435 | 9.4099 | 580.4868 | 0.052866 | 580.4868 | 0.2458 |  |  | 580.0192 | 6.3218 | 574.8 | -0.0012825 | 580.4868 | 1.9687 | 580.0192 | 4.4958 | 519.6951 | 0.00070353 | 580.4868 | 0.30846 | 580.4868 | 0.12718 | 580.0192 | 0.031705 | 580.4868 | 0.0049631 | 580.4868 | 0.0026475 | 580.4868 | 0.010389 | 780.5259 | 5.3288 | 580.0192 | 0.0061093 | 580.0192 | 0.0070439 | 580.4868 | 0.0020885 | 779.8251 | 0 | 580.0192 | 0.011817 | 782.8506 | 0.0010388 | 780.5259 | 0.067001 | 580.0192 | 0 | 930.3237 | 0.024352 |  |  | 1170.8073 | 0.23007 | 1021.7687 | 0.013013 | 1094.7489 | 0 | 1094.0438 | 0 | 1094.0372 | 0.0040342 | 580.019 | 0.35231 | 580.4868 | 3.3471 | 580.0192 | 11.6032 | 580.0192 | 3.0146 | 580.4868 | #REF! | 580.0192 | 12.2227 | 577.2297 | 0.23987
| 310.1037 | 0 | 310.1037 | 0.011859 | 310.1037 | 0.077408 | 310.1037 | 0.10435 | 310.1037 | 0.63712 | 310.1037 | -0.0040498 | 518.6581 | 0.016451 | 580.2475 | 0.094919 | 310.1037 | -0.10882 | 518.6581 | 0.024288 | 580.2475 | -0.045726 | 580.2475 | 0.0086798 | 573.5727 | -8.0897e-05 | 580.2475 | 0.0088916 | 580.2475 | 0.0045673 | 580.7148 | 0.0036483 | 578.5577 | 0.010414 | 580.2475 | 0.013127 | 580.7148 | 0 | 580.7148 | 0.0067454 | 580.7148 | 0.0089348 | 518.6581 | 9.3581 | 580.7148 | 0.044448 | 580.7148 | 0.23371 |  |  | 580.2475 | 6.2859 | 575.03 | 0.016905 | 580.7148 | 2.0205 | 580.2475 | 4.504 | 519.8124 | 0.0003834 | 580.7148 | 0.28687 | 580.7148 | 0.093661 | 580.2475 | 0.010933 | 580.7148 | -0.0032634 | 580.7148 | -0.0018547 | 580.7148 | -0.0066782 | 780.6913 | 5.3328 | 580.2475 | -0.016429 | 580.2475 | -0.0097363 | 580.7148 | -0.0024348 | 779.9905 | 0 | 580.2475 | -0.0076833 | 783.0171 | 0.0027083 | 780.6913 | 0.06864 | 580.2475 | 0 | 930.4098 | 0.025065 |  |  | 1170.8744 | 0.23057 | 1021.7815 | 0.012983 | 1094.8076 | 0 | 1094.1024 | 0 | 1094.0958 | 0.0040398 | 580.248 | 0.36022 | 580.7148 | 3.3408 | 580.2475 | 11.5573 | 580.2475 | 3.0146 | 580.7148 | #REF! | 580.2475 | 12.1551 | 577.457 | 0.23777
| 310.1804 | 0 | 310.1804 | 0.046908 | 310.1804 | 0.077579 | 310.1804 | 0.11973 | 310.1804 | 0.63901 | 310.1804 | 0.0082898 | 518.7727 | 0.0031665 | 580.4759 | 0.11815 | 310.1804 | -0.08175 | 518.7727 | 0 | 580.4759 | 0.067748 | 580.4759 | 0.032221 | 573.7991 | 0.024459 | 580.4759 | 0.079858 | 580.4759 | 0.093417 | 580.9428 | 0.07462 | 578.7839 | 0.031345 | 580.4759 | 0.10413 | 580.9428 | 0.046632 | 580.9428 | 0.035229 | 580.9428 | 0.015038 | 518.7727 | 9.3527 | 580.9428 | 0.05626 | 580.9428 | 0.23917 |  |  | 580.4759 | 6.2963 | 575.26 | 0.027749 | 580.9428 | 2.0772 | 580.4759 | 4.5211 | 519.9297 | 0.00034872 | 580.9428 | 0.31629 | 580.9428 | 0.13136 | 580.4759 | 0.041226 | 580.9428 | 0.0038847 | 580.9428 | 0.002888 | 580.9428 | 0.005282 | 780.8568 | 5.3394 | 580.4759 | 0.0092031 | 580.4759 | 0.0057578 | 580.9428 | 0.0088478 | 780.1561 | 0 | 580.4759 | 0.023369 | 783.1836 | 0.001449 | 780.8568 | 0.065471 | 580.4759 | 0 | 930.496 | 0.025204 |  |  | 1170.9415 | 0.23107 | 1021.7943 | 0.012954 | 1094.8663 | 0 | 1094.1611 | 0 | 1094.1544 | 0.0040523 | 580.476 | 0.36577 | 580.9428 | 3.3478 | 580.4759 | 11.5917 | 580.4759 | 3.0111 | 580.9428 | #REF! | 580.4759 | 12.1658 | 577.6843 | 0.23851
| 310.2571 | 0 | 310.2571 | -0.039731 | 310.2571 | 0.076952 | 310.2571 | 0.092638 | 310.2571 | 0.61765 | 310.2571 | -0.000768 | 518.8874 | 0.014695 | 580.7043 | 0.10148 | 310.2571 | -0.08225 | 518.8874 | 0.011554 | 580.7043 | -0.062794 | 580.7043 | 0.0053402 | 574.0256 | 0.013728 | 580.7043 | 0.0037508 | 580.7043 | -0.013581 | 581.1709 | -0.010848 | 579.0101 | 0.0078002 | 580.7043 | -0.04836 | 581.1709 | 0.012582 | 581.1709 | 0.0074669 | 581.1709 | 0.0083336 | 518.8874 | 9.1781 | 581.1709 | 0.040348 | 581.1709 | 0.227 |  |  | 580.7043 | 6.239 | 575.48 | 0.02565 | 581.1709 | 2.1029 | 580.7043 | 4.5104 | 520.047 | 0.0003148 | 581.1709 | 0.30476 | 581.1709 | 0.11132 | 580.7043 | 0.008697 | 581.1709 | -0.0053097 | 581.1709 | -0.0018517 | 581.1709 | -0.0035476 | 781.0222 | 5.3375 | 580.7043 | -0.019439 | 580.7043 | -0.0056327 | 581.1709 | -0.0067708 | 780.3216 | 0 | 580.7043 | -0.010718 | 783.3501 | 0.002796 | 781.0222 | 0.06875 | 580.7043 | 0 | 930.5821 | 0.025151 |  |  | 1171.0088 | 0.23157 | 1021.8071 | 0.012924 | 1094.9251 | 0 | 1094.2197 | 0 | 1094.2131 | 0.0040671 | 580.704 | 0.36866 | 581.1709 | 3.341 | 580.7043 | 11.5857 | 580.7043 | 3.0075 | 581.1709 | #REF! | 580.7043 | 12.133 | 577.9117 | 0.23613
| 310.3338 | 0 | 310.3338 | -0.017748 | 310.3338 | 0.076496 | 310.3338 | 0.11528 | 310.3338 | 0.62566 | 310.3338 | 0.0052536 | 519.002 | 0 | 580.9327 | 0.12508 | 310.3338 | -0.06585 | 519.002 | 0 | 580.9327 | 0.066559 | 580.9327 | 0.03393 | 574.2521 | 0.022788 | 580.9327 | 0.072948 | 580.9327 | 0.090998 | 581.3989 | 0.072687 | 579.2363 | 0.02824 | 580.9327 | 0.046656 | 581.3989 | 0.018021 | 581.3989 | 0.032438 | 581.3989 | 0.013975 | 519.002 | 9.2022 | 581.3989 | 0.051559 | 581.3989 | 0.22986 |  |  | 580.9327 | 6.2249 | 575.71 | 0.026349 | 581.3989 | 2.1802 | 580.9327 | 4.5479 | 520.1643 | 0.00029879 | 581.3989 | 0.3435 | 581.3989 | 0.14064 | 580.9327 | 0.03332 | 581.3989 | 0.0038497 | 581.3989 | 0.0016793 | 581.3989 | 0.011097 | 781.1876 | 5.3098 | 580.9327 | 0.0072267 | 580.9327 | -0.001881 | 581.3989 | 0.0034614 | 780.4871 | 0 | 580.9327 | 0.01783 | 783.5166 | 0.0015741 | 781.1876 | 0.067001 | 580.9327 | 0 | 930.6683 | 0.024622 |  |  | 1171.0759 | 0.23208 | 1021.8199 | 0.012895 | 1094.9838 | 0 | 1094.2784 | 0 | 1094.2717 | 0.0040785 | 580.933 | 0.37325 | 581.3989 | 3.3507 | 580.9327 | 11.6386 | 580.9327 | 3.0004 | 581.3989 | #REF! | 580.9327 | 12.1513 | 578.139 | 0.23849
| 310.4105 | 0 | 310.4105 | 0.033241 | 310.4105 | 0.07661 | 310.4105 | 0.094506 | 310.4105 | 0.60318 | 310.4105 | -0.00030659 | 519.1166 | 0.017505 | 581.1611 | 0.090381 | 310.4105 | -0.06548 | 519.1166 | 0.036109 | 581.1611 | -0.0144 | 581.1611 | 0.011612 | 574.4785 | 0.0071471 | 581.1611 | 0.014166 | 581.1611 | 0.021846 | 581.627 | 0.01745 | 579.4625 | 0.010717 | 581.1611 | 0.019283 | 581.627 | 0.0095538 | 581.627 | 0.0128 | 581.627 | 0.0097948 | 519.1166 | 9.0758 | 581.627 | 0.040189 | 581.627 | 0.2235 |  |  | 581.1611 | 6.2352 | 575.94 | 0.012359 | 581.627 | 2.2281 | 581.1611 | 4.5624 | 520.2816 | 0.00030527 | 581.627 | 0.32551 | 581.627 | 0.11431 | 581.1611 | -0.0042529 | 581.627 | -0.0036229 | 581.627 | -0.0017391 | 581.627 | -0.0018122 | 781.3531 | 5.292 | 581.1611 | -0.0075404 | 581.1611 | -0.0067683 | 581.627 | -0.0035652 | 780.6526 | 0 | 581.1611 | -0.023731 | 783.6832 | 0.0030966 | 781.3531 | 0.071373 | 581.1611 | 0 | 930.7545 | 0.023682 |  |  | 1171.1431 | 0.23257 | 1021.8326 | 0.012866 | 1095.0425 | 0 | 1094.337 | 0 | 1094.3304 | 0.0040819 | 581.161 | 0.37852 | 581.627 | 3.3529 | 581.1611 | 11.676 | 581.1611 | 2.9924 | 581.627 | #REF! | 581.1611 | 12.1562 | 578.3663 | 0.23742
| 310.4872 | 0 | 310.4872 | 0.031229 | 310.4872 | 0.076239 | 310.4872 | 0.11876 | 310.4872 | 0.61151 | 310.4872 | 0.0043524 | 519.2313 | 0 | 581.3895 | 0.10689 | 310.4872 | -0.02887 | 519.2313 | 0 | 581.3895 | 0.058436 | 581.3895 | 0.029326 | 574.705 | 0.028392 | 581.3895 | 0.067526 | 581.3895 | 0.046532 | 581.8551 | 0.037169 | 579.6887 | 0.029352 | 581.3895 | 0.06779 | 581.8551 | 0.048937 | 581.8551 | 0.030777 | 581.8551 | 0.016308 | 519.2313 | 8.9291 | 581.8551 | 0.04944 | 581.8551 | 0.22386 |  |  | 581.3895 | 6.2228 | 576.17 | 0.032645 | 581.8551 | 2.3057 | 581.3895 | 4.6001 | 520.3989 | 0.0002824 | 581.8551 | 0.3627 | 581.8551 | 0.14453 | 581.3895 | 0.046748 | 581.8551 | 0.0037209 | 581.8551 | 0.00012101 | 581.8551 | 0.0058433 | 781.5185 | 5.2788 | 581.3895 | 0.0044613 | 581.3895 | 0.0050428 | 581.8551 | 0.0059408 | 780.8181 | 0 | 581.3895 | 0.0064827 | 783.8497 | 0.0015028 | 781.5185 | 0.069405 | 581.3895 | 0 | 930.8407 | 0.023628 |  |  | 1171.2102 | 0.23307 | 1021.8455 | 0.012837 | 1095.1013 | 0 | 1094.3957 | 0 | 1094.3892 | 0.0040728 | 581.39 | 0.38106 | 581.8551 | 3.3625 | 581.3895 | 11.7131 | 581.3895 | 2.9898 | 581.8551 | #REF! | 581.3895 | 12.1509 | 578.5937 | 0.23859
| 310.5639 | 0 | 310.5639 | -0.0042532 | 310.5639 | 0.076467 | 310.5639 | 0.09214 | 310.5639 | 0.59056 | 310.5639 | -0.001139 | 519.3459 | 0.007318 | 581.618 | 0.083337 | 310.5639 | -0.03145 | 519.3459 | 0.025362 | 581.618 | -0.0074744 | 581.618 | 0.0037055 | 574.9315 | 0.0065294 | 581.618 | 0.011504 | 581.618 | 0.014262 | 582.0832 | 0.011392 | 579.9149 | -0.0046604 | 581.618 | 0.0061687 | 582.0832 | 0 | 582.0832 | 0.011974 | 582.0832 | 0.0084335 | 519.3459 | 8.7748 | 582.0832 | 0.03585 | 582.0832 | 0.21661 |  |  | 581.618 | 6.2125 | 576.4 | 0.076017 | 582.0832 | 2.3479 | 581.618 | 4.6062 | 520.5162 | 0.0003026 | 582.0832 | 0.33888 | 582.0832 | 0.12418 | 581.618 | -0.0062889 | 582.0832 | -0.0032747 | 582.0832 | -0.0015447 | 582.0832 | -0.0053747 | 781.684 | 5.2394 | 581.618 | -0.010006 | 581.618 | 0.000538 | 582.0832 | -0.005424 | 780.9836 | 0 | 581.618 | -0.014562 | 784.0162 | 0.0028564 | 781.684 | 0.073122 | 581.618 | 0 | 930.9269 | 0.024527 |  |  | 1171.2775 | 0.23357 | 1021.8582 | 0.012808 | 1095.16 | 0 | 1094.4545 | 0 | 1094.4478 | 0.0040455 | 581.618 | 0.3864 | 582.0832 | 3.3609 | 581.618 | 11.7448 | 581.618 | 2.9871 | 582.0832 | #REF! | 581.618 | 12.1164 | 578.8211 | 0.2386
| 310.6406 | 0 | 310.6406 | -0.02623 | 310.6406 | 0.075868 | 310.6406 | 0.11356 | 310.6406 | 0.59577 | 310.6406 | 0.0054178 | 519.4606 | 0 | 581.8464 | 0.11671 | 310.6406 | -0.03757 | 519.4606 | 0 | 581.8464 | 0.084911 | 581.8464 | 0.028968 | 575.158 | 0.028497 | 581.8464 | 0.081323 | 581.8464 | 0.10233 | 582.3113 | 0.081742 | 580.1412 | 0.041703 | 581.8464 | 0.087333 | 582.3113 | 0.039992 | 582.3113 | 0.037227 | 582.3113 | 0.016349 | 519.4606 | 8.757 | 582.3113 | 0.047945 | 582.3113 | 0.21804 |  |  | 581.8464 | 6.2103 | 576.63 | 0.069372 | 582.3113 | 2.4327 | 581.8464 | 4.6271 | 520.6335 | 0.00030146 | 582.3113 | 0.3726 | 582.3113 | 0.14812 | 581.8464 | 0.046012 | 582.3113 | 0.0033741 | 582.3113 | 0.0013147 | 582.3113 | 0.0079263 | 781.8494 | 5.2361 | 581.8464 | 0.0063151 | 581.8464 | 0.0067299 | 582.3113 | 0.0016611 | 781.1492 | 0 | 581.8464 | 0.011235 | 784.1828 | 0.0016092 | 781.8494 | 0.070826 | 581.8464 | 0 | 931.0132 | 0.025056 |  |  | 1171.3446 | 0.23407 | 1021.871 | 0.01278 | 1095.2188 | 0 | 1094.5131 | 0 | 1094.5065 | 0.0039989 | 581.846 | 0.3946 | 582.3113 | 3.3858 | 581.8464 | 11.7815 | 581.8464 | 2.9871 | 582.3113 | #REF! | 581.8464 | 12.1807 | 579.0484 | 0.23963
| 310.7173 | 0 | 310.7173 | 0.01035 | 310.7173 | 0.075384 | 310.7173 | 0.093136 | 310.7173 | 0.58015 | 310.7173 | 0.00065256 | 519.5752 | 0.011182 | 582.0749 | 0.094503 | 310.7173 | -0.04919 | 519.5752 | 0.037614 | 582.0749 | -0.033665 | 582.0749 | 0.0034045 | 575.3845 | 0.0085246 | 582.0749 | 0.0065537 | 582.0749 | -0.053903 | 582.5394 | -0.043057 | 580.3674 | 0.0082047 | 582.0749 | 0.020932 | 582.5394 | 0.0002118 | 582.5394 | 0.0099432 | 582.5394 | 0.0056786 | 519.5752 | 8.6881 | 582.5394 | 0.035227 | 582.5394 | 0.20613 |  |  | 582.0749 | 6.2165 | 576.85 | 0.083712 | 582.5394 | 2.4775 | 582.0749 | 4.6584 | 520.7508 | 0.00034224 | 582.5394 | 0.3677 | 582.5394 | 0.13436 | 582.0749 | 0.00016684 | 582.5394 | -0.0063805 | 582.5394 | -0.0029567 | 582.5394 | -0.0037043 | 782.0149 | 5.2481 | 582.0749 | -0.008777 | 582.0749 | -0.014931 | 582.5394 | -0.0045455 | 781.3147 | 0 | 582.0749 | -0.019677 | 784.3493 | 0.0029079 | 782.0149 | 0.074105 | 582.0749 | 0 | 931.0995 | 0.024743 |  |  | 1171.4119 | 0.23457 | 1021.8838 | 0.012752 | 1095.2776 | 0 | 1094.5718 | 0 | 1094.5652 | 0.0039319 | 582.075 | 0.40075 | 582.5394 | 3.3786 | 582.0749 | 11.78 | 582.0749 | 2.988 | 582.5394 | #REF! | 582.0749 | 12.1372 | 579.2758 | 0.2395
| 310.7941 | 0 | 310.794 | 0.038181 | 310.7941 | 0.074899 | 310.7941 | 0.10945 | 310.7941 | 0.57966 | 310.794 | 0.0081107 | 519.6898 | 0 | 582.3033 | 0.10759 | 310.7941 | -0.05302 | 519.6898 | 0 | 582.3033 | 0.053178 | 582.3033 | 0.032499 | 575.6111 | 0.021146 | 582.3033 | 0.075462 | 582.3033 | 0.10335 | 582.7675 | 0.082552 | 580.5937 | 0.032514 | 582.3033 | 0.080324 | 582.7675 | 0.029199 | 582.7675 | 0.029781 | 582.7675 | 0.014912 | 519.6898 | 8.6158 | 582.7675 | 0.04542 | 582.7675 | 0.21159 |  |  | 582.3033 | 6.1886 | 577.08 | 0.08686 | 582.7675 | 2.5499 | 582.3033 | 4.6767 | 520.8681 | 0.0002946 | 582.7675 | 0.4089 | 582.7675 | 0.16009 | 582.3033 | 0.042331 | 582.7675 | 0.0044884 | 582.7675 | 0.0011867 | 582.7675 | 0.0097584 | 782.1803 | 5.2991 | 582.3033 | 0.012905 | 582.3033 | 0.0064603 | 582.7675 | 0.002893 | 781.4802 | 0 | 582.3033 | 0.039377 | 784.5159 | 0.0013481 | 782.1803 | 0.071482 | 582.3033 | 0 | 931.1857 | 0.024822 |  |  | 1171.479 | 0.23507 | 1021.8966 | 0.012725 | 1095.3363 | 0 | 1094.6305 | 0 | 1094.6239 | 0.0038478 | 582.303 | 0.40421 | 582.7675 | 3.3843 | 582.3033 | 11.8615 | 582.3033 | 2.9871 | 582.7675 | #REF! | 582.3033 | 12.1664 | 579.5032 | 0.24242
| 310.8708 | 0 | 310.8708 | -0.0099419 | 310.8708 | 0.0747 | 310.8708 | 0.089026 | 310.8708 | 0.56461 | 310.8708 | -0.0019981 | 519.8045 | 0.0080204 | 582.5318 | 0.096621 | 310.8708 | -0.04104 | 519.8045 | 0.022783 | 582.5318 | 0.052488 | 582.5318 | 0.0067437 | 575.8376 | 0.0051375 | 582.5318 | 0.0056604 | 582.5318 | -0.011768 | 582.9956 | -0.0094 | 580.8199 | -0.00022879 | 582.5318 | 0.0046804 | 582.9956 | 0 | 582.9956 | 0.010672 | 582.9956 | 0.0070123 | 519.8045 | 8.5373 | 582.9956 | 0.036092 | 582.9957 | 0.20148 |  |  | 582.5318 | 6.1998 | 577.31 | 0.11274 | 582.9956 | 2.6161 | 582.5318 | 4.6789 | 520.9854 | 0.00027859 | 582.9956 | 0.39694 | 582.9957 | 0.14124 | 582.5318 | 0.0098565 | 582.9956 | -0.0031556 | 582.9956 | -0.0032096 | 582.9956 | -0.0046004 | 782.3458 | 5.2353 | 582.5318 | -0.020082 | 582.5318 | -0.005368 | 582.9957 | 0.0016818 | 781.6458 | 0 | 582.5318 | -0.019649 | 784.6824 | 0.0029342 | 782.3458 | 0.076073 | 582.5318 | 0.0036195 | 931.272 | 0.025639 |  |  | 1171.5463 | 0.23556 | 1021.9094 | 0.012698 | 1095.3951 | 0 | 1094.6892 | 0 | 1094.6826 | 0.0037557 | 582.532 | 0.40832 | 582.9956 | 3.395 | 582.5318 | 11.8824 | 582.5318 | 2.9792 | 582.9957 | #REF! | 582.5318 | 12.1247 | 579.7306 | 0.23946
| 310.9475 | 0 | 310.9475 | -0.017082 | 310.9475 | 0.074614 | 310.9475 | 0.10326 | 310.9475 | 0.56707 | 310.9475 | 0.0052876 | 519.9192 | 0 | 582.7603 | 0.10591 | 310.9475 | -0.04464 | 519.9192 | 0 | 582.7603 | 0.070746 | 582.7603 | 0.025209 | 576.0641 | 0.018334 | 582.7603 | 0.071086 | 582.7603 | 0.072299 | 583.2238 | 0.057751 | 581.0462 | 0.032632 | 582.7603 | 0.07544 | 583.2238 | 0.036252 | 583.2238 | 0.036323 | 583.2238 | 0.011966 | 519.9192 | 8.3809 | 583.2238 | 0.044985 | 583.2238 | 0.20497 |  |  | 582.7603 | 6.1944 | 577.54 | 0.1089 | 583.2238 | 2.7035 | 582.7603 | 4.7316 | 521.1027 | 0.0002744 | 583.2238 | 0.42848 | 583.2238 | 0.17176 | 582.7603 | 0.042699 | 583.2238 | 0.00091059 | 583.2238 | 0.00014918 | 583.2238 | 0.0082864 | 782.5113 | 5.2437 | 582.7603 | 0.0042552 | 582.7603 | 0.00013887 | 583.2238 | 0.0018228 | 781.8113 | 0 | 582.7603 | 0.0022213 | 784.849 | 0.0017232 | 782.5113 | 0.074543 | 582.7603 | 0 | 931.3583 | 0.026069 |  |  | 1171.6135 | 0.23606 | 1021.9222 | 0.012672 | 1095.4539 | 0 | 1094.7479 | 0 | 1094.7413 | 0.0036637 | 582.76 | 0.41436 | 583.2238 | 3.4202 | 582.7603 | 11.9177 | 582.7603 | 2.9774 | 583.2238 | #REF! | 582.7603 | 12.1971 | 579.9581 | 0.23845
| 311.0242 | 0 | 311.0242 | 0.043349 | 311.0242 | 0.074215 | 311.0242 | 0.086535 | 311.0242 | 0.54983 | 311.0242 | -0.0017422 | 520.0338 | 0.023069 | 582.9888 | 0.10322 | 311.0242 | -0.09123 | 520.0338 | 0.024288 | 582.9888 | -0.079346 | 582.9888 | 0.0059431 | 576.2907 | 0.0082375 | 582.9888 | 0.0066271 | 582.9888 | -0.0023583 | 583.452 | -0.0018838 | 581.2725 | 0.012655 | 582.9888 | -0.015909 | 583.452 | 0.0067813 | 583.452 | 0.011285 | 583.452 | 0.0037549 | 520.0338 | 8.4542 | 583.452 | 0.034889 | 583.452 | 0.19736 |  |  | 582.9888 | 6.1832 | 577.77 | 0.15437 | 583.452 | 2.7805 | 582.9888 | 4.755 | 521.2201 | 0.00029269 | 583.452 | 0.40281 | 583.452 | 0.14693 | 582.9888 | 0.028501 | 583.452 | -0.0032232 | 583.452 | -0.0034173 | 583.452 | -0.0031844 | 782.6768 | 5.2244 | 582.9888 | -0.017302 | 582.9888 | -0.0082945 | 583.452 | -0.0039414 | 781.9769 | 0 | 582.9888 | -0.023018 | 785.0155 | 0.0030494 | 782.6768 | 0.076182 | 582.9888 | 0 | 931.4446 | 0.02622 |  |  | 1171.6808 | 0.23655 | 1021.935 | 0.012646 | 1095.5127 | 0 | 1094.8066 | 0 | 1094.8001 | 0.0035841 | 582.989 | 0.42248 | 583.452 | 3.4311 | 582.9888 | 11.9576 | 582.9888 | 2.9792 | 583.452 | #REF! | 582.9888 | 12.1888 | 580.1855 | 0.23657
| 311.1009 | 0 | 311.101 | 0.041901 | 311.1009 | 0.075099 | 311.1009 | 0.10207 | 311.1009 | 0.55339 | 311.1009 | 0.0039502 | 520.1485 | 0 | 583.2173 | 0.078367 | 311.1009 | -0.01579 | 520.1485 | 0 | 583.2173 | 0.12411 | 583.2173 | 0.034398 | 576.5173 | 0.020301 | 583.2173 | 0.065217 | 583.2173 | 0.079036 | 583.6801 | 0.063133 | 581.4988 | 0.037471 | 583.2173 | 0.072474 | 583.6801 | 0.055741 | 583.6801 | 0.034156 | 583.6801 | 0.01276 | 520.1485 | 8.2735 | 583.6801 | 0.047467 | 583.6801 | 0.20139 |  |  | 583.2173 | 6.2432 | 578 | 0.1673 | 583.6801 | 2.8758 | 583.2173 | 4.7579 | 521.3374 | 0.00032852 | 583.6801 | 0.4524 | 583.6801 | 0.18373 | 583.2173 | 0.047116 | 583.6801 | 0.0033655 | 583.6801 | 0.0013056 | 583.6801 | 0.0090356 | 782.8423 | 5.2071 | 583.2173 | 0.0092637 | 583.2173 | 0.023195 | 583.6801 | 0.0058287 | 782.1425 | 0 | 583.2173 | 0.0090773 | 785.1821 | 0.0017638 | 782.8423 | 0.072684 | 583.2173 | 0 | 931.531 | 0.026308 |  |  | 1171.7479 | 0.23705 | 1021.9478 | 0.012621 | 1095.5714 | 0 | 1094.8654 | 0 | 1094.8588 | 0.0035251 | 583.217 | 0.4265 | 583.6801 | 3.4394 | 583.2173 | 12.0303 | 583.2173 | 2.9801 | 583.6801 | #REF! | 583.2173 | 12.2186 | 580.4129 | 0.23583
| 311.1777 | 0 | 311.1777 | -0.02673 | 311.1777 | 0.074243 | 311.1777 | 0.082393 | 311.1777 | 0.5376 | 311.1777 | -0.0028687 | 520.2632 | 0.014343 | 583.4459 | 0.087037 | 311.1777 | -0.06423 | 520.2632 | 0.035034 | 583.4459 | -0.053688 | 583.4459 | -0.0018532 | 576.7438 | 0.0057992 | 583.4459 | 0.0029704 | 583.4459 | -0.032271 | 583.9083 | -0.025777 | 581.7251 | 0.0077253 | 583.4459 | -0.004393 | 583.9083 | 0 | 583.9083 | 0.0107 | 583.9083 | 0.0029507 | 520.2632 | 8.1656 | 583.9083 | 0.036109 | 583.9083 | 0.1927 |  |  | 583.4459 | 6.227 | 578.23 | 0.20473 | 583.9083 | 2.9407 | 583.4459 | 4.7934 | 521.4547 | 0.00029612 | 583.9083 | 0.43794 | 583.9083 | 0.16159 | 583.4459 | 0.013656 | 583.9083 | -0.0061665 | 583.9083 | -0.003525 | 583.9083 | -0.0095007 | 783.0077 | 5.1858 | 583.4459 | -0.019779 | 583.4459 | -0.007122 | 583.9083 | -0.0056856 | 782.308 | 0 | 583.4459 | -0.027122 | 785.3487 | 0.0036253 | 783.0077 | 0.076729 | 583.4459 | 0 | 931.6174 | 0.026204 |  |  | 1171.8152 | 0.23755 | 1021.9606 | 0.012597 | 1095.6302 | 0 | 1094.9241 | 0 | 1094.9175 | 0.0034932 | 583.446 | 0.43063 | 583.9083 | 3.461 | 583.4459 | 12.0709 | 583.4459 | 2.9809 | 583.9083 | #REF! | 583.4459 | 12.2041 | 580.6404 | 0.23376
| 311.2544 | 0 | 311.2544 | 0.0041103 | 311.2544 | 0.0747 | 311.2544 | 0.10226 | 311.2544 | 0.54062 | 311.2544 | 0.0041591 | 520.3778 | 0 | 583.6744 | 0.12041 | 311.2544 | -0.003 | 520.3778 | 0 | 583.6744 | 0.079562 | 583.6744 | 0.027689 | 576.9705 | 0.025627 | 583.6744 | 0.073997 | 583.6744 | 0.077416 | 584.1365 | 0.061839 | 581.9514 | 0.026494 | 583.6744 | 0.055576 | 584.1365 | 0.060479 | 584.1365 | 0.03106 | 584.1365 | 0.014498 | 520.3778 | 8.1388 | 584.1365 | 0.046826 | 584.1365 | 0.19691 |  |  | 583.6744 | 6.2194 | 578.46 | 0.18235 | 584.1365 | 3.0498 | 583.6744 | 4.8456 | 521.572 | 0.00026792 | 584.1365 | 0.47781 | 584.1365 | 0.19121 | 583.6744 | 0.034242 | 584.1365 | 0.0027278 | 584.1365 | 0.0032783 | 584.1365 | 0.012167 | 783.1732 | 5.161 | 583.6744 | 0.0093494 | 583.6744 | 0.010981 | 584.1365 | 0.0091619 | 782.4736 | 0 | 583.6744 | 0.014427 | 785.5153 | 0.0021708 | 783.1732 | 0.075198 | 583.6744 | 0 | 931.7037 | 0.026487 |  |  | 1171.8825 | 0.23804 | 1021.9733 | 0.012573 | 1095.6891 | 0 | 1094.9828 | 0 | 1094.9762 | 0.003491 | 583.674 | 0.43902 | 584.1365 | 3.4873 | 583.6744 | 12.0966 | 583.6744 | 2.9862 | 584.1365 | #REF! | 583.6744 | 12.244 | 580.8679 | 0.23496
| 311.3311 | 0 | 311.3311 | 0.03949 | 311.3311 | 0.073502 | 311.3311 | 0.074796 | 311.3311 | 0.52354 | 311.3311 | 0.00051078 | 520.4925 | 0.0031028 | 583.903 | 0.085238 | 311.3311 | -0.07132 | 520.4925 | 0.03439 | 583.903 | -0.0078087 | 583.903 | -0.00038732 | 577.197 | 0.011373 | 583.903 | 0.0048011 | 583.903 | -0.015466 | 584.3647 | -0.012354 | 582.1777 | 0.013273 | 583.903 | -0.0024978 | 584.3647 | 0.0031228 | 584.3647 | 0.010663 | 584.3647 | 0.0030966 | 520.4925 | 7.9865 | 584.3647 | 0.032917 | 584.3647 | 0.18375 |  |  | 583.903 | 6.202 | 578.68 | 0.23482 | 584.3647 | 3.1042 | 583.903 | 4.8398 | 521.6894 | 0.00027783 | 584.3647 | 0.45592 | 584.3647 | 0.16817 | 583.903 | 0.020522 | 584.3647 | -0.0064833 | 584.3647 | -0.0048508 | 584.3647 | -0.0056669 | 783.3387 | 5.161 | 583.903 | -0.018253 | 583.903 | -0.0071516 | 584.3647 | -0.0020864 | 782.6391 | 0 | 583.903 | -0.022469 | 785.6819 | 0.0036626 | 783.3387 | 0.078477 | 583.903 | 0 | 931.7902 | 0.026439 |  |  | 1171.9497 | 0.23853 | 1021.9861 | 0.01255 | 1095.7479 | 0 | 1095.0415 | 0 | 1095.0349 | 0.0035148 | 583.903 | 0.44376 | 584.3647 | 3.4837 | 583.903 | 12.1202 | 583.903 | 2.9845 | 584.3647 | #REF! | 583.903 | 12.221 | 581.0954 | 0.23505
| 311.4079 | 0 | 311.4079 | 0.028352 | 311.4079 | 0.074528 | 311.4079 | 0.097745 | 311.4079 | 0.52837 | 311.4079 | 0.0073152 | 520.6072 | 0 | 584.1315 | 0.11369 | 311.4079 | -0.02401 | 520.6072 | 0 | 584.1315 | 0.081514 | 584.1315 | 0.038293 | 577.4236 | 0.026603 | 584.1315 | 0.073997 | 584.1315 | 0.089927 | 584.5929 | 0.071832 | 582.404 | 0.031233 | 584.1315 | 0.045428 | 584.5929 | 0.05518 | 584.5929 | 0.035475 | 584.5929 | 0.016883 | 520.6072 | 7.9531 | 584.5929 | 0.044921 | 584.593 | 0.1927 |  |  | 584.1315 | 6.2184 | 578.91 | 0.2523 | 584.5929 | 3.2285 | 584.1315 | 4.8652 | 521.8067 | 0.0003026 | 584.5929 | 0.51158 | 584.593 | 0.20737 | 584.1315 | 0.04638 | 584.5929 | 0.0051332 | 584.5929 | 0.0035225 | 584.5929 | 0.010471 | 783.5042 | 5.1648 | 584.1315 | 0.0031447 | 584.1315 | 0.010729 | 584.593 | -0.0024599 | 782.8047 | 0 | 584.1315 | 0.0069965 | 785.8485 | 0.0024795 | 783.5042 | 0.075526 | 584.1315 | 0 | 931.8765 | 0.025786 |  |  | 1172.017 | 0.23903 | 1021.999 | 0.012527 | 1095.8068 | 0 | 1095.1003 | 0 | 1095.0936 | 0.0035603 | 584.132 | 0.44895 | 584.5929 | 3.5021 | 584.1315 | 12.1806 | 584.1315 | 2.996 | 584.593 | #REF! | 584.1315 | 12.2265 | 581.3228 | 0.23661
| 311.4846 | 0 | 311.4846 | -0.042838 | 311.4846 | 0.073559 | 311.4846 | 0.077442 | 311.4846 | 0.50967 | 311.4846 | 0.00016675 | 520.7219 | 0.0027516 | 584.3601 | 0.075309 | 311.4846 | -0.092 | 520.7219 | 0.020871 | 584.3601 | -0.016055 | 584.3601 | 0.010272 | 577.6503 | 0.016461 | 584.3601 | -0.00074894 | 584.3601 | -0.018169 | 584.8212 | -0.014513 | 582.6304 | 0.0099833 | 584.3601 | -0.025434 | 584.8212 | 0.0028283 | 584.8212 | 0.0040094 | 584.8212 | 0.0049263 | 520.7219 | 7.757 | 584.8212 | 0.032926 | 584.8212 | 0.18034 |  |  | 584.3601 | 6.1953 | 579.14 | 0.37017 | 584.8212 | 3.3068 | 584.3601 | 4.8749 | 521.9241 | 0.00033347 | 584.8212 | 0.49016 | 584.8212 | 0.17775 | 584.3601 | 0.01045 | 584.8212 | -0.0045908 | 584.8212 | -0.0051801 | 584.8212 | -0.0070976 | 783.6697 | 5.1625 | 584.3601 | -0.016947 | 584.3601 | -0.0010972 | 584.8212 | -0.00521 | 782.9703 | 0 | 584.3601 | -0.03331 | 786.0151 | 0.004002 | 783.6697 | 0.079461 | 584.3601 | 0 | 931.963 | 0.025496 |  |  | 1172.0844 | 0.23952 | 1022.0117 | 0.012506 | 1095.8656 | 0 | 1095.1591 | 0 | 1095.1525 | 0.0036216 | 584.36 | 0.45159 | 584.8212 | 3.5148 | 584.3601 | 12.1896 | 584.3601 | 2.9933 | 584.8212 | #REF! | 584.3601 | 12.2101 | 581.5503 | 0.23624
| 311.5614 | 0 | 311.5614 | -0.018517 | 311.5614 | 0.073958 | 311.5614 | 0.09541 | 311.5614 | 0.51156 | 311.5614 | 0.0037617 | 520.8366 | 0 | 584.5887 | 0.10598 | 311.5614 | -0.06281 | 520.8366 | 0 | 584.5887 | 0.10756 | 584.5887 | 0.032289 | 577.8769 | 0.031132 | 584.5887 | 0.070609 | 584.5887 | 0.07387 | 585.0494 | 0.059006 | 582.8567 | 0.034701 | 584.5887 | 0.076277 | 585.0494 | 0.046719 | 585.0494 | 0.031708 | 585.0494 | 0.012265 | 520.8366 | 7.7449 | 585.0494 | 0.044499 | 585.0494 | 0.1867 |  |  | 584.5887 | 6.194 | 579.37 | 0.38801 | 585.0494 | 3.4128 | 584.5887 | 4.8868 | 522.0414 | 0.0003148 | 585.0494 | 0.55436 | 585.0494 | 0.21844 | 584.5887 | 0.044907 | 585.0494 | 0.0033086 | 585.0494 | 0.00055779 | 585.0494 | 0.011471 | 783.8352 | 5.1608 | 584.5887 | 0.015287 | 584.5887 | 0.0065215 | 585.0494 | 0.0029918 | 783.1359 | 0 | 584.5887 | 0.0075225 | 786.1817 | 0.0025716 | 783.8352 | 0.077712 | 584.5887 | 0 | 932.0494 | 0.025588 |  |  | 1172.1516 | 0.24001 | 1022.0245 | 0.012485 | 1095.9244 | 0 | 1095.2178 | 0 | 1095.2112 | 0.0036921 | 584.589 | 0.46022 | 585.0494 | 3.5228 | 584.5887 | 12.2154 | 584.5887 | 3.0013 | 585.0494 | #REF! | 584.5887 | 12.2107 | 581.7779 | 0.23738
| 311.6381 | 0 | 311.6381 | 0.0085378 | 311.6381 | 0.073359 | 311.6381 | 0.073893 | 311.6381 | 0.49406 | 311.6381 | -0.0018258 | 520.9513 | 0.01891 | 584.8173 | 0.097769 | 311.6381 | -0.10854 | 520.9513 | 0.03396 | 584.8173 | -0.029078 | 584.8173 | 0.0019296 | 578.1036 | 0.011845 | 584.8173 | 0.0047258 | 584.8173 | -0.020283 | 585.2777 | -0.016202 | 583.0831 | 0.010596 | 584.8173 | -0.020733 | 585.2777 | 0 | 585.2777 | 0.0099797 | 585.2777 | 0.0073568 | 520.9513 | 7.7926 | 585.2777 | 0.032939 | 585.2776 | 0.17578 |  |  | 584.8173 | 6.1559 | 579.6 | 0.45761 | 585.2777 | 3.4818 | 584.8173 | 4.8894 | 522.1588 | 0.00033119 | 585.2777 | 0.52487 | 585.2776 | 0.1945 | 584.8173 | 0.019454 | 585.2777 | -0.0074483 | 585.2777 | -0.0026693 | 585.2777 | -0.0061673 | 784.0007 | 5.1204 | 584.8173 | -0.011697 | 584.8173 | -0.0045359 | 585.2776 | -0.0057769 | 783.3015 | 0 | 584.8173 | -0.011647 | 786.3483 | 0.0041907 | 784.0007 | 0.08121 | 584.8173 | 0 | 932.1359 | 0.026137 |  |  | 1172.2189 | 0.24051 | 1022.0373 | 0.012465 | 1095.9833 | 0 | 1095.2766 | 0 | 1095.2699 | 0.0037694 | 584.817 | 0.47203 | 585.2777 | 3.529 | 584.8173 | 12.2279 | 584.8173 | 3.0084 | 585.2776 | #REF! | 584.8173 | 12.1679 | 582.0054 | 0.23643
| 311.7149 | 0 | 311.7149 | 0.0032579 | 311.7149 | 0.073645 | 311.7149 | 0.094538 | 311.7149 | 0.4989 | 311.7149 | 0.0061954 | 521.066 | 0 | 585.0459 | 0.10267 | 311.7149 | -0.06079 | 521.066 | 0 | 585.0459 | 0.095472 | 585.0459 | 0.032385 | 578.3302 | 0.041205 | 585.0459 | 0.075462 | 585.0459 | 0.092243 | 585.5059 | 0.073682 | 583.3095 | 0.030043 | 585.0459 | 0.049849 | 585.5059 | 0.046244 | 585.5059 | 0.031206 | 585.5059 | 0.012285 | 521.066 | 7.6749 | 585.5059 | 0.042441 | 585.5059 | 0.18178 |  |  | 585.0459 | 6.1435 | 579.83 | 0.47161 | 585.5059 | 3.5873 | 585.0459 | 4.8889 | 522.2761 | 0.00033652 | 585.5059 | 0.57271 | 585.5059 | 0.22802 | 585.0459 | 0.043067 | 585.5059 | 0.0022358 | 585.5059 | 0.0018074 | 585.5059 | 0.0082883 | 784.1662 | 5.1238 | 585.0459 | 0.0037762 | 585.0459 | -0.0095389 | 585.5059 | 0.0013819 | 783.4671 | 0 | 585.0459 | 0.028256 | 786.5149 | 0.0027912 | 784.1662 | 0.081428 | 585.0459 | 0 | 932.2224 | 0.026748 |  |  | 1172.2861 | 0.241 | 1022.0501 | 0.012446 | 1096.0421 | 0 | 1095.3353 | 0 | 1095.3287 | 0.0038489 | 585.046 | 0.48381 | 585.5059 | 3.524 | 585.0459 | 12.23 | 585.0459 | 3.019 | 585.5059 | #REF! | 585.0459 | 12.1626 | 582.2329 | 0.23737
| 311.7916 | 0 | 311.7916 | -0.021573 | 311.7916 | 0.073388 | 311.7916 | 0.07109 | 311.7916 | 0.48244 | 311.7916 | 0.00031293 | 521.1807 | 0.015046 | 585.2745 | 0.087729 | 311.7916 | -0.10518 | 521.1807 | 0.0040996 | 585.2745 | -0.059843 | 585.2745 | 0.0075155 | 578.5569 | 0.011736 | 585.2745 | -0.0011594 | 585.2745 | -0.0091335 | 585.7342 | -0.0072957 | 583.5358 | 0.012114 | 585.2745 | -0.0079132 | 585.7342 | 0.0017728 | 585.7342 | 0.0076918 | 585.7342 | 0.0032783 | 521.1807 | 7.642 | 585.7342 | 0.031636 | 585.7342 | 0.16897 |  |  | 585.2745 | 6.092 | 580.06 | 0.55976 | 585.7342 | 3.6493 | 585.2745 | 4.8846 | 522.3935 | 0.00036892 | 585.7342 | 0.54812 | 585.7342 | 0.20528 | 585.2745 | 0.015493 | 585.7342 | -0.0047849 | 585.7342 | -0.003324 | 585.7342 | -0.0047096 | 784.3318 | 5.0304 | 585.2745 | -0.026568 | 585.2745 | -0.0028903 | 585.7342 | -0.0036499 | 783.6327 | 0 | 585.2745 | -0.0071705 | 786.6815 | 0.0042201 | 784.3318 | 0.08591 | 585.2745 | 0 | 932.3088 | 0.026194 |  |  | 1172.3535 | 0.24149 | 1022.0629 | 0.012428 | 1096.101 | 0 | 1095.3942 | 0 | 1095.3874 | 0.0039319 | 585.275 | 0.48453 | 585.7342 | 3.5156 | 585.2745 | 12.1684 | 585.2745 | 3.0155 | 585.7342 | #REF! | 585.2745 | 12.0461 | 582.4605 | 0.23476
| 311.8684 | 0 | 311.8684 | -0.010767 | 311.8684 | 0.0743 | 311.8684 | 0.093199 | 311.8684 | 0.48128 | 311.8684 | 0.0050674 | 521.2954 | 0 | 585.5032 | 0.10543 | 311.8684 | -0.06241 | 521.2954 | 0 | 585.5032 | 0.074868 | 585.5032 | 0.024868 | 578.7835 | 0.02238 | 585.5032 | 0.065672 | 585.5032 | 0.073002 | 585.9625 | 0.058313 | 583.7622 | 0.040392 | 585.5032 | 0.079817 | 585.9625 | 0.040944 | 585.9625 | 0.030695 | 585.9625 | 0.011186 | 521.2954 | 7.6815 | 585.9625 | 0.039793 | 585.9625 | 0.17407 |  |  | 585.5032 | 6.0661 | 580.28 | 0.58599 | 585.9625 | 3.7524 | 585.5032 | 4.8781 | 522.5108 | 0.00036282 | 585.9625 | 0.5936 | 585.9625 | 0.2337 | 585.5032 | 0.052269 | 585.9625 | 0.0015141 | 585.9625 | 0.00097969 | 585.9625 | 0.005522 | 784.4973 | 4.9996 | 585.5032 | 0.0086054 | 585.5032 | -0.0037044 | 585.9625 | -0.003453 | 783.7983 | 0 | 585.5032 | 0.0097714 | 786.8482 | 0.0028578 | 784.4973 | 0.085254 | 585.5032 | 0 | 932.3953 | 0.025903 |  |  | 1172.4208 | 0.24199 | 1022.0757 | 0.012411 | 1096.1598 | 0 | 1095.4529 | 0 | 1095.4463 | 0.0040137 | 585.503 | 0.48953 | 585.9625 | 3.507 | 585.5032 | 12.1819 | 585.5032 | 3.0164 | 585.9625 | #REF! | 585.5032 | 12.0488 | 582.688 | 0.23505
| 311.9452 | 0 | 311.9452 | 0.020075 | 311.9452 | 0.073474 | 311.9452 | 0.065765 | 311.9452 | 0.47074 | 311.9452 | -0.0040626 | 521.4101 | 0 | 585.7318 | 0.081827 | 311.9452 | -0.10845 | 521.4101 | 0.017517 | 585.7318 | -0.030966 | 585.7318 | 0.00010187 | 579.0102 | 0.0077824 | 585.7318 | 0.0027312 | 585.7318 | -0.033283 | 586.1908 | -0.026586 | 583.9886 | 0.0058451 | 585.7318 | 0.022618 | 586.1908 | 0 | 586.1908 | 0.0041899 | 586.1908 | 0.0034117 | 521.4101 | 7.5871 | 586.1908 | 0.029286 | 586.1908 | 0.16234 |  |  | 585.7318 | 6.0316 | 580.51 | 0.71086 | 586.1908 | 3.8251 | 585.7318 | 4.881 | 522.6282 | 0.00034757 | 586.1908 | 0.57237 | 586.1908 | 0.21754 | 585.7318 | 0.010051 | 586.1908 | -0.0059096 | 586.1908 | -0.005139 | 586.1908 | -0.0063073 | 784.6628 | 4.9486 | 585.7318 | -0.011032 | 585.7318 | -0.0097689 | 586.1908 | -0.0039479 | 783.9639 | 0 | 585.7318 | -0.038076 | 787.0148 | 0.0045262 | 784.6628 | 0.088205 | 585.7318 | 0 | 932.4819 | 0.026719 |  |  | 1172.4882 | 0.24248 | 1022.0885 | 0.012395 | 1096.2186 | 0 | 1095.5117 | 0 | 1095.5051 | 0.0040921 | 585.732 | 0.4984 | 586.1908 | 3.4964 | 585.7318 | 12.1457 | 585.7318 | 3.0111 | 586.1908 | #REF! | 585.7318 | 11.9862 | 582.9156 | 0.23374
| 312.0219 | 0 | 312.0219 | 0.015178 | 312.0219 | 0.074044 | 312.0219 | 0.092047 | 312.0219 | 0.47555 | 312.0219 | 0.0039844 | 521.5249 | 0 | 585.9605 | 0.071544 | 312.0219 | -0.06078 | 521.5249 | 0 | 585.9605 | 0.083396 | 585.9605 | 0.031205 | 579.2369 | 0.028961 | 585.9605 | 0.076927 | 585.9605 | 0.083255 | 586.4191 | 0.066503 | 584.215 | 0.034024 | 585.9605 | 0.063248 | 586.4191 | 0.048814 | 586.4191 | 0.03288 | 586.4191 | 0.013337 | 521.5249 | 7.5586 | 586.4191 | 0.040687 | 586.4191 | 0.1687 |  |  | 585.9605 | 6.0068 | 580.74 | 0.73149 | 586.4191 | 3.9282 | 585.9605 | 4.8769 | 522.7456 | 0.00035405 | 586.4191 | 0.62309 | 586.4191 | 0.25375 | 585.9605 | 0.055214 | 586.4191 | 0.0032684 | 586.4191 | 5.0335e-05 | 586.4191 | 0.0038611 | 784.8284 | 4.9462 | 585.9605 | 0.01221 | 585.9605 | 0.0088497 | 586.4191 | 0.0051696 | 784.1295 | 0 | 585.9605 | 0.00056366 | 787.1814 | 0.0031187 | 784.8284 | 0.087768 | 585.9605 | 0 | 932.5684 | 0.026815 |  |  | 1172.5554 | 0.24297 | 1022.1013 | 0.01238 | 1096.2776 | 0 | 1095.5704 | 0 | 1095.5638 | 0.0041637 | 585.96 | 0.50712 | 586.4191 | 3.4869 | 585.9605 | 12.2069 | 585.9605 | 3.0164 | 586.4191 | #REF! | 585.9605 | 12.0122 | 583.1432 | 0.23526
| 312.0987 | 0 | 312.0987 | -0.021857 | 312.0987 | 0.072789 | 312.0987 | 0.067167 | 312.0987 | 0.46101 | 312.0987 | -0.0032825 | 521.6396 | 0.02346 | 586.1891 | 0.087096 | 312.0987 | -0.09533 | 521.6396 | 0.044062 | 586.1891 | -0.093825 | 586.1891 | 0.003484 | 579.4636 | 0.015936 | 586.1891 | 0.012061 | 586.1891 | -0.02223 | 586.6474 | -0.017757 | 584.4415 | -0.0049585 | 586.1891 | -0.012185 | 586.6474 | 0 | 586.6474 | 0.0013632 | 586.6474 | 0.0058804 | 521.6396 | 7.5604 | 586.6474 | 0.027737 | 586.6474 | 0.15733 |  |  | 586.1891 | 5.9827 | 580.97 | 0.89203 | 586.6474 | 4.0158 | 586.1891 | 4.9015 | 522.8629 | 0.00036206 | 586.6474 | 0.61136 | 586.6474 | 0.2355 | 586.1891 | 0.030521 | 586.6474 | -0.0046989 | 586.6474 | -0.0034175 | 586.6474 | -0.0043033 | 784.9939 | 4.9426 | 586.1891 | -0.010557 | 586.1891 | -0.0025961 | 586.6474 | -0.0040924 | 784.2951 | 0 | 586.1891 | -0.010914 | 787.3481 | 0.004754 | 784.9939 | 0.092686 | 586.1891 | 0 | 932.6549 | 0.026555 |  |  | 1172.6228 | 0.24346 | 1022.1141 | 0.012365 | 1096.3364 | 0 | 1095.6293 | 0 | 1095.6227 | 0.0042228 | 586.189 | 0.5101 | 586.6474 | 3.5024 | 586.1891 | 12.2546 | 586.1891 | 3.0049 | 586.6474 | #REF! | 586.1891 | 12.0145 | 583.3708 | 0.23521
| 312.1755 | 0 | 312.1755 | -0.027445 | 312.1755 | 0.073274 | 312.1755 | 0.085601 | 312.1755 | 0.4601 | 312.1755 | 0.0062705 | 521.7543 | 0 | 586.4178 | 0.10615 | 312.1755 | -0.0515 | 521.7543 | 0 | 586.4178 | 0.088492 | 586.4178 | 0.025856 | 579.6903 | 0.024155 | 586.4178 | 0.068378 | 586.4178 | 0.071897 | 586.8758 | 0.05743 | 584.6679 | 0.030744 | 586.4178 | 0.069785 | 586.8758 | 0.03893 | 586.8758 | 0.028895 | 586.8758 | 0.0123 | 521.7543 | 7.5692 | 586.8758 | 0.039457 | 586.8757 | 0.16243 |  |  | 586.4178 | 5.9979 | 581.2 | 0.82663 | 586.8758 | 4.1532 | 586.4178 | 4.9385 | 522.9803 | 0.00034757 | 586.8758 | 0.65581 | 586.8757 | 0.26542 | 586.4178 | 0.052269 | 586.8758 | 0.00018193 | 586.8758 | 0.00062887 | 586.8758 | 0.010816 | 785.1594 | 4.9374 | 586.4178 | 0.0089511 | 586.4178 | 0.00056467 | 586.8757 | 0.0059254 | 784.4607 | 0 | 586.4178 | 0.014244 | 787.5147 | 0.0033621 | 785.1594 | 0.090719 | 586.4178 | 0 | 932.7415 | 0.026809 |  |  | 1172.6902 | 0.24395 | 1022.1269 | 0.012352 | 1096.3953 | 0 | 1095.6881 | 0 | 1095.6815 | 0.0042614 | 586.418 | 0.51655 | 586.8758 | 3.5191 | 586.4178 | 12.3392 | 586.4178 | 2.9986 | 586.8757 | #REF! | 586.4178 | 12.1057 | 583.5984 | 0.23571
| 312.2522 | 0 | 312.2522 | 0.065329 | 312.2522 | 0.072362 | 312.2522 | 0.073083 | 312.2522 | 0.44389 | 312.2522 | -0.0018735 | 521.869 | 0.021309 | 586.6465 | 0.068798 | 312.2522 | -0.11152 | 521.869 | 0.020126 | 586.6465 | -0.053512 | 586.6465 | 0.009757 | 579.9171 | 0.013613 | 586.6465 | 0.0095598 | 586.6465 | -0.026798 | 587.1041 | -0.021406 | 584.8943 | 0.0082819 | 586.6465 | -0.0092367 | 587.1041 | 0 | 587.1041 | 0.014263 | 587.1041 | 0.0045851 | 521.869 | 7.5207 | 587.1041 | 0.025106 | 587.1041 | 0.15303 |  |  | 586.6465 | 5.9833 | 581.43 | 0.9515 | 587.1041 | 4.252 | 586.6465 | 4.9323 | 523.0977 | 0.00033347 | 587.1041 | 0.647 | 587.1041 | 0.24807 | 586.6465 | 0.019873 | 587.1041 | -0.0056584 | 587.1041 | -0.0029354 | 587.1041 | -0.0045266 | 785.325 | 4.8869 | 586.6465 | -0.015264 | 586.6465 | 0.0064058 | 587.1041 | -0.0080388 | 784.6264 | 0 | 586.6465 | -0.025127 | 787.6814 | 0.0049646 | 785.325 | 0.093779 | 586.6465 | 0 | 932.8281 | 0.027354 |  |  | 1172.7576 | 0.24444 | 1022.1396 | 0.01234 | 1096.4542 | 0 | 1095.7469 | 0 | 1095.7404 | 0.0042728 | 586.647 | 0.51847 | 587.1041 | 3.5122 | 586.6465 | 12.3947 | 586.6465 | 2.9889 | 587.1041 | #REF! | 586.6465 | 12.0573 | 583.826 | 0.23497
| 312.329 | 0 | 312.329 | 0.029855 | 312.329 | 0.072533 | 312.329 | 0.090832 | 312.329 | 0.45269 | 312.329 | 0.0090397 | 521.9838 | 0 | 586.8752 | 0.11958 | 312.329 | -0.0794 | 521.9838 | 0 | 586.8752 | 0.092746 | 586.8752 | 0.031312 | 580.1438 | 0.028785 | 586.8752 | 0.069463 | 586.8752 | 0.10233 | 587.3325 | 0.081742 | 585.1208 | 0.038845 | 586.8752 | 0.048665 | 587.3325 | 0.039302 | 587.3325 | 0.03663 | 587.3325 | 0.016046 | 521.9838 | 7.3323 | 587.3325 | 0.037714 | 587.3325 | 0.15957 |  |  | 586.8752 | 5.9887 | 581.66 | 0.98822 | 587.3325 | 4.3879 | 586.8752 | 4.9629 | 523.2151 | 0.00031785 | 587.3325 | 0.69861 | 587.3325 | 0.28338 | 586.8752 | 0.053373 | 587.3325 | 0.004063 | 587.3325 | 0.00053538 | 587.3325 | 0.012243 | 785.4905 | 4.8188 | 586.8752 | 0.014832 | 586.8752 | 0.0064434 | 587.3325 | 0.0023165 | 784.792 | 0 | 586.8752 | 0.028822 | 787.848 | 0.003407 | 785.4905 | 0.091265 | 586.8752 | 0 | 932.9146 | 0.027484 |  |  | 1172.8248 | 0.24493 | 1022.1525 | 0.012328 | 1096.5131 | 0 | 1095.8058 | 0 | 1095.7991 | 0.0042546 | 586.875 | 0.52616 | 587.3325 | 3.5412 | 586.8752 | 12.4377 | 586.8752 | 2.9916 | 587.3325 | #REF! | 586.8752 | 12.0987 | 584.0536 | 0.23587
| 312.4058 | 0 | 312.4058 | -0.010972 | 312.4058 | 0.072134 | 312.4058 | 0.059351 | 312.4058 | 0.42922 | 312.4058 | -0.0031838 | 522.0985 | 0.0016977 | 587.1039 | 0.097122 | 312.4058 | -0.14953 | 522.0985 | 0.020871 | 587.1039 | -0.052112 | 587.1039 | 0.011261 | 580.3705 | 0.0053471 | 587.1039 | 0.0090904 | 587.1039 | -0.017896 | 587.5608 | -0.014295 | 585.3472 | 0.0075997 | 587.1039 | 0.00065195 | 587.5608 | 0 | 587.5608 | 0.01165 | 587.5608 | 0.0074622 | 522.0985 | 7.3252 | 587.5608 | 0.031407 | 587.5608 | 0.15079 |  |  | 587.1039 | 5.957 | 581.89 | 1.1225 | 587.5608 | 4.4929 | 587.1039 | 4.944 | 523.3324 | 0.00036396 | 587.5608 | 0.67774 | 587.5608 | 0.26842 | 587.1039 | 0.034096 | 587.5608 | -0.0020068 | 587.5608 | -0.0023995 | 587.5608 | -0.0056305 | 785.6561 | 4.7495 | 587.1039 | -0.013097 | 587.1039 | 0.0050594 | 587.5609 | -0.00035969 | 784.9576 | 0 | 587.1039 | -0.019138 | 788.0147 | 0.0050459 | 785.6561 | 0.095419 | 587.1039 | 0 | 933.0012 | 0.027153 |  |  | 1172.8922 | 0.24542 | 1022.1653 | 0.012318 | 1096.572 | 0 | 1095.8646 | 0 | 1095.8579 | 0.0042035 | 587.104 | 0.52592 | 587.5608 | 3.5378 | 587.1039 | 12.4367 | 587.1039 | 2.9836 | 587.5609 | #REF! | 587.1039 | 12.0791 | 584.2812 | 0.23453
| 312.4826 | 0 | 312.4826 | -0.051803 | 312.4826 | 0.072504 | 312.4826 | 0.087438 | 312.4826 | 0.43936 | 312.4826 | 0.0026016 | 522.2133 | 0 | 587.3327 | 0.081219 | 312.4826 | -0.09383 | 522.2133 | 0 | 587.3327 | 0.075191 | 587.3327 | 0.025027 | 580.5973 | 0.032057 | 587.3327 | 0.06375 | 587.3327 | 0.055296 | 587.7892 | 0.044169 | 585.5737 | 0.028343 | 587.3327 | 0.090692 | 587.7892 | 0.051232 | 587.7892 | 0.032725 | 587.7892 | 0.010093 | 522.2133 | 7.3234 | 587.7892 | 0.034324 | 587.7892 | 0.1533 |  |  | 587.3327 | 5.9526 | 582.12 | 1.1106 | 587.7892 | 4.6288 | 587.3327 | 4.9562 | 523.4498 | 0.00036396 | 587.7892 | 0.72679 | 587.7892 | 0.30552 | 587.3327 | 0.052269 | 587.7892 | -0.00019896 | 587.7892 | 8.557e-05 | 587.7892 | 0.0023929 | 785.8216 | 4.7399 | 587.3327 | 0.0066909 | 587.3327 | 0.015116 | 587.7892 | 0.0030595 | 785.1232 | 0 | 587.3327 | 0.010507 | 788.1814 | 0.0037636 | 785.8216 | 0.092358 | 587.3327 | 0 | 933.0878 | 0.027452 |  |  | 1172.9596 | 0.2459 | 1022.178 | 0.012309 | 1096.6309 | 0 | 1095.9235 | 0 | 1095.9168 | 0.0041228 | 587.333 | 0.53674 | 587.7892 | 3.5385 | 587.3327 | 12.4613 | 587.3327 | 2.9845 | 587.7892 | #REF! | 587.3327 | 12.0697 | 584.5089 | 0.23531
| 312.5594 | 0 | 312.5594 | 0.0087981 | 312.5594 | 0.071449 | 312.5594 | 0.060565 | 312.5594 | 0.42213 | 312.5594 | -0.0028056 | 522.328 | 0.010831 | 587.5614 | 0.098988 | 312.5594 | -0.14864 | 522.328 | 0.03439 | 587.5614 | 0.017273 | 587.5614 | 0.0089836 | 580.824 | 0.013684 | 587.5614 | 0.0089879 | 587.5614 | -0.0053659 | 588.0176 | -0.0042862 | 585.8002 | 0.0022059 | 587.5614 | 0.017209 | 588.0176 | 0 | 588.0176 | 0.0066296 | 588.0176 | 0.0072125 | 522.328 | 7.1085 | 588.0176 | 0.02781 | 588.0176 | 0.14641 |  |  | 587.5614 | 5.9331 | 582.34 | 1.2555 | 588.0176 | 4.7273 | 587.5614 | 4.9544 | 523.5672 | 0.00035215 | 588.0176 | 0.72382 | 588.0176 | 0.28457 | 587.5614 | 0.033372 | 588.0176 | -0.0015877 | 588.0176 | -0.0020825 | 588.0176 | -0.00022985 | 785.9872 | 4.706 | 587.5614 | -0.00092603 | 587.5614 | 0.0021525 | 588.0176 | -0.0017475 | 785.2889 | 0 | 587.5614 | -0.014966 | 788.3481 | 0.0055775 | 785.9872 | 0.093561 | 587.5614 | 0 | 933.1745 | 0.027614 |  |  | 1173.027 | 0.24639 | 1022.1909 | 0.0123 | 1096.6898 | 0 | 1095.9823 | 0 | 1095.9756 | 0.0040194 | 587.561 | 0.54542 | 588.0176 | 3.547 | 587.5614 | 12.4105 | 587.5614 | 2.9783 | 588.0176 | #REF! | 587.5614 | 12.0258 | 584.7365 | 0.23492
| 312.6362 | 0 | 312.6362 | 0.055813 | 312.6362 | 0.07239 | 312.6362 | 0.084013 | 312.6362 | 0.42839 | 312.6362 | 0.0069378 | 522.4428 | 0 | 587.7902 | 0.093844 | 312.6362 | -0.0818 | 522.4428 | 0 | 587.7902 | 0.06286 | 587.7902 | 0.023889 | 581.0508 | 0.031775 | 587.7902 | 0.064908 | 587.7902 | 0.063408 | 588.246 | 0.050649 | 586.0267 | 0.041486 | 587.7902 | 0.078096 | 588.246 | 0.048358 | 588.246 | 0.028791 | 588.246 | 0.011911 | 522.4428 | 7.1101 | 588.246 | 0.034518 | 588.246 | 0.14784 |  |  | 587.7902 | 5.8743 | 582.57 | 1.3282 | 588.246 | 4.8526 | 587.7902 | 4.9628 | 523.6846 | 0.00032128 | 588.246 | 0.76886 | 588.246 | 0.31091 | 587.7902 | 0.059263 | 588.246 | 0.0011187 | 588.246 | -0.00020743 | 588.246 | 0.006243 | 786.1527 | 4.607 | 587.7902 | 0.00093346 | 587.7902 | -0.003864 | 588.246 | -0.0034315 | 785.4545 | 0 | 587.7902 | 0.015302 | 788.5147 | 0.0042494 | 786.1527 | 0.092031 | 587.7902 | 0 | 933.2612 | 0.027435 |  |  | 1173.0944 | 0.24688 | 1022.2037 | 0.012293 | 1096.7488 | 0 | 1096.0411 | 0 | 1096.0344 | 0.0039012 | 587.79 | 0.55318 | 588.246 | 3.5334 | 587.7902 | 12.4377 | 587.7902 | 2.9854 | 588.246 | #REF! | 587.7902 | 11.9544 | 584.9642 | 0.23636
| 312.713 | 0 | 312.713 | -0.025149 | 312.713 | 0.071563 | 312.713 | 0.056517 | 312.713 | 0.41044 | 312.713 | -0.0029046 | 522.5575 | 0.022678 | 588.0189 | 0.057136 | 312.713 | -0.10095 | 522.5575 | 0.014535 | 588.0189 | -0.052588 | 588.0189 | 0.0093631 | 581.2776 | 0.0082695 | 588.0189 | -0.00033 | 588.0189 | -0.0053069 | 588.4744 | -0.004239 | 586.2532 | -0.002543 | 588.0189 | -0.011491 | 588.4744 | 0 | 588.4744 | 0.0051915 | 588.4744 | 0.0022767 | 522.5575 | 6.9543 | 588.4744 | 0.027335 | 588.4744 | 0.13933 |  |  | 588.0189 | 5.8644 | 582.8 | 1.4827 | 588.4744 | 4.9444 | 588.0189 | 4.9576 | 523.802 | 0.00031327 | 588.4744 | 0.76113 | 588.4744 | 0.30073 | 588.0189 | 0.02028 | 588.4744 | -0.0080067 | 588.4744 | -0.0040828 | 588.4744 | -0.008043 | 786.3183 | 4.5916 | 588.0189 | -0.017534 | 588.0189 | -0.0087716 | 588.4744 | -0.00072538 | 785.6202 | 0 | 588.0189 | -0.014792 | 788.6814 | 0.0058509 | 786.3183 | 0.097605 | 588.0189 | 0 | 933.3478 | 0.027421 |  |  | 1173.1619 | 0.24736 | 1022.2164 | 0.012287 | 1096.8076 | 0 | 1096.1 | 0 | 1096.0934 | 0.0037796 | 588.019 | 0.55732 | 588.4744 | 3.5245 | 588.0189 | 12.3894 | 588.0189 | 2.9756 | 588.4744 | #REF! | 588.0189 | 11.914 | 585.1919 | 0.23497
| 312.7898 | 0 | 312.7898 | -0.0040058 | 312.7898 | 0.072191 | 312.7898 | 0.074982 | 312.7898 | 0.41226 | 312.7898 | 0.0092361 | 522.6723 | 0.0059811 | 588.2477 | 0.095091 | 312.7898 | -0.03443 | 522.6723 | 0 | 588.2477 | 0.05515 | 588.2477 | 0.024519 | 581.5044 | 0.02617 | 588.2477 | 0.068296 | 588.2477 | 0.05008 | 588.7028 | 0.040003 | 586.4797 | 0.023775 | 588.2477 | 0.064164 | 588.7028 | 0.043708 | 588.7028 | 0.028408 | 588.7028 | 0.011014 | 522.6723 | 6.8909 | 588.7028 | 0.033241 | 588.7028 | 0.14247 |  |  | 588.2477 | 5.8562 | 583.03 | 1.4891 | 588.7028 | 5.0713 | 588.2477 | 4.9522 | 523.9194 | 0.00033614 | 588.7028 | 0.81332 | 588.7028 | 0.33604 | 588.2477 | 0.056686 | 588.7028 | 0.00093304 | 588.7028 | 0.00041894 | 588.7028 | 0.0066077 | 786.4839 | 4.5735 | 588.2477 | 0.0058993 | 588.2477 | 0.011228 | 588.7028 | 0.0052252 | 785.7858 | 0 | 588.2477 | 0.0077284 | 788.8481 | 0.0044918 | 786.4839 | 0.099026 | 588.2477 | 0 | 933.4346 | 0.027461 |  |  | 1173.2293 | 0.24785 | 1022.2292 | 0.012282 | 1096.8666 | 0 | 1096.1588 | 0 | 1096.1522 | 0.0036637 | 588.248 | 0.56503 | 588.7028 | 3.5277 | 588.2477 | 12.4023 | 588.2477 | 2.9783 | 588.7028 | #REF! | 588.2477 | 11.8639 | 585.4196 | 0.23543
| 312.8666 | 0 | 312.8665 | 0.042206 | 312.8666 | 0.071335 | 312.8666 | 0.059569 | 312.8666 | 0.39776 | 312.8666 | -0.0036986 | 522.787 | 0.007318 | 588.4765 | 0.10594 | 312.8666 | -0.0601 | 522.787 | 0.012299 | 588.4765 | -0.034287 | 588.4765 | 0.010226 | 581.7312 | 0.0028892 | 588.4765 | 0.0075126 | 588.4765 | 0.00047124 | 588.9313 | 0.00037641 | 586.7062 | 0.0065043 | 588.4765 | 0.023254 | 588.9313 | 0.0075781 | 588.9313 | 0.0038186 | 588.9313 | 0.0092516 | 522.787 | 6.8886 | 588.9313 | 0.024998 | 588.9313 | 0.1379 |  |  | 588.4765 | 5.7992 | 583.26 | 1.6318 | 588.9313 | 5.1959 | 588.4765 | 4.963 | 524.0368 | 0.00034262 | 588.9313 | 0.79476 | 588.9313 | 0.32288 | 588.4765 | 0.037914 | 588.9313 | -0.0012568 | 588.9313 | -0.0020156 | 588.9313 | -0.0036595 | 786.6495 | 4.541 | 588.4765 | -0.0064535 | 588.4765 | -7.2876e-05 | 588.9313 | -0.0060095 | 785.9515 | 0 | 588.4765 | -0.0056926 | 789.0148 | 0.0062337 | 786.6495 | 0.10296 | 588.4765 | 0 | 933.5212 | 0.028201 |  |  | 1173.2966 | 0.24833 | 1022.2421 | 0.012277 | 1096.9255 | 0 | 1096.2177 | 0 | 1096.2111 | 0.0035648 | 588.476 | 0.56359 | 588.9313 | 3.5369 | 588.4765 | 12.4135 | 588.4765 | 2.9686 | 588.9313 | #REF! | 588.4765 | 11.7976 | 585.6473 | 0.23454
| 312.9434 | 0 | 312.9434 | 0.078045 | 312.9434 | 0.071649 | 312.9434 | 0.074111 | 312.9434 | 0.40666 | 312.9434 | 0.0042159 | 522.9018 | 0 | 588.7053 | 0.11323 | 312.9434 | -0.01296 | 522.9018 | 0 | 588.7053 | 0.062802 | 588.7053 | 0.032887 | 581.9581 | 0.024603 | 588.7053 | 0.070332 | 588.7053 | 0.072741 | 589.1597 | 0.058104 | 586.9327 | 0.027669 | 588.7053 | 0.062949 | 589.1597 | 0.045376 | 589.1597 | 0.030794 | 589.1597 | 0.015027 | 522.9018 | 6.871 | 589.1597 | 0.036074 | 589.1597 | 0.14264 |  |  | 588.7053 | 5.8289 | 583.49 | 1.7199 | 589.1597 | 5.3378 | 588.7053 | 4.9798 | 524.1542 | 0.00030451 | 589.1597 | 0.84528 | 589.1597 | 0.35729 | 588.7053 | 0.068097 | 589.1597 | 0.0040927 | 589.1597 | 0.0035617 | 589.1597 | 0.0090405 | 786.815 | 4.5335 | 588.7053 | 0.013167 | 588.7053 | -0.0018816 | 589.1597 | -0.0027659 | 786.1172 | 0 | 588.7053 | 0.0080479 | 789.1815 | 0.0048604 | 786.815 | 0.1022 | 588.7053 | 0 | 933.608 | 0.029229 |  |  | 1173.3641 | 0.24881 | 1022.2548 | 0.012274 | 1096.9845 | 0 | 1096.2765 | 0 | 1096.2699 | 0.0034898 | 588.705 | 0.58388 | 589.1597 | 3.5412 | 588.7053 | 12.4508 | 588.7053 | 2.9809 | 589.1597 | #REF! | 588.7053 | 11.8349 | 585.875 | 0.23383
| 313.0202 | 0 | 313.0202 | 0.0047782 | 313.0202 | 0.070565 | 313.0202 | 0.056019 | 313.0202 | 0.39252 | 313.0202 | 0.00057853 | 523.0166 | 0.0055617 | 588.9341 | 0.076847 | 313.0202 | -0.066 | 523.0166 | 0.026437 | 588.9341 | -0.065138 | 588.9341 | -0.0018336 | 582.1849 | 0.016665 | 588.9341 | 0.0027441 | 588.9341 | -0.015179 | 589.3882 | -0.012125 | 587.1592 | -0.0043661 | 588.9341 | 0.014146 | 589.3882 | 0 | 589.3882 | 0.011818 | 589.3882 | 0.0036612 | 523.0166 | 6.8118 | 589.3882 | 0.024509 | 589.3882 | 0.1293 |  |  | 588.9341 | 5.7796 | 583.72 | 1.8609 | 589.3882 | 5.4871 | 588.9341 | 4.9739 | 524.2717 | 0.00032661 | 589.3882 | 0.84231 | 589.3882 | 0.34203 | 588.9341 | 0.01837 | 589.3882 | -0.0074967 | 589.3882 | -0.0047082 | 589.3882 | -0.012645 | 786.9806 | 4.4467 | 588.9341 | -0.015548 | 588.9341 | -0.0043369 | 589.3882 | -0.0027245 | 786.2828 | 0 | 588.9341 | -0.017734 | 789.3483 | 0.0066711 | 786.9806 | 0.10646 | 588.9341 | 0 | 933.6947 | 0.029294 |  |  | 1173.4315 | 0.24929 | 1022.2676 | 0.012272 | 1097.0435 | 0 | 1096.3355 | 0 | 1096.3289 | 0.0034466 | 588.934 | 0.5889 | 589.3882 | 3.5427 | 588.9341 | 12.4399 | 588.9341 | 2.9756 | 589.3882 | #REF! | 588.9341 | 11.804 | 586.1027 | 0.23263
| 313.097 | 0 | 313.097 | -0.03942 | 313.097 | 0.071392 | 313.097 | 0.079435 | 313.097 | 0.39379 | 313.097 | 0.0046874 | 523.1313 | 0 | 589.1629 | 0.097013 | 313.097 | -0.00813 | 523.1313 | 0 | 589.1629 | 0.059561 | 589.1629 | 0.029513 | 582.4117 | 0.03167 | 589.1629 | 0.073997 | 589.1629 | 0.095132 | 589.6167 | 0.075989 | 587.3858 | 0.030796 | 589.1629 | 0.073077 | 589.6167 | 0.040349 | 589.6167 | 0.027091 | 589.6167 | 0.011813 | 523.1313 | 6.7277 | 589.6167 | 0.034831 | 589.6166 | 0.13557 |  |  | 589.1629 | 5.8144 | 583.95 | 1.892 | 589.6167 | 5.6564 | 589.1629 | 5.0048 | 524.3891 | 0.00031747 | 589.6167 | 0.89183 | 589.6166 | 0.38003 | 589.1629 | 0.062208 | 589.6167 | 0.0025644 | 589.6167 | 0.00061891 | 589.6167 | 0.0068769 | 787.1462 | 4.4171 | 589.1629 | 0.0060332 | 589.1629 | 0.017213 | 589.6166 | -0.0011529 | 786.4485 | 0 | 589.1629 | 0.012997 | 789.515 | 0.0054659 | 787.1462 | 0.10624 | 589.1629 | 0 | 933.7815 | 0.029027 |  |  | 1173.4989 | 0.24977 | 1022.2805 | 0.01227 | 1097.1024 | 0 | 1096.3943 | 0 | 1096.3877 | 0.0034376 | 589.163 | 0.59018 | 589.6167 | 3.5553 | 589.1629 | 12.4891 | 589.1629 | 2.9845 | 589.6166 | #REF! | 589.1629 | 11.8528 | 586.3305 | 0.23336
| 313.1738 | 0 | 313.1738 | 0.034862 | 313.1738 | 0.069967 | 313.1738 | 0.053247 | 313.1738 | 0.37907 | 313.1738 | -0.0022075 | 523.2461 | 0.011884 | 589.3917 | 0.086272 | 313.1738 | -0.06494 | 523.2461 | 0.04879 | 589.3917 | -0.0055107 | 589.3918 | 0.0045935 | 582.6385 | 0.019144 | 589.3917 | 0.006332 | 589.3918 | -0.0016585 | 589.8451 | -0.0013248 | 587.6123 | 0.002423 | 589.3918 | 0.0045152 | 589.8451 | 0 | 589.8451 | 0.010002 | 589.8451 | 0.002916 | 523.2461 | 6.566 | 589.8451 | 0.024523 | 589.8451 | 0.12715 |  |  | 589.3917 | 5.7695 | 584.18 | 2.0397 | 589.8451 | 5.781 | 589.3918 | 4.9912 | 524.5065 | 0.00034491 | 589.8451 | 0.88412 | 589.8451 | 0.36567 | 589.3918 | 0.039018 | 589.8451 | -0.0042045 | 589.8451 | -0.0034534 | 589.8451 | -0.0028481 | 787.3118 | 4.3836 | 589.3917 | -0.01184 | 589.3917 | 0.0036161 | 589.8452 | -0.0043026 | 786.6142 | 0 | 589.3917 | -0.02102 | 789.6817 | 0.007218 | 787.3118 | 0.10919 | 589.3918 | 0 | 933.8683 | 0.029122 |  |  | 1173.5664 | 0.25025 | 1022.2932 | 0.01227 | 1097.1614 | 0 | 1096.4533 | 0 | 1096.4465 | 0.0034626 | 589.392 | 0.60244 | 589.8451 | 3.5608 | 589.3918 | 12.4917 | 589.3918 | 2.9783 | 589.8452 | #REF! | 589.3918 | 11.79 | 586.5582 | 0.23193
| 313.2506 | 0 | 313.2506 | 0.011174 | 313.2506 | 0.070366 | 313.2506 | 0.066949 | 313.2506 | 0.38434 | 313.2506 | 0.0048276 | 523.3609 | 0 | 589.6206 | 0.10669 | 313.2506 | -0.01107 | 523.3609 | 0 | 589.6206 | 0.065274 | 589.6206 | 0.025534 | 582.8654 | 0.026325 | 589.6206 | 0.066309 | 589.6206 | 0.083286 | 590.0736 | 0.066527 | 587.8389 | 0.019968 | 589.6206 | 0.05837 | 590.0736 | 0.04136 | 590.0736 | 0.034285 | 590.0736 | 0.011783 | 523.3609 | 6.6456 | 590.0736 | 0.034276 | 590.0737 | 0.13288 |  |  | 589.6206 | 5.7863 | 584.4 | 2.1019 | 590.0736 | 5.9602 | 589.6206 | 5.011 | 524.6239 | 0.00032204 | 590.0736 | 0.9462 | 590.0737 | 0.40068 | 589.6206 | 0.059999 | 590.0736 | 0.0022385 | 590.0736 | 0.0011628 | 590.0736 | 0.010485 | 787.4774 | 4.3351 | 589.6206 | 0.0093922 | 589.6206 | 0.0089841 | 590.0737 | 0.0014645 | 786.7799 | 0 | 589.6206 | 0.022255 | 789.8484 | 0.0059056 | 787.4774 | 0.10875 | 589.6206 | 0 | 933.9551 | 0.029099 |  |  | 1173.6339 | 0.25073 | 1022.306 | 0.012271 | 1097.2203 | 0 | 1096.5121 | 0 | 1096.5055 | 0.0035194 | 589.621 | 0.61282 | 590.0736 | 3.5772 | 589.6206 | 12.5487 | 589.6206 | 2.988 | 590.0737 | #REF! | 589.6206 | 11.8419 | 586.786 | 0.2331
| 313.3274 | 0 | 313.3274 | -0.032013 | 313.3274 | 0.068855 | 313.3274 | 0.055271 | 313.3274 | 0.36448 | 313.3274 | -0.0015093 | 523.4757 | 0.012938 | 589.8494 | 0.083917 | 313.3274 | -0.05933 | 523.4757 | 0.012299 | 589.8494 | -0.0031514 | 589.8495 | 0.0039425 | 583.0923 | 0.0028669 | 589.8494 | 0.0065545 | 589.8495 | 0.014845 | 590.3021 | 0.011858 | 588.0655 | 0.0054788 | 589.8495 | 0.01895 | 590.3021 | 0 | 590.3021 | 0.0083205 | 590.3021 | 0.0040166 | 523.4757 | 6.5251 | 590.3021 | 0.022241 | 590.3021 | 0.12509 |  |  | 589.8494 | 5.7483 | 584.63 | 2.252 | 590.3021 | 6.0968 | 589.8495 | 5.0166 | 524.7413 | 0.00031404 | 590.3021 | 0.94553 | 590.3021 | 0.38961 | 589.8495 | 0.045275 | 590.3021 | -0.0063078 | 590.3021 | -0.0025604 | 590.3021 | -0.0074205 | 787.643 | 4.2929 | 589.8494 | -0.017652 | 589.8494 | 0.0043549 | 590.3021 | 0.00074137 | 786.9455 | 0 | 589.8494 | -0.0083715 | 790.0151 | 0.0076007 | 787.643 | 0.11302 | 589.8495 | 0.0018107 | 934.0419 | 0.029425 |  |  | 1173.7013 | 0.25121 | 1022.3188 | 0.012272 | 1097.2793 | 0 | 1096.571 | 0 | 1096.5643 | 0.0036012 | 589.849 | 0.62239 | 590.3021 | 3.5751 | 589.8495 | 12.516 | 589.8495 | 2.9836 | 590.3021 | #REF! | 589.8495 | 11.7623 | 587.0137 | 0.23114
| 313.4043 | 0 | 313.4043 | -0.015917 | 313.4043 | 0.069396 | 313.4043 | 0.075854 | 313.4043 | 0.36947 | 313.4043 | 0.0039523 | 523.5905 | 0 | 590.0783 | 0.080422 | 313.4043 | -0.00444 | 523.5905 | 0 | 590.0783 | 0.09139 | 590.0783 | 0.021153 | 583.3192 | 0.025428 | 590.0783 | 0.057644 | 590.0783 | 0.062541 | 590.5307 | 0.049957 | 588.2921 | 0.031631 | 590.0783 | 0.080281 | 590.5307 | 0.044949 | 590.5307 | 0.028268 | 590.5307 | 0.01102 | 523.5905 | 6.5839 | 590.5307 | 0.032574 | 590.5306 | 0.12608 |  |  | 590.0783 | 5.7423 | 584.86 | 2.3058 | 590.5307 | 6.2754 | 590.0783 | 5.0289 | 524.8588 | 0.00032395 | 590.5307 | 0.99139 | 590.5306 | 0.41953 | 590.0783 | 0.073987 | 590.5307 | 0.00037204 | 590.5307 | 0.00043659 | 590.5307 | 0.0097532 | 787.8086 | 4.2955 | 590.0783 | 0.0051943 | 590.0783 | 0.0068314 | 590.5306 | 0.0063097 | 787.1112 | 0 | 590.0783 | 0.0093181 | 790.1819 | 0.0062337 | 787.8086 | 0.11269 | 590.0783 | 0 | 934.1287 | 0.029968 |  |  | 1173.7688 | 0.25168 | 1022.3317 | 0.012274 | 1097.3384 | 0 | 1096.6299 | 0 | 1096.6233 | 0.0036966 | 590.078 | 0.62652 | 590.5307 | 3.5826 | 590.0783 | 12.5486 | 590.0783 | 2.9916 | 590.5306 | #REF! | 590.0783 | 11.7614 | 587.2415 | 0.23358
| 313.4811 | 0 | 313.4811 | 0.029601 | 313.4811 | 0.068627 | 313.4811 | 0.052189 | 313.4811 | 0.3561 | 313.4811 | -0.0046296 | 523.7053 | 0.02737 | 590.3072 | 0.084399 | 313.4811 | -0.05003 | 523.7053 | 0.03396 | 590.3072 | -0.04513 | 590.3072 | 0.0046216 | 583.5461 | 0.012315 | 590.3072 | 0.0033154 | 590.3072 | 0.0062254 | 590.7592 | 0.0049727 | 588.5187 | 0.00099135 | 590.3072 | -0.011753 | 590.7592 | 0.011187 | 590.7592 | 0.0060307 | 590.7592 | 0.0078247 | 523.7053 | 6.4364 | 590.7592 | 0.023818 | 590.7592 | 0.12133 |  |  | 590.3072 | 5.7412 | 585.09 | 2.5114 | 590.7592 | 6.427 | 590.3072 | 5.046 | 524.9762 | 0.00032013 | 590.7592 | 0.98884 | 590.7592 | 0.40936 | 590.3072 | 0.035801 | 590.7592 | -0.0018742 | 590.7592 | -0.0020131 | 590.7592 | 3.0881e-06 | 787.9742 | 4.2169 | 590.3072 | -0.0066012 | 590.3072 | 0.0021343 | 590.7592 | -7.6765e-06 | 787.2769 | 0 | 590.3072 | -0.012198 | 790.3486 | 0.0081475 | 787.9742 | 0.11586 | 590.3072 | 0 | 934.2155 | 0.029711 |  |  | 1173.8363 | 0.25215 | 1022.3444 | 0.012278 | 1097.3973 | 0 | 1096.6888 | 0 | 1096.6823 | 0.0037966 | 590.307 | 0.63619 | 590.7592 | 3.5905 | 590.3072 | 12.5727 | 590.3072 | 2.9951 | 590.7592 | #REF! | 590.3072 | 11.7597 | 587.4693 | 0.23345
| 313.5579 | 0 | 313.5579 | 0.04527 | 313.5579 | 0.069026 | 313.5579 | 0.071744 | 313.5579 | 0.36484 | 313.5579 | 0.0084149 | 523.8201 | 0 | 590.5361 | 0.080751 | 313.5579 | 0.0119 | 523.8201 | 0 | 590.5361 | 0.076947 | 590.5361 | 0.025745 | 583.7729 | 0.028373 | 590.5361 | 0.058333 | 590.5361 | 0.049006 | 590.9877 | 0.039145 | 588.7453 | 0.040037 | 590.5361 | 0.083974 | 590.9877 | 0.057215 | 590.9877 | 0.02988 | 590.9877 | 0.011608 | 523.8201 | 6.4082 | 590.9877 | 0.030272 | 590.9877 | 0.12491 |  |  | 590.5361 | 5.737 | 585.32 | 2.522 | 590.9877 | 6.6163 | 590.5361 | 5.059 | 525.0936 | 0.00034681 | 590.9877 | 1.0418 | 590.9877 | 0.44676 | 590.5361 | 0.071042 | 590.9877 | 0.00069614 | 590.9877 | 1.9183e-05 | 590.9877 | 0.0076794 | 788.1398 | 4.1769 | 590.5361 | 0.0076156 | 590.5361 | -0.0018418 | 590.9877 | 0.001711 | 787.4426 | 0 | 590.5361 | 0.0027973 | 790.5154 | 0.0071086 | 788.1398 | 0.11597 | 590.5361 | 0 | 934.3024 | 0.029132 |  |  | 1173.9038 | 0.25262 | 1022.3572 | 0.012282 | 1097.4563 | 0 | 1096.7478 | 0 | 1096.7411 | 0.0038898 | 590.536 | 0.64258 | 590.9877 | 3.5987 | 590.5361 | 12.5833 | 590.5361 | 3.0031 | 590.9877 | #REF! | 590.5361 | 11.7638 | 587.6971 | 0.23352
| 313.6347 | 0 | 313.6347 | -0.017 | 313.6347 | 0.068199 | 313.6347 | 0.052313 | 313.6347 | 0.35176 | 313.6347 | -0.0038804 | 523.9349 | 0.0031028 | 590.765 | 0.066585 | 313.6347 | -0.03432 | 523.9349 | 0.026867 | 590.765 | -0.034356 | 590.765 | 0.0062758 | 583.9999 | 0.0031065 | 590.765 | 0.0052854 | 590.765 | -0.035671 | 591.2163 | -0.028493 | 588.9719 | -0.0021589 | 590.765 | 0.033386 | 591.2163 | 0 | 591.2163 | 0.0074762 | 591.2163 | 0.0058909 | 523.9349 | 6.3682 | 591.2163 | 0.023779 | 591.2163 | 0.1182 |  |  | 590.765 | 5.6994 | 585.55 | 2.7613 | 591.2163 | 6.7825 | 590.765 | 5.046 | 525.2111 | 0.00034491 | 591.2163 | 1.0723 | 591.2163 | 0.44526 | 590.765 | 0.049324 | 591.2163 | -0.003957 | 591.2163 | -0.0028846 | 591.2163 | -0.0016401 | 788.3055 | 4.1742 | 590.765 | -0.01436 | 590.765 | -0.0042229 | 591.2163 | -0.00086763 | 787.6083 | 0 | 590.765 | -0.0057697 | 790.6821 | 0.0088037 | 788.3055 | 0.12012 | 590.765 | 0 | 934.3893 | 0.029349 |  |  | 1173.9713 | 0.2531 | 1022.3701 | 0.012287 | 1097.5154 | 0 | 1096.8066 | 0 | 1096.8001 | 0.003966 | 590.765 | 0.64652 | 591.2163 | 3.5974 | 590.765 | 12.5982 | 590.765 | 3.0004 | 591.2163 | #REF! | 590.765 | 11.7013 | 587.9249 | 0.23291
| 313.7116 | 0 | 313.7116 | -0.016465 | 313.7116 | 0.067971 | 313.7116 | 0.073114 | 313.7116 | 0.35636 | 313.7116 | 0.003777 | 524.0497 | 0 | 590.9939 | 0.11075 | 313.7116 | 0.03059 | 524.0497 | 0 | 590.9939 | 0.065198 | 590.9939 | 0.029278 | 584.2268 | 0.022161 | 590.9939 | 0.066783 | 590.9939 | 0.082566 | 591.4449 | 0.065952 | 589.1985 | 0.024009 | 590.9939 | 0.092372 | 591.4449 | 0.049685 | 591.4449 | 0.035248 | 591.4449 | 0.015205 | 524.0497 | 6.2967 | 591.4449 | 0.036138 | 591.4449 | 0.12402 |  |  | 590.9939 | 5.6874 | 585.78 | 2.7252 | 591.4449 | 6.9506 | 590.9939 | 5.0559 | 525.3285 | 0.00032661 | 591.4449 | 1.1141 | 591.4449 | 0.48746 | 590.9939 | 0.080244 | 591.4449 | 0.0060745 | 591.4449 | 0.0019702 | 591.4449 | 0.0080678 | 788.4711 | 4.1121 | 590.9939 | 0.016157 | 590.9939 | 0.0072096 | 591.4449 | 0.0026901 | 787.774 | 0 | 590.9939 | 0.027447 | 790.8489 | 0.0077648 | 788.4711 | 0.12045 | 590.9939 | 0 | 934.4761 | 0.029672 |  |  | 1174.0388 | 0.25357 | 1022.3829 | 0.012292 | 1097.5743 | 0 | 1096.8656 | 0 | 1096.859 | 0.0040228 | 590.994 | 0.66181 | 591.4449 | 3.6121 | 590.9939 | 12.5905 | 590.9939 | 3.0049 | 591.4449 | #REF! | 590.9939 | 11.7148 | 588.1527 | 0.23362
| 313.7884 | 0 | 313.7884 | 0.028694 | 313.7884 | 0.067572 | 313.7884 | 0.046957 | 313.7884 | 0.33955 | 313.7884 | -0.0013596 | 524.1645 | 0.02561 | 591.2228 | 0.058793 | 313.7884 | -0.02863 | 524.1645 | 0.011181 | 591.2228 | -0.061508 | 591.2228 | 0.0019322 | 584.4537 | 0.01269 | 591.2228 | -0.0036352 | 591.2228 | -0.0087997 | 591.6734 | -0.007029 | 589.4251 | -0.0032509 | 591.2228 | -0.010402 | 591.6734 | 0 | 591.6734 | 0.0098974 | 591.6734 | 0.0030365 | 524.1645 | 6.3069 | 591.6734 | 0.020271 | 591.6735 | 0.11265 |  |  | 591.2228 | 5.6635 | 586.01 | 2.8927 | 591.6734 | 7.1188 | 591.2228 | 5.034 | 525.446 | 0.00034491 | 591.6734 | 1.101 | 591.6735 | 0.46412 | 591.2228 | 0.047484 | 591.6734 | -0.0062449 | 591.6734 | -0.0045466 | 591.6734 | -0.0030315 | 788.6367 | 4.0705 | 591.2228 | -0.020687 | 591.2228 | -0.0042535 | 591.6735 | -0.0042616 | 787.9397 | 0 | 591.2228 | -0.016342 | 791.0157 | 0.0097333 | 788.6367 | 0.12263 | 591.2228 | 0 | 934.563 | 0.029306 |  |  | 1174.1063 | 0.25403 | 1022.3956 | 0.012299 | 1097.6334 | 0 | 1096.9246 | 0 | 1096.918 | 0.0040614 | 591.223 | 0.66133 | 591.6734 | 3.6028 | 591.2228 | 12.5766 | 591.2228 | 2.9924 | 591.6735 | #REF! | 591.2228 | 11.6611 | 588.3806 | 0.23205
| 313.8653 | 0 | 313.8653 | 0.014085 | 313.8653 | 0.068456 | 313.8653 | 0.067883 | 313.8653 | 0.34406 | 313.8653 | 0.0058029 | 524.2794 | 0 | 591.4518 | 0.091724 | 313.8653 | 0.01693 | 524.2794 | 0 | 591.4518 | 0.056955 | 591.4518 | 0.019742 | 584.6807 | 0.020645 | 591.4518 | 0.061573 | 591.4518 | 0.055066 | 591.902 | 0.043986 | 589.6518 | 0.030185 | 591.4518 | 0.079663 | 591.902 | 0.030041 | 591.902 | 0.027545 | 591.902 | 0.010788 | 524.2794 | 6.2274 | 591.902 | 0.027218 | 591.902 | 0.1173 |  |  | 591.4518 | 5.7067 | 586.24 | 3.0061 | 591.902 | 7.3335 | 591.4518 | 5.0732 | 525.5634 | 0.00033652 | 591.902 | 1.1636 | 591.902 | 0.50721 | 591.4518 | 0.085029 | 591.902 | 0.0032594 | 591.902 | -0.00014676 | 591.902 | 0.0036993 | 788.8023 | 4.0319 | 591.4518 | -0.0017758 | 591.4518 | 0.0079523 | 591.902 | 0.0025299 | 788.1055 | 0 | 591.4518 | 0.020929 | 791.1825 | 0.0083663 | 788.8023 | 0.12263 | 591.4518 | 0 | 934.65 | 0.029051 |  |  | 1174.1738 | 0.2545 | 1022.4084 | 0.012306 | 1097.6924 | 0 | 1096.9835 | 0 | 1096.9769 | 0.0040842 | 591.452 | 0.67388 | 591.902 | 3.6243 | 591.4518 | 12.6724 | 591.4518 | 2.9977 | 591.902 | #REF! | 591.4518 | 11.7071 | 588.6084 | 0.23331
| 313.9421 | 0 | 313.9421 | -0.047725 | 313.9421 | 0.067372 | 313.9421 | 0.051223 | 313.9421 | 0.33227 | 313.9421 | -0.0021048 | 524.3942 | 0 | 591.6807 | 0.075786 | 313.9421 | -0.06838 | 524.3942 | 0.018262 | 591.6807 | -0.050558 | 591.6807 | 0.0013718 | 584.9077 | 0.012026 | 591.6807 | 0.0028594 | 591.6807 | -0.042478 | 592.1306 | -0.03393 | 589.8784 | 0.0074802 | 591.6807 | 0.011533 | 592.1306 | 0 | 592.1306 | 0.0027973 | 592.1306 | 0.004557 | 524.3942 | 6.2609 | 592.1306 | 0.019345 | 592.1306 | 0.11059 |  |  | 591.6807 | 5.6313 | 586.47 | 3.2684 | 592.1306 | 7.4872 | 591.6807 | 5.072 | 525.6809 | 0.00040169 | 592.1306 | 1.1665 | 592.1306 | 0.49524 | 591.6807 | 0.058895 | 592.1306 | -0.0047981 | 592.1306 | -0.0019616 | 592.1306 | -0.0054465 | 788.968 | 3.9473 | 591.6807 | -0.016033 | 591.6807 | -0.015612 | 592.1306 | -0.0072839 | 788.2712 | 0 | 591.6807 | -0.027694 | 791.3492 | 0.010061 | 788.968 | 0.12613 | 591.6807 | 0 | 934.7369 | 0.029119 |  |  | 1174.2413 | 0.25496 | 1022.4213 | 0.012314 | 1097.7515 | 0 | 1097.0425 | 0 | 1097.0359 | 0.0041001 | 591.681 | 0.67991 | 592.1306 | 3.6226 | 591.6807 | 12.644 | 591.6807 | 2.9862 | 592.1306 | #REF! | 591.6807 | 11.6579 | 588.8363 | 0.23279
| 314.019 | 0 | 314.019 | -0.027015 | 314.019 | 0.068227 | 314.019 | 0.068194 | 314.019 | 0.33698 | 314.019 | 0.0032777 | 524.509 | 0 | 591.9097 | 0.082054 | 314.019 | -0.02268 | 524.509 | 0 | 591.9097 | 0.087806 | 591.9097 | 0.022282 | 585.1346 | 0.027972 | 591.9097 | 0.058707 | 591.9097 | 0.084889 | 592.3592 | 0.067808 | 590.1051 | 0.02753 | 591.9097 | 0.078492 | 592.3592 | 0.047189 | 592.3592 | 0.025431 | 592.3592 | 0.0091902 | 524.509 | 6.3151 | 592.3592 | 0.028612 | 592.3592 | 0.11524 |  |  | 591.9097 | 5.6241 | 586.69 | 3.3394 | 592.3592 | 7.6597 | 591.9097 | 5.0663 | 525.7983 | 0.00034148 | 592.3592 | 1.2222 | 592.3592 | 0.54341 | 591.9097 | 0.083189 | 592.3592 | 0.00069937 | 592.3592 | 0.00070772 | 592.3592 | 0.0016071 | 789.1336 | 3.9392 | 591.9097 | 0.0025061 | 591.9097 | 0.0048272 | 592.3593 | 0.0033745 | 788.4369 | 0 | 591.9097 | 0.0017292 | 791.516 | 0.0090771 | 789.1336 | 0.12646 | 591.9097 | 0 | 934.8239 | 0.029527 |  |  | 1174.3088 | 0.25543 | 1022.4341 | 0.012323 | 1097.8104 | 0 | 1097.1014 | 0 | 1097.0948 | 0.0041182 | 591.91 | 0.69001 | 592.3592 | 3.619 | 591.9097 | 12.6578 | 591.9097 | 2.9942 | 592.3593 | #REF! | 591.9097 | 11.6304 | 589.0641 | 0.23325
| 314.0958 | 0 | 314.0958 | 0.033901 | 314.0958 | 0.067942 | 314.0958 | 0.039889 | 314.0958 | 0.32324 | 314.0958 | -0.00082737 | 524.6238 | 0.0013465 | 592.1386 | 0.07311 | 314.0958 | -0.06904 | 524.6238 | 0.0067085 | 592.1386 | -0.009176 | 592.1386 | 0.00054937 | 585.3616 | 0.0068903 | 592.1386 | -0.00020318 | 592.1386 | -0.017472 | 592.5879 | -0.013957 | 590.3318 | 0.003395 | 592.1386 | 0.020202 | 592.5879 | 0.0030903 | 592.5879 | 0.0047137 | 592.5879 | 0.00437 | 524.6238 | 6.2404 | 592.5879 | 0.018511 | 592.5878 | 0.10638 |  |  | 592.1386 | 5.5825 | 586.92 | 3.5552 | 592.5879 | 7.8169 | 592.1386 | 5.062 | 525.9158 | 0.00032738 | 592.5879 | 1.2213 | 592.5878 | 0.52845 | 592.1386 | 0.053742 | 592.5879 | -0.0055949 | 592.5879 | -0.0034112 | 592.5879 | -0.0050406 | 789.2993 | 3.8823 | 592.1386 | -0.012254 | 592.1386 | -0.0073791 | 592.5878 | -0.0057711 | 788.6026 | 0 | 592.1386 | -0.0186 | 791.6828 | 0.010882 | 789.2993 | 0.12952 | 592.1386 | 0 | 934.9108 | 0.030573 |  |  | 1174.3765 | 0.25589 | 1022.4468 | 0.012332 | 1097.8695 | 0 | 1097.1604 | 0 | 1097.1538 | 0.0041455 | 592.139 | 0.69297 | 592.5879 | 3.6171 | 592.1386 | 12.6466 | 592.1386 | 2.9836 | 592.5878 | #REF! | 592.1386 | 11.5733 | 589.292 | 0.23225
| 314.1727 | 0 | 314.1727 | 0.044717 | 314.1727 | 0.068712 | 314.1727 | 0.062496 | 314.1727 | 0.32866 | 314.1727 | 0.0060232 | 524.7387 | 0.010203 | 592.3676 | 0.086601 | 314.1727 | -0.01689 | 524.7387 | 0 | 592.3676 | 0.041621 | 592.3676 | 0.022287 | 585.5886 | 0.023489 | 592.3676 | 0.064866 | 592.3676 | 0.069575 | 592.8165 | 0.055575 | 590.5584 | 0.02524 | 592.3676 | 0.063408 | 592.8165 | 0.030741 | 592.8165 | 0.025682 | 592.8165 | 0.010233 | 524.7387 | 6.1995 | 592.8165 | 0.029229 | 592.8165 | 0.11068 |  |  | 592.3676 | 5.5459 | 587.15 | 3.5899 | 592.8165 | 8.0069 | 592.3676 | 5.0389 | 526.0333 | 0.00028317 | 592.8165 | 1.2792 | 592.8165 | 0.57274 | 592.3676 | 0.085766 | 592.8165 | 0.00028377 | 592.8165 | 0.0013743 | 592.8165 | 0.0055246 | 789.4649 | 3.8217 | 592.3676 | 0.0041457 | 592.3676 | 0.0046312 | 592.8165 | 0.0063475 | 788.7684 | 0 | 592.3676 | -0.001959 | 791.8496 | 0.0097333 | 789.4649 | 0.12788 | 592.3676 | 0 | 934.9979 | 0.031205 |  |  | 1174.444 | 0.25634 | 1022.4597 | 0.012342 | 1097.9286 | 0 | 1097.2194 | 0 | 1097.2128 | 0.0041864 | 592.368 | 0.70804 | 592.8165 | 3.6204 | 592.3676 | 12.6784 | 592.3676 | 2.9898 | 592.8165 | #REF! | 592.3676 | 11.5484 | 589.5199 | 0.23283
| 314.2495 | 0 | 314.2495 | -0.041115 | 314.2495 | 0.068113 | 314.2495 | 0.042162 | 314.2495 | 0.31148 | 314.2495 | -0.0033102 | 524.8535 | 0 | 592.5966 | 0.079853 | 314.2495 | -0.06475 | 524.8535 | 0.038688 | 592.5966 | -0.011565 | 592.5966 | 0.01079 | 585.8156 | 0.0074274 | 592.5966 | 0.0059354 | 592.5966 | -0.019813 | 593.0451 | -0.015827 | 590.7851 | 0.0011699 | 592.5966 | 0.0087138 | 593.0451 | 0.0052398 | 593.0451 | 0.005475 | 593.0451 | 0.0041781 | 524.8535 | 6.1719 | 593.0451 | 0.019652 | 593.0451 | 0.1045 |  |  | 592.5966 | 5.4917 | 587.38 | 3.8008 | 593.0451 | 8.1502 | 592.5966 | 5.0245 | 526.1507 | 0.00032052 | 593.0451 | 1.2828 | 593.0451 | 0.55987 | 592.5966 | 0.057054 | 593.0451 | -0.0039333 | 593.0451 | -0.0032468 | 593.0451 | -0.0033311 | 789.6305 | 3.7836 | 592.5966 | -0.011653 | 592.5966 | 0.00061227 | 593.0451 | -0.0024344 | 788.9341 | 0 | 592.5966 | -0.017911 | 792.0164 | 0.011592 | 789.6305 | 0.13127 | 592.5966 | 0.0090425 | 935.0848 | 0.030818 |  |  | 1174.5115 | 0.2568 | 1022.4725 | 0.012352 | 1097.9877 | 0 | 1097.2783 | 0 | 1097.2717 | 0.0042421 | 592.597 | 0.71595 | 593.0451 | 3.6048 | 592.5966 | 12.6288 | 592.5966 | 2.9809 | 593.0451 | #REF! | 592.5966 | 11.4859 | 589.7478 | 0.23159
| 314.3264 | 0 | 314.3264 | -0.031634 | 314.3264 | 0.068142 | 314.3264 | 0.061188 | 314.3264 | 0.31316 | 314.3264 | 0.0059282 | 524.9684 | 0 | 592.8256 | 0.085247 | 314.3264 | -0.01652 | 524.9684 | 0 | 592.8256 | 0.090624 | 592.8256 | 0.027306 | 586.0425 | 0.029565 | 592.8256 | 0.061213 | 592.8256 | 0.062703 | 593.2738 | 0.050086 | 591.0118 | 0.034145 | 592.8256 | 0.087333 | 593.2738 | 0.026956 | 593.2738 | 0.030404 | 593.2738 | 0.010883 | 524.9684 | 5.9948 | 593.2738 | 0.030664 | 593.2738 | 0.10772 |  |  | 592.8256 | 5.5056 | 587.61 | 3.8463 | 593.2738 | 8.3587 | 592.8256 | 5.017 | 526.2682 | 0.00033347 | 593.2738 | 1.3453 | 593.2738 | 0.60296 | 592.8256 | 0.099385 | 593.2738 | 0.0023053 | 593.2738 | 0.0014786 | 593.2738 | 0.0051289 | 789.7962 | 3.7687 | 592.8256 | 0.0016487 | 592.8256 | 0.0048974 | 593.2738 | 0.0062367 | 789.0998 | 0 | 592.8256 | 0.031347 | 792.1832 | 0.010554 | 789.7962 | 0.13182 | 592.8256 | 0.0090425 | 935.1719 | 0.030337 |  |  | 1174.5791 | 0.25725 | 1022.4853 | 0.012363 | 1098.0466 | 0 | 1097.3374 | 0 | 1097.3307 | 0.0043069 | 592.826 | 0.72436 | 593.2738 | 3.6074 | 592.8256 | 12.6519 | 592.8256 | 2.9818 | 593.2738 | #REF! | 592.8256 | 11.5192 | 589.9757 | 0.2327
| 314.4033 | 0 | 314.4033 | 0.047005 | 314.4033 | 0.067116 | 314.4033 | 0.040916 | 314.4033 | 0.30646 | 314.4032 | -0.0027318 | 525.0832 | 0.013641 | 593.0547 | 0.068347 | 314.4033 | -0.07588 | 525.0832 | 0.016399 | 593.0547 | -0.027718 | 593.0547 | -0.0013128 | 586.2696 | 0.015516 | 593.0547 | 0.0018578 | 593.0547 | -0.0053288 | 593.5024 | -0.0042565 | 591.2385 | -0.00081979 | 593.0547 | 0.00062926 | 593.5025 | 0 | 593.5025 | 0 | 593.5025 | 0.0036655 | 525.0832 | 6.0109 | 593.5024 | 0.016937 | 593.5024 | 0.099484 |  |  | 593.0547 | 5.4721 | 587.84 | 4.0866 | 593.5025 | 8.5325 | 593.0547 | 5.0251 | 526.3857 | 0.00034491 | 593.5025 | 1.3404 | 593.5024 | 0.5883 | 593.0547 | 0.050061 | 593.5025 | -0.0053312 | 593.5025 | -0.0040725 | 593.5025 | -0.0048172 | 789.9619 | 3.685 | 593.0547 | -0.0092973 | 593.0547 | -0.011206 | 593.5024 | -0.0052825 | 789.2656 | 0 | 593.0547 | -0.018879 | 792.35 | 0.012358 | 789.9619 | 0.1352 | 593.0547 | 0 | 935.2589 | 0.030846 |  |  | 1174.6466 | 0.25771 | 1022.498 | 0.012375 | 1098.1057 | 0 | 1097.3964 | 0 | 1097.3898 | 0.0043762 | 593.055 | 0.72407 | 593.5024 | 3.6094 | 593.0547 | 12.6563 | 593.0547 | 2.9641 | 593.5024 | #REF! | 593.0547 | 11.4898 | 590.2037 | 0.2325
| 314.4801 | 0 | 314.4801 | 0.015356 | 314.4801 | 0.067971 | 314.4801 | 0.058199 | 314.4801 | 0.31476 | 314.4801 | 0.0067993 | 525.1981 | 0 | 593.2837 | 0.08839 | 314.4801 | -0.01777 | 525.1981 | 0 | 593.2837 | 0.08166 | 593.2837 | 0.019457 | 586.4966 | 0.022456 | 593.2837 | 0.048769 | 593.2837 | 0.063327 | 593.7311 | 0.050584 | 591.4653 | 0.026051 | 593.2837 | 0.072425 | 593.7311 | 0.026013 | 593.7311 | 0.023029 | 593.7311 | 0.0091715 | 525.1981 | 6.0814 | 593.7311 | 0.026196 | 593.7311 | 0.10324 |  |  | 593.2837 | 5.4918 | 588.07 | 4.1684 | 593.7311 | 8.768 | 593.2837 | 5.0514 | 526.5032 | 0.00031137 | 593.7311 | 1.4214 | 593.7311 | 0.63199 | 593.2837 | 0.096808 | 593.7311 | -6.8504e-05 | 593.7311 | -0.0010883 | 593.7311 | 0.0055872 | 790.1275 | 3.6554 | 593.2837 | 0.012717 | 593.2837 | 0.00051824 | 593.7311 | 0.0011427 | 789.4313 | 0 | 593.2837 | 0.015831 | 792.5168 | 0.011428 | 790.1275 | 0.13553 | 593.2837 | 0 | 935.3459 | 0.031878 |  |  | 1174.7142 | 0.25816 | 1022.5109 | 0.012387 | 1098.1648 | 0 | 1097.4553 | 0 | 1097.4487 | 0.004441 | 593.284 | 0.74042 | 593.7311 | 3.6216 | 593.2837 | 12.72 | 593.2837 | 2.9686 | 593.7311 | #REF! | 593.2837 | 11.5194 | 590.4316 | 0.23418
| 314.557 | 0 | 314.557 | -0.040925 | 314.557 | 0.066574 | 314.557 | 0.04266 | 314.557 | 0.30022 | 314.557 | -0.0029809 | 525.3129 | 0.0080204 | 593.5127 | 0.090867 | 314.557 | -0.07376 | 525.3129 | 0.010436 | 593.5127 | -0.0518 | 593.5127 | 0.013545 | 586.7236 | 0.0051178 | 593.5127 | 0.0016789 | 593.5127 | 0.0017566 | 593.9598 | 0.0014032 | 591.692 | 0.0055123 | 593.5127 | 0.019802 | 593.9598 | 0 | 593.9598 | 0.017167 | 593.9598 | 0.0054368 | 525.3129 | 6.0099 | 593.9598 | 0.021007 | 593.9598 | 0.099484 |  |  | 593.5127 | 5.4692 | 588.3 | 4.4359 | 593.9598 | 8.9659 | 593.5127 | 5.0438 | 526.6206 | 0.00032318 | 593.9598 | 1.4301 | 593.9598 | 0.63528 | 593.5127 | 0.06957 | 593.9598 | -0.0020339 | 593.9598 | -0.0018246 | 593.9598 | -0.0043013 | 790.2932 | 3.5907 | 593.5127 | -0.012328 | 593.5127 | 0.002528 | 593.9598 | 0.0023565 | 789.5971 | 0 | 593.5127 | -0.017315 | 792.6836 | 0.013342 | 790.2932 | 0.13848 | 593.5127 | -0.0072427 | 935.433 | 0.032242 |  |  | 1174.7819 | 0.25861 | 1022.5237 | 0.0124 | 1098.2239 | 0 | 1097.5144 | 0 | 1097.5077 | 0.0044944 | 593.513 | 0.72405 | 593.9598 | 3.6321 | 593.5127 | 12.7439 | 593.5127 | 2.9322 | 593.9598 | #REF! | 593.5127 | 11.4981 | 590.6595 | 0.23356
| 314.6339 | 0 | 314.6339 | -0.011339 | 314.6339 | 0.067116 | 314.6339 | 0.060472 | 314.6339 | 0.30819 | 314.6339 | 0.0081848 | 525.4278 | 0 | 593.7418 | 0.094888 | 314.6339 | -0.00066439 | 525.4278 | 0 | 593.7418 | 0.11667 | 593.7418 | 0.021947 | 586.9507 | 0.030093 | 593.7418 | 0.065417 | 593.7418 | 0.075088 | 594.1885 | 0.059979 | 591.9187 | 0.028901 | 593.7418 | 0.071307 | 594.1885 | 0.047898 | 594.1885 | 0.03212 | 594.1885 | 0.013099 | 525.4278 | 5.9701 | 594.1885 | 0.027788 | 594.1885 | 0.10307 |  |  | 593.7418 | 5.4661 | 588.53 | 4.4268 | 594.1885 | 9.1876 | 593.7418 | 5.0511 | 526.7381 | 0.00029994 | 594.1885 | 1.4882 | 594.1885 | 0.68675 | 593.7418 | 0.10491 | 594.1885 | 0.0005507 | 594.1885 | 0.00018878 | 594.1885 | 0.0057677 | 790.4589 | 3.5307 | 593.7418 | 0.017448 | 593.7418 | 0.0095436 | 594.1885 | 0.0058938 | 789.7628 | 0 | 593.7418 | 0.0079787 | 792.8505 | 0.012577 | 790.4589 | 0.14001 | 593.7418 | 0 | 935.5201 | 0.031863 |  |  | 1174.8495 | 0.25905 | 1022.5365 | 0.012413 | 1098.283 | 0 | 1097.5734 | 0 | 1097.5668 | 0.0045319 | 593.742 | 0.74653 | 594.1885 | 3.6463 | 593.7418 | 12.8135 | 593.7418 | 2.9535 | 594.1885 | #REF! | 593.7418 | 11.5341 | 590.8875 | 0.23467
| 314.7107 | 0 | 314.7107 | 0.034595 | 314.7107 | 0.066032 | 314.7107 | 0.043812 | 314.7107 | 0.29156 | 314.7107 | -0.00058224 | 525.5426 | 0.038513 | 593.9708 | 0.074324 | 314.7107 | -0.04962 | 525.5426 | 0.01379 | 593.9708 | -0.022239 | 593.9708 | 0.0021137 | 587.1777 | 0.0031962 | 593.9708 | 0.0095146 | 593.9708 | -0.0079377 | 594.4172 | -0.0063404 | 592.1455 | 0.016469 | 593.9708 | -0.00325 | 594.4172 | 0 | 594.4172 | 0.0031774 | 594.4172 | 0.0037766 | 525.5426 | 5.9919 | 594.4172 | 0.018344 | 594.4172 | 0.094828 |  |  | 593.9708 | 5.4242 | 588.76 | 4.8015 | 594.4172 | 9.3384 | 593.9708 | 5.0348 | 526.8556 | 0.00032395 | 594.4172 | 1.4919 | 594.4172 | 0.67987 | 593.9708 | 0.069201 | 594.4172 | -0.0040112 | 594.4172 | -0.0031742 | 594.4172 | -0.0033905 | 790.6245 | 3.5166 | 593.9708 | -0.01012 | 593.9708 | -0.0012096 | 594.4172 | -0.0035004 | 789.9286 | 0 | 593.9708 | -0.0062892 | 793.0173 | 0.014545 | 790.6245 | 0.14264 | 593.9708 | 0.0090425 | 935.6071 | 0.031313 |  |  | 1174.917 | 0.2595 | 1022.5493 | 0.012426 | 1098.342 | 0 | 1097.6323 | 0 | 1097.6257 | 0.0045523 | 593.971 | 0.75285 | 594.4172 | 3.641 | 593.9708 | 12.7768 | 593.9708 | 2.9411 | 594.4172 | #REF! | 593.9708 | 11.4832 | 591.1155 | 0.23323
| 314.7876 | 0 | 314.7876 | 0.024227 | 314.7876 | 0.06703 | 314.7876 | 0.058666 | 314.7876 | 0.29312 | 314.7876 | 0.0064666 | 525.6575 | 0 | 594.1999 | 0.079719 | 314.7876 | -0.00522 | 525.6575 | 0 | 594.1999 | 0.070081 | 594.1999 | 0.024744 | 587.4048 | 0.025232 | 594.1999 | 0.06073 | 594.1999 | 0.095852 | 594.646 | 0.076565 | 592.3722 | 0.034046 | 594.1999 | 0.081882 | 594.646 | 0.045126 | 594.646 | 0.0313 | 594.646 | 0.0099614 | 525.6575 | 5.9882 | 594.646 | 0.028572 | 594.6459 | 0.099753 |  |  | 594.1999 | 5.4111 | 588.99 | 4.8224 | 594.646 | 9.531 | 594.1999 | 5.0353 | 526.9731 | 0.00032738 | 594.646 | 1.5467 | 594.6459 | 0.72266 | 594.1999 | 0.11227 | 594.646 | 0.00027634 | 594.646 | 0.0019508 | 594.646 | 0.0073248 | 790.7902 | 3.4374 | 594.1999 | 0.0088765 | 594.1999 | 0.011015 | 594.6459 | 0.005303 | 790.0944 | 0 | 594.1999 | 0.01214 | 793.1842 | 0.01378 | 790.7902 | 0.14231 | 594.1999 | 0 | 935.6942 | 0.031812 |  |  | 1174.9846 | 0.25994 | 1022.5621 | 0.01244 | 1098.4012 | 0 | 1097.6914 | 0 | 1097.6848 | 0.0045592 | 594.2 | 0.76412 | 594.646 | 3.6318 | 594.1999 | 12.7795 | 594.1999 | 2.9376 | 594.6459 | #REF! | 594.1999 | 11.4444 | 591.3434 | 0.23326
| 314.8645 | 0 | 314.8645 | -0.05001 | 314.8645 | 0.066403 | 314.8645 | 0.040948 | 314.8645 | 0.27854 | 314.8645 | -0.0021179 | 525.7724 | 0 | 594.429 | 0.079651 | 314.8645 | -0.06209 | 525.7724 | 0.039548 | 594.429 | -0.03474 | 594.429 | 0.0022753 | 587.6319 | 0.009791 | 594.429 | 0.0052578 | 594.429 | -0.019646 | 594.8747 | -0.015693 | 592.599 | 0.014016 | 594.429 | 0.0066555 | 594.8747 | 0 | 594.8747 | 0.011292 | 594.8747 | 0.0050229 | 525.7724 | 5.9954 | 594.8747 | 0.016024 | 594.8747 | 0.092679 |  |  | 594.429 | 5.3621 | 589.21 | 5.0236 | 594.8747 | 9.6507 | 594.429 | 5.0038 | 527.0906 | 0.00036892 | 594.8747 | 1.5571 | 594.8747 | 0.71697 | 594.429 | 0.097913 | 594.8747 | -0.0030023 | 594.8747 | -0.0021308 | 594.8747 | -0.0030771 | 790.9559 | 3.3851 | 594.429 | -0.0074536 | 594.429 | -0.013831 | 594.8747 | -0.0016496 | 790.2601 | 0 | 594.429 | -0.01837 | 793.351 | 0.015748 | 790.9559 | 0.14428 | 594.429 | 0.0036213 | 935.7814 | 0.03239 |  |  | 1175.0522 | 0.26038 | 1022.5749 | 0.012455 | 1098.4603 | 0 | 1097.7505 | 0 | 1097.7438 | 0.0045558 | 594.429 | 0.76787 | 594.8747 | 3.6197 | 594.429 | 12.748 | 594.429 | 2.9314 | 594.8747 | #REF! | 594.429 | 11.4014 | 591.5714 | 0.23195
| 314.9414 | 0 | 314.9414 | -0.031721 | 314.9414 | 0.06683 | 314.9414 | 0.05988 | 314.9414 | 0.28523 | 314.9414 | 0.0035479 | 525.8873 | 0 | 594.6581 | 0.064319 | 314.9414 | -0.01864 | 525.8873 | 0 | 594.6581 | 0.057315 | 594.6581 | 0.019022 | 587.8589 | 0.02227 | 594.6581 | 0.050828 | 594.6581 | 0.067981 | 595.1034 | 0.054302 | 592.8258 | 0.04124 | 594.6581 | 0.049302 | 595.1034 | 0.043558 | 595.1034 | 0.026684 | 595.1034 | 0.0076378 | 525.8873 | 5.9627 | 595.1034 | 0.023741 | 595.1034 | 0.096171 |  |  | 594.6581 | 5.3522 | 589.44 | 5.1914 | 595.1034 | 9.8109 | 594.6581 | 4.9843 | 527.2081 | 0.00036815 | 595.1034 | 1.6077 | 595.1034 | 0.76066 | 594.6581 | 0.10748 | 595.1034 | 7.5017e-05 | 595.1034 | -0.00080758 | 595.1034 | 0.0021617 | 791.1216 | 3.3544 | 594.6581 | 0.01201 | 594.6581 | 0.0066176 | 595.1035 | 0.0092575 | 790.4259 | 0 | 594.6581 | 0.012739 | 793.5178 | 0.014928 | 791.1216 | 0.14482 | 594.6581 | 0 | 935.8685 | 0.031872 |  |  | 1175.1199 | 0.26082 | 1022.5877 | 0.012469 | 1098.5194 | 0 | 1097.8094 | 0 | 1097.8029 | 0.0045467 | 594.658 | 0.77936 | 595.1034 | 3.6044 | 594.6581 | 12.7344 | 594.6581 | 2.9314 | 595.1035 | #REF! | 594.6581 | 11.3903 | 591.7994 | 0.23129
| 315.0183 | 0 | 315.0183 | 0.063923 | 315.0183 | 0.065405 | 315.0183 | 0.040107 | 315.0183 | 0.2706 | 315.0183 | -0.0031644 | 526.0022 | 0.0020491 | 594.8872 | 0.068073 | 315.0183 | -0.06242 | 526.0022 | 0.014163 | 594.8872 | -0.045581 | 594.8872 | 0.0079963 | 588.0861 | 0.01281 | 594.8872 | 0.0081275 | 594.8872 | 0.011254 | 595.3322 | 0.0089896 | 593.0526 | 0.001683 | 594.8872 | 0.027768 | 595.3322 | 0 | 595.3322 | 0.0048605 | 595.3322 | 0.0056031 | 526.0022 | 5.9002 | 595.3322 | 0.017846 | 595.3322 | 0.089186 |  |  | 594.8872 | 5.2881 | 589.67 | 5.438 | 595.3322 | 9.9556 | 594.8872 | 4.9665 | 527.3256 | 0.00032852 | 595.3322 | 1.616 | 595.3322 | 0.75108 | 594.8872 | 0.083925 | 595.3322 | -0.0029257 | 595.3322 | -0.0036419 | 595.3322 | -0.0048486 | 791.2873 | 3.2851 | 594.8872 | -0.011792 | 594.8872 | 0.0039527 | 595.3322 | -0.0057975 | 790.5917 | 0 | 594.8872 | -0.012917 | 793.6847 | 0.016842 | 791.2873 | 0.14734 | 594.8872 | 0 | 935.9557 | 0.031622 |  |  | 1175.1875 | 0.26125 | 1022.6005 | 0.012484 | 1098.5785 | 0 | 1097.8685 | 0 | 1097.8619 | 0.0045342 | 594.887 | 0.78145 | 595.3322 | 3.5981 | 594.8872 | 12.7076 | 594.8872 | 2.9189 | 595.3322 | #REF! | 594.8872 | 11.3281 | 592.0274 | 0.23089
| 315.0952 | 0 | 315.0952 | 0.02721 | 315.0952 | 0.066146 | 315.0952 | 0.052158 | 315.0952 | 0.27735 | 315.0952 | 0.0049215 | 526.117 | 0 | 595.1163 | 0.087122 | 315.0952 | -0.00831 | 526.117 | 0 | 595.1163 | 0.073063 | 595.1163 | 0.020398 | 588.3132 | 0.022273 | 595.1163 | 0.05421 | 595.1163 | 0.058208 | 595.561 | 0.046495 | 593.2794 | 0.030462 | 595.1163 | 0.088173 | 595.561 | 0.033715 | 595.561 | 0.024268 | 595.561 | 0.0080745 | 526.117 | 5.8316 | 595.561 | 0.023672 | 595.561 | 0.092589 |  |  | 595.1163 | 5.2768 | 589.9 | 5.5244 | 595.561 | 10.1464 | 595.1163 | 4.9631 | 527.4431 | 0.00029994 | 595.561 | 1.6879 | 595.561 | 0.79866 | 595.1163 | 0.11521 | 595.561 | 0.0014963 | 595.561 | 0.00026853 | 595.561 | 0.0048187 | 791.453 | 3.2574 | 595.1163 | 0.0020907 | 595.1163 | 0.012712 | 595.561 | 0.010735 | 790.7575 | 0 | 595.1163 | 0.012304 | 793.8516 | 0.01624 | 791.453 | 0.14712 | 595.1163 | 0 | 936.0428 | 0.031521 |  |  | 1175.2551 | 0.26168 | 1022.6133 | 0.012499 | 1098.6377 | 0 | 1097.9276 | 0 | 1097.9209 | 0.0045171 | 595.116 | 0.79564 | 595.561 | 3.6057 | 595.1163 | 12.7466 | 595.1163 | 2.934 | 595.561 | #REF! | 595.1163 | 11.3136 | 592.2555 | 0.23092
| 315.1721 | 0 | 315.1721 | 0.052923 | 315.1721 | 0.065718 | 315.1721 | 0.035405 | 315.1721 | 0.26809 | 315.1721 | -0.0025227 | 526.2319 | 0.02737 | 595.3455 | 0.078179 | 315.1721 | -0.06294 | 526.2319 | 0.020498 | 595.3455 | -0.015102 | 595.3455 | 0.0040815 | 588.5403 | 0.006646 | 595.3455 | 0.0043352 | 595.3455 | 0.010341 | 595.7898 | 0.0082604 | 593.5062 | -0.0069953 | 595.3455 | -0.0047871 | 595.7898 | 0 | 595.7898 | 0.0095116 | 595.7898 | 0.003621 | 526.2319 | 5.8065 | 595.7898 | 0.018767 | 595.7897 | 0.086948 |  |  | 595.3455 | 5.2691 | 590.13 | 5.7049 | 595.7898 | 10.3245 | 595.3455 | 4.9797 | 527.5606 | 0.00033271 | 595.7898 | 1.7111 | 595.7897 | 0.79926 | 595.3455 | 0.087974 | 595.7898 | -0.0020559 | 595.7898 | -0.0019762 | 595.7898 | -0.0023613 | 791.6187 | 3.2009 | 595.3455 | -0.012091 | 595.3455 | -0.0059017 | 595.7897 | -0.0035911 | 790.9233 | 0 | 595.3455 | -0.012434 | 794.0184 | 0.018209 | 791.6187 | 0.14832 | 595.3455 | 0 | 936.1301 | 0.031798 |  |  | 1175.3229 | 0.26211 | 1022.6262 | 0.012515 | 1098.6968 | 0 | 1097.9866 | 0 | 1097.98 | 0.0044921 | 595.345 | 0.79722 | 595.7898 | 3.6066 | 595.3455 | 12.7899 | 595.3455 | 2.9225 | 595.7897 | #REF! | 595.3455 | 11.3234 | 592.4835 | 0.2309
| 315.249 | 0 | 315.249 | 0.020566 | 315.249 | 0.066802 | 315.249 | 0.050102 | 315.249 | 0.2712 | 315.249 | 0.0062221 | 526.3468 | 0 | 595.5746 | 0.070165 | 315.249 | -0.02646 | 526.3468 | 0 | 595.5746 | 0.052306 | 595.5746 | 0.02641 | 588.7674 | 0.027611 | 595.5746 | 0.062371 | 595.5746 | 0.061394 | 596.0186 | 0.04904 | 593.733 | 0.031576 | 595.5746 | 0.062591 | 596.0186 | 0.051641 | 596.0186 | 0.02601 | 596.0186 | 0.012028 | 526.3468 | 5.7978 | 596.0186 | 0.027177 | 596.0186 | 0.091067 |  |  | 595.5746 | 5.277 | 590.36 | 5.8406 | 596.0186 | 10.4897 | 595.5746 | 4.9862 | 527.6781 | 0.00036472 | 596.0186 | 1.7741 | 596.0186 | 0.84504 | 595.5746 | 0.11742 | 596.0186 | 0.0015044 | 596.0186 | 0.001574 | 596.0186 | 0.0078161 | 791.7844 | 3.135 | 595.5746 | 0.0089477 | 595.5746 | 0.00081882 | 596.0186 | 0.0033208 | 791.0891 | 0.046171 | 595.5746 | 0.013667 | 794.1853 | 0.017553 | 791.7844 | 0.14909 | 595.5746 | 0.0018107 | 936.2173 | 0.032265 |  |  | 1175.3905 | 0.26254 | 1022.6389 | 0.01253 | 1098.756 | 0 | 1098.0457 | 0 | 1098.0391 | 0.0044592 | 595.575 | 0.81258 | 596.0186 | 3.6122 | 595.5746 | 12.8274 | 595.5746 | 2.9269 | 596.0186 | #REF! | 595.5746 | 11.3285 | 592.7115 | 0.23118
| 315.3259 | 0 | 315.3259 | 0.027641 | 315.3259 | 0.066374 | 315.3259 | 0.033692 | 315.3259 | 0.26278 | 315.3259 | -0.0016196 | 526.4617 | 0.024828 | 595.8038 | 0.079017 | 315.3259 | -0.07055 | 526.4617 | 0.017144 | 595.8038 | -0.030192 | 595.8038 | 0.0052949 | 588.9946 | 0.0026372 | 595.8038 | -0.001749 | 595.8038 | -0.025484 | 596.2474 | -0.020356 | 593.9598 | 0.00081539 | 595.8038 | 0.00072178 | 596.2474 | 0 | 596.2474 | 0.0028807 | 596.2474 | 0.0042144 | 526.4617 | 5.7938 | 596.2474 | 0.015257 | 596.2474 | 0.082918 |  |  | 595.8038 | 5.2508 | 590.59 | 6.2331 | 596.2474 | 10.6693 | 595.8038 | 5.0043 | 527.7956 | 0.00036892 | 596.2474 | 1.7863 | 596.2474 | 0.84774 | 595.8038 | 0.088342 | 596.2474 | -0.0062245 | 596.2474 | -0.0027484 | 596.2474 | -0.0030553 | 791.9501 | 3.1256 | 595.8038 | -0.016439 | 595.8038 | -0.0045234 | 596.2474 | -0.0018606 | 791.2549 | 0 | 595.8038 | -0.019474 | 794.3522 | 0.019904 | 791.9501 | 0.15094 | 595.8038 | 0.0054302 | 936.3045 | 0.031963 |  |  | 1175.4581 | 0.26297 | 1022.6517 | 0.012546 | 1098.8151 | 0 | 1098.1047 | 0 | 1098.0981 | 0.0044148 | 595.804 | 0.81843 | 596.2474 | 3.6214 | 595.8038 | 12.8226 | 595.8038 | 2.9269 | 596.2474 | #REF! | 595.8038 | 11.307 | 592.9396 | 0.23074
| 315.4028 | 0 | 315.4028 | 0.04252 | 315.4028 | 0.067372 | 315.4028 | 0.054555 | 315.4028 | 0.26567 | 315.4028 | 0.0033907 | 526.5766 | 0 | 596.0329 | 0.082992 | 315.4028 | -0.01933 | 526.5766 | 0 | 596.0329 | 0.056954 | 596.0329 | 0.020633 | 589.2217 | 0.030671 | 596.0329 | 0.052378 | 596.0329 | 0.060927 | 596.4762 | 0.048667 | 594.1867 | 0.022404 | 596.0329 | 0.035955 | 596.4762 | 0.044155 | 596.4762 | 0.023892 | 596.4762 | 0.0086409 | 526.5766 | 5.6744 | 596.4762 | 0.023649 | 596.4762 | 0.089097 |  |  | 596.0329 | 5.2566 | 590.82 | 6.2876 | 596.4762 | 10.8518 | 596.0329 | 5.0193 | 527.9132 | 0.0003228 | 596.4762 | 1.8638 | 596.4762 | 0.9028 | 596.0329 | 0.12846 | 596.4762 | 0.0011609 | 596.4762 | 0.0010473 | 596.4762 | 0.005836 | 792.1158 | 3.0681 | 596.0329 | 0.012631 | 596.0329 | 0.0060121 | 596.4762 | -0.0013273 | 791.4207 | 0.1213 | 596.0329 | 0.0054922 | 794.519 | 0.019248 | 792.1158 | 0.15215 | 596.0329 | 0 | 936.3917 | 0.032217 |  |  | 1175.5259 | 0.26339 | 1022.6646 | 0.012562 | 1098.8743 | 0 | 1098.1638 | 0 | 1098.1572 | 0.0043603 | 596.033 | 0.82994 | 596.4762 | 3.6371 | 596.0329 | 12.8541 | 596.0329 | 2.9367 | 596.4762 | #REF! | 596.0329 | 11.3276 | 593.1677 | 0.23149
| 315.4797 | 0 | 315.4797 | -0.021256 | 315.4797 | 0.066289 | 315.4797 | 0.036868 | 315.4797 | 0.25266 | 315.4797 | -0.0036976 | 526.6916 | 0.031866 | 596.2621 | 0.076506 | 315.4797 | -0.07716 | 526.6916 | 0.025362 | 596.2621 | -0.02223 | 596.2621 | 0.014422 | 589.4489 | 0.0088855 | 596.2621 | 0.0031447 | 596.2621 | -0.0030494 | 596.705 | -0.0024358 | 594.4135 | 0.014684 | 596.2621 | -0.013729 | 596.705 | 0.00063033 | 596.705 | 0.0057422 | 596.705 | 0.006426 | 526.6916 | 5.6547 | 596.705 | 0.01767 | 596.705 | 0.081844 |  |  | 596.2621 | 5.2428 | 591.05 | 6.5052 | 596.705 | 10.9964 | 596.2621 | 5.0194 | 528.0307 | 0.0003148 | 596.705 | 1.8919 | 596.705 | 0.89681 | 596.2621 | 0.095336 | 596.705 | -0.0028316 | 596.705 | -0.00088298 | 596.705 | 0.0012436 | 792.2815 | 3.0287 | 596.2621 | -0.0048833 | 596.2621 | -0.0041054 | 596.705 | -0.0059948 | 791.5865 | 0.014868 | 596.2621 | -0.018296 | 794.6859 | 0.021271 | 792.2815 | 0.15335 | 596.2621 | 0 | 936.479 | 0.033026 |  |  | 1175.5935 | 0.26381 | 1022.6774 | 0.012578 | 1098.9334 | 0 | 1098.2229 | 0 | 1098.2163 | 0.0043001 | 596.262 | 0.83924 | 596.705 | 3.638 | 596.2621 | 12.8691 | 596.2621 | 2.9269 | 596.705 | #REF! | 596.2621 | 11.2848 | 593.3957 | 0.23066
| 315.5566 | 0 | 315.5566 | -0.014453 | 315.5566 | 0.066631 | 315.5566 | 0.058074 | 315.5566 | 0.26104 | 315.5566 | 0.0045495 | 526.8065 | 0 | 596.4913 | 0.085923 | 315.5566 | -0.00206 | 526.8065 | 0 | 596.4913 | 0.076729 | 596.4913 | 0.025267 | 589.676 | 0.014199 | 596.4913 | 0.055701 | 596.4913 | 0.079468 | 596.9338 | 0.063477 | 594.6404 | 0.032606 | 596.4913 | 0.068417 | 596.9338 | 0.040563 | 596.9338 | 0.025805 | 596.9338 | 0.010617 | 526.8065 | 5.5975 | 596.9338 | 0.022472 | 596.9338 | 0.085784 |  |  | 596.4913 | 5.2384 | 591.28 | 6.629 | 596.9338 | 11.1259 | 596.4913 | 5.0141 | 528.1482 | 0.00032052 | 596.9338 | 1.9684 | 596.9338 | 0.95037 | 596.4913 | 0.12736 | 596.9338 | 0.0028934 | 596.9338 | 0.00072124 | 596.9338 | 0.0048312 | 792.4472 | 2.957 | 596.4913 | 0.0033318 | 596.4913 | 0.0074402 | 596.9338 | -0.0016975 | 791.7523 | 0.16877 | 596.4913 | 0.0094461 | 794.8528 | 0.020779 | 792.4472 | 0.15542 | 596.4913 | 0 | 936.5663 | 0.03317 |  |  | 1175.6613 | 0.26423 | 1022.6902 | 0.012594 | 1098.9925 | 0 | 1098.282 | 0 | 1098.2754 | 0.0042387 | 596.491 | 0.84896 | 596.9338 | 3.6419 | 596.4913 | 12.91 | 596.4913 | 2.9376 | 596.9338 | #REF! | 596.4913 | 11.2989 | 593.6238 | 0.23054
| 315.6335 | 0 | 315.6335 | -0.0023775 | 315.6335 | 0.066175 | 315.6335 | 0.035561 | 315.6335 | 0.24866 | 315.6335 | -0.00059459 | 526.9214 | 0.016451 | 596.7205 | 0.070671 | 315.6335 | -0.03017 | 526.9214 | 0.052229 | 596.7205 | -0.038291 | 596.7205 | 0.0036618 | 589.9032 | 0.0078598 | 596.7205 | 0.0080132 | 596.7205 | -0.020182 | 597.1627 | -0.016121 | 594.8672 | 0.0078907 | 596.7205 | -0.0021633 | 597.1627 | 0.0047839 | 597.1627 | 0.010004 | 597.1627 | 0.0022771 | 526.9214 | 5.6028 | 597.1627 | 0.014698 | 597.1627 | 0.078441 |  |  | 596.7205 | 5.2038 | 591.51 | 6.9707 | 597.1627 | 11.2131 | 596.7205 | 4.9993 | 528.2657 | 0.00034224 | 597.1627 | 1.9764 | 597.1627 | 0.94678 | 596.7205 | 0.10822 | 597.1627 | -0.0038879 | 597.1627 | -0.0023547 | 597.1627 | -0.0064018 | 792.613 | 2.8901 | 596.7205 | -0.0090863 | 596.7205 | -0.0072112 | 597.1627 | -0.0028786 | 791.9181 | 0.13017 | 596.7205 | -0.012318 | 795.0197 | 0.022693 | 792.613 | 0.15597 | 596.7205 | 0 | 936.6536 | 0.032525 |  |  | 1175.7289 | 0.26465 | 1022.703 | 0.012611 | 1099.0518 | 0 | 1098.3411 | 0 | 1098.3345 | 0.0041842 | 596.721 | 0.86357 | 597.1627 | 3.6395 | 596.7205 | 12.8499 | 596.7205 | 2.9349 | 597.1627 | #REF! | 596.7205 | 11.2273 | 593.8519 | 0.2294
| 315.7104 | 0 | 315.7104 | 0.057397 | 315.7104 | 0.066289 | 315.7104 | 0.056891 | 315.7104 | 0.25232 | 315.7104 | 0.0054812 | 527.0363 | 0 | 596.9497 | 0.085408 | 315.7104 | 0.01143 | 527.0363 | 0 | 596.9497 | 0.060109 | 596.9497 | 0.02099 | 590.1304 | 0.02115 | 596.9497 | 0.061551 | 596.9497 | 0.070094 | 597.3916 | 0.05599 | 595.0941 | 0.035473 | 596.9497 | 0.063472 | 597.3916 | 0.039353 | 597.3916 | 0.021333 | 597.3916 | 0.0090475 | 527.0363 | 5.5511 | 597.3916 | 0.023502 | 597.3915 | 0.083635 |  |  | 596.9497 | 5.1809 | 591.74 | 7.1246 | 597.3916 | 11.301 | 596.9497 | 5 | 528.3833 | 0.0003068 | 597.3916 | 2.0406 | 597.3915 | 0.99975 | 596.9497 | 0.13767 | 597.3916 | 0.001805 | 597.3916 | 0.00093446 | 597.3916 | 0.0050239 | 792.7787 | 2.8462 | 596.9497 | 0.0137 | 596.9497 | -0.0012206 | 597.3915 | 0.0042268 | 792.0839 | 0.25277 | 596.9497 | 0.0028523 | 795.1866 | 0.022091 | 792.7787 | 0.1575 | 596.9497 | 0 | 936.7409 | 0.032306 |  |  | 1175.7966 | 0.26506 | 1022.7158 | 0.012627 | 1099.111 | 0 | 1098.4001 | 0 | 1098.3936 | 0.0041421 | 596.95 | 0.86944 | 597.3916 | 3.6353 | 596.9497 | 12.8598 | 596.9497 | 2.9411 | 597.3915 | #REF! | 596.9497 | 11.203 | 594.08 | 0.22954
| 315.7874 | 0 | 315.7874 | -0.032132 | 315.7874 | 0.065262 | 315.7874 | 0.029769 | 315.7874 | 0.2389 | 315.7873 | -0.0011373 | 527.1512 | 0.0013465 | 597.179 | 0.059823 | 315.7874 | -0.04839 | 527.1512 | 0.021923 | 597.179 | -0.048828 | 597.179 | 0.0039774 | 590.3576 | 0.0089986 | 597.179 | 0.003526 | 597.179 | -0.014269 | 597.6204 | -0.011398 | 595.321 | 0.0073338 | 597.179 | -0.0052657 | 597.6204 | 0.0052156 | 597.6204 | 0.006522 | 597.6204 | 0.0035195 | 527.1512 | 5.4795 | 597.6204 | 0.014116 | 597.6204 | 0.076113 |  |  | 597.179 | 5.1571 | 591.97 | 7.3065 | 597.6204 | 11.3748 | 597.179 | 4.9726 | 528.5008 | 0.00031594 | 597.6204 | 2.0584 | 597.6204 | 1.0066 | 597.179 | 0.10417 | 597.6204 | -0.0039606 | 597.6204 | -0.0021091 | 597.6204 | -0.0029253 | 792.9444 | 2.7781 | 597.179 | -0.011863 | 597.179 | -0.011631 | 597.6204 | -0.0024615 | 792.2497 | 0.13486 | 597.179 | -0.020537 | 795.3536 | 0.024333 | 792.9444 | 0.15728 | 597.179 | 0 | 936.8282 | 0.033235 |  |  | 1175.8644 | 0.26548 | 1022.7286 | 0.012643 | 1099.17 | 0 | 1098.4594 | 0 | 1098.4526 | 0.0041171 | 597.179 | 0.87686 | 597.6204 | 3.6291 | 597.179 | 12.851 | 597.179 | 2.934 | 597.6204 | #REF! | 597.179 | 11.1659 | 594.3082 | 0.22837
| 315.8643 | 0 | 315.8643 | -0.039262 | 315.8643 | 0.065604 | 315.8643 | 0.048608 | 315.8643 | 0.24202 | 315.8643 | 0.0070845 | 527.2662 | 0 | 597.4082 | 0.081523 | 315.8643 | -0.00069919 | 527.2662 | 0 | 597.4082 | 0.02882 | 597.4082 | 0.022276 | 590.5848 | 0.027516 | 597.4082 | 0.065185 | 597.4082 | 0.094303 | 597.8493 | 0.075327 | 595.5479 | 0.025654 | 597.4082 | 0.071263 | 597.8493 | 0.031838 | 597.8493 | 0.027 | 597.8493 | 0.0084963 | 527.2662 | 5.3674 | 597.8493 | 0.020375 | 597.8493 | 0.082112 |  |  | 597.4082 | 5.1342 | 592.19 | 7.5163 | 597.8493 | 11.4421 | 597.4082 | 4.9861 | 528.6183 | 0.00033271 | 597.8493 | 2.1537 | 597.8493 | 1.0635 | 597.4082 | 0.14871 | 597.8493 | 0.00015967 | 597.8493 | -0.00073745 | 597.8493 | 0.0061681 | 793.1102 | 2.7175 | 597.4082 | 0.010334 | 597.4082 | 0.004334 | 597.8493 | 0.0065441 | 792.4156 | 0.18338 | 597.4082 | 0.022261 | 795.5205 | 0.024115 | 793.1102 | 0.15925 | 597.4082 | 0 | 936.9156 | 0.033572 |  |  | 1175.932 | 0.26589 | 1022.7414 | 0.01266 | 1099.2293 | 0 | 1098.5184 | 0 | 1098.5118 | 0.0041103 | 597.408 | 0.88775 | 597.8493 | 3.6428 | 597.4082 | 12.8853 | 597.4082 | 2.9429 | 597.8493 | #REF! | 597.4082 | 11.1615 | 594.5363 | 0.22921
| 315.9412 | 0 | 315.9412 | 0.030443 | 315.9412 | 0.06492 | 315.9412 | 0.028492 | 315.9412 | 0.23256 | 315.9412 | -0.0014364 | 527.3811 | 0.013289 | 597.6374 | 0.063625 | 315.9412 | -0.0395 | 527.3811 | 0.04922 | 597.6374 | -0.020445 | 597.6374 | 0.0021907 | 590.812 | 0.0039615 | 597.6374 | -0.0030119 | 597.6374 | -0.031917 | 598.0782 | -0.025495 | 595.7748 | 0.0024104 | 597.6374 | 0.0026501 | 598.0782 | 0 | 598.0782 | 0.0026509 | 598.0782 | 0.0033814 | 527.3811 | 5.394 | 598.0782 | 0.013033 | 598.0782 | 0.074053 |  |  | 597.6374 | 5.1418 | 592.42 | 7.7475 | 598.0782 | 11.499 | 597.6374 | 4.9744 | 528.7359 | 0.00038149 | 598.0782 | 2.1621 | 598.0782 | 1.0599 | 597.6374 | 0.12184 | 598.0782 | -0.0051729 | 598.0782 | -0.0026798 | 598.0782 | -0.0054648 | 793.2759 | 2.6836 | 597.6374 | -0.013032 | 597.6374 | -0.0027393 | 598.0782 | -0.0070996 | 792.5814 | 0.20373 | 597.6374 | -0.020246 | 795.6874 | 0.026302 | 793.2759 | 0.15838 | 597.6374 | 0 | 937.0029 | 0.033418 |  |  | 1175.9998 | 0.2663 | 1022.7542 | 0.012677 | 1099.2885 | 0 | 1098.5775 | 0 | 1098.5709 | 0.0041217 | 597.637 | 0.89838 | 598.0782 | 3.6374 | 597.6374 | 12.8537 | 597.6374 | 2.9402 | 598.0782 | #REF! | 597.6374 | 11.1199 | 594.7644 | 0.22841
| 316.0181 | 0 | 316.0181 | 0.037071 | 316.0181 | 0.065604 | 316.0181 | 0.05057 | 316.0181 | 0.24053 | 316.0181 | 0.005577 | 527.496 | 0 | 597.8667 | 0.075846 | 316.0181 | -0.0126 | 527.496 | 0 | 597.8667 | 0.065729 | 597.8667 | 0.019117 | 591.0392 | 0.025968 | 597.8667 | 0.060846 | 597.8667 | 0.071114 | 598.3071 | 0.056804 | 596.0017 | 0.031679 | 597.8667 | 0.051834 | 598.3071 | 0.037486 | 598.3071 | 0.024774 | 598.3071 | 0.010349 | 527.496 | 5.3529 | 598.3071 | 0.024135 | 598.3071 | 0.080232 |  |  | 597.8667 | 5.1418 | 592.65 | 7.8623 | 598.3071 | 11.5391 | 597.8667 | 4.9815 | 528.8534 | 0.00036206 | 598.3071 | 2.2385 | 598.3071 | 1.1197 | 597.8667 | 0.14172 | 598.3071 | 0.0029882 | 598.3071 | 0.001437 | 598.3071 | 0.0109 | 793.4416 | 2.6486 | 597.8667 | 0.011691 | 597.8667 | 0.0034548 | 598.3071 | 0.0029656 | 792.7472 | 0.27468 | 597.8667 | 0.0083274 | 795.8543 | 0.026192 | 793.4416 | 0.16002 | 597.8667 | 0 | 937.0903 | 0.033842 |  |  | 1176.0675 | 0.2667 | 1022.767 | 0.012693 | 1099.3477 | 0 | 1098.6367 | 0 | 1098.63 | 0.0041489 | 597.867 | 0.90708 | 598.3071 | 3.6327 | 597.8667 | 12.8853 | 597.8667 | 2.9437 | 598.3071 | #REF! | 597.8667 | 11.1303 | 594.9926 | 0.22883
| 316.0951 | 0 | 316.0951 | -0.036941 | 316.0951 | 0.064949 | 316.0951 | 0.032198 | 316.0951 | 0.22734 | 316.0951 | 0.00025495 | 527.611 | 0.03128 | 598.096 | 0.069616 | 316.0951 | -0.04109 | 527.611 | 0.018635 | 598.096 | -0.02791 | 598.096 | 0.0033613 | 591.2665 | 0.0088724 | 598.096 | 0.0029263 | 598.096 | -0.0088065 | 598.536 | -0.0070344 | 596.2286 | 0.0005719 | 598.096 | -0.0071202 | 598.536 | 0.0074813 | 598.536 | 0.0090585 | 598.536 | 0.004808 | 527.611 | 5.3222 | 598.536 | 0.01398 | 598.536 | 0.073068 |  |  | 598.096 | 5.1171 | 592.88 | 8.1603 | 598.536 | 11.5524 | 598.096 | 4.9868 | 528.971 | 0.00034605 | 598.536 | 2.2653 | 598.536 | 1.1251 | 598.096 | 0.12442 | 598.536 | -0.0055704 | 598.536 | -0.0026204 | 598.536 | -0.0043775 | 793.6074 | 2.5689 | 598.096 | -0.0089732 | 598.096 | -0.0089108 | 598.536 | 0.0001292 | 792.9131 | 0.23868 | 598.096 | -0.012037 | 796.0212 | 0.028325 | 793.6074 | 0.15936 | 598.096 | 0 | 937.1777 | 0.033561 |  |  | 1176.1353 | 0.26711 | 1022.7798 | 0.01271 | 1099.4069 | 0 | 1098.6958 | 0 | 1098.6892 | 0.004191 | 598.096 | 0.91643 | 598.536 | 3.6419 | 598.096 | 12.8869 | 598.096 | 2.9437 | 598.536 | #REF! | 598.096 | 11.1146 | 595.2208 | 0.22805
| 316.172 | 0 | 316.172 | -0.053174 | 316.172 | 0.065633 | 316.172 | 0.047331 | 316.172 | 0.23125 | 316.172 | 0.0054619 | 527.7259 | 0 | 598.3253 | 0.082033 | 316.172 | -0.03746 | 527.7259 | 0 | 598.3253 | 0.077429 | 598.3253 | 0.019804 | 591.4938 | 0.019626 | 598.3253 | 0.05452 | 598.3253 | 0.076837 | 598.765 | 0.061376 | 596.4556 | 0.025564 | 598.3253 | 0.055984 | 598.765 | 0.038622 | 598.765 | 0.021203 | 598.765 | 0.010163 | 527.7259 | 5.3559 | 598.765 | 0.021631 | 598.7649 | 0.076471 |  |  | 598.3253 | 5.1188 | 593.11 | 8.2949 | 598.765 | 11.5845 | 598.3253 | 5.0029 | 529.0885 | 0.00032585 | 598.765 | 2.3444 | 598.7649 | 1.1817 | 598.3253 | 0.14981 | 598.765 | 0.0030551 | 598.765 | 0.00098933 | 598.765 | 0.0054328 | 793.7731 | 2.5619 | 598.3253 | 0.0039215 | 598.3253 | 0.011596 | 598.765 | 0.0027447 | 793.0789 | 0.27937 | 598.3253 | 0.019722 | 796.1882 | 0.02827 | 793.7731 | 0.16231 | 598.3253 | 0 | 937.2651 | 0.033083 |  |  | 1176.203 | 0.26751 | 1022.7927 | 0.012726 | 1099.4661 | 0 | 1098.7549 | 0 | 1098.7483 | 0.0042432 | 598.325 | 0.9273 | 598.765 | 3.6483 | 598.3253 | 12.9428 | 598.3253 | 2.9455 | 598.765 | #REF! | 598.3253 | 11.1041 | 595.4489 | 0.22869
| 316.2489 | 0 | 316.2489 | 0.0051804 | 316.2489 | 0.06512 | 316.2489 | 0.026157 | 316.2489 | 0.22277 | 316.2489 | -0.0013414 | 527.8409 | 0.0087231 | 598.5546 | 0.07417 | 316.2489 | -0.07652 | 527.8409 | 0.030521 | 598.5546 | 0.014051 | 598.5545 | 0.0029265 | 591.721 | 0.0035853 | 598.5546 | 0.0043259 | 598.5545 | 0.0016454 | 598.9939 | 0.0013143 | 596.6825 | 0.0073191 | 598.5545 | 0.029215 | 598.9939 | 0 | 598.9939 | 0.010176 | 598.9939 | 0.0064325 | 527.8409 | 5.2321 | 598.9939 | 0.016718 | 598.9939 | 0.071815 |  |  | 598.5546 | 5.0783 | 593.34 | 8.5112 | 598.9939 | 11.5515 | 598.5545 | 5.0083 | 529.2061 | 0.00032318 | 598.9939 | 2.3865 | 598.9939 | 1.1886 | 598.5545 | 0.13362 | 598.9939 | -0.0027589 | 598.9939 | -0.0014206 | 598.9939 | -0.0015141 | 793.9389 | 2.5246 | 598.5546 | -0.0081774 | 598.5546 | 0.00038593 | 598.9939 | -0.0061028 | 793.2447 | 0.33311 | 598.5546 | -0.011377 | 796.3551 | 0.030294 | 793.9389 | 0.161 | 598.5545 | 0 | 937.3525 | 0.033471 |  |  | 1176.2707 | 0.26791 | 1022.8055 | 0.012743 | 1099.5253 | 0 | 1098.8141 | 0 | 1098.8075 | 0.0043035 | 598.555 | 0.93434 | 598.9939 | 3.6568 | 598.5545 | 12.9202 | 598.5545 | 2.9305 | 598.9939 | #REF! | 598.5545 | 11.0679 | 595.6771 | 0.22851
| 316.3259 | 0 | 316.3259 | 0.026798 | 316.3259 | 0.065775 | 316.3259 | 0.047207 | 316.3259 | 0.23091 | 316.3259 | 0.0042539 | 527.9559 | 0 | 598.7839 | 0.078674 | 316.3259 | -0.04278 | 527.9559 | 0 | 598.7839 | 0.095985 | 598.7839 | 0.021939 | 591.9483 | 0.013612 | 598.7839 | 0.050375 | 598.7839 | 0.052458 | 599.2229 | 0.041902 | 596.9095 | 0.031741 | 598.7839 | 0.061932 | 599.2229 | 0.047228 | 599.2229 | 0.025986 | 599.2229 | 0.0099247 | 527.9559 | 5.2212 | 599.2229 | 0.020662 | 599.2228 | 0.074412 |  |  | 598.7839 | 5.1007 | 593.57 | 8.7 | 599.2229 | 11.5492 | 598.7839 | 5.0185 | 529.3237 | 0.00029612 | 599.2229 | 2.482 | 599.2228 | 1.2529 | 598.7839 | 0.1708 | 599.2229 | -0.00017135 | 599.2229 | 0.00014593 | 599.2229 | 0.0035733 | 794.1047 | 2.4696 | 598.7839 | 0.0014164 | 598.7839 | 0.0044828 | 599.2228 | 0.0060181 | 793.4106 | 0.32424 | 598.7839 | 0.0091635 | 796.5221 | 0.030348 | 794.1047 | 0.16362 | 598.7839 | 0.0090425 | 937.44 | 0.033933 |  |  | 1176.3385 | 0.26831 | 1022.8183 | 0.01276 | 1099.5846 | 0 | 1098.8733 | 0 | 1098.8666 | 0.0043648 | 598.784 | 0.94893 | 599.2229 | 3.6699 | 598.7839 | 12.9653 | 598.7839 | 2.9367 | 599.2228 | #REF! | 598.7839 | 11.0843 | 595.9053 | 0.22882
| 316.4028 | 0 | 316.4028 | -0.016134 | 316.4028 | 0.064835 | 316.4028 | 0.024413 | 316.4028 | 0.21592 | 316.4028 | -0.0017818 | 528.0708 | 0.016802 | 599.0132 | 0.073746 | 316.4028 | -0.06395 | 528.0708 | 0.013044 | 599.0132 | 0.0040193 | 599.0132 | 0.0070993 | 592.1756 | 0.010315 | 599.0132 | -0.0018282 | 599.0132 | 0.018084 | 599.4518 | 0.014445 | 597.1364 | -0.0015452 | 599.0132 | -0.010045 | 599.4518 | 0.002397 | 599.4518 | 0.0043395 | 599.4518 | 0.0053589 | 528.0708 | 5.1806 | 599.4518 | 0.013497 | 599.4518 | 0.07074 |  |  | 599.0132 | 5.0585 | 593.8 | 8.9794 | 599.4518 | 11.4652 | 599.0132 | 5.0067 | 529.4412 | 0.00032052 | 599.4518 | 2.5201 | 599.4518 | 1.2646 | 599.0132 | 0.15055 | 599.4518 | -0.0037973 | 599.4518 | -0.0039453 | 599.4518 | -0.0025233 | 794.2704 | 2.4209 | 599.0132 | -0.012831 | 599.0132 | -0.013075 | 599.4518 | -0.0077934 | 793.5765 | 0.34563 | 599.0132 | -0.015192 | 796.689 | 0.032481 | 794.2704 | 0.16133 | 599.0132 | 0 | 937.5275 | 0.033774 |  |  | 1176.4064 | 0.2687 | 1022.8311 | 0.012776 | 1099.6438 | 0 | 1098.9324 | 0 | 1098.9258 | 0.0044262 | 599.013 | 0.94903 | 599.4518 | 3.6679 | 599.0132 | 12.9468 | 599.0132 | 2.9287 | 599.4518 | #REF! | 599.0132 | 11.0396 | 596.1335 | 0.22899
| 316.4798 | 0 | 316.4798 | -0.042111 | 316.4798 | 0.065348 | 316.4798 | 0.04565 | 316.4798 | 0.221 | 316.4798 | 0.0016692 | 528.1858 | 0 | 599.2425 | 0.077248 | 316.4798 | -0.01514 | 528.1858 | 0 | 599.2425 | 0.044826 | 599.2425 | 0.017132 | 592.4029 | 0.018099 | 599.2425 | 0.047469 | 599.2425 | 0.047112 | 599.6808 | 0.037633 | 597.3634 | 0.030813 | 599.2425 | 0.069308 | 599.6808 | 0.048273 | 599.6808 | 0.027898 | 599.6808 | 0.0076322 | 528.1858 | 5.1191 | 599.6808 | 0.019309 | 599.6808 | 0.072621 |  |  | 599.2425 | 5.0453 | 594.03 | 9.0658 | 599.6808 | 11.3815 | 599.2425 | 4.9826 | 529.5588 | 0.00029536 | 599.6808 | 2.6064 | 599.6808 | 1.3244 | 599.2425 | 0.17374 | 599.6808 | 0.00074723 | 599.6808 | -0.0008512 | 599.6808 | 0.0063327 | 794.4362 | 2.355 | 599.2425 | 0.005643 | 599.2425 | 0.0013522 | 599.6808 | 0.0042166 | 793.7423 | 0.4098 | 599.2425 | 0.023625 | 796.856 | 0.032645 | 794.4362 | 0.16428 | 599.2425 | 0 | 937.6149 | 0.033582 |  |  | 1176.4741 | 0.2691 | 1022.8439 | 0.012793 | 1099.703 | 0 | 1098.9916 | 0 | 1098.985 | 0.0044808 | 599.242 | 0.96345 | 599.6808 | 3.663 | 599.2425 | 12.9316 | 599.2425 | 2.9314 | 599.6808 | #REF! | 599.2425 | 11.0113 | 596.3618 | 0.2286
| 316.5567 | 0 | 316.5567 | 0.038194 | 316.5567 | 0.064778 | 316.5567 | 0.027215 | 316.5567 | 0.20941 | 316.5567 | -0.003627 | 528.3007 | 0.026979 | 599.4718 | 0.05769 | 316.5567 | -0.06554 | 528.3007 | 0.021923 | 599.4718 | 0.0042464 | 599.4719 | -0.0013267 | 592.6302 | 0.0070055 | 599.4718 | 0.0014803 | 599.4719 | -0.040834 | 599.9098 | -0.032617 | 597.5904 | 0.0070827 | 599.4719 | -0.0013729 | 599.9098 | 0 | 599.9098 | 0.005642 | 599.9098 | 0.0017972 | 528.3007 | 5.0738 | 599.9098 | 0.0089148 | 599.9098 | 0.065188 |  |  | 599.4718 | 5.001 | 594.26 | 9.3152 | 599.9098 | 11.2301 | 599.4719 | 4.9671 | 529.6764 | 0.0003148 | 599.9098 | 2.6021 | 599.9098 | 1.3244 | 599.4719 | 0.14208 | 599.9098 | -0.0052172 | 599.9098 | -0.0042172 | 599.9098 | -0.007502 | 794.602 | 2.3041 | 599.4718 | -0.016527 | 599.4718 | -0.0065263 | 599.9098 | 5.402e-06 | 793.9082 | 0.31224 | 599.4718 | -0.009438 | 797.0229 | 0.034723 | 794.602 | 0.16144 | 599.4719 | 0 | 937.7024 | 0.034313 |  |  | 1176.5419 | 0.26949 | 1022.8568 | 0.012809 | 1099.7623 | 0 | 1099.0508 | 0 | 1099.0441 | 0.0045251 | 599.472 | 0.9678 | 599.9098 | 3.6554 | 599.4719 | 12.9273 | 599.4719 | 2.9242 | 599.9098 | #REF! | 599.4719 | 10.9616 | 596.59 | 0.22778
| 316.6337 | 0 | 316.6337 | 0.030655 | 316.6337 | 0.065262 | 316.6337 | 0.04565 | 316.6337 | 0.21799 | 316.6337 | 0.0053649 | 528.4157 | 0 | 599.7012 | 0.076021 | 316.6337 | -0.0009577 | 528.4157 | 0 | 599.7012 | 0.064017 | 599.7012 | 0.025178 | 592.8575 | 0.021969 | 599.7012 | 0.049315 | 599.7012 | 0.062961 | 600.1388 | 0.050292 | 597.8174 | 0.027612 | 599.7012 | 0.048963 | 600.1388 | 0.042494 | 600.1388 | 0.02423 | 600.1388 | 0.0083828 | 528.4157 | 5.0325 | 600.1388 | 0.020347 | 600.1388 | 0.068412 |  |  | 599.7012 | 5.0092 | 594.49 | 9.5156 | 600.1388 | 11.0992 | 599.7012 | 4.9878 | 529.7939 | 0.0003007 | 600.1388 | 2.6834 | 600.1388 | 1.3831 | 599.7012 | 0.1892 | 600.1388 | 0.0010471 | 600.1388 | -0.00051033 | 600.1388 | 0.0023754 | 794.7677 | 2.2458 | 599.7012 | 0.0098471 | 599.7012 | -0.0024621 | 600.1388 | -0.0012066 | 794.0741 | 0.46979 | 599.7012 | 0.016968 | 797.1899 | 0.034723 | 794.7677 | 0.16439 | 599.7012 | 0 | 937.7899 | 0.035296 |  |  | 1176.6097 | 0.26988 | 1022.8696 | 0.012826 | 1099.8215 | 0 | 1099.1099 | 0 | 1099.1033 | 0.0045558 | 599.701 | 0.9822 | 600.1388 | 3.648 | 599.7012 | 12.897 | 599.7012 | 2.926 | 600.1388 | #REF! | 599.7012 | 10.9571 | 596.8182 | 0.22894
| 316.7106 | 0 | 316.7106 | -0.026556 | 316.7106 | 0.064065 | 316.7106 | 0.026624 | 316.7106 | 0.20417 | 316.7106 | -0.0013302 | 528.5307 | 0.024828 | 599.9306 | 0.070446 | 316.7106 | -0.05373 | 528.5307 | 0.03138 | 599.9306 | -0.023702 | 599.9306 | 0.00022138 | 593.0848 | 0.011361 | 599.9306 | 0.00085928 | 599.9306 | -0.018157 | 600.3678 | -0.014504 | 598.0444 | 9.2072e-05 | 599.9306 | -0.011745 | 600.3678 | 0.0071301 | 600.3678 | 0.0060495 | 600.3678 | 0.0030736 | 528.5307 | 5.0355 | 600.3678 | 0.010233 | 600.3678 | 0.065009 |  |  | 599.9306 | 4.9751 | 594.72 | 9.7766 | 600.3678 | 10.9339 | 599.9306 | 4.9562 | 529.9115 | 0.00029727 | 600.3678 | 2.7428 | 600.3678 | 1.3944 | 599.9306 | 0.15791 | 600.3678 | -0.0049299 | 600.3678 | -0.0026427 | 600.3678 | -0.0037244 | 794.9335 | 2.261 | 599.9306 | -0.0075631 | 599.9306 | -0.011422 | 600.3678 | -0.00079515 | 794.2399 | 0.43588 | 599.9306 | -0.011 | 797.3569 | 0.036746 | 794.9335 | 0.16111 | 599.9306 | 0.0090425 | 937.8774 | 0.035344 |  |  | 1176.6775 | 0.27027 | 1022.8824 | 0.012842 | 1099.8807 | 0 | 1099.1691 | 0 | 1099.1625 | 0.0045694 | 599.931 | 0.99338 | 600.3678 | 3.6455 | 599.9306 | 12.9221 | 599.9306 | 2.9216 | 600.3678 | #REF! | 599.9306 | 10.9013 | 597.0465 | 0.2282
| 316.7876 | 0 | 316.7876 | -0.017017 | 316.7876 | 0.063979 | 316.7876 | 0.048514 | 316.7876 | 0.20476 | 316.7876 | 0.0047719 | 528.6457 | 0 | 600.1599 | 0.071866 | 316.7876 | -0.01319 | 528.6457 | 0 | 600.1599 | 0.066922 | 600.1599 | 0.021051 | 593.3121 | 0.023588 | 600.1599 | 0.05182 | 600.1599 | 0.030182 | 600.5968 | 0.024108 | 598.2714 | 0.021237 | 600.1599 | 0.033564 | 600.5968 | 0.032069 | 600.5968 | 0.024989 | 600.5968 | 0.008631 | 528.6457 | 5.002 | 600.5968 | 0.019158 | 600.5968 | 0.068054 |  |  | 600.1599 | 4.9532 | 594.95 | 9.8473 | 600.5968 | 10.7764 | 600.1599 | 4.9655 | 530.0291 | 0.00029384 | 600.5968 | 2.8106 | 600.5968 | 1.4594 | 600.1599 | 0.1881 | 600.5968 | 0.00063604 | 600.5968 | -0.00095342 | 600.5968 | 0.0060219 | 795.0993 | 2.2069 | 600.1599 | 0.0095698 | 600.1599 | 0.0071814 | 600.5968 | 0.0031034 | 794.4058 | 0.53136 | 600.1599 | 0.002482 | 797.5239 | 0.036855 | 795.0993 | 0.16482 | 600.1599 | 0.012659 | 937.965 | 0.034543 |  |  | 1176.7454 | 0.27066 | 1022.8951 | 0.012858 | 1099.9401 | 0 | 1099.2283 | 0 | 1099.2217 | 0.0045637 | 600.16 | 1.009 | 600.5968 | 3.6411 | 600.1599 | 12.9407 | 600.1599 | 2.9251 | 600.5968 | #REF! | 600.1599 | 10.8962 | 597.2747 | 0.22904
| 316.8646 | 0 | 316.8646 | 0.047275 | 316.8646 | 0.062981 | 316.8646 | 0.029395 | 316.8646 | 0.19754 | 316.8646 | -0.0016913 | 528.7607 | 0.0038054 | 600.3893 | 0.050356 | 316.8646 | -0.06178 | 528.7607 | 0.026437 | 600.3893 | 0.01015 | 600.3893 | 0.0085444 | 593.5395 | 0.0097182 | 600.3893 | -0.0052055 | 600.3893 | -0.032916 | 600.8258 | -0.026292 | 598.4984 | 0.012114 | 600.3893 | -0.015181 | 600.8259 | 0 | 600.8259 | 0.0057005 | 600.8259 | 0.0061719 | 528.7607 | 4.9515 | 600.8258 | 0.01462 | 600.8259 | 0.062233 |  |  | 600.3893 | 4.955 | 595.18 | 10.1498 | 600.8259 | 10.6243 | 600.3893 | 4.9312 | 530.1467 | 0.00029917 | 600.8259 | 2.8576 | 600.8259 | 1.4797 | 600.3893 | 0.15902 | 600.8259 | -0.0030676 | 600.8259 | -0.003609 | 600.8259 | -0.0058199 | 795.2651 | 2.1649 | 600.3893 | -0.0088121 | 600.3893 | -0.014428 | 600.8259 | -0.0023446 | 794.5717 | 0.45571 | 600.3893 | -0.012672 | 797.6908 | 0.039097 | 795.2651 | 0.16155 | 600.3893 | 0 | 938.0526 | 0.034926 |  |  | 1176.8131 | 0.27104 | 1022.908 | 0.012875 | 1099.9994 | 0 | 1099.2875 | 0 | 1099.2809 | 0.0045398 | 600.389 | 1.0091 | 600.8258 | 3.6423 | 600.3893 | 12.9334 | 600.3893 | 2.9154 | 600.8259 | #REF! | 600.3893 | 10.8466 | 597.503 | 0.22845
| 316.9415 | 0 | 316.9415 | 0.039432 | 316.9415 | 0.06378 | 316.9415 | 0.040885 | 316.9415 | 0.19977 | 316.9415 | 0.0062042 | 528.8757 | 0 | 600.6187 | 0.085211 | 316.9415 | -0.02916 | 528.8757 | 0 | 600.6187 | 0.089994 | 600.6187 | 0.021719 | 593.7668 | 0.012549 | 600.6187 | 0.058001 | 600.6187 | 0.079449 | 601.0549 | 0.063462 | 598.7254 | 0.03578 | 600.6187 | 0.069299 | 601.0549 | 0.027945 | 601.0549 | 0.022319 | 601.0549 | 0.011347 | 528.8757 | 4.991 | 601.0549 | 0.021994 | 601.0549 | 0.068502 |  |  | 600.6187 | 4.9469 | 595.41 | 10.068 | 601.0549 | 10.4399 | 600.6187 | 4.9571 | 530.2643 | 0.0003026 | 601.0549 | 2.9677 | 601.0549 | 1.5456 | 600.6187 | 0.19583 | 601.0549 | 0.0024863 | 601.0549 | 0.00083175 | 601.0549 | 0.0063965 | 795.4309 | 2.1134 | 600.6187 | 0.0063665 | 600.6187 | 0.010025 | 601.0549 | 0.0042341 | 794.7376 | 0.56474 | 600.6187 | 0.018418 | 797.8578 | 0.039371 | 795.4309 | 0.16592 | 600.6187 | 0 | 938.1401 | 0.036295 |  |  | 1176.881 | 0.27143 | 1022.9208 | 0.012891 | 1100.0586 | 0 | 1099.3467 | 0 | 1099.3401 | 0.0044989 | 600.619 | 1.0211 | 601.0549 | 3.661 | 600.6187 | 12.9407 | 600.6187 | 2.9234 | 601.0549 | #REF! | 600.6187 | 10.8553 | 597.7313 | 0.22907
| 317.0185 | 0 | 317.0185 | -0.040601 | 317.0185 | 0.062981 | 317.0185 | 0.025658 | 317.0185 | 0.19084 | 317.0185 | -0.0017553 | 528.9907 | 0 | 600.8481 | 0.068148 | 317.0185 | -0.06783 | 528.9907 | 0.055883 | 600.8481 | 0.012968 | 600.8481 | 0.0090958 | 593.9942 | 0.019788 | 600.8481 | 0.0020291 | 600.8481 | 0.032336 | 601.284 | 0.02583 | 598.9525 | 0.0064684 | 600.8481 | -0.029685 | 601.284 | 0 | 601.284 | 0.0019166 | 601.284 | 0.0037118 | 528.9907 | 5.0331 | 601.284 | 0.012489 | 601.2839 | 0.062592 |  |  | 600.8481 | 4.9274 | 595.64 | 10.4226 | 601.284 | 10.247 | 600.8481 | 4.9611 | 530.3819 | 0.00032738 | 601.284 | 3.0122 | 601.2839 | 1.5644 | 600.8481 | 0.18184 | 601.284 | -0.0032566 | 601.284 | -0.003048 | 601.284 | -0.0048098 | 795.5967 | 2.07 | 600.8481 | -0.0099738 | 600.8481 | -0.0043603 | 601.2839 | -0.0022338 | 794.9035 | 0.59135 | 600.8481 | -0.0029319 | 798.0248 | 0.041995 | 795.5967 | 0.16111 | 600.8481 | 0 | 938.2276 | 0.03674 |  |  | 1176.9488 | 0.27181 | 1022.9336 | 0.012907 | 1100.1179 | 0 | 1099.4059 | 0 | 1099.3993 | 0.0044444 | 600.848 | 1.03 | 601.284 | 3.6544 | 600.8481 | 12.9124 | 600.8481 | 2.9145 | 601.2839 | #REF! | 600.8481 | 10.8246 | 597.9596 | 0.22903
| 317.0955 | 0 | 317.0955 | -0.030149 | 317.0955 | 0.063352 | 317.0955 | 0.0454 | 317.0955 | 0.19512 | 317.0955 | 0.0029103 | 529.1057 | 0 | 601.0775 | 0.078201 | 317.0955 | -0.01964 | 529.1057 | 0 | 601.0775 | 0.072549 | 601.0775 | 0.022084 | 594.2216 | 0.025989 | 601.0775 | 0.050916 | 601.0775 | 0.066953 | 601.513 | 0.05348 | 599.1795 | 0.027173 | 601.0775 | 0.083189 | 601.513 | 0.039768 | 601.513 | 0.023183 | 601.513 | 0.010405 | 529.1057 | 4.9394 | 601.513 | 0.020634 | 601.513 | 0.066173 |  |  | 601.0775 | 4.9141 | 595.87 | 10.4597 | 601.513 | 10.0513 | 601.0775 | 4.9537 | 530.4995 | 0.00036282 | 601.513 | 3.1106 | 601.513 | 1.6305 | 601.0775 | 0.20245 | 601.513 | 0.0036013 | 601.513 | 0.00059063 | 601.513 | 0.0049396 | 795.7625 | 2.0364 | 601.0775 | 0.0068345 | 601.0775 | 0.00038511 | 601.513 | -0.0007778 | 795.0694 | 0.59552 | 601.0775 | 0.016414 | 798.1918 | 0.042433 | 795.7625 | 0.16548 | 601.0775 | 0.0054302 | 938.3152 | 0.036273 |  |  | 1177.0167 | 0.27219 | 1022.9464 | 0.012923 | 1100.1772 | 0 | 1099.4651 | 0 | 1099.4585 | 0.0043807 | 601.078 | 1.0403 | 601.513 | 3.6613 | 601.0775 | 12.9661 | 601.0775 | 2.9119 | 601.513 | #REF! | 601.0775 | 10.8365 | 598.1879 | 0.2294
| 317.1725 | 0 | 317.1725 | 0.033091 | 317.1725 | 0.061926 | 317.1725 | 0.025503 | 317.1725 | 0.18872 | 317.1725 | -0.0017269 | 529.2207 | 0.0052105 | 601.307 | 0.06926 | 317.1725 | -0.04756 | 529.2207 | 0.011554 | 601.307 | -0.019304 | 601.307 | -0.0013262 | 594.449 | 0.0049697 | 601.307 | 0.0037279 | 601.307 | -0.0028525 | 601.7421 | -0.0022785 | 599.4066 | -0.0022521 | 601.307 | 0.0033663 | 601.7421 | 0.0061371 | 601.7421 | 0.010165 | 601.7421 | 0.0041548 | 529.2207 | 4.8362 | 601.7421 | 0.012281 | 601.7421 | 0.061159 |  |  | 601.307 | 4.9011 | 596.1 | 10.5388 | 601.7421 | 9.8154 | 601.307 | 4.9469 | 530.617 | 0.00039064 | 601.7421 | 3.1518 | 601.7421 | 1.6434 | 601.307 | 0.18957 | 601.7421 | -0.0019581 | 601.7421 | -0.0027732 | 601.7421 | -0.0018327 | 795.9283 | 2.0041 | 601.307 | -0.0082381 | 601.307 | -0.0049855 | 601.7421 | -0.0025609 | 795.2353 | 0.64561 | 601.307 | -0.019578 | 798.3588 | 0.045112 | 795.9283 | 0.16089 | 601.307 | 0 | 938.4028 | 0.036132 |  |  | 1177.0846 | 0.27257 | 1022.9592 | 0.01294 | 1100.2365 | 0 | 1099.5243 | 0 | 1099.5177 | 0.0043148 | 601.307 | 1.048 | 601.7421 | 3.6637 | 601.307 | 12.9448 | 601.307 | 2.9074 | 601.7421 | #REF! | 601.307 | 10.7722 | 598.4162 | 0.22869
| 317.2495 | 0 | 317.2495 | 0.026756 | 317.2495 | 0.062212 | 317.2495 | 0.042941 | 317.2495 | 0.191 | 317.2494 | 0.0057484 | 529.3357 | 0 | 601.5364 | 0.076927 | 317.2495 | -0.01091 | 529.3357 | 0 | 601.5364 | 0.041689 | 601.5364 | 0.024907 | 594.6764 | 0.019622 | 601.5364 | 0.053156 | 601.5364 | 0.077798 | 601.9712 | 0.062144 | 599.6336 | 0.029757 | 601.5364 | 0.069542 | 601.9712 | 0.031233 | 601.9712 | 0.021817 | 601.9712 | 0.0078757 | 529.3357 | 4.9165 | 601.9712 | 0.019696 | 601.9712 | 0.06286 |  |  | 601.5364 | 4.8848 | 596.32 | 10.5076 | 601.9712 | 9.609 | 601.5364 | 4.9365 | 530.7346 | 0.00038416 | 601.9712 | 3.2654 | 601.9712 | 1.7122 | 601.5364 | 0.21791 | 601.9712 | 0.0018806 | 601.9712 | 0.00054951 | 601.9712 | 0.0067201 | 796.0941 | 1.948 | 601.5364 | 0.00683 | 601.5364 | 0.003511 | 601.9712 | 0.0062077 | 795.4012 | 0.58248 | 601.5364 | 0.0024244 | 798.5258 | 0.045495 | 796.0941 | 0.16581 | 601.5364 | 0 | 938.4905 | 0.036194 |  |  | 1177.1523 | 0.27295 | 1022.972 | 0.012956 | 1100.2958 | 0 | 1099.5836 | 0 | 1099.5769 | 0.0042523 | 601.536 | 1.0584 | 601.9712 | 3.6615 | 601.5364 | 12.9137 | 601.5364 | 2.9065 | 601.9712 | #REF! | 601.5364 | 10.7498 | 598.6446 | 0.22891
| 317.3264 | 0 | 317.3264 | -0.044865 | 317.3264 | 0.061385 | 317.3264 | 0.025596 | 317.3264 | 0.18161 | 317.3264 | -0.0040512 | 529.4507 | 0 | 601.7659 | 0.06223 | 317.3264 | -0.05102 | 529.4507 | 0.01938 | 601.7659 | -0.011418 | 601.7659 | -0.00032432 | 594.9038 | 0.0015946 | 601.7659 | 0.0012943 | 601.7659 | -0.017117 | 602.2003 | -0.013673 | 599.8607 | 0.0020227 | 601.7659 | -0.0095339 | 602.2003 | 0 | 602.2003 | 0.0084739 | 602.2003 | 0.0032476 | 529.4507 | 4.8899 | 602.2003 | 0.015886 | 602.2003 | 0.057935 |  |  | 601.7659 | 4.8575 | 596.55 | 10.7592 | 602.2003 | 9.3646 | 601.7659 | 4.9244 | 530.8523 | 0.00034148 | 602.2003 | 3.3234 | 602.2003 | 1.7353 | 601.7659 | 0.19362 | 602.2003 | -0.0032736 | 602.2003 | -0.0024676 | 602.2003 | -0.0047302 | 796.2599 | 1.9071 | 601.7659 | -0.0064289 | 601.7659 | -0.0060743 | 602.2003 | -0.0051743 | 795.5671 | 0.68108 | 601.7659 | -0.015186 | 798.6929 | 0.047956 | 796.2599 | 0.16056 | 601.7659 | 0 | 938.5781 | 0.036018 |  |  | 1177.2202 | 0.27333 | 1022.9849 | 0.012972 | 1100.3551 | 0 | 1099.6428 | 0 | 1099.6361 | 0.0041989 | 601.766 | 1.0667 | 602.2003 | 3.6642 | 601.7659 | 12.9031 | 601.7659 | 2.9074 | 602.2003 | #REF! | 601.7659 | 10.7187 | 598.8729 | 0.22855
| 317.4034 | 0 | 317.4034 | -0.02571 | 317.4034 | 0.062098 | 317.4034 | 0.044622 | 317.4034 | 0.18929 | 317.4034 | 0.0044428 | 529.5657 | 0 | 601.9953 | 0.065064 | 317.4034 | -0.02956 | 529.5657 | 0 | 601.9953 | 0.05165 | 601.9953 | 0.012902 | 595.1312 | 0.022946 | 601.9953 | 0.049745 | 601.9953 | 0.055733 | 602.4294 | 0.044518 | 600.0878 | 0.054165 | 601.9953 | 0.05479 | 602.4294 | 0.041534 | 602.4294 | 0.023191 | 602.4294 | 0.007267 | 529.5657 | 4.9423 | 602.4294 | 0.016007 | 602.4294 | 0.061248 |  |  | 601.9953 | 4.8439 | 596.78 | 10.6811 | 602.4294 | 9.0961 | 601.9953 | 4.922 | 530.9699 | 0.00030946 | 602.4294 | 3.4244 | 602.4294 | 1.8071 | 601.9953 | 0.22454 | 602.4294 | -0.001347 | 602.4294 | -0.00083651 | 602.4294 | 0.0043377 | 796.4257 | 1.8754 | 601.9953 | 0.0058778 | 601.9953 | -0.0024374 | 602.4294 | 0.0062291 | 795.733 | 0.67743 | 601.9953 | 0.015568 | 798.8599 | 0.048612 | 796.4257 | 0.16537 | 601.9953 | 0 | 938.6658 | 0.036396 |  |  | 1177.2882 | 0.2737 | 1022.9977 | 0.012988 | 1100.4144 | 0 | 1099.702 | 0 | 1099.6954 | 0.004158 | 601.995 | 1.0799 | 602.4294 | 3.6625 | 601.9953 | 12.9006 | 601.9953 | 2.9136 | 602.4294 | #REF! | 601.9953 | 10.6974 | 599.1013 | 0.2289
| 317.4804 | 0 | 317.4804 | -0.0013253 | 317.4804 | 0.061556 | 317.4804 | 0.026873 | 317.4804 | 0.17353 | 317.4804 | -0.001592 | 529.6807 | 0.026197 | 602.2248 | 0.059576 | 317.4804 | -0.04725 | 529.6807 | 0.037614 | 602.2248 | -0.043832 | 602.2248 | 0.00063542 | 595.3586 | 0.0050502 | 602.2248 | 0.0025823 | 602.2248 | 5.4377e-05 | 602.6585 | 4.3435e-05 | 600.3149 | 0.0059563 | 602.2248 | 0.033259 | 602.6585 | 0 | 602.6585 | 0.0041438 | 602.6585 | 0.00060692 | 529.6807 | 4.8736 | 602.6585 | 0.012215 | 602.6585 | 0.054891 |  |  | 602.2248 | 4.7968 | 597.01 | 10.6541 | 602.6585 | 8.8345 | 602.2248 | 4.8931 | 531.0875 | 0.00030984 | 602.6585 | 3.4704 | 602.6585 | 1.8104 | 602.2248 | 0.20319 | 602.6585 | -0.0060661 | 602.6585 | -0.0032988 | 602.6585 | -0.0048945 | 796.5915 | 1.8219 | 602.2248 | -0.0098695 | 602.2248 | -0.0044846 | 602.6585 | -9.1426e-05 | 795.8989 | 0.66543 | 602.2248 | -0.0073972 | 799.0269 | 0.051182 | 796.5915 | 0.16012 | 602.2248 | 0 | 938.7535 | 0.03645 |  |  | 1177.3561 | 0.27407 | 1023.0105 | 0.013004 | 1100.4738 | 0 | 1099.7612 | 0 | 1099.7546 | 0.0041273 | 602.225 | 1.0931 | 602.6585 | 3.6549 | 602.2248 | 12.8699 | 602.2248 | 2.9189 | 602.6585 | #REF! | 602.2248 | 10.6574 | 599.3296 | 0.22764
| 317.5574 | 0 | 317.5574 | 0.011424 | 317.5574 | 0.061955 | 317.5574 | 0.037273 | 317.5574 | 0.18128 | 317.5574 | 0.0046868 | 529.7958 | 0 | 602.4543 | 0.061257 | 317.5574 | -0.01206 | 529.7958 | 0 | 602.4543 | 0.059371 | 602.4543 | 0.016544 | 595.5861 | 0.018378 | 602.4543 | 0.042373 | 602.4543 | 0.046829 | 602.8877 | 0.037406 | 600.542 | 0.019513 | 602.4543 | 0.058337 | 602.8877 | 0.044077 | 602.8877 | 0.017124 | 602.8877 | 0.0046914 | 529.7958 | 4.7957 | 602.8877 | 0.016276 | 602.8876 | 0.059099 |  |  | 602.4543 | 4.8103 | 597.24 | 10.6558 | 602.8877 | 8.6273 | 602.4543 | 4.9061 | 531.2051 | 0.00028393 | 602.8877 | 3.5774 | 602.8876 | 1.8936 | 602.4543 | 0.2238 | 602.8877 | -0.00017204 | 602.8877 | -0.0010337 | 602.8877 | 0.004393 | 796.7574 | 1.794 | 602.4543 | 0.0014123 | 602.4543 | -0.0022346 | 602.8876 | 0.0021907 | 796.0648 | 0.60335 | 602.4543 | 0.014645 | 799.194 | 0.051674 | 796.7574 | 0.16537 | 602.4543 | 0 | 938.8412 | 0.036377 |  |  | 1177.424 | 0.27445 | 1023.0233 | 0.01302 | 1100.5331 | 0 | 1099.8206 | 0 | 1099.814 | 0.0041046 | 602.454 | 1.1052 | 602.8877 | 3.6631 | 602.4543 | 12.911 | 602.4543 | 2.9269 | 602.8876 | #REF! | 602.4543 | 10.6601 | 599.558 | 0.22819
| 317.6344 | 0 | 317.6344 | 0.012917 | 317.6344 | 0.061185 | 317.6344 | 0.024319 | 317.6344 | 0.17161 | 317.6344 | -0.0034683 | 529.9108 | 0.014343 | 602.6838 | 0.06423 | 317.6344 | -0.05096 | 529.9108 | 0.038043 | 602.6838 | -0.024982 | 602.6838 | 0.011304 | 595.8135 | 0.0048069 | 602.6838 | 0.00030984 | 602.6838 | -0.008385 | 603.1168 | -0.0066978 | 600.7691 | 0.010157 | 602.6838 | -0.0012011 | 603.1168 | 0.0025637 | 603.1168 | 0.0072977 | 603.1168 | 0.002627 | 529.9108 | 4.757 | 603.1168 | 0.011031 | 603.1168 | 0.054801 |  |  | 602.6838 | 4.7798 | 597.47 | 10.5804 | 603.1168 | 8.3615 | 602.6838 | 4.8887 | 531.3227 | 0.00030527 | 603.1168 | 3.6369 | 603.1168 | 1.9226 | 602.6838 | 0.21386 | 603.1168 | -0.0027766 | 603.1168 | -0.0016648 | 603.1168 | -0.0034971 | 796.9232 | 1.752 | 602.6838 | -0.014288 | 602.6838 | 0.00094081 | 603.1168 | -0.0037997 | 796.2307 | 0.70926 | 602.6838 | -0.013205 | 799.361 | 0.054025 | 796.9232 | 0.15936 | 602.6838 | 0 | 938.9289 | 0.036778 |  |  | 1177.4918 | 0.27482 | 1023.0361 | 0.013035 | 1100.5924 | 0 | 1099.8798 | 0 | 1099.8732 | 0.0040853 | 602.684 | 1.1125 | 603.1168 | 3.6636 | 602.6838 | 12.8729 | 602.6838 | 2.9278 | 603.1168 | #REF! | 602.6838 | 10.6047 | 599.7864 | 0.22718
| 317.7114 | 0 | 317.7114 | -0.029899 | 317.7114 | 0.060986 | 317.7114 | 0.040699 | 317.7114 | 0.17639 | 317.7114 | 0.0038122 | 530.0258 | 0 | 602.9133 | 0.069654 | 317.7114 | -0.00975 | 530.0258 | 0 | 602.9133 | 0.081503 | 602.9133 | 0.018663 | 596.041 | 0.021322 | 602.9133 | 0.052739 | 602.9133 | 0.056839 | 603.346 | 0.045402 | 600.9963 | 0.031806 | 602.9133 | 0.056984 | 603.346 | 0.033 | 603.346 | 0.022455 | 603.346 | 0.006975 | 530.0258 | 4.7928 | 603.346 | 0.016983 | 603.346 | 0.05901 |  |  | 602.9133 | 4.7383 | 597.7 | 10.6472 | 603.346 | 8.0856 | 602.9133 | 4.8832 | 531.4403 | 0.00031518 | 603.346 | 3.7413 | 603.346 | 1.9845 | 602.9133 | 0.23742 | 603.346 | -0.001315 | 603.346 | -0.00097838 | 603.346 | 0.0041721 | 797.089 | 1.7479 | 602.9133 | 0.00044634 | 602.9133 | 0.0001111 | 603.3459 | 0.0063269 | 796.3967 | 0.72908 | 602.9133 | 0.0055718 | 799.528 | 0.054846 | 797.089 | 0.16461 | 602.9133 | 0 | 939.0167 | 0.037128 |  |  | 1177.5597 | 0.2752 | 1023.049 | 0.013051 | 1100.6517 | 0 | 1099.9391 | 0 | 1099.9325 | 0.0040637 | 602.913 | 1.1307 | 603.346 | 3.6529 | 602.9133 | 12.8722 | 602.9133 | 2.9331 | 603.3459 | #REF! | 602.9133 | 10.5491 | 600.0148 | 0.22781
| 317.7884 | 0 | 317.7884 | 0.016183 | 317.7884 | 0.060216 | 317.7884 | 0.025067 | 317.7884 | 0.16997 | 317.7884 | -0.00087196 | 530.1409 | 0.00099528 | 603.1428 | 0.071756 | 317.7884 | -0.044 | 530.1409 | 0 | 603.1428 | -0.023276 | 603.1428 | 0.0079511 | 596.2684 | 0.0064772 | 603.1428 | 0.0021265 | 603.1428 | -0.006138 | 603.5751 | -0.0049029 | 601.2234 | 0.013532 | 603.1428 | -0.012036 | 603.5751 | 0.0039437 | 603.5751 | 0.0049269 | 603.5751 | 0.0056488 | 530.1409 | 4.7381 | 603.5751 | 0.011728 | 603.5751 | 0.053279 |  |  | 603.1428 | 4.7137 | 597.93 | 10.657 | 603.5751 | 7.8573 | 603.1428 | 4.8629 | 531.558 | 0.00034605 | 603.5751 | 3.8193 | 603.5751 | 2.0109 | 603.1428 | 0.22638 | 603.5751 | -0.0025922 | 603.5751 | -0.0031871 | 603.5751 | -0.002474 | 797.2549 | 1.7053 | 603.1428 | 0.00012495 | 603.1428 | -0.0028611 | 603.5751 | 0.00034702 | 796.5626 | 0.59344 | 603.1428 | -0.021242 | 799.6951 | 0.056869 | 797.2549 | 0.15794 | 603.1428 | 0 | 939.1044 | 0.03721 |  |  | 1177.6277 | 0.27556 | 1023.0618 | 0.013067 | 1100.7111 | 0 | 1099.9983 | 0 | 1099.9917 | 0.0040353 | 603.143 | 1.147 | 603.5751 | 3.6621 | 603.1428 | 12.8463 | 603.1428 | 2.9349 | 603.5751 | #REF! | 603.1428 | 10.5398 | 600.2432 | 0.22645
| 317.8654 | 0 | 317.8654 | 0.028477 | 317.8654 | 0.060643 | 317.8654 | 0.039297 | 317.8654 | 0.1768 | 317.8654 | 0.0057004 | 530.2559 | 0 | 603.3724 | 0.075215 | 317.8654 | -0.00318 | 530.2559 | 0 | 603.3724 | 0.022371 | 603.3724 | 0.021368 | 596.4959 | 0.020653 | 603.3724 | 0.050996 | 603.3724 | 0.058298 | 603.8043 | 0.046567 | 601.4505 | 0.025612 | 603.3724 | 0.044157 | 603.8043 | 0.041241 | 603.8043 | 0.026486 | 603.8043 | 0.0065507 | 530.2559 | 4.7489 | 603.8043 | 0.020997 | 603.8043 | 0.056503 |  |  | 603.3724 | 4.7171 | 598.16 | 10.5065 | 603.8043 | 7.6028 | 603.3724 | 4.8519 | 531.6756 | 0.00033805 | 603.8043 | 3.9358 | 603.8043 | 2.0779 | 603.3724 | 0.25656 | 603.8043 | 0.00027084 | 603.8043 | 0.00068158 | 603.8043 | 0.0068071 | 797.4207 | 1.6324 | 603.3724 | 0.006978 | 603.3724 | -0.0017066 | 603.8043 | 0.0051448 | 796.7286 | 0.78542 | 603.3724 | 0.0025566 | 799.8621 | 0.05758 | 797.4207 | 0.16362 | 603.3724 | 0 | 939.1921 | 0.037322 |  |  | 1177.6956 | 0.27594 | 1023.0746 | 0.013083 | 1100.7705 | 0 | 1100.0576 | 0 | 1100.051 | 0.0040012 | 603.372 | 1.1591 | 603.8043 | 3.6634 | 603.3724 | 12.8654 | 603.3724 | 2.9384 | 603.8043 | #REF! | 603.3724 | 10.5212 | 600.4716 | 0.22674
| 317.9424 | 0 | 317.9424 | 0.0040361 | 317.9424 | 0.059532 | 317.9424 | 0.02214 | 317.9424 | 0.16591 | 317.9424 | -0.00030352 | 530.371 | 0.020332 | 603.6019 | 0.076494 | 317.9424 | -0.07055 | 530.371 | 0.036109 | 603.6019 | -0.0053027 | 603.6019 | 0.0039314 | 596.7234 | 0.0030577 | 603.6019 | 0.0039582 | 603.6019 | 0.01054 | 604.0335 | 0.0084194 | 601.6777 | -0.0043745 | 603.6019 | 0.014317 | 604.0335 | 0.00054824 | 604.0335 | 0.0046216 | 604.0335 | 0.005565 | 530.371 | 4.7552 | 604.0335 | 0.013102 | 604.0335 | 0.052742 |  |  | 603.6019 | 4.7041 | 598.39 | 10.5328 | 604.0335 | 7.3352 | 603.6019 | 4.8467 | 531.7932 | 0.00031251 | 604.0335 | 3.9943 | 604.0335 | 2.1129 | 603.6019 | 0.24368 | 604.0335 | -0.0013508 | 604.0335 | -0.00056163 | 604.0335 | -0.0020521 | 797.5865 | 1.6329 | 603.6019 | -0.0081189 | 603.6019 | -0.0060543 | 604.0335 | -0.0028794 | 796.8945 | 0.68578 | 603.6019 | -0.014925 | 800.0292 | 0.06004 | 797.5865 | 0.15728 | 603.6019 | 0 | 939.28 | 0.037691 |  |  | 1177.7635 | 0.27631 | 1023.0874 | 0.013099 | 1100.8298 | 0 | 1100.1169 | 0 | 1100.1102 | 0.0039603 | 603.602 | 1.1658 | 604.0335 | 3.6636 | 603.6019 | 12.8596 | 603.6019 | 2.9384 | 604.0335 | #REF! | 603.6019 | 10.4859 | 600.7 | 0.22594
| 318.0194 | 0 | 318.0194 | 0.0096239 | 318.0194 | 0.060016 | 318.0194 | 0.038519 | 318.0194 | 0.17313 | 318.0194 | 0.0054327 | 530.486 | 0 | 603.8315 | 0.079239 | 318.0194 | -0.01615 | 530.486 | 0 | 603.8315 | 0.055116 | 603.8315 | 0.021065 | 596.9509 | 0.021521 | 603.8315 | 0.048594 | 603.8315 | 0.072623 | 604.2627 | 0.05801 | 601.9049 | 0.025481 | 603.8315 | 0.069696 | 604.2627 | 0.028827 | 604.2627 | 0.022248 | 604.2627 | 0.010494 | 530.486 | 4.7409 | 604.2627 | 0.017553 | 604.2627 | 0.056771 |  |  | 603.8315 | 4.6885 | 598.62 | 10.3033 | 604.2627 | 7.1146 | 603.8315 | 4.8358 | 531.9108 | 0.00030946 | 604.2627 | 4.1252 | 604.2627 | 2.1994 | 603.8315 | 0.26613 | 604.2627 | 0.0027774 | 604.2627 | 0.00093366 | 604.2627 | 0.0074078 | 797.7524 | 1.5901 | 603.8315 | 0.010865 | 603.8315 | 0.0046595 | 604.2627 | 0.0045772 | 797.0604 | 0.77656 | 603.8315 | 0.021894 | 800.1963 | 0.061462 | 797.7524 | 0.16373 | 603.8315 | 0 | 939.3677 | 0.037429 |  |  | 1177.8314 | 0.27668 | 1023.1002 | 0.013115 | 1100.8892 | 0 | 1100.1762 | 0 | 1100.1696 | 0.0039171 | 603.831 | 1.1732 | 604.2627 | 3.6643 | 603.8315 | 12.8358 | 603.8315 | 2.9402 | 604.2627 | #REF! | 603.8315 | 10.494 | 600.9285 | 0.22702
| 318.0964 | 0 | 318.0964 | 0.0072493 | 318.0964 | 0.058904 | 318.0964 | 0.023697 | 318.0964 | 0.16334 | 318.0964 | -0.002974 | 530.6011 | 0.019261 | 604.061 | 0.069241 | 318.0964 | -0.04853 | 530.6011 | 0.016771 | 604.061 | -0.023662 | 604.0611 | 0.0051145 | 597.1784 | 0.0022219 | 604.061 | 0.0072927 | 604.0611 | 0.018577 | 604.4919 | 0.014839 | 602.132 | 0.0032684 | 604.0611 | -0.01441 | 604.4919 | 0.0018354 | 604.4919 | 0.011742 | 604.4919 | 0.0059739 | 530.6011 | 4.757 | 604.4919 | 0.01157 | 604.4919 | 0.05113 |  |  | 604.061 | 4.6612 | 598.85 | 10.1137 | 604.4919 | 6.855 | 604.0611 | 4.8235 | 532.0285 | 0.00035596 | 604.4919 | 4.1954 | 604.4919 | 2.2236 | 604.0611 | 0.24405 | 604.4919 | -0.0015256 | 604.4919 | -0.0012341 | 604.4919 | -0.00021604 | 797.9182 | 1.5524 | 604.061 | -0.010261 | 604.061 | -0.0045038 | 604.4919 | -0.0030747 | 797.2264 | 0.64143 | 604.061 | -0.011468 | 800.3633 | 0.064087 | 797.9182 | 0.15739 | 604.0611 | 0 | 939.4556 | 0.037576 |  |  | 1177.8994 | 0.27704 | 1023.113 | 0.01313 | 1100.9486 | 0 | 1100.2355 | 0 | 1100.2289 | 0.0038739 | 604.061 | 1.1865 | 604.4919 | 3.6572 | 604.0611 | 12.8284 | 604.0611 | 2.9429 | 604.4919 | #REF! | 604.0611 | 10.4085 | 601.1569 | 0.22588
| 318.1735 | 0 | 318.1735 | 0.035803 | 318.1735 | 0.058876 | 318.1735 | 0.041913 | 318.1735 | 0.16471 | 318.1735 | 0.0054294 | 530.7162 | 0 | 604.2906 | 0.076004 | 318.1735 | -0.00577 | 530.7162 | 0 | 604.2906 | 0.025174 | 604.2906 | 0.018403 | 597.4059 | 0.015191 | 604.2906 | 0.050597 | 604.2906 | 0.075053 | 604.7211 | 0.059951 | 602.3592 | 0.033697 | 604.2906 | 0.041938 | 604.7211 | 0.033842 | 604.7211 | 0.023712 | 604.7211 | 0.0057073 | 530.7162 | 4.8133 | 604.7211 | 0.01773 | 604.7211 | 0.053816 |  |  | 604.2906 | 4.6216 | 599.08 | 9.9571 | 604.7211 | 6.6164 | 604.2906 | 4.8174 | 532.1461 | 0.00037463 | 604.7211 | 4.3111 | 604.7211 | 2.2874 | 604.2906 | 0.27055 | 604.7211 | 0.0015671 | 604.7211 | 0.00078209 | 604.7211 | 0.0076392 | 798.0841 | 1.5583 | 604.2906 | 0.0086394 | 604.2906 | 0.0034443 | 604.7211 | -0.00023681 | 797.3923 | 0.67013 | 604.2906 | 0.007554 | 800.5304 | 0.065399 | 798.0841 | 0.16384 | 604.2906 | 0 | 939.5434 | 0.038687 |  |  | 1177.9674 | 0.27741 | 1023.1259 | 0.013146 | 1101.0079 | 0 | 1100.2948 | 0 | 1100.2882 | 0.0038364 | 604.291 | 1.2006 | 604.7211 | 3.656 | 604.2906 | 12.865 | 604.2906 | 2.9437 | 604.7211 | #REF! | 604.2906 | 10.436 | 601.3854 | 0.22562
| 318.2505 | 0 | 318.2505 | -0.01885 | 318.2505 | 0.058049 | 318.2505 | 0.021797 | 318.2505 | 0.15648 | 318.2505 | -0.0016863 | 530.8312 | 0.016802 | 604.5202 | 0.065329 | 318.2505 | -0.02526 | 530.8312 | 0.035464 | 604.5202 | -0.023316 | 604.5202 | 0.005786 | 597.6335 | 0.005393 | 604.5202 | -0.0055481 | 604.5202 | -0.01318 | 604.9504 | -0.010528 | 602.5864 | 0.009932 | 604.5202 | -0.0027018 | 604.9504 | 0.0025724 | 604.9504 | 0.0049887 | 604.9504 | 0.0020985 | 530.8312 | 4.7413 | 604.9504 | 0.0089996 | 604.9504 | 0.048802 |  |  | 604.5202 | 4.6215 | 599.31 | 9.9322 | 604.9504 | 6.3736 | 604.5202 | 4.8169 | 532.2638 | 0.00035405 | 604.9504 | 4.3999 | 604.9504 | 2.3272 | 604.5202 | 0.25693 | 604.9504 | -0.0029577 | 604.9504 | -0.003352 | 604.9504 | -0.001942 | 798.25 | 1.4901 | 604.5202 | -0.013666 | 604.5202 | -0.0083484 | 604.9504 | -0.003135 | 797.5583 | 0.6117 | 604.5202 | -0.012954 | 800.6975 | 0.068133 | 798.25 | 0.15641 | 604.5202 | 0 | 939.6313 | 0.039191 |  |  | 1178.0353 | 0.27778 | 1023.1387 | 0.013162 | 1101.0674 | 0 | 1100.3541 | 0 | 1100.3475 | 0.003808 | 604.52 | 1.2094 | 604.9504 | 3.6517 | 604.5202 | 12.8463 | 604.5202 | 2.9376 | 604.9504 | #REF! | 604.5202 | 10.4058 | 601.6138 | 0.22614
| 318.3275 | 0 | 318.3275 | -0.0078845 | 318.3275 | 0.058591 | 318.3275 | 0.034907 | 318.3275 | 0.16017 | 318.3275 | 0.0049156 | 530.9463 | 0 | 604.7498 | 0.071688 | 318.3275 | 0.02363 | 530.9463 | 0.0014942 | 604.7498 | 0.0448 | 604.7498 | 0.022499 | 597.861 | 0.018849 | 604.7498 | 0.054063 | 604.7498 | 0.055101 | 605.1796 | 0.044013 | 602.8136 | 0.024857 | 604.7498 | 0.053219 | 605.1796 | 0.037766 | 605.1796 | 0.020892 | 605.1796 | 0.0074259 | 530.9463 | 4.7091 | 605.1796 | 0.017218 | 605.1796 | 0.052742 |  |  | 604.7498 | 4.6037 | 599.54 | 9.6381 | 605.1796 | 6.1529 | 604.7498 | 4.7929 | 532.3814 | 0.00033195 | 605.1796 | 4.5325 | 605.1796 | 2.4127 | 604.7498 | 0.29631 | 605.1796 | 0.0025085 | 605.1796 | -0.00079674 | 605.1796 | 0.0049555 | 798.4158 | 1.4851 | 604.7498 | 0.0045026 | 604.7498 | -0.0015202 | 605.1796 | 2.6809e-05 | 797.7243 | 0.66074 | 604.7498 | 0.0077611 | 800.8646 | 0.069227 | 798.4158 | 0.16253 | 604.7498 | 0 | 939.7191 | 0.03902 |  |  | 1178.1033 | 0.27814 | 1023.1516 | 0.013178 | 1101.1267 | 0 | 1100.4135 | 0 | 1100.4069 | 0.0037887 | 604.75 | 1.2172 | 605.1796 | 3.6467 | 604.7498 | 12.8617 | 604.7498 | 2.9322 | 605.1796 | #REF! | 604.7498 | 10.3938 | 601.8423 | 0.22575
| 318.4045 | 0 | 318.4045 | 0.088701 | 318.4045 | 0.058134 | 318.4045 | 0.024288 | 318.4045 | 0.15504 | 318.4045 | -0.0016502 | 531.0614 | 0.017856 | 604.9794 | 0.063145 | 318.4045 | -0.01542 | 531.0614 | 0.027297 | 604.9794 | -0.012186 | 604.9794 | 0.0033224 | 598.0886 | 0.0073552 | 604.9794 | 0.0019894 | 604.9794 | -0.020823 | 605.4089 | -0.016633 | 603.0408 | -0.0014661 | 604.9794 | -0.0077066 | 605.4089 | 0.0011991 | 605.4089 | 0.0088563 | 605.4089 | 0.003717 | 531.0614 | 4.7226 | 605.4089 | 0.010165 | 605.4089 | 0.047996 |  |  | 604.9794 | 4.5615 | 599.77 | 9.4825 | 605.4089 | 5.9154 | 604.9794 | 4.7752 | 532.4991 | 0.00030413 | 605.4089 | 4.6051 | 605.4089 | 2.4226 | 604.9794 | 0.26724 | 605.4089 | -0.0011332 | 605.4089 | -0.0026427 | 605.4089 | 0.00084253 | 798.5817 | 1.4164 | 604.9794 | -0.0082204 | 604.9794 | -0.0054971 | 605.4089 | -0.002903 | 797.8902 | 0.7056 | 604.9794 | -0.014822 | 801.0317 | 0.071469 | 798.5817 | 0.15477 | 604.9794 | 0 | 939.807 | 0.038597 |  |  | 1178.1713 | 0.27851 | 1023.1644 | 0.013193 | 1101.1862 | 0 | 1100.4728 | 0 | 1100.4662 | 0.0037807 | 604.979 | 1.2261 | 605.4089 | 3.6495 | 604.9794 | 12.8734 | 604.9794 | 2.9314 | 605.4089 | #REF! | 604.9794 | 10.3548 | 602.0708 | 0.22541
| 318.4816 | 0 | 318.4816 | 0.035273 | 318.4816 | 0.058191 | 318.4816 | 0.038083 | 318.4816 | 0.15817 | 318.4816 | 0.004125 | 531.1765 | 0 | 605.2091 | 0.086097 | 318.4816 | 0.03221 | 531.1765 | 0 | 605.2091 | 0.056183 | 605.2091 | 0.023989 | 598.3161 | 0.011846 | 605.2091 | 0.053628 | 605.2091 | 0.10335 | 605.6382 | 0.082552 | 603.2681 | 0.031636 | 605.2091 | 0.061517 | 605.6382 | 0.034642 | 605.6382 | 0.025231 | 605.6382 | 0.011974 | 531.1765 | 4.5977 | 605.6382 | 0.018665 | 605.6382 | 0.052921 |  |  | 605.2091 | 4.5729 | 600 | 9.2953 | 605.6382 | 5.7165 | 605.2091 | 4.7617 | 532.6167 | 0.00032852 | 605.6382 | 4.7496 | 605.6382 | 2.5259 | 605.2091 | 0.3173 | 605.6382 | 0.0046938 | 605.6382 | 0.0015691 | 605.6382 | 0.011797 | 798.7476 | 1.4021 | 605.2091 | 0.0079462 | 605.2091 | 0.011377 | 605.6382 | 0.0039875 | 798.0562 | 1.0421 | 605.2091 | 0.016286 | 801.1988 | 0.073054 | 798.7476 | 0.16155 | 605.2091 | 0 | 939.8949 | 0.038386 |  |  | 1178.2393 | 0.27887 | 1023.1772 | 0.013209 | 1101.2456 | 0 | 1100.5321 | 0 | 1100.5255 | 0.003783 | 605.209 | 1.2335 | 605.6382 | 3.6474 | 605.2091 | 12.8683 | 605.2091 | 2.9269 | 605.6382 | #REF! | 605.2091 | 10.3472 | 602.2993 | 0.22577
| 318.5586 | 0 | 318.5586 | -0.023159 | 318.5586 | 0.057336 | 318.5586 | 0.022202 | 318.5586 | 0.14901 | 318.5586 | -0.0031359 | 531.2916 | 0 | 605.4387 | 0.061779 | 318.5586 | -0.00632 | 531.2916 | 0.027512 | 605.4387 | -0.028002 | 605.4387 | -0.0055303 | 598.5437 | 0.011049 | 605.4387 | -0.0013842 | 605.4387 | -0.013928 | 605.8674 | -0.011125 | 603.4953 | -0.0036287 | 605.4387 | -0.015302 | 605.8674 | 0 | 605.8674 | 0.007761 | 605.8674 | 0.0022503 | 531.2916 | 4.6737 | 605.8674 | 0.0072425 | 605.8674 | 0.046205 |  |  | 605.4387 | 4.5509 | 600.23 | 9.0876 | 605.8674 | 5.4945 | 605.4387 | 4.7784 | 532.7344 | 0.00029346 | 605.8674 | 4.8525 | 605.8674 | 2.554 | 605.4387 | 0.29337 | 605.8674 | -0.0031398 | 605.8674 | -0.0028624 | 605.8674 | -0.00028799 | 798.9135 | 1.3783 | 605.4387 | -0.0093836 | 605.4387 | 7.9129e-05 | 605.8674 | 0.0019039 | 798.2222 | 0.77603 | 605.4387 | -0.015994 | 801.3659 | 0.075624 | 798.9135 | 0.154 | 605.4387 | 0 | 939.9828 | 0.038272 |  |  | 1178.3073 | 0.27924 | 1023.19 | 0.013225 | 1101.3049 | 0 | 1100.5914 | 0 | 1100.5848 | 0.0037944 | 605.439 | 1.2464 | 605.8674 | 3.6466 | 605.4387 | 12.8701 | 605.4387 | 2.9278 | 605.8674 | #REF! | 605.4387 | 10.3035 | 602.5278 | 0.22582
| 318.6356 | 0 | 318.6356 | -0.034576 | 318.6356 | 0.057422 | 318.6356 | 0.037709 | 318.6356 | 0.15575 | 318.6356 | 0.0017761 | 531.4067 | 0 | 605.6683 | 0.073369 | 318.6356 | 0.01665 | 531.4067 | 0 | 605.6683 | 0.074808 | 605.6684 | 0.014745 | 598.7712 | 0.0094555 | 605.6683 | 0.049629 | 605.6684 | 0.059884 | 606.0967 | 0.047834 | 603.7225 | 0.023514 | 605.6684 | 0.06703 | 606.0967 | 0.044125 | 606.0967 | 0.022938 | 606.0967 | 0.0099202 | 531.4067 | 4.597 | 606.0967 | 0.017106 | 606.0967 | 0.049608 |  |  | 605.6683 | 4.53 | 600.46 | 8.8274 | 606.0967 | 5.3032 | 605.6684 | 4.782 | 532.852 | 0.00029994 | 606.0967 | 4.9771 | 606.0967 | 2.624 | 605.6684 | 0.31914 | 606.0967 | 0.0012928 | 606.0967 | 0.00017415 | 606.0967 | 0.0095936 | 799.0793 | 1.3578 | 605.6683 | 0.00060599 | 605.6683 | 0.005252 | 606.0967 | 0.0019686 | 798.3882 | 1.0066 | 605.6683 | 0.013239 | 801.533 | 0.077265 | 799.0793 | 0.16144 | 605.6684 | 0 | 940.0707 | 0.038106 |  |  | 1178.3752 | 0.2796 | 1023.2028 | 0.01324 | 1101.3644 | 0 | 1100.6508 | 0 | 1100.6442 | 0.0038126 | 605.668 | 1.2602 | 606.0967 | 3.6544 | 605.6684 | 12.9175 | 605.6684 | 2.9269 | 606.0967 | #REF! | 605.6684 | 10.3371 | 602.7564 | 0.22589
| 318.7127 | 0 | 318.7127 | 0.027659 | 318.7127 | 0.057165 | 318.7127 | 0.02242 | 318.7127 | 0.1443 | 318.7127 | -0.003284 | 531.5217 | 0.033039 | 605.898 | 0.061602 | 318.7127 | -0.00493 | 531.5217 | 0.014908 | 605.898 | -0.02265 | 605.898 | 9.7549e-05 | 598.9988 | 0.0001847 | 605.898 | 0.0016267 | 605.898 | -0.0007479 | 606.326 | -0.00059741 | 603.9498 | -0.0012464 | 605.898 | -0.010239 | 606.326 | 0.0048812 | 606.326 | 0.0068038 | 606.326 | 0.0015898 | 531.5217 | 4.5981 | 606.326 | 0.01032 | 606.3261 | 0.045399 |  |  | 605.898 | 4.5206 | 600.69 | 8.6072 | 606.326 | 5.1038 | 605.898 | 4.766 | 532.9697 | 0.00029384 | 606.326 | 5.0734 | 606.3261 | 2.6521 | 605.898 | 0.29484 | 606.326 | -0.0040218 | 606.326 | -0.001997 | 606.326 | -0.0032421 | 799.2452 | 1.3211 | 605.898 | -0.010294 | 605.898 | -0.012757 | 606.326 | -0.0012404 | 798.5542 | 0.8642 | 605.898 | -0.011019 | 801.7001 | 0.080327 | 799.2452 | 0.15379 | 605.898 | 0 | 940.1587 | 0.038562 |  |  | 1178.4432 | 0.27996 | 1023.2156 | 0.013256 | 1101.4238 | 0 | 1100.7101 | 0 | 1100.7035 | 0.0038364 | 605.898 | 1.2708 | 606.326 | 3.6588 | 605.898 | 12.9094 | 605.898 | 2.926 | 606.326 | #REF! | 605.898 | 10.3112 | 602.9849 | 0.22595
| 318.7897 | 0 | 318.7897 | 0.058227 | 318.7897 | 0.057479 | 318.7897 | 0.039609 | 318.7897 | 0.15068 | 318.7897 | 0.0037679 | 531.6368 | 0 | 606.1277 | 0.07434 | 318.7897 | 0.03886 | 531.6368 | 0 | 606.1277 | 0.048956 | 606.1277 | 0.023782 | 599.2264 | 0.018374 | 606.1277 | 0.048877 | 606.1277 | 0.062226 | 606.5554 | 0.049705 | 604.1771 | 0.026652 | 606.1277 | 0.058875 | 606.5554 | 0.036316 | 606.5554 | 0.025471 | 606.5554 | 0.0075934 | 531.6368 | 4.5585 | 606.5554 | 0.017658 | 606.5554 | 0.048981 |  |  | 606.1277 | 4.4976 | 600.92 | 8.3391 | 606.5554 | 4.9122 | 606.1277 | 4.7592 | 533.0874 | 0.0003148 | 606.5554 | 5.2444 | 606.5554 | 2.7425 | 606.1277 | 0.34858 | 606.5554 | 0.0018198 | 606.5554 | 0.00069735 | 606.5554 | 0.0075357 | 799.4111 | 1.2962 | 606.1277 | 0.006858 | 606.1277 | 0.0077826 | 606.5554 | -0.0014065 | 798.7201 | 0.89811 | 606.1277 | 0.016857 | 801.8672 | 0.082241 | 799.4111 | 0.16133 | 606.1277 | 0 | 940.2467 | 0.039158 |  |  | 1178.5113 | 0.28033 | 1023.2285 | 0.013271 | 1101.4833 | 0 | 1100.7695 | 0 | 1100.7628 | 0.0038637 | 606.128 | 1.2767 | 606.5554 | 3.6571 | 606.1277 | 12.904 | 606.1277 | 2.9234 | 606.5554 | #REF! | 606.1277 | 10.3139 | 603.2135 | 0.22619
| 318.8668 | 0 | 318.8668 | 0.0076081 | 318.8668 | 0.056966 | 318.8668 | 0.025472 | 318.8668 | 0.1465 | 318.8668 | -0.0014546 | 531.752 | 0 | 606.3574 | 0.058704 | 318.8668 | -0.00607 | 531.752 | 0.019008 | 606.3574 | -0.039543 | 606.3574 | 0.0056778 | 599.454 | 0.0021147 | 606.3574 | 0.0015831 | 606.3574 | -0.019163 | 606.7847 | -0.015307 | 604.4043 | -0.0024526 | 606.3574 | 0.0030511 | 606.7847 | 0 | 606.7847 | 0.0022177 | 606.7847 | 0.0034335 | 531.752 | 4.4735 | 606.7847 | 0.007293 | 606.7847 | 0.044325 |  |  | 606.3574 | 4.4722 | 601.15 | 8.0802 | 606.7847 | 4.7185 | 606.3574 | 4.733 | 533.2051 | 0.0003148 | 606.7847 | 5.3493 | 606.7847 | 2.7928 | 606.3574 | 0.32944 | 606.7847 | -0.0028865 | 606.7847 | -0.0021755 | 606.7847 | -0.0019826 | 799.577 | 1.2505 | 606.3574 | -0.0074654 | 606.3574 | -0.0045648 | 606.7847 | -0.00023018 | 798.8861 | 0.89081 | 606.3574 | -0.02131 | 802.0344 | 0.084538 | 799.577 | 0.15324 | 606.3574 | 0 | 940.3347 | 0.039286 |  |  | 1178.5793 | 0.28069 | 1023.2413 | 0.013287 | 1101.5427 | 0 | 1100.8289 | 0 | 1100.8223 | 0.0038955 | 606.357 | 1.291 | 606.7847 | 3.652 | 606.3574 | 12.88 | 606.3574 | 2.9242 | 606.7847 | #REF! | 606.3574 | 10.2649 | 603.442 | 0.22495
| 318.9438 | 0 | 318.9438 | 0.0062521 | 318.9438 | 0.057735 | 318.9438 | 0.034315 | 318.9438 | 0.14624 | 318.9438 | 0.0040299 | 531.8671 | 0 | 606.5871 | 0.060617 | 318.9438 | 0.02677 | 531.8671 | 0 | 606.5871 | 0.053458 | 606.587 | 0.017295 | 599.6817 | 0.02765 | 606.5871 | 0.045253 | 606.587 | 0.041773 | 607.014 | 0.033367 | 604.6316 | 0.025922 | 606.587 | 0.089852 | 607.014 | 0.032159 | 607.014 | 0.018128 | 607.014 | 0.0083438 | 531.8671 | 4.4297 | 607.014 | 0.016328 | 607.014 | 0.047011 |  |  | 606.5871 | 4.4759 | 601.38 | 7.8224 | 607.014 | 4.5485 | 606.587 | 4.7274 | 533.3227 | 0.00029994 | 607.014 | 5.4974 | 607.014 | 2.8691 | 606.587 | 0.34122 | 607.014 | 0.0020271 | 607.014 | 0.0001103 | 607.014 | 0.0065429 | 799.7429 | 1.2193 | 606.5871 | 0.001649 | 606.5871 | 0.0097384 | 607.014 | 0.0023764 | 799.0521 | 1.2064 | 606.5871 | 0.012904 | 802.2015 | 0.086123 | 799.7429 | 0.16089 | 606.587 | 0 | 940.4227 | 0.039192 |  |  | 1178.6473 | 0.28105 | 1023.2541 | 0.013302 | 1101.6022 | 0 | 1100.8882 | 0 | 1100.8816 | 0.0039296 | 606.587 | 1.2967 | 607.014 | 3.6456 | 606.587 | 12.9042 | 606.587 | 2.9207 | 607.014 | #REF! | 606.587 | 10.2528 | 603.6706 | 0.22632
| 319.0209 | 0 | 319.0208 | 0.011245 | 319.0209 | 0.056994 | 319.0209 | 0.02077 | 319.0209 | 0.13867 | 319.0209 | -0.0020496 | 531.9822 | 0.0066155 | 606.8168 | 0.064228 | 319.0209 | -0.0345 | 531.9822 | 0.0029816 | 606.8168 | -0.036786 | 606.8167 | 0.0024433 | 599.9093 | -0.0010598 | 606.8168 | -0.0040554 | 606.8167 | -0.015847 | 607.2434 | -0.012658 | 604.8589 | 0.0074979 | 606.8167 | 0.0008572 | 607.2434 | 0.0021056 | 607.2434 | 0.0054816 | 607.2434 | 0.0033935 | 531.9822 | 4.4432 | 607.2434 | 0.0076901 | 607.2433 | 0.042981 |  |  | 606.8168 | 4.4548 | 601.61 | 7.5748 | 607.2434 | 4.3685 | 606.8167 | 4.7158 | 533.4404 | 0.00030984 | 607.2434 | 5.6099 | 607.2433 | 2.9062 | 606.8167 | 0.33349 | 607.2434 | -0.00083135 | 607.2434 | -0.0027678 | 607.2434 | 0.0019825 | 799.9088 | 1.1938 | 606.8168 | -0.0045054 | 606.8168 | 2.4809e-05 | 607.2433 | -0.006301 | 799.2181 | 1.2289 | 606.8168 | -0.011306 | 802.3686 | 0.088529 | 799.9088 | 0.15291 | 606.8167 | 0 | 940.5107 | 0.038954 |  |  | 1178.7154 | 0.28142 | 1023.2669 | 0.013318 | 1101.6616 | 0 | 1100.9476 | 0 | 1100.9409 | 0.003966 | 606.817 | 1.3084 | 607.2434 | 3.6408 | 606.8167 | 12.901 | 606.8167 | 2.9207 | 607.2433 | #REF! | 606.8167 | 10.1784 | 603.8992 | 0.2265
| 319.0979 | 0 | 319.0979 | 0.018036 | 319.0979 | 0.058306 | 319.0979 | 0.033692 | 319.0979 | 0.14194 | 319.0979 | 0.0040713 | 532.0973 | 0 | 607.0465 | 0.057915 | 319.0979 | 0.0184 | 532.0973 | 0 | 607.0465 | 0.077763 | 607.0465 | 0.020265 | 600.137 | 0.021191 | 607.0465 | 0.046142 | 607.0465 | 0.029809 | 607.4727 | 0.023811 | 605.0862 | 0.019401 | 607.0465 | 0.059946 | 607.4727 | 0.020522 | 607.4727 | 0.020255 | 607.4727 | 0.0066909 | 532.0973 | 4.3799 | 607.4727 | 0.016119 | 607.4727 | 0.045668 |  |  | 607.0465 | 4.4319 | 601.84 | 7.1813 | 607.4727 | 4.1977 | 607.0465 | 4.7079 | 533.5581 | 0.00030413 | 607.4727 | 5.7611 | 607.4727 | 2.9894 | 607.0465 | 0.36846 | 607.4727 | 0.0008681 | 607.4727 | 0.00040868 | 607.4727 | 0.0050763 | 800.0747 | 1.1719 | 607.0465 | 0.0064334 | 607.0465 | -0.0038356 | 607.4727 | 0.0018957 | 799.3841 | 1.4047 | 607.0465 | 0.0091351 | 802.5358 | 0.089951 | 800.0747 | 0.16165 | 607.0465 | 0 | 940.5987 | 0.038766 |  |  | 1178.7834 | 0.28178 | 1023.2797 | 0.013333 | 1101.7211 | 0 | 1101.007 | 0 | 1101.0004 | 0.0040023 | 607.046 | 1.3221 | 607.4727 | 3.6341 | 607.0465 | 12.8856 | 607.0465 | 2.9145 | 607.4727 | #REF! | 607.0465 | 10.1776 | 604.1278 | 0.22634
| 319.175 | 0 | 319.175 | -0.027907 | 319.175 | 0.057593 | 319.175 | 0.021704 | 319.175 | 0.13339 | 319.175 | -0.0015853 | 532.2124 | 0.012236 | 607.2762 | 0.052044 | 319.175 | -0.01129 | 532.2124 | 0.039548 | 607.2762 | -0.025038 | 607.2762 | -0.0034925 | 600.3646 | 0.0050153 | 607.2762 | -0.0019433 | 607.2762 | -0.011329 | 607.7021 | -0.0090494 | 605.3135 | 0.0034647 | 607.2762 | -0.0078141 | 607.7021 | 0 | 607.7021 | 0.003725 | 607.7021 | 0.00055631 | 532.2124 | 4.4068 | 607.7021 | 0.010288 | 607.7021 | 0.039937 |  |  | 607.2762 | 4.4263 | 602.07 | 6.9564 | 607.7021 | 4.0301 | 607.2762 | 4.7018 | 533.6758 | 0.00031747 | 607.7021 | 5.8797 | 607.7021 | 3.0459 | 607.2762 | 0.34969 | 607.7021 | -0.0034018 | 607.7021 | -0.0022082 | 607.7021 | 0.00047788 | 800.2406 | 1.152 | 607.2762 | -0.005262 | 607.2762 | -0.0085818 | 607.7021 | -0.0020165 | 799.5501 | 1.3984 | 607.2762 | -0.020299 | 802.7029 | 0.092466 | 800.2406 | 0.154 | 607.2762 | 0 | 940.6868 | 0.039072 |  |  | 1178.8516 | 0.28214 | 1023.2926 | 0.013348 | 1101.7805 | 0 | 1101.0664 | 0 | 1101.0597 | 0.0040398 | 607.276 | 1.333 | 607.7021 | 3.6458 | 607.2762 | 12.8692 | 607.2762 | 2.9163 | 607.7021 | #REF! | 607.2762 | 10.1757 | 604.3564 | 0.22616
| 319.252 | 0 | 319.252 | 0.040527 | 319.252 | 0.057764 | 319.252 | 0.033007 | 319.252 | 0.14243 | 319.252 | 0.0045661 | 532.3276 | 0 | 607.5059 | 0.066176 | 319.252 | 0.01825 | 532.3276 | 0 | 607.5059 | 0.061689 | 607.5059 | 0.015463 | 600.5923 | 0.018389 | 607.5059 | 0.043543 | 607.5059 | 0.054308 | 607.9315 | 0.04338 | 605.5408 | 0.031882 | 607.5059 | 0.063814 | 607.9315 | 0.032451 | 607.9315 | 0.025245 | 607.9315 | 0.0083021 | 532.3276 | 4.3959 | 607.9315 | 0.017105 | 607.9315 | 0.045399 |  |  | 607.5059 | 4.4061 | 602.3 | 6.707 | 607.9315 | 3.8886 | 607.5059 | 4.7132 | 533.7935 | 0.00032204 | 607.9315 | 6.0631 | 607.9315 | 3.1204 | 607.5059 | 0.39239 | 607.9315 | 0.0017482 | 607.9315 | 0.00091769 | 607.9315 | 0.0073481 | 800.4065 | 1.1281 | 607.5059 | 0.008424 | 607.5059 | 0.0019352 | 607.9315 | 0.0054034 | 799.7162 | 1.3202 | 607.5059 | 0.020368 | 802.87 | 0.094763 | 800.4065 | 0.16242 | 607.5059 | 0 | 940.7748 | 0.039484 |  |  | 1178.9196 | 0.2825 | 1023.3054 | 0.013363 | 1101.84 | 0 | 1101.1257 | 0 | 1101.1191 | 0.0040762 | 607.506 | 1.3387 | 607.9315 | 3.6502 | 607.5059 | 12.9151 | 607.5059 | 2.9127 | 607.9315 | #REF! | 607.5059 | 10.1729 | 604.585 | 0.2266
| 319.3291 | 0 | 319.3291 | 0.04392 | 319.3291 | 0.057251 | 319.3291 | 0.024818 | 319.3291 | 0.13214 | 319.3291 | -0.0017497 | 532.4427 | 0.016451 | 607.7357 | 0.054098 | 319.3291 | -0.03264 | 532.4427 | 0.016771 | 607.7357 | 0.0090237 | 607.7357 | -0.003382 | 600.8199 | -0.0025081 | 607.7357 | -0.0033355 | 607.7357 | -0.017385 | 608.1609 | -0.013887 | 605.7682 | -0.0055529 | 607.7357 | -0.01353 | 608.1609 | 0 | 608.1609 | 0 | 608.1609 | 0.0027499 | 532.4427 | 4.3688 | 608.1609 | 0.0089158 | 608.1609 | 0.039668 |  |  | 607.7357 | 4.4068 | 602.53 | 6.5055 | 608.1609 | 3.7314 | 607.7357 | 4.6808 | 533.9112 | 0.00036396 | 608.1609 | 6.1811 | 608.1609 | 3.1713 | 607.7357 | 0.37766 | 608.1609 | -0.0047098 | 608.1609 | -0.0027272 | 608.1609 | -0.00065137 | 800.5724 | 1.1135 | 607.7357 | -0.011443 | 607.7357 | -0.008062 | 608.1609 | -0.0032123 | 799.8822 | 1.3176 | 607.7357 | -0.016859 | 803.0372 | 0.097661 | 800.5724 | 0.15444 | 607.7357 | 0 | 940.8629 | 0.040075 |  |  | 1178.9877 | 0.28286 | 1023.3182 | 0.013378 | 1101.8994 | 0 | 1101.1852 | 0 | 1101.1785 | 0.0041137 | 607.736 | 1.3581 | 608.1609 | 3.6447 | 607.7357 | 12.9004 | 607.7357 | 2.9198 | 608.1609 | #REF! | 607.7357 | 10.1435 | 604.8136 | 0.22629
| 319.4062 | 0 | 319.4062 | -0.0067286 | 319.4062 | 0.057792 | 319.4062 | 0.033069 | 319.4062 | 0.13411 | 319.4062 | 0.0025618 | 532.5578 | 0 | 607.9654 | 0.094281 | 319.4062 | -0.01566 | 532.5578 | 0 | 607.9654 | 0.036022 | 607.9655 | 0.032075 | 601.0476 | 0.023443 | 607.9654 | 0.056292 | 607.9655 | 0.084069 | 608.3903 | 0.067153 | 605.9955 | 0.029678 | 607.9655 | 0.064211 | 608.3903 | 0.034725 | 608.3903 | 0.024384 | 608.3903 | 0.011971 | 532.5578 | 4.4181 | 608.3903 | 0.019714 | 608.3903 | 0.046742 |  |  | 607.9654 | 4.359 | 602.76 | 6.1904 | 608.3903 | 3.5822 | 607.9655 | 4.6781 | 534.0289 | 0.00036625 | 608.3903 | 6.3544 | 608.3903 | 3.2584 | 607.9655 | 0.40196 | 608.3903 | 0.0063278 | 608.3903 | 0.0021574 | 608.3903 | 0.011725 | 800.7383 | 1.1038 | 607.9654 | 0.010811 | 607.9654 | -0.007722 | 608.3903 | 0.0011305 | 800.0482 | 1.3609 | 607.9654 | 0.019696 | 803.2044 | 0.099903 | 800.7383 | 0.16329 | 607.9655 | 0 | 940.9509 | 0.040894 |  |  | 1179.0558 | 0.28323 | 1023.3311 | 0.013393 | 1101.959 | 0 | 1101.2445 | 0 | 1101.2379 | 0.0041512 | 607.965 | 1.3688 | 608.3903 | 3.647 | 607.9655 | 12.8612 | 607.9655 | 2.9189 | 608.3903 | #REF! | 607.9655 | 10.0892 | 605.0422 | 0.22691
| 319.4832 | 0 | 319.4832 | -0.029134 | 319.4832 | 0.057222 | 319.4832 | 0.022233 | 319.4832 | 0.12644 | 319.4832 | -0.0021353 | 532.673 | 0 | 608.1952 | 0.060596 | 319.4832 | -0.0565 | 532.673 | 0.017517 | 608.1952 | 0.018944 | 608.1952 | 0.0072366 | 601.2753 | 0.0086763 | 608.1952 | -0.0029087 | 608.1952 | 0.024504 | 608.6197 | 0.019573 | 606.2229 | -0.0019496 | 608.1952 | -0.002518 | 608.6197 | 0.0092006 | 608.6197 | 0.0053052 | 608.6197 | 0.0063301 | 532.673 | 4.373 | 608.6197 | 0.0086833 | 608.6197 | 0.040653 |  |  | 608.1952 | 4.345 | 602.99 | 6.056 | 608.6197 | 3.4251 | 608.1952 | 4.6428 | 534.1466 | 0.00034872 | 608.6197 | 6.4907 | 608.6197 | 3.2943 | 608.1952 | 0.39349 | 608.6197 | 6.8203e-05 | 608.6197 | -0.0017131 | 608.6197 | 0.0022529 | 800.9043 | 1.0503 | 608.1952 | -0.0082406 | 608.1952 | -0.0040678 | 608.6197 | -0.0027989 | 800.2142 | 1.2837 | 608.1952 | -0.0096682 | 803.3715 | 0.10275 | 800.9043 | 0.15652 | 608.1952 | 0 | 941.0391 | 0.040948 |  |  | 1179.1238 | 0.28358 | 1023.3439 | 0.013408 | 1102.0184 | 0 | 1101.304 | 0 | 1101.2974 | 0.004191 | 608.195 | 1.3765 | 608.6197 | 3.6323 | 608.1952 | 12.8415 | 608.1952 | 2.9251 | 608.6197 | #REF! | 608.1952 | 10.0525 | 605.2709 | 0.22707
| 319.5603 | 0 | 319.5603 | 0.02116 | 319.5603 | 0.057764 | 319.5603 | 0.033599 | 319.5603 | 0.13599 | 319.5603 | 0.0037828 | 532.7881 | 0 | 608.425 | 0.065454 | 319.5603 | -0.00932 | 532.7881 | 0 | 608.425 | 0.080513 | 608.425 | 0.021675 | 601.5031 | 0.018105 | 608.425 | 0.051303 | 608.425 | 0.057722 | 608.8491 | 0.046108 | 606.4502 | 0.027072 | 608.425 | 0.053099 | 608.8491 | 0.028215 | 608.8491 | 0.027368 | 608.8491 | 0.0094764 | 532.7881 | 4.3817 | 608.8491 | 0.015062 | 608.8491 | 0.04334 |  |  | 608.425 | 4.3277 | 603.22 | 5.6982 | 608.8491 | 3.3074 | 608.425 | 4.6388 | 534.2642 | 0.00030146 | 608.8491 | 6.6577 | 608.8491 | 3.3835 | 608.425 | 0.41889 | 608.8491 | 0.0015995 | 608.8491 | 0.00089307 | 608.8491 | 0.0098388 | 801.0702 | 1.0257 | 608.425 | 0.010917 | 608.425 | -0.0033596 | 608.8491 | 0.0088637 | 800.3803 | 1.4579 | 608.425 | 0.015561 | 803.5387 | 0.10499 | 801.0702 | 0.16526 | 608.425 | 0 | 941.1271 | 0.040735 |  |  | 1179.1919 | 0.28394 | 1023.3567 | 0.013422 | 1102.078 | 0 | 1101.3634 | 0 | 1101.3568 | 0.004233 | 608.425 | 1.3948 | 608.8491 | 3.6375 | 608.425 | 12.8001 | 608.425 | 2.9251 | 608.8491 | #REF! | 608.425 | 10.0242 | 605.4995 | 0.22808
| 319.6374 | 0 | 319.6374 | -0.0031668 | 319.6374 | 0.057678 | 319.6374 | 0.017313 | 319.6374 | 0.12613 | 319.6374 | -0.0036206 | 532.9033 | 0.013992 | 608.6548 | 0.069696 | 319.6374 | -0.02232 | 532.9033 | 0.014535 | 608.6548 | -0.018273 | 608.6548 | 0.0074487 | 601.7307 | 0.0062907 | 608.6548 | -0.0021142 | 608.6548 | 0.005703 | 609.0786 | 0.0045555 | 606.6776 | 0.0086059 | 608.6548 | -0.0026129 | 609.0786 | 0 | 609.0786 | 0.0042007 | 609.0786 | 0.0069679 | 532.9033 | 4.3567 | 609.0786 | 0.0091567 | 609.0785 | 0.040474 |  |  | 608.6548 | 4.298 | 603.45 | 5.4688 | 609.0786 | 3.1571 | 608.6548 | 4.6157 | 534.3819 | 0.00032013 | 609.0786 | 6.7699 | 609.0785 | 3.4158 | 608.6548 | 0.41079 | 609.0786 | 0.00055665 | 609.0786 | -0.00061752 | 609.0786 | 0.00099574 | 801.2361 | 1.0144 | 608.6548 | -0.0039294 | 608.6548 | -0.0054521 | 609.0786 | 0.0010133 | 800.5463 | 1.3129 | 608.6548 | -0.0060445 | 803.7059 | 0.10745 | 801.2361 | 0.15772 | 608.6548 | 0 | 941.2153 | 0.040752 |  |  | 1179.26 | 0.2843 | 1023.3695 | 0.013437 | 1102.1374 | 0 | 1101.4228 | 0 | 1101.4161 | 0.0042751 | 608.655 | 1.4112 | 609.0786 | 3.6282 | 608.6548 | 12.8083 | 608.6548 | 2.9322 | 609.0786 | #REF! | 608.6548 | 9.9545 | 605.7282 | 0.22757
| 319.7145 | 0 | 319.7144 | 0.028282 | 319.7145 | 0.058277 | 319.7145 | 0.03061 | 319.7145 | 0.12907 | 319.7145 | 0.0036649 | 533.0184 | 0 | 608.8846 | 0.074036 | 319.7145 | 0.01392 | 533.0184 | 0 | 608.8846 | 0.066122 | 608.8846 | 0.02023 | 601.9584 | 0.017933 | 608.8846 | 0.047382 | 608.8846 | 0.06347 | 609.308 | 0.050699 | 606.905 | 0.025532 | 608.8846 | 0.062556 | 609.308 | 0.034225 | 609.308 | 0.024378 | 609.308 | 0.0088891 | 533.0184 | 4.3372 | 609.308 | 0.015855 | 609.308 | 0.042086 |  |  | 608.8846 | 4.2845 | 603.68 | 5.2393 | 609.308 | 3.0301 | 608.8846 | 4.5918 | 534.4997 | 0.00034605 | 609.308 | 6.9665 | 609.308 | 3.5023 | 608.8846 | 0.45055 | 609.308 | 0.0017589 | 609.308 | 0.00059807 | 609.308 | 0.0068883 | 801.4021 | 1.0012 | 608.8846 | 0.0058365 | 608.8846 | 0.0065785 | 609.308 | 0.0066093 | 800.7123 | 1.4407 | 608.8846 | 0.0075828 | 803.8731 | 0.11013 | 801.4021 | 0.16679 | 608.8846 | 0 | 941.3035 | 0.041105 |  |  | 1179.3281 | 0.28467 | 1023.3824 | 0.013451 | 1102.1969 | 0 | 1101.4823 | 0 | 1101.4756 | 0.0043148 | 608.885 | 1.4154 | 609.308 | 3.6188 | 608.8846 | 12.7528 | 608.8846 | 2.918 | 609.308 | #REF! | 608.8846 | 9.937 | 605.9569 | 0.22847
| 319.7915 | 0 | 319.7915 | -0.011108 | 319.7915 | 0.05708 | 319.7915 | 0.020053 | 319.7915 | 0.12166 | 319.7915 | -0.00090449 | 533.1336 | 0 | 609.1144 | 0.05935 | 319.7915 | -0.0127 | 533.1336 | 0.023858 | 609.1144 | -0.004921 | 609.1144 | 0.0051855 | 602.1862 | 0.0055691 | 609.1144 | -0.0049081 | 609.1144 | -0.0092955 | 609.5375 | -0.0074251 | 607.1323 | -0.0025194 | 609.1144 | 0.0049828 | 609.5375 | 0 | 609.5375 | 0.0051307 | 609.5375 | 0.0031744 | 533.1336 | 4.3516 | 609.5375 | 0.008838 | 609.5375 | 0.038594 |  |  | 609.1144 | 4.2586 | 603.91 | 5.0428 | 609.5375 | 2.9092 | 609.1144 | 4.5787 | 534.6174 | 0.00035291 | 609.5375 | 7.1271 | 609.5375 | 3.5753 | 609.1144 | 0.42662 | 609.5375 | -0.0011244 | 609.5375 | -0.0020231 | 609.5375 | 0.00071051 | 801.568 | 0.97156 | 609.1144 | -0.009441 | 609.1144 | 0.0047824 | 609.5375 | -0.00052586 | 800.8784 | 1.4736 | 609.1144 | -0.024266 | 804.0403 | 0.11363 | 801.568 | 0.15947 | 609.1144 | 0 | 941.3917 | 0.041886 |  |  | 1179.3962 | 0.28502 | 1023.3952 | 0.013465 | 1102.2565 | 0 | 1101.5418 | 0 | 1101.535 | 0.0043455 | 609.114 | 1.4224 | 609.5375 | 3.6146 | 609.1144 | 12.7545 | 609.1144 | 2.9198 | 609.5375 | #REF! | 609.1144 | 9.9155 | 606.1856 | 0.22805
| 319.8686 | 0 | 319.8686 | -0.020639 | 319.8686 | 0.057621 | 319.8686 | 0.030236 | 319.8686 | 0.12622 | 319.8686 | 0.0061558 | 533.2487 | 0 | 609.3442 | 0.065189 | 319.8686 | 0.00866 | 533.2487 | 0.010086 | 609.3442 | 0.087691 | 609.3442 | 0.01696 | 602.4139 | 0.015769 | 609.3442 | 0.049301 | 609.3442 | 0.062182 | 609.767 | 0.04967 | 607.3597 | 0.022755 | 609.3442 | 0.052366 | 609.767 | 0.031343 | 609.767 | 0.025565 | 609.767 | 0.0081178 | 533.2487 | 4.1871 | 609.767 | 0.016616 | 609.767 | 0.042265 |  |  | 609.3442 | 4.2596 | 604.14 | 4.6895 | 609.767 | 2.8005 | 609.3442 | 4.602 | 534.7351 | 0.00032395 | 609.767 | 7.341 | 609.767 | 3.68 | 609.3442 | 0.47005 | 609.767 | 0.0022691 | 609.767 | 0.00017529 | 609.767 | 0.0082869 | 801.7339 | 0.97796 | 609.3442 | 0.010074 | 609.3442 | -0.0021994 | 609.767 | 0.0032676 | 801.0444 | 1.5878 | 609.3442 | 0.012546 | 804.2074 | 0.11642 | 801.7339 | 0.16952 | 609.3442 | 0 | 941.4799 | 0.042416 |  |  | 1179.4644 | 0.28538 | 1023.408 | 0.013478 | 1102.316 | 0 | 1101.6012 | 0 | 1101.5945 | 0.0043648 | 609.344 | 1.4315 | 609.767 | 3.626 | 609.3442 | 12.7887 | 609.3442 | 2.911 | 609.767 | #REF! | 609.3442 | 9.8976 | 606.4143 | 0.22901
| 319.9457 | 0 | 319.9457 | 0.053314 | 319.9457 | 0.056367 | 319.9457 | 0.016722 | 319.9457 | 0.11675 | 319.9457 | -0.00084199 | 533.3639 | 0.0016977 | 609.5741 | 0.053586 | 319.9457 | -0.03204 | 533.3639 | 0 | 609.5741 | -0.046986 | 609.5741 | 0.0040752 | 602.6417 | 0.0071582 | 609.5741 | -0.015446 | 609.5741 | -0.01649 | 609.9964 | -0.013172 | 607.5871 | -0.00031207 | 609.5741 | 0.003214 | 609.9964 | 0.0031089 | 609.9964 | 0.00014598 | 609.9964 | 0.0020565 | 533.3639 | 4.2411 | 609.9964 | 0.0070664 | 609.9965 | 0.036176 |  |  | 609.5741 | 4.248 | 604.36 | 4.443 | 609.9964 | 2.6795 | 609.5741 | 4.5817 | 534.8528 | 0.00029917 | 609.9964 | 7.4804 | 609.9965 | 3.7285 | 609.5741 | 0.44355 | 609.9964 | -0.002377 | 609.9964 | -0.0031379 | 609.9964 | -0.0012828 | 801.8999 | 0.93963 | 609.5741 | -0.01584 | 609.5741 | -0.0056988 | 609.9965 | -0.010982 | 801.2105 | 1.5742 | 609.5741 | -0.013202 | 804.3746 | 0.11942 | 801.8999 | 0.16176 | 609.5741 | 0 | 941.5681 | 0.042474 |  |  | 1179.5326 | 0.28574 | 1023.4208 | 0.013492 | 1102.3755 | 0 | 1101.6606 | 0 | 1101.6539 | 0.0043682 | 609.574 | 1.4427 | 609.9964 | 3.6156 | 609.5741 | 12.7424 | 609.5741 | 2.9119 | 609.9965 | #REF! | 609.5741 | 9.8476 | 606.643 | 0.2283
| 320.0228 | 0 | 320.0228 | 0.039513 | 320.0228 | 0.05708 | 320.0228 | 0.036028 | 320.0228 | 0.1236 | 320.0228 | 0.0047628 | 533.4791 | 0 | 609.8039 | 0.071655 | 320.0228 | 0.00276 | 533.4791 | 0 | 609.8039 | 0.070472 | 609.8039 | 0.024138 | 602.8694 | 0.019607 | 609.8039 | 0.049509 | 609.8039 | 0.054644 | 610.226 | 0.043649 | 607.8146 | 0.026185 | 609.8039 | 0.038564 | 610.2259 | 0.04054 | 610.2259 | 0.017646 | 610.2259 | 0.0072457 | 533.4791 | 4.1334 | 610.226 | 0.015102 | 610.226 | 0.040295 |  |  | 609.8039 | 4.2084 | 604.59 | 4.269 | 610.2259 | 2.5755 | 609.8039 | 4.5617 | 534.9705 | 0.00029117 | 610.2259 | 7.6743 | 610.226 | 3.8296 | 609.8039 | 0.48073 | 610.2259 | 0.0017372 | 610.2259 | 0.00032083 | 610.2259 | 0.0079477 | 802.0658 | 0.90295 | 609.8039 | 0.0050916 | 609.8039 | 0.0071533 | 610.226 | -0.001746 | 801.3765 | 1.6515 | 609.8039 | 0.014372 | 804.5418 | 0.12167 | 802.0658 | 0.17248 | 609.8039 | 0 | 941.6563 | 0.042053 |  |  | 1179.6007 | 0.28609 | 1023.4337 | 0.013505 | 1102.4351 | 0 | 1101.7201 | 0 | 1101.7134 | 0.0043557 | 609.804 | 1.4557 | 610.226 | 3.6119 | 609.8039 | 12.7353 | 609.8039 | 2.9065 | 610.226 | #REF! | 609.8039 | 9.8467 | 606.8717 | 0.2276
| 320.0999 | 0 | 320.0999 | -0.0060207 | 320.0999 | 0.056908 | 320.0999 | 0.018746 | 320.0999 | 0.11629 | 320.0999 | -0.0015094 | 533.5943 | 0.029716 | 610.0338 | 0.061258 | 320.0999 | -0.04101 | 533.5943 | 0.030091 | 610.0338 | -0.087927 | 610.0338 | 0.0030723 | 603.0972 | 0.0067405 | 610.0338 | -0.00090538 | 610.0338 | -0.022663 | 610.4555 | -0.018103 | 608.042 | -0.0073632 | 610.0338 | -0.017363 | 610.4555 | 0.0038546 | 610.4555 | 0.002793 | 610.4555 | 0.0015888 | 533.5943 | 4.0616 | 610.4555 | 0.0088109 | 610.4554 | 0.035012 |  |  | 610.0338 | 4.1811 | 604.82 | 4.1019 | 610.4555 | 2.4504 | 610.0338 | 4.5329 | 535.0883 | 0.00030984 | 610.4555 | 7.8196 | 610.4554 | 3.8748 | 610.0338 | 0.47999 | 610.4555 | -0.0021447 | 610.4555 | -0.0025001 | 610.4555 | 0.0029844 | 802.2318 | 0.88452 | 610.0338 | -0.010047 | 610.0338 | -0.0033794 | 610.4554 | 0.0032317 | 801.5426 | 1.7735 | 610.0338 | -0.013941 | 804.7091 | 0.1238 | 802.2318 | 0.16625 | 610.0338 | 0 | 941.7446 | 0.041693 |  |  | 1179.6688 | 0.28645 | 1023.4465 | 0.013517 | 1102.4946 | 0 | 1101.7795 | 0 | 1101.7728 | 0.0043319 | 610.034 | 1.4681 | 610.4555 | 3.594 | 610.0338 | 12.6771 | 610.0338 | 2.9154 | 610.4554 | #REF! | 610.0338 | 9.75 | 607.1004 | 0.22667
| 320.177 | 0 | 320.177 | -0.0072382 | 320.177 | 0.057393 | 320.177 | 0.031263 | 320.177 | 0.11778 | 320.177 | 0.0040923 | 533.7095 | 0 | 610.2637 | 0.065947 | 320.177 | -0.00519 | 533.7095 | 0 | 610.2637 | 0.010149 | 610.2637 | 0.013667 | 603.325 | 0.017467 | 610.2637 | 0.044674 | 610.2637 | 0.052453 | 610.685 | 0.041899 | 608.2694 | 0.016223 | 610.2637 | 0.058765 | 610.685 | 0.024798 | 610.685 | 0.022306 | 610.685 | 0.0082099 | 533.7095 | 3.9813 | 610.685 | 0.013209 | 610.685 | 0.038952 |  |  | 610.2637 | 4.1774 | 605.05 | 3.8001 | 610.685 | 2.3561 | 610.2637 | 4.5323 | 535.206 | 0.00031251 | 610.685 | 8.0259 | 610.685 | 3.9712 | 610.2637 | 0.51349 | 610.685 | 0.0022467 | 610.685 | -4.3361e-05 | 610.685 | 0.0063499 | 802.3977 | 0.86669 | 610.2637 | 0.0059698 | 610.2637 | 0.0053863 | 610.685 | 0.0036826 | 801.7087 | 1.858 | 610.2637 | 0.014151 | 804.8763 | 0.12555 | 802.3977 | 0.17597 | 610.2637 | 0 | 941.8328 | 0.042036 |  |  | 1179.7371 | 0.28681 | 1023.4594 | 0.01353 | 1102.5542 | 0 | 1101.839 | 0 | 1101.8324 | 0.0043012 | 610.264 | 1.476 | 610.685 | 3.5899 | 610.2637 | 12.6559 | 610.2637 | 2.9057 | 610.685 | #REF! | 610.2637 | 9.7355 | 607.3292 | 0.22669
| 320.2541 | 0 | 320.2541 | 0.037146 | 320.2541 | 0.056623 | 320.2541 | 0.017033 | 320.2541 | 0.11114 | 320.2541 | -0.0020947 | 533.8247 | 0.010831 | 610.4936 | 0.051214 | 320.2541 | -0.05023 | 533.8247 | 0.024503 | 610.4936 | -0.037949 | 610.4936 | 0.002335 | 603.5528 | 0.004657 | 610.4936 | -0.0043724 | 610.4936 | -0.022661 | 610.9145 | -0.018101 | 608.4969 | 0.0037169 | 610.4936 | -0.014246 | 610.9145 | 0 | 610.9145 | 0.004947 | 610.9145 | 0.0015678 | 533.8247 | 4.0011 | 610.9145 | 0.0067328 | 610.9145 | 0.033937 |  |  | 610.4936 | 4.1289 | 605.28 | 3.6898 | 610.9145 | 2.2508 | 610.4936 | 4.5054 | 535.3237 | 0.00034224 | 610.9145 | 8.2097 | 610.9145 | 4.0122 | 610.4936 | 0.48662 | 610.9145 | -0.001743 | 610.9145 | -0.0037217 | 610.9145 | 0.00096835 | 802.5637 | 0.8511 | 610.4936 | -0.013744 | 610.4936 | 0.00087632 | 610.9145 | -0.0043297 | 801.8747 | 1.8481 | 610.4936 | -0.021744 | 805.0435 | 0.12828 | 802.5637 | 0.16985 | 610.4936 | 0 | 941.9211 | 0.042105 |  |  | 1179.8052 | 0.28717 | 1023.4722 | 0.013541 | 1102.6138 | 0 | 1101.8984 | 0 | 1101.8918 | 0.0042717 | 610.494 | 1.4956 | 610.9145 | 3.5834 | 610.4936 | 12.6531 | 610.4936 | 2.9136 | 610.9145 | #REF! | 610.4936 | 9.6792 | 607.5579 | 0.2259
| 320.3312 | 0 | 320.3312 | 0.042735 | 320.3312 | 0.057051 | 320.3312 | 0.033661 | 320.3312 | 0.11783 | 320.3312 | 0.0028515 | 533.9398 | 0 | 610.7235 | 0.065277 | 320.3312 | -0.04038 | 533.9398 | 0 | 610.7235 | 0.075537 | 610.7235 | 0.020344 | 603.7806 | 0.016072 | 610.7235 | 0.049802 | 610.7235 | 0.043437 | 611.144 | 0.034696 | 608.7243 | 0.023799 | 610.7235 | 0.070893 | 611.144 | 0.020005 | 611.144 | 0.027468 | 611.144 | 0.0082186 | 533.9398 | 3.9889 | 611.144 | 0.013285 | 611.144 | 0.038236 |  |  | 610.7235 | 4.1288 | 605.51 | 3.4566 | 611.144 | 2.1688 | 610.7235 | 4.5115 | 535.4415 | 0.00033195 | 611.144 | 8.4354 | 611.144 | 4.1289 | 610.7235 | 0.53962 | 611.144 | 0.0029896 | 611.144 | 0.00162 | 611.144 | 0.010151 | 802.7297 | 0.81613 | 610.7235 | 0.005264 | 610.7235 | -0.0031535 | 611.144 | 0.007052 | 802.0408 | 1.892 | 610.7235 | 0.0024089 | 805.2107 | 0.13102 | 802.7297 | 0.17783 | 610.7235 | 0 | 942.0094 | 0.042082 |  |  | 1179.8733 | 0.28752 | 1023.485 | 0.013553 | 1102.6732 | 0 | 1101.958 | 0 | 1101.9513 | 0.0042489 | 610.723 | 1.5016 | 611.144 | 3.5805 | 610.7235 | 12.6356 | 610.7235 | 2.9083 | 611.144 | #REF! | 610.7235 | 9.692 | 607.7867 | 0.22704
| 320.4083 | 0 | 320.4083 | -0.02084 | 320.4083 | 0.056652 | 320.4083 | 0.017251 | 320.4083 | 0.11036 | 320.4083 | -0.00081214 | 534.055 | 0.00064407 | 610.9534 | 0.034118 | 320.4083 | -0.06611 | 534.055 | 0.021708 | 610.9534 | -0.05324 | 610.9534 | -0.0010354 | 604.0084 | 0.0085492 | 610.9534 | -0.008004 | 610.9534 | -0.0060437 | 611.3736 | -0.0048276 | 608.9518 | -0.00041994 | 610.9534 | -0.0032519 | 611.3736 | 0.008274 | 611.3736 | 0.0075477 | 611.3736 | 0.0010336 | 534.055 | 3.8923 | 611.3736 | 0.0078091 | 611.3736 | 0.03349 |  |  | 610.9534 | 4.1236 | 605.74 | 3.247 | 611.3736 | 2.0652 | 610.9534 | 4.473 | 535.5592 | 0.00032318 | 611.3736 | 8.6158 | 611.3736 | 4.2094 | 610.9534 | 0.51312 | 611.3736 | -0.0024826 | 611.3736 | -0.0023723 | 611.3736 | -0.00052731 | 802.8956 | 0.81271 | 610.9534 | -0.0089387 | 610.9534 | 0.0021777 | 611.3736 | -0.0041676 | 802.2069 | 1.9347 | 610.9534 | -0.011525 | 805.3779 | 0.13479 | 802.8956 | 0.17182 | 610.9534 | 0.0054302 | 942.0977 | 0.042648 |  |  | 1179.9415 | 0.28788 | 1023.4978 | 0.013564 | 1102.7328 | 0 | 1102.0175 | 0 | 1102.0109 | 0.004241 | 610.953 | 1.5166 | 611.3736 | 3.5754 | 610.9534 | 12.6514 | 610.9534 | 2.9145 | 611.3736 | #REF! | 610.9534 | 9.6886 | 608.0155 | 0.22683
| 320.4854 | 0 | 320.4854 | -0.029988 | 320.4854 | 0.057393 | 320.4854 | 0.029893 | 320.4854 | 0.11393 | 320.4854 | 0.0037252 | 534.1702 | 0 | 611.1833 | 0.074095 | 320.4854 | -0.02161 | 534.1702 | 0 | 611.1833 | 0.098191 | 611.1833 | 0.022671 | 604.2363 | 0.02125 | 611.1833 | 0.049542 | 611.1833 | 0.060646 | 611.6032 | 0.048443 | 609.1793 | 0.024025 | 611.1833 | 0.040567 | 611.6032 | 0.038785 | 611.6032 | 0.024182 | 611.6032 | 0.0080359 | 534.1702 | 3.8652 | 611.6032 | 0.013586 | 611.6032 | 0.037698 |  |  | 611.1833 | 4.1124 | 605.97 | 3.0488 | 611.6032 | 2.0062 | 611.1833 | 4.489 | 535.6769 | 0.00029193 | 611.6032 | 8.8775 | 611.6032 | 4.3195 | 611.1833 | 0.5676 | 611.6032 | 0.0073013 | 611.6032 | 0.0016891 | 611.6032 | 0.010995 | 803.0616 | 0.80956 | 611.1833 | 0.012431 | 611.1833 | 0.0069167 | 611.6031 | 0.0046641 | 802.3729 | 1.964 | 611.1833 | 0.013305 | 805.5452 | 0.13763 | 803.0616 | 0.17881 | 611.1833 | 0 | 942.186 | 0.042676 |  |  | 1180.0098 | 0.28823 | 1023.5106 | 0.013574 | 1102.7924 | 0 | 1102.0769 | 0 | 1102.0703 | 0.0042478 | 611.183 | 1.5194 | 611.6032 | 3.5891 | 611.1833 | 12.6545 | 611.1833 | 2.9048 | 611.6031 | #REF! | 611.1833 | 9.6475 | 608.2443 | 0.2279
| 320.5625 | 0 | 320.5625 | 0.02402 | 320.5625 | 0.056766 | 320.5625 | 0.018901 | 320.5625 | 0.10517 | 320.5625 | -0.0019304 | 534.2854 | 0.0097769 | 611.4132 | 0.062042 | 320.5625 | -0.06657 | 534.2854 | 0.0044723 | 611.4132 | -0.034247 | 611.4132 | 0.0021606 | 604.4641 | 0.0091536 | 611.4132 | -0.0054479 | 611.4132 | -0.020549 | 611.8327 | -0.016414 | 609.4068 | -0.0013618 | 611.4132 | 0.011442 | 611.8327 | 0 | 611.8327 | 0 | 611.8327 | 0.0013585 | 534.2854 | 3.776 | 611.8327 | 0.0070511 | 611.8327 | 0.031967 |  |  | 611.4132 | 4.0899 | 606.2 | 2.992 | 611.8327 | 1.9106 | 611.4132 | 4.4668 | 535.7947 | 0.0003087 | 611.8327 | 9.0795 | 611.8327 | 4.3874 | 611.4132 | 0.53189 | 611.8327 | 0.00055834 | 611.8327 | -0.002199 | 611.8327 | 0.0013647 | 803.2276 | 0.78575 | 611.4132 | -0.0056088 | 611.4132 | -0.0015397 | 611.8327 | 0.0055909 | 802.539 | 1.9514 | 611.4132 | -0.015191 | 805.7124 | 0.14037 | 803.2276 | 0.17346 | 611.4132 | 0 | 942.2744 | 0.042411 |  |  | 1180.0779 | 0.28859 | 1023.5235 | 0.013584 | 1102.852 | 0 | 1102.1365 | 0 | 1102.1298 | 0.0042694 | 611.413 | 1.5247 | 611.8327 | 3.5827 | 611.4132 | 12.6732 | 611.4132 | 2.9012 | 611.8327 | #REF! | 611.4132 | 9.6115 | 608.4731 | 0.22751
| 320.6397 | 0 | 320.6396 | 0.031001 | 320.6397 | 0.057137 | 320.6397 | 0.028959 | 320.6397 | 0.10941 | 320.6397 | 0.0060501 | 534.4007 | 0 | 611.6432 | 0.055553 | 320.6397 | -0.0203 | 534.4007 | 0 | 611.6432 | 0.028566 | 611.6431 | 0.019916 | 604.692 | 0.019702 | 611.6432 | 0.049778 | 611.6431 | 0.040973 | 612.0623 | 0.032728 | 609.6342 | 0.013944 | 611.6431 | 0.083974 | 612.0623 | 0.02164 | 612.0623 | 0.030094 | 612.0623 | 0.0082669 | 534.4007 | 3.7107 | 612.0623 | 0.013746 | 612.0623 | 0.035012 |  |  | 611.6432 | 4.0642 | 606.43 | 2.7175 | 612.0623 | 1.8352 | 611.6431 | 4.4497 | 535.9124 | 0.00032318 | 612.0623 | 9.332 | 612.0623 | 4.4936 | 611.6431 | 0.57938 | 612.0623 | 0.0044128 | 612.0623 | -0.00093538 | 612.0623 | 0.010864 | 803.3936 | 0.78046 | 611.6432 | 0.0046483 | 611.6432 | 0.010714 | 612.0623 | 0.0038083 | 802.7051 | 2.1048 | 611.6432 | 0.025024 | 805.8797 | 0.1431 | 803.3936 | 0.17936 | 611.6431 | 0 | 942.3627 | 0.042776 |  |  | 1180.1461 | 0.28894 | 1023.5363 | 0.013593 | 1102.9116 | 0 | 1102.1959 | 0 | 1102.1893 | 0.0043035 | 611.643 | 1.534 | 612.0623 | 3.5743 | 611.6431 | 12.6693 | 611.6431 | 2.8897 | 612.0623 | #REF! | 611.6431 | 9.6236 | 608.7019 | 0.2277
| 320.7168 | 0 | 320.7168 | -0.0023963 | 320.7168 | 0.056709 | 320.7168 | 0.016223 | 320.7168 | 0.10052 | 320.7168 | -0.0024275 | 534.5159 | 0.0041566 | 611.8731 | 0.059354 | 320.7168 | -0.06399 | 534.5159 | 0.037614 | 611.8731 | -0.052902 | 611.8731 | 0.0088816 | 604.9198 | -0.00089101 | 611.8731 | -0.010948 | 611.8731 | 0.00083301 | 612.2919 | 0.00066539 | 609.8617 | 0.0040296 | 611.8731 | 0.014945 | 612.2919 | 0.0059579 | 612.2919 | 0.0044661 | 612.2919 | 0.0018883 | 534.5159 | 3.6607 | 612.2919 | 0.0077763 | 612.2919 | 0.033131 |  |  | 611.8731 | 4.0335 | 606.66 | 2.5849 | 612.2919 | 1.754 | 611.8731 | 4.4391 | 536.0302 | 0.00034338 | 612.2919 | 9.545 | 612.2919 | 4.569 | 611.8731 | 0.57275 | 612.2919 | -0.001882 | 612.2919 | -0.0014139 | 612.2919 | 0.0011673 | 803.5596 | 0.74095 | 611.8731 | -0.0069174 | 611.8731 | 0.0064492 | 612.2919 | 0.0020991 | 802.8712 | 2.05 | 611.8731 | -0.00012766 | 806.0469 | 0.14518 | 803.5596 | 0.17565 | 611.8731 | 0 | 942.4511 | 0.043414 |  |  | 1180.2144 | 0.2893 | 1023.5491 | 0.013602 | 1102.9712 | 0 | 1102.2555 | 0 | 1102.2489 | 0.0043444 | 611.873 | 1.5442 | 612.2919 | 3.578 | 611.8731 | 12.6497 | 611.8731 | 2.8915 | 612.2919 | #REF! | 611.8731 | 9.5665 | 608.9307 | 0.22681
| 320.7939 | 0 | 320.7939 | -0.018649 | 320.7939 | 0.057222 | 320.7939 | 0.032789 | 320.7939 | 0.11003 | 320.7939 | 0.0039488 | 534.6311 | 0 | 612.1031 | 0.062321 | 320.7939 | -0.03704 | 534.6311 | 0 | 612.1031 | 0.077994 | 612.1031 | 0.014531 | 605.1476 | 0.024754 | 612.1031 | 0.047441 | 612.1031 | 0.045189 | 612.5215 | 0.036096 | 610.0893 | 0.027511 | 612.1031 | 0.065496 | 612.5215 | 0.032856 | 612.5215 | 0.023045 | 612.5215 | 0.0051939 | 534.6311 | 3.5813 | 612.5215 | 0.014177 | 612.5216 | 0.034206 |  |  | 612.1031 | 4.0301 | 606.89 | 2.3573 | 612.5215 | 1.6865 | 612.1031 | 4.4187 | 536.1479 | 0.00029917 | 612.5215 | 9.7683 | 612.5216 | 4.6639 | 612.1031 | 0.6103 | 612.5215 | 0.0022273 | 612.5215 | -0.0004204 | 612.5215 | 0.0080755 | 803.7255 | 0.73604 | 612.1031 | 0.0071211 | 612.1031 | 0.0044621 | 612.5215 | -0.0046842 | 803.0373 | 2.1403 | 612.1031 | 0.011763 | 806.2142 | 0.14737 | 803.7255 | 0.17947 | 612.1031 | 0 | 942.5395 | 0.044343 |  |  | 1180.2826 | 0.28965 | 1023.562 | 0.01361 | 1103.0308 | 0 | 1102.3151 | 0 | 1102.3084 | 0.0043876 | 612.103 | 1.5507 | 612.5215 | 3.5616 | 612.1031 | 12.626 | 612.1031 | 2.8826 | 612.5215 | #REF! | 612.1031 | 9.5399 | 609.1595 | 0.22654
| 320.871 | 0 | 320.871 | -0.00091835 | 320.871 | 0.056281 | 320.871 | 0.016971 | 320.871 | 0.099907 | 320.871 | -0.0026673 | 534.7463 | 0.010831 | 612.333 | 0.052731 | 320.871 | -0.0621 | 534.7463 | 0.023858 | 612.333 | -0.037644 | 612.333 | 0.0058211 | 605.3755 | 0.0069908 | 612.333 | -0.0067959 | 612.333 | 0.0017153 | 612.7511 | 0.0013702 | 610.3168 | -0.0049216 | 612.333 | -0.0052289 | 612.7511 | 0.0024317 | 612.7511 | 0.0054723 | 612.7511 | 0.0029333 | 534.7463 | 3.5895 | 612.7511 | 0.007549 | 612.7512 | 0.03143 |  |  | 612.333 | 4.0114 | 607.12 | 2.2639 | 612.7511 | 1.6086 | 612.333 | 4.4003 | 536.2657 | 0.00030184 | 612.7511 | 9.9886 | 612.7512 | 4.7528 | 612.333 | 0.60625 | 612.7511 | 0.00025234 | 612.7511 | -0.0025547 | 612.7511 | -0.00035411 | 803.8915 | 0.72221 | 612.333 | -0.0099743 | 612.333 | -0.0060781 | 612.7512 | -0.0023446 | 803.2034 | 2.1653 | 612.333 | -0.014464 | 806.3814 | 0.1507 | 803.8915 | 0.17685 | 612.333 | 0 | 942.6279 | 0.044666 |  |  | 1180.3508 | 0.29 | 1023.5748 | 0.013618 | 1103.0903 | 0 | 1102.3745 | 0 | 1102.3679 | 0.0044262 | 612.333 | 1.5723 | 612.7511 | 3.5527 | 612.333 | 12.6121 | 612.333 | 2.895 | 612.7512 | #REF! | 612.333 | 9.5237 | 609.3884 | 0.22555
| 320.9481 | 0 | 320.9482 | 0.05053 | 320.9481 | 0.056623 | 320.9481 | 0.032447 | 320.9481 | 0.10637 | 320.9482 | 0.0048817 | 534.8615 | 0 | 612.563 | 0.060483 | 320.9481 | -0.05394 | 534.8615 | 0 | 612.563 | 0.10518 | 612.563 | 0.026117 | 605.6034 | 0.021496 | 612.563 | 0.045981 | 612.563 | 0.057839 | 612.9808 | 0.046201 | 610.5443 | 0.032674 | 612.563 | 0.052508 | 612.9808 | 0.028648 | 612.9808 | 0.028722 | 612.9808 | 0.0085905 | 534.8615 | 3.5375 | 612.9808 | 0.018885 | 612.9808 | 0.034743 |  |  | 612.563 | 3.9662 | 607.35 | 2.0775 | 612.9808 | 1.5389 | 612.563 | 4.3839 | 536.3835 | 0.00029079 | 612.9808 | 10.2058 | 612.9808 | 4.8521 | 612.563 | 0.6449 | 612.9808 | 0.0054976 | 612.9808 | 0.0016984 | 612.9808 | 0.0099796 | 804.0575 | 0.70293 | 612.563 | 0.014936 | 612.563 | 0.0027058 | 612.9808 | -0.0013058 | 803.3695 | 2.2681 | 612.563 | 0.0076419 | 806.5487 | 0.15393 | 804.0575 | 0.17739 | 612.563 | 0 | 942.7164 | 0.044101 |  |  | 1180.4191 | 0.29036 | 1023.5876 | 0.013624 | 1103.15 | 0 | 1102.4341 | 0 | 1102.4275 | 0.0044535 | 612.563 | 1.5712 | 612.9808 | 3.5417 | 612.563 | 12.5653 | 612.563 | 2.8888 | 612.9808 | #REF! | 612.563 | 9.4796 | 609.6172 | 0.2269
| 321.0253 | 0 | 321.0253 | -0.0091625 | 321.0253 | 0.055568 | 321.0253 | 0.013109 | 321.0253 | 0.097125 | 321.0253 | -0.0022639 | 534.9768 | 0.0038054 | 612.793 | 0.056364 | 321.0253 | -0.07668 | 534.9768 | 0.024503 | 612.793 | -0.038575 | 612.793 | 0.0037489 | 605.8313 | 0.0024264 | 612.793 | -0.0049388 | 612.793 | -0.014731 | 613.2104 | -0.011767 | 610.7719 | 0.0011223 | 612.793 | -0.0069137 | 613.2104 | 0 | 613.2104 | 0.0065674 | 613.2104 | 0.0030531 | 534.9768 | 3.5092 | 613.2104 | 0.0065369 | 613.2104 | 0.029818 |  |  | 612.793 | 3.9576 | 607.58 | 1.9928 | 613.2104 | 1.4694 | 612.793 | 4.3688 | 536.5012 | 0.00032128 | 613.2104 | 10.461 | 613.2104 | 4.9494 | 612.793 | 0.63312 | 613.2104 | -0.0004717 | 613.2104 | -0.00226 | 613.2104 | -0.0031977 | 804.2235 | 0.70539 | 612.793 | -0.011783 | 612.793 | -0.0029139 | 613.2104 | -0.0046684 | 803.5356 | 2.1627 | 612.793 | -0.019017 | 806.716 | 0.15699 | 804.2235 | 0.17794 | 612.793 | 0 | 942.8048 | 0.043946 |  |  | 1180.4873 | 0.29071 | 1023.6005 | 0.01363 | 1103.2096 | 0 | 1102.4936 | 0 | 1102.4869 | 0.0044683 | 612.793 | 1.5938 | 613.2104 | 3.539 | 612.793 | 12.5632 | 612.793 | 2.8959 | 613.2104 | #REF! | 612.793 | 9.4355 | 609.8461 | 0.22827
| 321.1024 | 0 | 321.1024 | -0.026291 | 321.1024 | 0.055683 | 321.1024 | 0.026842 | 321.1024 | 0.10326 | 321.1024 | 0.0056667 | 535.092 | 0 | 613.023 | 0.071767 | 321.1024 | -0.04439 | 535.092 | 0 | 613.023 | 0.065504 | 613.023 | 0.01845 | 606.0592 | 0.020851 | 613.023 | 0.048156 | 613.023 | 0.056785 | 613.4401 | 0.045358 | 610.9994 | 0.028411 | 613.023 | 0.072495 | 613.4401 | 0.040654 | 613.4401 | 0.02583 | 613.4401 | 0.0096849 | 535.092 | 3.4773 | 613.4401 | 0.014061 | 613.4401 | 0.034475 |  |  | 613.023 | 3.9619 | 607.81 | 1.7766 | 613.4401 | 1.4192 | 613.023 | 4.3667 | 536.619 | 0.00035329 | 613.4401 | 10.7752 | 613.4401 | 5.0703 | 613.023 | 0.68024 | 613.4401 | 0.0052186 | 613.4401 | 0.0016611 | 613.4401 | 0.0093085 | 804.3895 | 0.69636 | 613.023 | 0.0087181 | 613.023 | 0.0021688 | 613.4401 | 0.00394 | 803.7017 | 2.3709 | 613.023 | 0.004906 | 806.8832 | 0.16044 | 804.3895 | 0.17772 | 613.023 | 0 | 942.8932 | 0.043533 |  |  | 1180.5555 | 0.29106 | 1023.6133 | 0.013636 | 1103.2693 | 0 | 1102.5532 | 0 | 1102.5465 | 0.004466 | 613.023 | 1.599 | 613.4401 | 3.5467 | 613.023 | 12.5979 | 613.023 | 2.8915 | 613.4401 | #REF! | 613.023 | 9.4858 | 610.0749 | 0.22486
| 321.1796 | 0 | 321.1796 | 0.065676 | 321.1796 | 0.054856 | 321.1796 | 0.014791 | 321.1796 | 0.095517 | 321.1796 | -0.0016039 | 535.2073 | 0.011182 | 613.2531 | 0.048543 | 321.1796 | -0.05858 | 535.2073 | 0.036109 | 613.2531 | -0.053525 | 613.2531 | 0.00084569 | 606.2871 | 0.0085697 | 613.2531 | -0.00080313 | 613.2531 | -0.031449 | 613.6697 | -0.025121 | 611.227 | 0.0062882 | 613.2531 | -0.022206 | 613.6697 | 0.0010598 | 613.6697 | 0 | 613.6697 | 0.0033852 | 535.2073 | 3.4937 | 613.6697 | 0.0076681 | 613.6697 | 0.029012 |  |  | 613.2531 | 3.9279 | 608.05 | 1.7137 | 613.6697 | 1.3575 | 613.2531 | 4.3496 | 536.7368 | 0.00038416 | 613.6697 | 11.0236 | 613.6697 | 5.1415 | 613.2531 | 0.65079 | 613.6697 | -0.002378 | 613.6697 | -0.0036433 | 613.6697 | -0.00032359 | 804.5555 | 0.67805 | 613.2531 | -0.016275 | 613.2531 | -0.0047119 | 613.6697 | -0.0029193 | 803.8679 | 2.3036 | 613.2531 | -0.024321 | 807.0505 | 0.1635 | 804.5555 | 0.18002 | 613.2531 | 0 | 942.9818 | 0.04334 |  |  | 1180.6238 | 0.29141 | 1023.6261 | 0.01364 | 1103.3289 | 0 | 1102.6127 | 0 | 1102.6061 | 0.0044501 | 613.253 | 1.6168 | 613.6697 | 3.5419 | 613.2531 | 12.5727 | 613.2531 | 2.8986 | 613.6697 | #REF! | 613.2531 | 9.408 | 610.3038 | 0.22676
| 321.2567 | 0 | 321.2567 | -0.0081366 | 321.2567 | 0.054799 | 321.2567 | 0.032011 | 321.2567 | 0.0992 | 321.2567 | 0.0039355 | 535.3225 | 0 | 613.4831 | 0.063394 | 321.2567 | -0.01959 | 535.3225 | 0 | 613.4831 | 0.079162 | 613.4831 | 0.022399 | 606.5151 | 0.019281 | 613.4831 | 0.048476 | 613.4831 | 0.058518 | 613.8994 | 0.046743 | 611.4545 | 0.019433 | 613.4831 | 0.017471 | 613.8994 | 0.023351 | 613.8994 | 0.020784 | 613.8994 | 0.0095769 | 535.3225 | 3.5013 | 613.8994 | 0.013576 | 613.8994 | 0.033311 |  |  | 613.4831 | 3.9318 | 608.28 | 1.5028 | 613.8994 | 1.3069 | 613.4831 | 4.3464 | 536.8545 | 0.0003834 | 613.8994 | 11.34 | 613.8994 | 5.2705 | 613.4831 | 0.70711 | 613.8994 | 0.0048343 | 613.8994 | 0.00061103 | 613.8994 | 0.0086816 | 804.7216 | 0.65157 | 613.4831 | 0.011169 | 613.4831 | -0.0037063 | 613.8994 | 0.0027551 | 804.034 | 2.433 | 613.4831 | 0.0061574 | 807.2178 | 0.16634 | 804.7216 | 0.17302 | 613.4831 | 0 | 943.0703 | 0.044662 |  |  | 1180.6921 | 0.29176 | 1023.639 | 0.013643 | 1103.3885 | 0 | 1102.6722 | 0 | 1102.6656 | 0.0044228 | 613.483 | 1.6189 | 613.8994 | 3.5422 | 613.4831 | 12.577 | 613.4831 | 2.8915 | 613.8994 | #REF! | 613.4831 | 9.3999 | 610.5327 | 0.22754
| 321.3338 | 0 | 321.3338 | 0.013575 | 321.3338 | 0.053829 | 321.3338 | 0.015476 | 321.3338 | 0.090224 | 321.3338 | -0.0015209 | 535.4378 | 0 | 613.7131 | 0.03799 | 321.3338 | -0.04785 | 535.4378 | 0.014908 | 613.7131 | -0.0016409 | 613.7131 | 0.0034552 | 606.743 | 0.00087214 | 613.7131 | -0.0039984 | 613.7131 | 0.00089615 | 614.1291 | 0.00071583 | 611.6821 | -0.0017534 | 613.7131 | -0.019877 | 614.1291 | 0.00052327 | 614.1291 | 0.0063122 | 614.1291 | 0.00025018 | 535.4378 | 3.4466 | 614.1291 | 0.007555 | 614.1291 | 0.028386 |  |  | 613.7131 | 3.9001 | 608.51 | 1.493 | 614.1291 | 1.2521 | 613.7131 | 4.3199 | 536.9723 | 0.00035863 | 614.1291 | 11.6018 | 614.1291 | 5.3824 | 613.7131 | 0.68465 | 614.1291 | 2.5094e-05 | 614.1291 | -0.0021596 | 614.1291 | -0.00048129 | 804.8876 | 0.64212 | 613.7131 | -0.010262 | 613.7131 | 0.0010996 | 614.1291 | -0.010392 | 804.2001 | 2.4434 | 613.7131 | -0.018424 | 807.3851 | 0.16929 | 804.8876 | 0.1763 | 613.7131 | 0 | 943.1588 | 0.046042 |  |  | 1180.7604 | 0.29211 | 1023.6518 | 0.013646 | 1103.4481 | 0 | 1102.7318 | 0 | 1102.7252 | 0.0043876 | 613.713 | 1.6356 | 614.1291 | 3.5407 | 613.7131 | 12.5525 | 613.7131 | 2.8915 | 614.1291 | #REF! | 613.7131 | 9.404 | 610.7616 | 0.22836
| 321.411 | 0 | 321.411 | -0.013168 | 321.411 | 0.054086 | 321.411 | 0.030329 | 321.411 | 0.099576 | 321.411 | 0.0039194 | 535.553 | 0 | 613.9432 | 0.061629 | 321.411 | 0.00634 | 535.553 | 0 | 613.9432 | 0.0068038 | 613.9432 | 0.016074 | 606.9709 | 0.020043 | 613.9432 | 0.041262 | 613.9432 | 0.049834 | 614.3588 | 0.039807 | 611.9097 | 0.022066 | 613.9432 | 0.012005 | 614.3588 | 0.037571 | 614.3588 | 0.023239 | 614.3588 | 0.0075791 | 535.553 | 3.3248 | 614.3588 | 0.012394 | 614.3588 | 0.033669 |  |  | 613.9432 | 3.8793 | 608.74 | 1.2471 | 614.3588 | 1.2092 | 613.9432 | 4.3224 | 537.0901 | 0.00033881 | 614.3588 | 11.946 | 614.3588 | 5.506 | 613.9432 | 0.7579 | 614.3588 | 0.0070777 | 614.3588 | 0.00062633 | 614.3588 | 0.0094779 | 805.0536 | 0.64126 | 613.9432 | 0.0084859 | 613.9432 | -0.0013007 | 614.3588 | 0.0077439 | 804.3662 | 2.483 | 613.9432 | 0.0081794 | 807.5524 | 0.17263 | 805.0536 | 0.16996 | 613.9432 | 0 | 943.2473 | 0.046333 |  |  | 1180.8286 | 0.29246 | 1023.6646 | 0.013648 | 1103.5078 | 0 | 1102.7914 | 0 | 1102.7848 | 0.0043501 | 613.943 | 1.6367 | 614.3588 | 3.5437 | 613.9432 | 12.5757 | 613.9432 | 2.872 | 614.3588 | #REF! | 613.9432 | 9.3848 | 610.9905 | 0.22627
| 321.4881 | 0 | 321.4881 | 0.032121 | 321.4881 | 0.053316 | 321.4881 | 0.01613 | 321.4881 | 0.089879 | 321.4881 | -0.0032841 | 535.6683 | 0.00029265 | 614.1732 | 0.060321 | 321.4881 | -0.03058 | 535.6683 | 0.026437 | 614.1732 | -0.024302 | 614.1733 | -0.00078756 | 607.1989 | 0.0066868 | 614.1732 | -0.0020257 | 614.1733 | -0.023918 | 614.5885 | -0.019106 | 612.1373 | 0.0022775 | 614.1733 | -0.0033779 | 614.5885 | 0 | 614.5885 | 0.0014021 | 614.5885 | 0.0042231 | 535.6683 | 3.3516 | 614.5885 | 0.0072751 | 614.5885 | 0.028117 |  |  | 614.1732 | 3.8619 | 608.97 | 1.2093 | 614.5885 | 1.151 | 614.1733 | 4.3026 | 537.2079 | 0.00033119 | 614.5885 | 12.1784 | 614.5885 | 5.5855 | 614.1733 | 0.7233 | 614.5885 | 0.0015638 | 614.5885 | -0.0017142 | 614.5885 | 0.0043523 | 805.2196 | 0.60255 | 614.1732 | -0.0090036 | 614.1732 | -0.0074226 | 614.5885 | -0.0069208 | 804.5324 | 2.4992 | 614.1732 | -0.012552 | 807.7197 | 0.17629 | 805.2196 | 0.17718 | 614.1733 | 0 | 943.3358 | 0.046277 |  |  | 1180.897 | 0.2928 | 1023.6774 | 0.013649 | 1103.5675 | 0 | 1102.851 | 0 | 1102.8444 | 0.0043114 | 614.173 | 1.6573 | 614.5885 | 3.5473 | 614.1733 | 12.5574 | 614.1733 | 2.8782 | 614.5885 | #REF! | 614.1733 | 9.3379 | 611.2195 | 0.22548
| 321.5653 | 0 | 321.5653 | 0.0050453 | 321.5653 | 0.053316 | 321.5653 | 0.030392 | 321.5653 | 0.093517 | 321.5653 | 0.0057169 | 535.7836 | 0 | 614.4033 | 0.059776 | 321.5653 | -0.00569 | 535.7836 | 0 | 614.4033 | 0.078863 | 614.4033 | 0.020767 | 607.4269 | 0.017442 | 614.4033 | 0.041195 | 614.4033 | 0.05877 | 614.8182 | 0.046944 | 612.3649 | 0.019757 | 614.4033 | 0.074564 | 614.8182 | 0.039964 | 614.8182 | 0.014828 | 614.8182 | 0.0073381 | 535.7836 | 3.3678 | 614.8182 | 0.011496 | 614.8182 | 0.030893 |  |  | 614.4033 | 3.8373 | 609.2 | 1.0183 | 614.8182 | 1.1089 | 614.4033 | 4.2834 | 537.3257 | 0.00033195 | 614.8182 | 12.4951 | 614.8182 | 5.7202 | 614.4033 | 0.76895 | 614.8182 | 0.0055852 | 614.8182 | -0.00071761 | 614.8182 | 0.0097549 | 805.3856 | 0.60063 | 614.4033 | 0.0078688 | 614.4033 | 0.0017252 | 614.8182 | 0.0036001 | 804.6985 | 2.6385 | 614.4033 | 0.0065303 | 807.887 | 0.17946 | 805.3856 | 0.16723 | 614.4033 | 0 | 943.4244 | 0.046475 |  |  | 1180.9652 | 0.29315 | 1023.6903 | 0.013648 | 1103.6272 | 0 | 1102.9106 | 0 | 1102.9039 | 0.0042751 | 614.403 | 1.6538 | 614.8182 | 3.529 | 614.4033 | 12.5359 | 614.4033 | 2.8729 | 614.8182 | #REF! | 614.4033 | 9.3072 | 611.4484 | 0.22451
| 321.6424 | 0 | 321.6425 | -0.0019411 | 321.6424 | 0.052774 | 321.6424 | 0.01669 | 321.6424 | 0.084677 | 321.6424 | -0.00036675 | 535.8988 | 0 | 614.6334 | 0.052023 | 321.6424 | -0.03245 | 535.8988 | 0.029446 | 614.6334 | -0.045245 | 614.6334 | -0.0013515 | 607.6548 | 0.011895 | 614.6334 | -0.00089249 | 614.6334 | -0.003752 | 615.048 | -0.002997 | 612.5925 | 0.0014986 | 614.6334 | 0.0014387 | 615.048 | 0.0093326 | 615.048 | 0.0073927 | 615.048 | 0.0047201 | 535.8988 | 3.3062 | 615.048 | 0.0054348 | 615.048 | 0.027132 |  |  | 614.6334 | 3.8397 | 609.43 | 0.93296 | 615.048 | 1.0585 | 614.6334 | 4.2638 | 537.4434 | 0.00034491 | 615.048 | 12.8119 | 615.048 | 5.8172 | 614.6334 | 0.76122 | 615.048 | 0.0018518 | 615.048 | -0.0020892 | 615.048 | 0.0035688 | 805.5517 | 0.57788 | 614.6334 | -0.012169 | 614.6334 | -0.003109 | 615.048 | 0.00067304 | 804.8647 | 2.6056 | 614.6334 | -0.01065 | 808.0543 | 0.18291 | 805.5517 | 0.17248 | 614.6334 | 0 | 943.5129 | 0.046119 |  |  | 1181.0336 | 0.2935 | 1023.7031 | 0.013647 | 1103.6868 | 0 | 1102.9702 | 0 | 1102.9635 | 0.0042421 | 614.633 | 1.6672 | 615.048 | 3.524 | 614.6334 | 12.5199 | 614.6334 | 2.8782 | 615.048 | #REF! | 614.6334 | 9.2627 | 611.6774 | 0.22593
| 321.7196 | 0 | 321.7196 | -0.040704 | 321.7196 | 0.053231 | 321.7196 | 0.028368 | 321.7196 | 0.09284 | 321.7196 | 0.0050323 | 536.0141 | 0 | 614.8635 | 0.066879 | 321.7196 | 0.01417 | 536.0141 | 0 | 614.8635 | 0.034821 | 614.8635 | 0.013803 | 607.8828 | 0.017653 | 614.8635 | 0.051131 | 614.8635 | 0.053311 | 615.2777 | 0.042584 | 612.8202 | 0.019188 | 614.8635 | 0.041478 | 615.2777 | 0.033889 | 615.2777 | 0.022889 | 615.2777 | 0.0085716 | 536.0141 | 3.3168 | 615.2777 | 0.014465 | 615.2777 | 0.030624 |  |  | 614.8635 | 3.8096 | 609.66 | 0.83222 | 615.2777 | 1.0204 | 614.8635 | 4.258 | 537.5612 | 0.00033271 | 615.2777 | 13.1363 | 615.2777 | 5.9557 | 614.8635 | 0.81312 | 615.2777 | 0.0066762 | 615.2777 | 0.00037521 | 615.2777 | 0.012646 | 805.7177 | 0.57986 | 614.8635 | 0.0090581 | 614.8635 | 0.0017501 | 615.2777 | 0.0040963 | 805.0308 | 2.6615 | 614.8635 | 0.014856 | 808.2217 | 0.18635 | 805.7177 | 0.16406 | 614.8635 | 0 | 943.6015 | 0.045305 |  |  | 1181.1019 | 0.29385 | 1023.7159 | 0.013645 | 1103.7465 | 0 | 1103.0298 | 0 | 1103.0232 | 0.0042126 | 614.864 | 1.6733 | 615.2777 | 3.5225 | 614.8635 | 12.4937 | 614.8635 | 2.8623 | 615.2777 | #REF! | 614.8635 | 9.2476 | 611.9063 | 0.22541
| 321.7968 | 0 | 321.7968 | 0.023919 | 321.7968 | 0.052062 | 321.7968 | 0.018029 | 321.7968 | 0.085188 | 321.7968 | -0.0021317 | 536.1294 | 0.010128 | 615.0936 | 0.058882 | 321.7968 | -0.02841 | 536.1294 | 0.032885 | 615.0936 | -0.041756 | 615.0936 | 0.0047757 | 608.1108 | 0.0050781 | 615.0936 | -0.0063712 | 615.0936 | 0.010582 | 615.5074 | 0.0084526 | 613.0478 | 0.0068902 | 615.0936 | -0.00050192 | 615.5074 | 0 | 615.5074 | 0.0014771 | 615.5074 | 0.0013348 | 536.1294 | 3.2541 | 615.5074 | 0.005636 | 615.5074 | 0.026595 |  |  | 615.0936 | 3.7952 | 609.89 | 0.80179 | 615.5074 | 0.96814 | 615.0936 | 4.249 | 537.679 | 0.0003148 | 615.5074 | 13.4526 | 615.5074 | 6.0598 | 615.0936 | 0.79287 | 615.5074 | 0.0010665 | 615.5074 | -0.0024693 | 615.5074 | -0.00080146 | 805.8837 | 0.57575 | 615.0936 | -0.0073514 | 615.0936 | 0.0023327 | 615.5074 | -0.0023323 | 805.197 | 2.651 | 615.0936 | -0.017565 | 808.389 | 0.19007 | 805.8837 | 0.17149 | 615.0936 | 0 | 943.6901 | 0.045359 |  |  | 1181.1702 | 0.29419 | 1023.7288 | 0.013642 | 1103.8061 | 0 | 1103.0894 | 0 | 1103.0828 | 0.0041887 | 615.094 | 1.6948 | 615.5074 | 3.5185 | 615.0936 | 12.4694 | 615.0936 | 2.8764 | 615.5074 | #REF! | 615.0936 | 9.198 | 612.1353 | 0.22644
| 321.8739 | 0 | 321.8739 | 0.036806 | 321.8739 | 0.052888 | 321.8739 | 0.024382 | 321.8739 | 0.090856 | 321.8739 | 0.004823 | 536.2447 | 0 | 615.3237 | 0.05731 | 321.8739 | -0.00031154 | 536.2447 | 0 | 615.3237 | 0.062645 | 615.3237 | 0.013941 | 608.3388 | 0.023131 | 615.3237 | 0.048779 | 615.3237 | 0.030976 | 615.7372 | 0.024743 | 613.2755 | 0.029305 | 615.3237 | 0.046179 | 615.7372 | 0.028121 | 615.7372 | 0.02663 | 615.7372 | 0.0058251 | 536.2447 | 3.2928 | 615.7372 | 0.010715 | 615.7372 | 0.028654 |  |  | 615.3237 | 3.7809 | 610.12 | 0.58703 | 615.7372 | 0.93815 | 615.3237 | 4.2229 | 537.7968 | 0.00030184 | 615.7372 | 13.7579 | 615.7372 | 6.1957 | 615.3237 | 0.84367 | 615.7372 | 0.0042726 | 615.7372 | -0.00028419 | 615.7372 | 0.0097696 | 806.0498 | 0.56747 | 615.3237 | 0.0034637 | 615.3237 | 0.0043916 | 615.7372 | 0.001882 | 805.3631 | 2.8075 | 615.3237 | 0.00042009 | 808.5563 | 0.19313 | 806.0498 | 0.16155 | 615.3237 | 0 | 943.7787 | 0.046186 |  |  | 1181.2385 | 0.29454 | 1023.7416 | 0.013637 | 1103.8658 | 0 | 1103.149 | 0 | 1103.1423 | 0.0041728 | 615.324 | 1.7017 | 615.7372 | 3.5087 | 615.3237 | 12.4434 | 615.3237 | 2.8658 | 615.7372 | #REF! | 615.3237 | 9.1673 | 612.3643 | 0.2248
| 321.9511 | 0 | 321.9511 | -0.038139 | 321.9511 | 0.051748 | 321.9511 | 0.013265 | 321.9511 | 0.080602 | 321.9511 | -0.0026909 | 536.36 | 0.0076692 | 615.5539 | 0.054498 | 321.9511 | -0.03874 | 536.36 | 0.01789 | 615.5539 | -0.069266 | 615.5539 | 0.00080361 | 608.5668 | 0.0095432 | 615.5539 | -0.008237 | 615.5539 | 0.0026255 | 615.967 | 0.0020972 | 613.5031 | 0.0019854 | 615.5539 | -0.0080529 | 615.967 | 0 | 615.967 | 0.0020774 | 615.967 | -4.5316e-08 | 536.36 | 3.3178 | 615.967 | 0.0070159 | 615.967 | 0.024893 |  |  | 615.5539 | 3.7484 | 610.35 | 0.56185 | 615.967 | 0.89058 | 615.5539 | 4.18 | 537.9147 | 0.00029079 | 615.967 | 14.0524 | 615.967 | 6.2789 | 615.5539 | 0.83226 | 615.967 | 0.0027333 | 615.967 | -0.00075751 | 615.967 | -0.0012257 | 806.2158 | 0.54387 | 615.5539 | -0.0099 | 615.5539 | -0.0073889 | 615.967 | -0.0017633 | 805.5293 | 2.7768 | 615.5539 | -0.021271 | 808.7237 | 0.19685 | 806.2158 | 0.16625 | 615.5539 | 0 | 943.8674 | 0.046986 |  |  | 1181.3069 | 0.29488 | 1023.7545 | 0.013632 | 1103.9255 | 0 | 1103.2086 | 0 | 1103.202 | 0.0041671 | 615.554 | 1.7186 | 615.967 | 3.4922 | 615.5539 | 12.3684 | 615.5539 | 2.8702 | 615.967 | #REF! | 615.5539 | 9.0823 | 612.5933 | 0.22608
| 322.0283 | 0 | 322.0283 | -0.00066625 | 322.0283 | 0.051919 | 322.0283 | 0.027402 | 322.0283 | 0.088044 | 322.0283 | 0.0039767 | 536.4753 | 0.00035183 | 615.784 | 0.06821 | 322.0283 | -0.00255 | 536.4753 | 0 | 615.784 | 0.071901 | 615.784 | 0.015935 | 608.7949 | 0.021529 | 615.784 | 0.044446 | 615.784 | 0.061182 | 616.1968 | 0.048871 | 613.7308 | 0.024183 | 615.784 | 0.026536 | 616.1968 | 0.029896 | 616.1968 | 0.024058 | 616.1968 | 0.0060959 | 536.4753 | 3.2539 | 616.1968 | 0.015422 | 616.1968 | 0.029012 |  |  | 615.784 | 3.7373 | 610.58 | 0.48595 | 616.1968 | 0.87261 | 615.784 | 4.1878 | 538.0325 | 0.00029269 | 616.1968 | 14.4687 | 616.1968 | 6.4593 | 615.784 | 0.88784 | 616.1968 | 0.008508 | 616.1968 | 0.00036103 | 616.1968 | 0.01406 | 806.3819 | 0.53923 | 615.784 | 0.011712 | 615.784 | -0.0047325 | 616.1968 | 0.0090251 | 805.6954 | 2.9041 | 615.784 | 0.01112 | 808.891 | 0.20063 | 806.3819 | 0.15608 | 615.784 | 0 | 943.956 | 0.047231 |  |  | 1181.3752 | 0.29523 | 1023.7673 | 0.013625 | 1103.9852 | 0 | 1103.2683 | 0 | 1103.2616 | 0.0041728 | 615.784 | 1.7161 | 616.1968 | 3.5057 | 615.784 | 12.4219 | 615.784 | 2.857 | 616.1968 | #REF! | 615.784 | 9.1234 | 612.8223 | 0.22613
| 322.1055 | 0 | 322.1054 | 0.017565 | 322.1055 | 0.051064 | 322.1055 | 0.01012 | 322.1055 | 0.077445 | 322.1055 | -0.00061217 | 536.5906 | 0.0048591 | 616.0142 | 0.054841 | 322.1055 | -0.01307 | 536.5906 | 0.01789 | 616.0142 | -0.01772 | 616.0142 | 0.0052326 | 609.0229 | 0.0010691 | 616.0142 | -0.0037413 | 616.0142 | -0.047944 | 616.4266 | -0.038297 | 613.9585 | 0.0070081 | 616.0142 | -0.02465 | 616.4266 | 0 | 616.4266 | 0.0011882 | 616.4266 | 0.0019274 | 536.5906 | 3.2523 | 616.4266 | 0.0037832 | 616.4266 | 0.024356 |  |  | 616.0142 | 3.7507 | 610.81 | 0.43034 | 616.4266 | 0.82585 | 616.0142 | 4.1851 | 538.1503 | 0.00030146 | 616.4266 | 14.856 | 616.4266 | 6.5862 | 616.0142 | 0.88526 | 616.4266 | 0.0019713 | 616.4266 | -0.0018948 | 616.4266 | 0.0025359 | 806.5479 | 0.5223 | 616.0142 | -0.0087216 | 616.0142 | -0.0038354 | 616.4266 | -0.001899 | 805.8616 | 2.7429 | 616.0142 | -0.024891 | 809.0583 | 0.20429 | 806.5479 | 0.16198 | 616.0142 | 0 | 944.0447 | 0.046726 |  |  | 1181.4436 | 0.29557 | 1023.7802 | 0.013617 | 1104.0449 | 0 | 1103.3279 | 0 | 1103.3213 | 0.0041887 | 616.014 | 1.7364 | 616.4266 | 3.515 | 616.0142 | 12.4276 | 616.0142 | 2.8667 | 616.4266 | #REF! | 616.0142 | 9.1112 | 613.0513 | 0.22736
| 322.1826 | 0 | 322.1826 | 0.020868 | 322.1826 | 0.051434 | 322.1826 | 0.030329 | 322.1826 | 0.087759 | 322.1826 | 0.0038282 | 536.7059 | 0 | 616.2443 | 0.067858 | 322.1826 | 0.00505 | 536.7059 | 0 | 616.2443 | 0.016936 | 616.2443 | 0.020404 | 609.251 | 0.021001 | 616.2443 | 0.046972 | 616.2443 | 0.057909 | 616.6564 | 0.046256 | 614.1861 | 0.024811 | 616.2443 | 0.076289 | 616.6564 | 0.031891 | 616.6564 | 0.015998 | 616.6564 | 0.0060464 | 536.7059 | 3.261 | 616.6564 | 0.013707 | 616.6564 | 0.029997 |  |  | 616.2443 | 3.6764 | 611.04 | 0.338 | 616.6564 | 0.79664 | 616.2443 | 4.1353 | 538.2681 | 0.00032852 | 616.6564 | 15.113 | 616.6564 | 6.6634 | 616.2443 | 0.92465 | 616.6564 | 0.0085695 | 616.6564 | 0.001573 | 616.6564 | 0.014999 | 806.714 | 0.51199 | 616.2443 | 0.0050624 | 616.2443 | 0.010401 | 616.6564 | 0.0027566 | 806.0278 | 2.939 | 616.2443 | 0.026333 | 809.2257 | 0.20686 | 806.714 | 0.1528 | 616.2443 | 0 | 944.1334 | 0.046486 |  |  | 1181.512 | 0.29592 | 1023.793 | 0.013608 | 1104.1047 | 0 | 1103.3876 | 0 | 1103.3809 | 0.0042114 | 616.244 | 1.7307 | 616.6564 | 3.4796 | 616.2443 | 12.2921 | 616.2443 | 2.8543 | 616.6564 | #REF! | 616.2443 | 9.0137 | 613.2803 | 0.22452
| 322.2598 | 0 | 322.2598 | -0.010717 | 322.2598 | 0.050322 | 322.2598 | 0.0099022 | 322.2598 | 0.076242 | 322.2598 | -0.001419 | 536.8212 | 0.00099528 | 616.4745 | 0.058764 | 322.2598 | -0.01689 | 536.8212 | 0.024288 | 616.4745 | -0.021013 | 616.4745 | 0.006167 | 609.479 | 0.0060334 | 616.4745 | -0.0084303 | 616.4745 | -0.0045251 | 616.8862 | -0.0036145 | 614.4138 | 0.0065132 | 616.4745 | -0.0016737 | 616.8862 | 0 | 616.8862 | 0 | 616.8862 | 0.0036061 | 536.8212 | 3.2033 | 616.8862 | 0.0080308 | 616.8862 | 0.024983 |  |  | 616.4745 | 3.7159 | 611.27 | 0.29463 | 616.8862 | 0.76502 | 616.4745 | 4.1652 | 538.3859 | 0.00036282 | 616.8862 | 15.5863 | 616.8862 | 6.866 | 616.4745 | 0.91213 | 616.8862 | 0.0046786 | 616.8862 | -0.0011963 | 616.8862 | 0.0045099 | 806.88 | 0.50212 | 616.4745 | -0.0034657 | 616.4745 | -0.0044177 | 616.8862 | -0.004539 | 806.194 | 2.8681 | 616.4745 | -0.022661 | 809.393 | 0.2108 | 806.88 | 0.15805 | 616.4745 | 0 | 944.2221 | 0.046277 |  |  | 1181.5803 | 0.29627 | 1023.8058 | 0.013598 | 1104.1644 | 0 | 1103.4471 | 0 | 1103.4406 | 0.0042353 | 616.475 | 1.7533 | 616.8862 | 3.5074 | 616.4745 | 12.3996 | 616.4745 | 2.8605 | 616.8862 | #REF! | 616.4745 | 9.0789 | 613.5093 | 0.22728
| 322.337 | 0 | 322.337 | -0.020773 | 322.337 | 0.050379 | 322.337 | 0.026375 | 322.337 | 0.083985 | 322.337 | 0.0052975 | 536.9365 | 0 | 616.7047 | 0.052042 | 322.337 | 0.00521 | 536.9365 | 0 | 616.7047 | 0.08102 | 616.7047 | 0.022648 | 609.7071 | 0.019946 | 616.7047 | 0.051034 | 616.7047 | 0.060102 | 617.116 | 0.048009 | 614.6415 | 0.028356 | 616.7047 | 0.038842 | 617.116 | 0.053346 | 617.116 | 0.028954 | 617.116 | 0.0082723 | 536.9365 | 3.1928 | 617.116 | 0.013928 | 617.116 | 0.028475 |  |  | 616.7047 | 3.7183 | 611.5 | 0.26105 | 617.116 | 0.74324 | 616.7047 | 4.1802 | 538.5037 | 0.00035824 | 617.116 | 16.0725 | 617.116 | 7.0342 | 616.7047 | 0.98943 | 617.116 | 0.0079619 | 617.116 | 0.0010381 | 617.116 | 0.012859 | 807.0461 | 0.49448 | 616.7047 | 0.0080362 | 616.7047 | 0.0083115 | 617.116 | 0.0055474 | 806.3601 | 3.0115 | 616.7047 | 0.00044716 | 809.5604 | 0.21397 | 807.0461 | 0.15051 | 616.7047 | 0 | 944.3109 | 0.046195 |  |  | 1181.6487 | 0.29661 | 1023.8187 | 0.013586 | 1104.2241 | 0 | 1103.5068 | 0 | 1103.5001 | 0.0042512 | 616.705 | 1.7516 | 617.116 | 3.5113 | 616.7047 | 12.4495 | 616.7047 | 2.8454 | 617.116 | #REF! | 616.7047 | 9.0919 | 613.7384 | 0.22563
| 322.4142 | 0 | 322.4142 | 0.047505 | 322.4142 | 0.049524 | 322.4142 | 0.0092794 | 322.4142 | 0.077911 | 322.4142 | 5.5944e-05 | 537.0518 | 0.0069668 | 616.9349 | 0.063208 | 322.4142 | -0.03349 | 537.0518 | 0.01379 | 616.9349 | -0.072973 | 616.9349 | 0.0066627 | 609.9352 | 0.0058501 | 616.9349 | -0.0062453 | 616.9349 | 0.0046449 | 617.3459 | 0.0037103 | 614.8693 | -0.0044381 | 616.9349 | -0.033364 | 617.3459 | 0.0036813 | 617.3459 | 0.0037088 | 617.3459 | 0.0033477 | 537.0518 | 3.1354 | 617.3459 | 0.0081637 | 617.3459 | 0.024625 |  |  | 616.9349 | 3.657 | 611.73 | 0.20613 | 617.3459 | 0.70039 | 616.9349 | 4.1209 | 538.6215 | 0.00036815 | 617.3459 | 16.2424 | 617.3459 | 7.0796 | 616.9349 | 0.94379 | 617.3459 | 0.0056907 | 617.3459 | -0.0015862 | 617.3459 | 0.0035242 | 807.2122 | 0.4759 | 616.9349 | -0.0044181 | 616.9349 | -0.0040903 | 617.3459 | -0.00022666 | 806.5263 | 3.0021 | 616.9349 | -0.021328 | 809.7278 | 0.21747 | 807.2122 | 0.15608 | 616.9349 | 0 | 944.3996 | 0.047097 |  |  | 1181.7172 | 0.29695 | 1023.8315 | 0.013573 | 1104.2839 | 0 | 1103.5665 | 0 | 1103.5598 | 0.0042557 | 616.935 | 1.7653 | 617.3459 | 3.4707 | 616.9349 | 12.2768 | 616.9349 | 2.8534 | 617.3459 | #REF! | 616.9349 | 8.9506 | 613.9674 | 0.22483
| 322.4914 | 0 | 322.4914 | 0.046944 | 322.4914 | 0.049923 | 322.4914 | 0.025472 | 322.4914 | 0.083263 | 322.4914 | 0.0066412 | 537.1671 | 0 | 617.1651 | 0.066653 | 322.4914 | 0.002 | 537.1671 | 0 | 617.1651 | 0.02025 | 617.1651 | 0.019943 | 610.1633 | 0.011429 | 617.1651 | 0.049616 | 617.1651 | 0.031683 | 617.5757 | 0.025308 | 615.097 | 0.021107 | 617.1651 | 0.032401 | 617.5757 | 0.029269 | 617.5757 | 0.024552 | 617.5757 | 0.0056207 | 537.1671 | 3.1821 | 617.5757 | 0.01296 | 617.5757 | 0.028475 |  |  | 617.1651 | 3.6869 | 611.96 | 0.12499 | 617.5757 | 0.68609 | 617.1651 | 4.1584 | 538.7394 | 0.00032814 | 617.5757 | 16.8336 | 617.5757 | 7.319 | 617.1651 | 1.0347 | 617.5757 | 0.0081931 | 617.5757 | 0.0015844 | 617.5757 | 0.01364 | 807.3783 | 0.46207 | 617.1651 | 0.0049033 | 617.1651 | 0.0063599 | 617.5757 | 0.0051711 | 806.6925 | 3.083 | 617.1651 | 0.0098358 | 809.8951 | 0.22091 | 807.3783 | 0.15072 | 617.1651 | 0 | 944.4883 | 0.047388 |  |  | 1181.7855 | 0.2973 | 1023.8443 | 0.013559 | 1104.3436 | 0 | 1103.6261 | 0 | 1103.6195 | 0.0042455 | 617.165 | 1.7714 | 617.5757 | 3.5065 | 617.1651 | 12.3817 | 617.1651 | 2.8472 | 617.5757 | #REF! | 617.1651 | 9.0456 | 614.1965 | 0.22616
| 322.5686 | 0 | 322.5686 | -0.0012192 | 322.5686 | 0.048954 | 322.5686 | 0.011054 | 322.5686 | 0.071536 | 322.5686 | -0.0010069 | 537.2825 | 0.00099528 | 617.3953 | 0.054604 | 322.5686 | -0.031 | 537.2825 | 0.017144 | 617.3953 | -0.037421 | 617.3953 | -0.0032566 | 610.3914 | -0.0012293 | 617.3953 | -0.009739 | 617.3953 | -0.013382 | 617.8056 | -0.010689 | 615.3247 | 0.0012134 | 617.3953 | 0.00066477 | 617.8056 | 0 | 617.8056 | 0.001145 | 617.8056 | 0.0028962 | 537.2825 | 3.1696 | 617.8056 | 0.0063453 | 617.8056 | 0.024087 |  |  | 617.3953 | 3.6427 | 612.19 | 0.15016 | 617.8056 | 0.64927 | 617.3953 | 4.115 | 538.8572 | 0.00033538 | 617.8056 | 17.1161 | 617.8056 | 7.4148 | 617.3953 | 1.0262 | 617.8056 | 0.0024597 | 617.8056 | -0.0021722 | 617.8056 | 0.0025086 | 807.5443 | 0.46511 | 617.3953 | -0.0069269 | 617.3953 | -0.005204 | 617.8056 | 6.3095e-05 | 806.8587 | 3.1289 | 617.3953 | -0.021419 | 810.0625 | 0.22469 | 807.5443 | 0.15597 | 617.3953 | 0 | 944.5771 | 0.046964 |  |  | 1181.8539 | 0.29764 | 1023.8572 | 0.013543 | 1104.4033 | 0 | 1103.6858 | 0 | 1103.6792 | 0.0042217 | 617.395 | 1.7923 | 617.8056 | 3.4811 | 617.3953 | 12.3177 | 617.3953 | 2.857 | 617.8056 | #REF! | 617.3953 | 8.9289 | 614.4256 | 0.22564
| 322.6458 | 0 | 322.6458 | -0.014229 | 322.6458 | 0.049382 | 322.6458 | 0.028274 | 322.6458 | 0.081805 | 322.6458 | 0.0053534 | 537.3978 | 0 | 617.6256 | 0.070769 | 322.6458 | 0.01481 | 537.3978 | 0 | 617.6256 | 0.079735 | 617.6255 | 0.022869 | 610.6194 | 0.014493 | 617.6256 | 0.046933 | 617.6255 | 0.042866 | 618.0355 | 0.034241 | 615.5525 | 0.020482 | 617.6255 | 0.022397 | 618.0355 | 0.032883 | 618.0355 | 0.022186 | 618.0355 | 0.0062882 | 537.3978 | 3.1139 | 618.0355 | 0.014402 | 618.0355 | 0.027311 |  |  | 617.6256 | 3.6001 | 612.42 | 0.11099 | 618.0355 | 0.63056 | 617.6255 | 4.0779 | 538.975 | 0.00031518 | 618.0355 | 17.4331 | 618.0355 | 7.5279 | 617.6255 | 1.07 | 618.0355 | 0.0089004 | 618.0355 | 0.00092704 | 618.0355 | 0.016081 | 807.7104 | 0.45689 | 617.6256 | 0.013898 | 617.6256 | 0.0091992 | 618.0355 | 0.0089243 | 807.0249 | 3.216 | 617.6256 | 0.012602 | 810.2299 | 0.22764 | 807.7104 | 0.15193 | 617.6255 | 0 | 944.6659 | 0.047464 |  |  | 1181.9224 | 0.29799 | 1023.87 | 0.013527 | 1104.4631 | 0 | 1103.7455 | 0 | 1103.7389 | 0.0041887 | 617.626 | 1.7934 | 618.0355 | 3.4523 | 617.6255 | 12.2444 | 617.6255 | 2.8437 | 618.0355 | #REF! | 617.6255 | 8.8419 | 614.6547 | 0.22728
| 322.723 | 0 | 322.723 | 0.023989 | 322.723 | 0.04827 | 322.723 | 0.016504 | 322.723 | 0.074002 | 322.723 | -0.00142 | 537.5131 | 0.0052105 | 617.8558 | 0.048885 | 322.723 | -0.01491 | 537.5131 | 0.032025 | 617.8558 | -0.033014 | 617.8558 | 0.0052331 | 610.8476 | 0.0043143 | 617.8558 | -0.0039074 | 617.8558 | -0.04169 | 618.2654 | -0.033301 | 615.7802 | 0.0074219 | 617.8558 | -0.0077534 | 618.2654 | 0 | 618.2654 | 0 | 618.2654 | 0.0022668 | 537.5131 | 3.1307 | 618.2654 | 0.0032593 | 618.2654 | 0.021849 |  |  | 617.8558 | 3.5733 | 612.65 | 0.10994 | 618.2654 | 0.59287 | 617.8558 | 4.049 | 539.0929 | 0.00033119 | 618.2654 | 17.7751 | 618.2654 | 7.6455 | 617.8558 | 1.0586 | 618.2654 | 0.0020566 | 618.2654 | -0.0018415 | 618.2654 | -0.001415 | 807.8765 | 0.44045 | 617.8558 | -0.02319 | 617.8558 | 0.0010682 | 618.2654 | -0.00058835 | 807.1911 | 3.1665 | 617.8558 | -0.020363 | 810.3973 | 0.23196 | 807.8765 | 0.15805 | 617.8558 | 0 | 944.7547 | 0.048526 |  |  | 1181.9907 | 0.29833 | 1023.8829 | 0.013509 | 1104.523 | 0 | 1103.8052 | 0 | 1103.7986 | 0.0041523 | 617.856 | 1.8127 | 618.2654 | 3.4434 | 617.8558 | 12.1666 | 617.8558 | 2.8445 | 618.2654 | #REF! | 617.8558 | 8.7938 | 614.8838 | 0.2278
| 322.8002 | 0 | 322.8002 | 0.034789 | 322.8002 | 0.04884 | 322.8002 | 0.028866 | 322.8002 | 0.079895 | 322.8002 | 0.0075261 | 537.6285 | 0 | 618.086 | 0.065624 | 322.8002 | 0.02033 | 537.6285 | 0 | 618.086 | 0.046943 | 618.0861 | 0.017864 | 611.0757 | 0.021103 | 618.086 | 0.047736 | 618.0861 | 0.029415 | 618.4953 | 0.023496 | 616.008 | 0.01918 | 618.0861 | 0.03607 | 618.4953 | 0.035603 | 618.4953 | 0.028732 | 618.4953 | 0.0068574 | 537.6285 | 3.0594 | 618.4953 | 0.011659 | 618.4952 | 0.027042 |  |  | 618.086 | 3.6277 | 612.88 | 0.043838 | 618.4953 | 0.5914 | 618.0861 | 4.1174 | 539.2107 | 0.00031861 | 618.4953 | 18.5211 | 618.4952 | 7.9429 | 618.0861 | 1.1267 | 618.4953 | 0.0076386 | 618.4953 | 0.0003115 | 618.4953 | 0.012354 | 808.0426 | 0.42849 | 618.086 | 0.00080107 | 618.086 | 0.0033894 | 618.4952 | 0.006386 | 807.3573 | 3.2666 | 618.086 | 0.0055785 | 810.5647 | 0.23546 | 808.0426 | 0.15586 | 618.0861 | 0 | 944.8436 | 0.048881 |  |  | 1182.0592 | 0.29867 | 1023.8957 | 0.013489 | 1104.5826 | 0 | 1103.8649 | 0 | 1103.8583 | 0.0041171 | 618.086 | 1.8103 | 618.4953 | 3.4995 | 618.0861 | 12.3643 | 618.0861 | 2.8366 | 618.4952 | #REF! | 618.0861 | 8.9169 | 615.1129 | 0.22622
| 322.8774 | 0 | 322.8773 | -0.032602 | 322.8774 | 0.047984 | 322.8774 | 0.010618 | 322.8774 | 0.069251 | 322.8774 | -0.0024552 | 537.7438 | 0.0013465 | 618.3163 | 0.034164 | 322.8774 | -0.02889 | 537.7438 | 0.031595 | 618.3163 | -0.038761 | 618.3163 | 0.0066532 | 611.3038 | -0.0039165 | 618.3163 | -0.01469 | 618.3163 | -0.0014297 | 618.7252 | -0.001142 | 616.2358 | 0.00024872 | 618.3163 | -0.0025857 | 618.7252 | 0 | 618.7252 | 0.0010482 | 618.7252 | 0.003565 | 537.7438 | 3.083 | 618.7252 | 0.0047613 | 618.7252 | 0.021222 |  |  | 618.3163 | 3.5445 | 613.11 | 0.056079 | 618.7252 | 0.55136 | 618.3163 | 4.0142 | 539.3286 | 0.00032814 | 618.7252 | 18.6066 | 618.7252 | 7.9501 | 618.3163 | 1.1006 | 618.7252 | 0.004698 | 618.7252 | -0.0027378 | 618.7252 | 0.0027995 | 808.2087 | 0.42069 | 618.3163 | -0.0048857 | 618.3163 | -0.0029437 | 618.7252 | -0.0035992 | 807.5235 | 3.2087 | 618.3163 | -0.0054894 | 810.7321 | 0.23956 | 808.2087 | 0.16264 | 618.3163 | 0 | 944.9324 | 0.048756 |  |  | 1182.1277 | 0.29902 | 1023.9085 | 0.013468 | 1104.6425 | 0 | 1103.9246 | 0 | 1103.918 | 0.0040876 | 618.316 | 1.8221 | 618.7252 | 3.4253 | 618.3163 | 12.1179 | 618.3163 | 2.8392 | 618.7252 | #REF! | 618.3163 | 8.7039 | 615.342 | 0.22526
| 322.9546 | 0 | 322.9546 | -0.0090658 | 322.9546 | 0.048327 | 322.9546 | 0.026188 | 322.9546 | 0.077129 | 322.9546 | 0.0072098 | 537.8592 | 0 | 618.5466 | 0.06195 | 322.9546 | 0.02846 | 537.8592 | 0 | 618.5466 | 0.0918 | 618.5466 | 0.018201 | 611.532 | 0.028545 | 618.5466 | 0.044409 | 618.5466 | 0.055294 | 618.9551 | 0.044168 | 616.4635 | 0.024512 | 618.5466 | 0.053995 | 618.9551 | 0.039288 | 618.9551 | 0.029491 | 618.9551 | 0.0060126 | 537.8592 | 3.0834 | 618.9551 | 0.012256 | 618.9551 | 0.026505 |  |  | 618.5466 | 3.5495 | 613.34 | 0.04139 | 618.9551 | 0.53912 | 618.5466 | 4.037 | 539.4464 | 0.00029612 | 618.9551 | 19.1919 | 618.9551 | 8.1781 | 618.5466 | 1.1786 | 618.9551 | 0.010185 | 618.9551 | 0.0011594 | 618.9551 | 0.012998 | 808.3748 | 0.43286 | 618.5466 | 0.012796 | 618.5466 | -0.0016717 | 618.9551 | 0.0047989 | 807.6897 | 3.3861 | 618.5466 | 0.011423 | 810.8995 | 0.24382 | 808.3748 | 0.15991 | 618.5466 | 0 | 945.0212 | 0.049188 |  |  | 1182.196 | 0.29936 | 1023.9214 | 0.013446 | 1104.7023 | 0 | 1103.9842 | 0 | 1103.9777 | 0.0040626 | 618.547 | 1.8259 | 618.9551 | 3.4538 | 618.5466 | 12.1722 | 618.5466 | 2.8286 | 618.9551 | #REF! | 618.5466 | 8.7778 | 615.5711 | 0.22739
| 323.0318 | 0 | 323.0318 | 0.020109 | 323.0318 | 0.047557 | 323.0318 | 0.010276 | 323.0318 | 0.069762 | 323.0318 | -0.0026349 | 537.9745 | 0.016451 | 618.7769 | 0.039284 | 323.0318 | -0.02075 | 537.9745 | 0.0022362 | 618.7769 | -0.054023 | 618.7769 | 0.0026013 | 611.7602 | 0.0069294 | 618.7769 | -0.0080002 | 618.7769 | -0.063124 | 619.185 | -0.050422 | 616.6913 | -0.0033876 | 618.7769 | -0.001374 | 619.185 | 0 | 619.185 | 0 | 619.185 | 0.00055166 | 537.9745 | 3.0154 | 619.185 | 0.0042613 | 619.185 | 0.020058 |  |  | 618.7769 | 3.5473 | 613.57 | 0.031246 | 619.185 | 0.51306 | 618.7769 | 4.0262 | 539.5643 | 0.00029536 | 619.185 | 19.6839 | 619.185 | 8.3478 | 618.7769 | 1.1724 | 619.185 | 0.0033004 | 619.185 | -0.0041376 | 619.185 | -0.00022502 | 808.5409 | 0.39762 | 618.7769 | -0.010133 | 618.7769 | -0.015097 | 619.185 | 0.0017643 | 807.856 | 3.444 | 618.7769 | -0.014408 | 811.0669 | 0.24831 | 808.5409 | 0.16668 | 618.7769 | 0 | 945.1102 | 0.049805 |  |  | 1182.2645 | 0.29971 | 1023.9342 | 0.013423 | 1104.762 | 0 | 1104.0439 | 0 | 1104.0374 | 0.0040398 | 618.777 | 1.8429 | 619.185 | 3.4539 | 618.7769 | 12.1701 | 618.7769 | 2.8357 | 619.185 | #REF! | 618.7769 | 8.7318 | 615.8003 | 0.22878
| 323.109 | 0 | 323.109 | 0.024635 | 323.109 | 0.048099 | 323.109 | 0.028025 | 323.109 | 0.077054 | 323.109 | 0.0044036 | 538.0899 | 0 | 619.0072 | 0.056615 | 323.109 | 0.01472 | 538.0899 | 0 | 619.0072 | 0.091096 | 619.0072 | 0.019733 | 611.9883 | 0.023062 | 619.0072 | 0.048321 | 619.0072 | 0.081249 | 619.415 | 0.0649 | 616.9191 | 0.016054 | 619.0072 | 0.071503 | 619.415 | 0.027089 | 619.415 | 0.022966 | 619.415 | 0.009297 | 538.0899 | 2.9255 | 619.415 | 0.015189 | 619.415 | 0.026505 |  |  | 619.0072 | 3.5535 | 613.8 | 0.035794 | 619.415 | 0.50751 | 619.0072 | 4.0374 | 539.6821 | 0.00029193 | 619.415 | 20.2388 | 619.415 | 8.5848 | 619.0072 | 1.2294 | 619.415 | 0.011155 | 619.415 | 0.0029458 | 619.415 | 0.016517 | 808.707 | 0.3933 | 619.0072 | 0.009989 | 619.0072 | 0.011841 | 619.415 | 0.0005255 | 808.0222 | 3.5312 | 619.0072 | 0.010868 | 811.2343 | 0.25164 | 808.707 | 0.16493 | 619.0072 | 0 | 945.199 | 0.049754 |  |  | 1182.333 | 0.30006 | 1023.947 | 0.013398 | 1104.8218 | 0 | 1104.1038 | 0 | 1104.0971 | 0.0040182 | 619.007 | 1.8432 | 619.415 | 3.4703 | 619.0072 | 12.206 | 619.0072 | 2.8242 | 619.415 | #REF! | 619.0072 | 8.7778 | 616.0294 | 0.22665
| 323.1862 | 0 | 323.1862 | -0.031858 | 323.1862 | 0.047528 | 323.1862 | 0.01093 | 323.1862 | 0.066845 | 323.1862 | -0.0021277 | 538.2053 | 0.0052105 | 619.2375 | 0.01768 | 323.1862 | -0.0167 | 538.2053 | 0.014535 | 619.2375 | -0.015131 | 619.2375 | -0.0004735 | 612.2165 | 0.0068833 | 619.2375 | -0.018156 | 619.2375 | -0.024398 | 619.6449 | -0.019488 | 617.1469 | 0.0088217 | 619.2375 | 0.0043218 | 619.6449 | 0 | 619.6449 | 0.0023188 | 619.6449 | 0.00095514 | 538.2053 | 2.9676 | 619.6449 | 0.0037144 | 619.6449 | 0.019073 |  |  | 619.2375 | 3.4865 | 614.03 | 0.005713 | 619.6449 | 0.46968 | 619.2375 | 3.9593 | 539.8 | 0.00032471 | 619.6449 | 20.3796 | 619.6449 | 8.6327 | 619.2375 | 1.2136 | 619.6449 | 0.0055788 | 619.6449 | -0.0036257 | 619.6449 | 0.0033114 | 808.8731 | 0.38673 | 619.2375 | -0.012876 | 619.2375 | -0.0019983 | 619.6449 | -0.0030828 | 808.1884 | 3.4211 | 619.2375 | -0.016144 | 811.4017 | 0.25607 | 808.8731 | 0.17652 | 619.2375 | 0 | 945.288 | 0.049134 |  |  | 1182.4015 | 0.3004 | 1023.9599 | 0.013372 | 1104.8816 | 0 | 1104.1635 | 0 | 1104.1567 | 0.0039955 | 619.237 | 1.8585 | 619.6449 | 3.4029 | 619.2375 | 12.0267 | 619.2375 | 2.833 | 619.6449 | #REF! | 619.2375 | 8.5952 | 616.2586 | 0.22525
| 323.2634 | 0 | 323.2634 | -0.0044978 | 323.2634 | 0.048384 | 323.2634 | 0.024164 | 323.2634 | 0.075114 | 323.2634 | 0.005468 | 538.3207 | 0 | 619.4678 | 0.072006 | 323.2634 | 0.02924 | 538.3207 | 0 | 619.4678 | 0.064284 | 619.4678 | 0.019664 | 612.4447 | 0.019411 | 619.4678 | 0.048045 | 619.4678 | 0.050049 | 619.8749 | 0.039978 | 617.3748 | 0.033726 | 619.4678 | 0.047512 | 619.8749 | 0.048834 | 619.8749 | 0.02577 | 619.8749 | 0.007722 | 538.3207 | 3.0128 | 619.8749 | 0.012806 | 619.8749 | 0.026416 |  |  | 619.4678 | 3.5143 | 614.26 | 0.030547 | 619.8749 | 0.4686 | 619.4678 | 4.0066 | 539.9178 | 0.00028926 | 619.8749 | 21.0808 | 619.8749 | 8.8933 | 619.4678 | 1.295 | 619.8749 | 0.012272 | 619.8749 | 0.0021395 | 619.8749 | 0.014239 | 809.0392 | 0.39047 | 619.4678 | 0.012443 | 619.4678 | 0.01214 | 619.8749 | 0.0005664 | 808.3546 | 3.6026 | 619.4678 | 0.012666 | 811.5691 | 0.25974 | 809.0392 | 0.17674 | 619.4678 | 0 | 945.3769 | 0.048919 |  |  | 1182.47 | 0.30075 | 1023.9727 | 0.013344 | 1104.9414 | 0 | 1104.2231 | 0 | 1104.2166 | 0.0039751 | 619.468 | 1.8636 | 619.8749 | 3.4556 | 619.4678 | 12.1398 | 619.4678 | 2.8233 | 619.8749 | #REF! | 619.4678 | 8.7037 | 616.4877 | 0.22704
| 323.3407 | 0 | 323.3407 | 0.044846 | 323.3407 | 0.047386 | 323.3407 | 0.010027 | 323.3407 | 0.066108 | 323.3407 | -0.0013615 | 538.436 | 0.010479 | 619.6981 | 0.0607 | 323.3407 | -0.01891 | 538.436 | 0.036969 | 619.6981 | -0.041508 | 619.6981 | 0.0094527 | 612.6729 | 0.0081542 | 619.6981 | -0.0099702 | 619.6981 | -0.011778 | 620.1049 | -0.009408 | 617.6026 | -0.0036236 | 619.6981 | -0.0012874 | 620.1049 | 0 | 620.1049 | 0.0027859 | 620.1049 | 0.0030852 | 538.436 | 2.9845 | 620.1049 | 0.005501 | 620.1049 | 0.021043 |  |  | 619.6981 | 3.4875 | 614.49 | 0.020404 | 620.1049 | 0.43783 | 619.6981 | 3.9773 | 540.0357 | 0.00032738 | 620.1049 | 21.3766 | 620.1049 | 9.0181 | 619.6981 | 1.2839 | 620.1049 | 0.006331 | 620.1049 | -0.0011718 | 620.1049 | 0.0039598 | 809.2053 | 0.37397 | 619.6981 | -0.010683 | 619.6981 | 0.0026209 | 620.1049 | -0.0051714 | 808.5209 | 3.5791 | 619.6981 | -0.026622 | 811.7365 | 0.26351 | 809.2053 | 0.1892 | 619.6981 | 0 | 945.4658 | 0.049657 |  |  | 1182.5385 | 0.3011 | 1023.9856 | 0.013315 | 1105.0012 | 0 | 1104.2828 | 0 | 1104.2762 | 0.0039592 | 619.698 | 1.8792 | 620.1049 | 3.4262 | 619.6981 | 12.0266 | 619.6981 | 2.8277 | 620.1049 | #REF! | 619.6981 | 8.5831 | 616.7169 | 0.22783
| 323.4179 | 0 | 323.4179 | 0.048046 | 323.4179 | 0.047927 | 323.4179 | 0.026375 | 323.4179 | 0.072739 | 323.4179 | 0.0052959 | 538.5514 | 0 | 619.9285 | 0.060423 | 323.4179 | 0.02922 | 538.5514 | 0 | 619.9285 | 0.018644 | 619.9285 | 0.020343 | 612.9011 | 0.026669 | 619.9285 | 0.041061 | 619.9285 | 0.065294 | 620.3348 | 0.052156 | 617.8304 | 0.019902 | 619.9285 | 0.053872 | 620.3348 | 0.033662 | 620.3348 | 0.017266 | 620.3348 | 0.0068509 | 538.5514 | 2.9223 | 620.3348 | 0.014651 | 620.3348 | 0.025789 |  |  | 619.9285 | 3.4243 | 614.72 | 0.032295 | 620.3348 | 0.42786 | 619.9285 | 3.9106 | 540.1536 | 0.00029727 | 620.3348 | 21.6435 | 620.3348 | 9.124 | 619.9285 | 1.3288 | 620.3348 | 0.010088 | 620.3348 | 0.00077879 | 620.3348 | 0.013148 | 809.3714 | 0.37253 | 619.9285 | 0.0084729 | 619.9285 | -0.00072706 | 620.3348 | 0.00080269 | 808.6871 | 3.6861 | 619.9285 | 0.019699 | 811.904 | 0.26641 | 809.3714 | 0.18472 | 619.9285 | 0 | 945.5548 | 0.050787 |  |  | 1182.6069 | 0.30145 | 1023.9984 | 0.013285 | 1105.061 | 0 | 1104.3427 | 0 | 1104.3359 | 0.0039546 | 619.928 | 1.8897 | 620.3348 | 3.3866 | 619.9285 | 11.9103 | 619.9285 | 2.826 | 620.3348 | #REF! | 619.9285 | 8.4821 | 616.9461 | 0.22735
| 323.4951 | 0 | 323.4951 | -0.03421 | 323.4951 | 0.047329 | 323.4951 | 0.0071308 | 323.4951 | 0.063056 | 323.4951 | -0.00016274 | 538.6668 | 0.011182 | 620.1588 | 0.046857 | 323.4951 | -0.02281 | 538.6668 | 0.035464 | 620.1588 | -0.02766 | 620.1588 | 0.0029573 | 613.1293 | 0.0075013 | 620.1588 | -0.0077607 | 620.1588 | -0.017714 | 620.5648 | -0.01415 | 618.0583 | 0.00022154 | 620.1588 | 0.015014 | 620.5648 | 0 | 620.5648 | 0 | 620.5648 | 0.0018457 | 538.6668 | 2.8368 | 620.5648 | 0.0026344 | 620.5648 | 0.020416 |  |  | 620.1588 | 3.4361 | 614.95 | -0.013525 | 620.5648 | 0.40758 | 620.1588 | 3.9199 | 540.2714 | 0.00033004 | 620.5648 | 22.2787 | 620.5648 | 9.3559 | 620.1588 | 1.3557 | 620.5648 | 0.0033333 | 620.5648 | -0.0018081 | 620.5648 | 0.0068366 | 809.5376 | 0.35891 | 620.1588 | -0.012598 | 620.1588 | -0.0036527 | 620.5648 | -0.0036379 | 808.8533 | 3.6704 | 620.1588 | -0.029694 | 812.0714 | 0.27013 | 809.5376 | 0.19499 | 620.1588 | 0 | 945.6437 | 0.051182 |  |  | 1182.6754 | 0.3018 | 1024.0112 | 0.013254 | 1105.1209 | 0 | 1104.4023 | 0 | 1104.3957 | 0.0039648 | 620.159 | 1.9022 | 620.5648 | 3.4099 | 620.1588 | 11.9104 | 620.1588 | 2.8375 | 620.5648 | #REF! | 620.1588 | 8.5089 | 617.1753 | 0.22654
| 323.5723 | 0 | 323.5724 | 0.030043 | 323.5723 | 0.047927 | 323.5723 | 0.024413 | 323.5723 | 0.07089 | 323.5723 | 0.0063554 | 538.7822 | 0 | 620.3892 | 0.052901 | 323.5723 | 0.01579 | 538.7822 | 0 | 620.3892 | 0.042073 | 620.3892 | 0.018953 | 613.3575 | 0.021309 | 620.3892 | 0.049828 | 620.3892 | 0.039965 | 620.7948 | 0.031923 | 618.2861 | 0.026002 | 620.3892 | 0.049022 | 620.7949 | 0.03799 | 620.7949 | 0.018019 | 620.7949 | 0.0068081 | 538.7822 | 2.8707 | 620.7948 | 0.012103 | 620.7949 | 0.024267 |  |  | 620.3892 | 3.4337 | 615.18 | 0.0015157 | 620.7949 | 0.40427 | 620.3892 | 3.9508 | 540.3893 | 0.00031251 | 620.7949 | 22.9439 | 620.7949 | 9.6417 | 620.3892 | 1.412 | 620.7949 | 0.01209 | 620.7949 | -0.00079116 | 620.7949 | 0.013329 | 809.7037 | 0.35753 | 620.3892 | 0.013348 | 620.3892 | -0.00045166 | 620.7949 | 0.0087547 | 809.0196 | 3.7675 | 620.3892 | 0.012286 | 812.2389 | 0.2733 | 809.7037 | 0.18996 | 620.3892 | 0 | 945.7328 | 0.050572 |  |  | 1182.7439 | 0.30216 | 1024.024 | 0.013221 | 1105.1807 | 0 | 1104.4622 | 0 | 1104.4554 | 0.0039932 | 620.389 | 1.9053 | 620.7948 | 3.4249 | 620.3892 | 12.0253 | 620.3892 | 2.8322 | 620.7949 | #REF! | 620.3892 | 8.5739 | 617.4046 | 0.22849
| 323.6496 | 0 | 323.6496 | 0.042125 | 323.6496 | 0.047357 | 323.6496 | 0.0123 | 323.6496 | 0.063898 | 323.6496 | -0.0017044 | 538.8976 | 0.012236 | 620.6196 | 0.052187 | 323.6496 | -0.03734 | 538.8976 | 0.03353 | 620.6196 | -0.046542 | 620.6196 | 3.2783e-05 | 613.5858 | 0.0099321 | 620.6196 | -0.01477 | 620.6196 | -0.02434 | 621.0249 | -0.019443 | 618.514 | 0.00011774 | 620.6196 | -0.021993 | 621.0249 | 0 | 621.0249 | 0 | 621.0249 | 0.0012628 | 538.8976 | 2.8636 | 621.0249 | 0.0022111 | 621.0249 | 0.019342 |  |  | 620.6196 | 3.4238 | 615.41 | 0.0085112 | 621.0249 | 0.37968 | 620.6196 | 3.8967 | 540.5072 | 0.00032013 | 621.0249 | 23.3324 | 621.0249 | 9.7994 | 620.6196 | 1.4028 | 621.0249 | 0.0058624 | 621.0249 | -0.0031673 | 621.0249 | 0.00457 | 809.8698 | 0.34167 | 620.6196 | -0.0048134 | 620.6196 | -0.0059697 | 621.0249 | -0.0022385 | 809.1858 | 3.6903 | 620.6196 | -0.021928 | 812.4063 | 0.27784 | 809.8698 | 0.20614 | 620.6196 | 0 | 945.8218 | 0.050251 |  |  | 1182.8125 | 0.30251 | 1024.037 | 0.013187 | 1105.2406 | 0 | 1104.5219 | 0 | 1104.5153 | 0.004041 | 620.62 | 1.9204 | 621.0249 | 3.4181 | 620.6196 | 11.9446 | 620.6196 | 2.8313 | 621.0249 | #REF! | 620.6196 | 8.4983 | 617.6338 | 0.22674
| 323.7268 | 0 | 323.7268 | 0.023938 | 323.7268 | 0.048327 | 323.7268 | 0.026748 | 323.7268 | 0.070258 | 323.7268 | 0.0079649 | 539.013 | 0 | 620.85 | 0.062741 | 323.7268 | -0.01985 | 539.013 | 0 | 620.85 | 0.019436 | 620.85 | 0.020402 | 613.814 | 0.025217 | 620.85 | 0.047824 | 620.85 | 0.05041 | 621.2549 | 0.040266 | 618.7419 | 0.023172 | 620.85 | 0.048548 | 621.2549 | 0.035529 | 621.2549 | 0.025504 | 621.2549 | 0.006321 | 539.013 | 2.8636 | 621.2549 | 0.011712 | 621.2549 | 0.024267 |  |  | 620.85 | 3.3924 | 615.64 | 0.0043138 | 621.2549 | 0.37375 | 620.85 | 3.8856 | 540.6251 | 0.00033081 | 621.2549 | 23.7538 | 621.2549 | 9.9727 | 620.85 | 1.4621 | 621.2549 | 0.012144 | 621.2549 | 0.0018026 | 621.2549 | 0.011972 | 810.0359 | 0.34119 | 620.85 | 0.0036932 | 620.85 | 0.0052445 | 621.2549 | 0.008723 | 809.3521 | 3.9115 | 620.85 | 0.0079196 | 812.5738 | 0.28139 | 810.0359 | 0.20472 | 620.85 | 0 | 945.9108 | 0.05097 |  |  | 1182.881 | 0.30286 | 1024.0498 | 0.013152 | 1105.3004 | 0 | 1104.5817 | 0 | 1104.5751 | 0.0041012 | 620.85 | 1.9211 | 621.2549 | 3.3959 | 620.85 | 11.8947 | 620.85 | 2.8251 | 621.2549 | #REF! | 620.85 | 8.4388 | 617.863 | 0.22585
| 323.8041 | 0 | 323.804 | -0.0089751 | 323.8041 | 0.047842 | 323.8041 | 0.0035498 | 323.8041 | 0.060711 | 323.8041 | -0.0017066 | 539.1284 | 0 | 621.0804 | 0.0090447 | 323.8041 | -0.05388 | 539.1284 | 0.021708 | 621.0804 | -0.049862 | 621.0804 | -0.00090903 | 614.0423 | 0.0067616 | 621.0804 | -0.013432 | 621.0804 | -0.0065235 | 621.485 | -0.0052109 | 618.9698 | 0.0021552 | 621.0804 | -0.0053312 | 621.4849 | 0 | 621.4849 | 0.00086593 | 621.4849 | 0.00042506 | 539.1284 | 2.8683 | 621.485 | 0.0019235 | 621.4849 | 0.017551 |  |  | 621.0804 | 3.3637 | 615.87 | 0.022503 | 621.4849 | 0.35183 | 621.0804 | 3.8214 | 540.7429 | 0.00032852 | 621.4849 | 24.1243 | 621.4849 | 10.1336 | 621.0804 | 1.4672 | 621.4849 | 0.0041296 | 621.4849 | -0.0031719 | 621.4849 | 0.0049046 | 810.2021 | 0.33585 | 621.0804 | -0.012354 | 621.0804 | -0.0043902 | 621.4849 | -0.0051201 | 809.5184 | 3.9276 | 621.0804 | -0.016548 | 812.7412 | 0.28593 | 810.2021 | 0.22887 | 621.0804 | 0 | 945.9999 | 0.051702 |  |  | 1182.9495 | 0.30322 | 1024.0626 | 0.013115 | 1105.3602 | 0 | 1104.6415 | 0 | 1104.6348 | 0.0041682 | 621.08 | 1.938 | 621.485 | 3.3604 | 621.0804 | 11.8273 | 621.0804 | 2.8339 | 621.4849 | #REF! | 621.0804 | 8.3562 | 618.0923 | 0.22601
| 323.8813 | 0 | 323.8813 | -0.021334 | 323.8813 | 0.048412 | 323.8813 | 0.026126 | 323.8813 | 0.065567 | 323.8813 | 0.0065834 | 539.2438 | 0 | 621.3108 | 0.072308 | 323.8813 | -0.00307 | 539.2438 | 0 | 621.3108 | 0.049077 | 621.3108 | 0.020281 | 614.2706 | 0.015539 | 621.3108 | 0.047574 | 621.3108 | 0.057567 | 621.715 | 0.045983 | 619.1977 | 0.022771 | 621.3108 | 0.064579 | 621.715 | 0.042599 | 621.715 | 0.023143 | 621.715 | 0.0094549 | 539.2438 | 2.8392 | 621.715 | 0.017389 | 621.715 | 0.023371 |  |  | 621.3108 | 3.3685 | 616.1 | 0.031946 | 621.715 | 0.34991 | 621.3108 | 3.8646 | 540.8608 | 0.0003228 | 621.715 | 24.6233 | 621.715 | 10.3703 | 621.3108 | 1.5254 | 621.715 | 0.013251 | 621.715 | 0.0017172 | 621.715 | 0.020081 | 810.3682 | 0.33403 | 621.3108 | 0.01461 | 621.3108 | 0.00080489 | 621.715 | 0.0040852 | 809.6846 | 4.0508 | 621.3108 | 0.02189 | 812.9087 | 0.29025 | 810.3682 | 0.22472 | 621.3108 | 0 | 946.0889 | 0.051515 |  |  | 1183.0181 | 0.30358 | 1024.0754 | 0.013078 | 1105.42 | 0 | 1104.7012 | 0 | 1104.6946 | 0.004233 | 621.311 | 1.9452 | 621.715 | 3.3915 | 621.3108 | 11.8571 | 621.3108 | 2.8322 | 621.715 | #REF! | 621.3108 | 8.3628 | 618.3215 | 0.22609
| 323.9586 | 0 | 323.9586 | 0.053539 | 323.9586 | 0.047443 | 323.9586 | 0.0056673 | 323.9586 | 0.061297 | 323.9586 | -0.0033708 | 539.3592 | 0.0090743 | 621.5412 | 0.049612 | 323.9586 | -0.05849 | 539.3592 | 0.032455 | 621.5412 | -0.042755 | 621.5412 | -0.00068463 | 614.4988 | 0.014486 | 621.5412 | -0.0083215 | 621.5412 | -0.004471 | 621.9451 | -0.0035713 | 619.4256 | -0.0025737 | 621.5412 | 0.0015042 | 621.9451 | 0 | 621.9451 | 0.0030079 | 621.9451 | -0.0023527 | 539.3592 | 2.8252 | 621.9451 | 0.0023275 | 621.9451 | 0.017551 |  |  | 621.5412 | 3.3396 | 616.34 | 0.0036143 | 621.9451 | 0.32166 | 621.5412 | 3.8436 | 540.9787 | 0.00035748 | 621.9451 | 25.0197 | 621.9451 | 10.5867 | 621.5412 | 1.5386 | 621.9451 | 0.0073084 | 621.9451 | -0.0014835 | 621.9451 | 0.004372 | 810.5344 | 0.3304 | 621.5412 | -0.013445 | 621.5412 | -0.005488 | 621.9451 | -0.0081269 | 809.8509 | 3.9642 | 621.5412 | -0.018752 | 813.0762 | 0.29555 | 810.5344 | 0.24811 | 621.5412 | 0 | 946.178 | 0.051157 |  |  | 1183.0865 | 0.30394 | 1024.0883 | 0.013039 | 1105.48 | 0 | 1104.761 | 0 | 1104.7544 | 0.0042864 | 621.541 | 1.9612 | 621.9451 | 3.3741 | 621.5412 | 11.7959 | 621.5412 | 2.8322 | 621.9451 | #REF! | 621.5412 | 8.2803 | 618.5508 | 0.22664
| 324.0358 | 0 | 324.0358 | 0.026319 | 324.0358 | 0.047984 | 324.0358 | 0.028928 | 324.0358 | 0.066078 | 324.0358 | 0.0059741 | 539.4746 | 0 | 621.7716 | 0.062199 | 324.0358 | 0.00733 | 539.4746 | 0 | 621.7716 | 0.069887 | 621.7716 | 0.0179 | 614.7272 | 0.026443 | 621.7716 | 0.05365 | 621.7716 | 0.041543 | 622.1751 | 0.033184 | 619.6535 | 0.022711 | 621.7716 | 0.06067 | 622.1751 | 0.040736 | 622.1751 | 0.025847 | 622.1751 | 0.0081827 | 539.4746 | 2.7784 | 622.1751 | 0.01547 | 622.1752 | 0.023461 |  |  | 621.7716 | 3.3562 | 616.57 | 0.011309 | 622.1751 | 0.32539 | 621.7716 | 3.8655 | 541.0966 | 0.00038264 | 622.1751 | 25.7238 | 622.1752 | 10.8952 | 621.7716 | 1.6203 | 622.1751 | 0.015021 | 622.1751 | 0.0022915 | 622.1751 | 0.020695 | 810.7005 | 0.30798 | 621.7716 | 0.012351 | 621.7716 | 0.0022566 | 622.1752 | 0.0013928 | 810.0172 | 4.0915 | 621.7716 | 0.0046097 | 813.2436 | 0.29938 | 810.7005 | 0.23718 | 621.7716 | 0 | 946.2671 | 0.051521 |  |  | 1183.1552 | 0.3043 | 1024.1012 | 0.012999 | 1105.5398 | 0 | 1104.8208 | 0 | 1104.8142 | 0.0043239 | 621.772 | 1.9653 | 622.1751 | 3.3998 | 621.7716 | 11.8731 | 621.7716 | 2.8207 | 622.1752 | #REF! | 621.7716 | 8.3536 | 618.7801 | 0.22444
| 324.113 | 0 | 324.1131 | -0.0079714 | 324.113 | 0.047414 | 324.113 | 0.011272 | 324.113 | 0.057012 | 324.1131 | -0.00034886 | 539.5901 | 0.0059129 | 622.0021 | 0.046404 | 324.113 | -0.04953 | 539.5901 | 0.030521 | 622.0021 | -0.085868 | 622.0021 | -0.0030316 | 614.9554 | 0.011125 | 622.0021 | -0.0087103 | 622.0021 | -0.019849 | 622.4052 | -0.015855 | 619.8814 | 0.0041161 | 622.0021 | 0.0012511 | 622.4052 | 0 | 622.4052 | 0 | 622.4052 | 0.00028639 | 539.5901 | 2.7816 | 622.4052 | 0.0029488 | 622.4052 | 0.01764 |  |  | 622.0021 | 3.2967 | 616.8 | -0.010377 | 622.4052 | 0.29601 | 622.0021 | 3.7833 | 541.2145 | 0.00037273 | 622.4052 | 25.9047 | 622.4052 | 11.0002 | 622.0021 | 1.606 | 622.4052 | 0.0079159 | 622.4052 | -0.001161 | 622.4052 | 0.0039325 | 810.8667 | 0.31406 | 622.0021 | -0.015883 | 622.0021 | -0.003334 | 622.4052 | -0.00072073 | 810.1834 | 4.2015 | 622.0021 | -0.02041 | 813.4111 | 0.30452 | 810.8667 | 0.26101 | 622.0021 | 0 | 946.3561 | 0.052013 |  |  | 1183.2238 | 0.30467 | 1024.114 | 0.012958 | 1105.5997 | 0 | 1104.8806 | 0 | 1104.8739 | 0.0043398 | 622.002 | 1.9789 | 622.4052 | 3.3511 | 622.0021 | 11.6873 | 622.0021 | 2.8251 | 622.4052 | #REF! | 622.0021 | 8.2332 | 619.0094 | 0.22662
| 324.1903 | 0 | 324.1903 | 0.0058554 | 324.1903 | 0.048099 | 324.1903 | 0.022513 | 324.1903 | 0.065853 | 324.1903 | 0.0047051 | 539.7055 | 0 | 622.2325 | 0.064589 | 324.1903 | 0.0128 | 539.7055 | 0 | 622.2325 | 0.056767 | 622.2325 | 0.01161 | 615.1838 | 0.020781 | 622.2325 | 0.05186 | 622.2325 | 0.046262 | 622.6353 | 0.036953 | 620.1094 | 0.017817 | 622.2325 | 0.057509 | 622.6353 | 0.02012 | 622.6353 | 0.022348 | 622.6353 | 0.0097735 | 539.7055 | 2.7116 | 622.6353 | 0.012081 | 622.6353 | 0.024714 |  |  | 622.2325 | 3.3039 | 617.03 | 0.016206 | 622.6353 | 0.29865 | 622.2325 | 3.7896 | 541.3324 | 0.00032471 | 622.6353 | 26.3974 | 622.6353 | 11.2279 | 622.2325 | 1.6778 | 622.6353 | 0.016776 | 622.6353 | 0.000592 | 622.6353 | 0.02314 | 811.0328 | 0.29986 | 622.2325 | 0.0079218 | 622.2325 | 0.0051987 | 622.6353 | 0.0044587 | 810.3497 | 4.2407 | 622.2325 | 0.023238 | 813.5786 | 0.30922 | 811.0328 | 0.24844 | 622.2325 | 0 | 946.4453 | 0.052525 |  |  | 1183.2922 | 0.30503 | 1024.1268 | 0.012915 | 1105.6596 | 0 | 1104.9404 | 0 | 1104.9337 | 0.0043364 | 622.233 | 1.9853 | 622.6353 | 3.355 | 622.2325 | 11.7011 | 622.2325 | 2.8242 | 622.6353 | #REF! | 622.2325 | 8.2433 | 619.2387 | 0.22511
| 324.2676 | 0 | 324.2676 | 0.0067124 | 324.2676 | 0.047443 | 324.2676 | 0.008065 | 324.2676 | 0.05584 | 324.2676 | -0.0021121 | 539.8209 | 0.0052105 | 622.463 | 0.042274 | 324.2676 | -0.04208 | 539.8209 | 0.0022362 | 622.463 | -0.055867 | 622.463 | -0.0014953 | 615.4121 | -0.00061426 | 622.463 | -0.01356 | 622.463 | -0.045635 | 622.8654 | -0.036453 | 620.3373 | 0.0072252 | 622.463 | -0.02116 | 622.8654 | 0 | 622.8654 | 0.0032537 | 622.8654 | 0.0017385 | 539.8209 | 2.7318 | 622.8654 | 0.0035631 | 622.8654 | 0.018536 |  |  | 622.463 | 3.2712 | 617.26 | 0.0060627 | 622.8654 | 0.28072 | 622.463 | 3.7805 | 541.4503 | 0.00033004 | 622.8654 | 26.8894 | 622.8654 | 11.4614 | 622.463 | 1.6859 | 622.8654 | 0.0087974 | 622.8654 | -0.0012658 | 622.8654 | 0.0050379 | 811.199 | 0.28822 | 622.463 | -0.013081 | 622.463 | -0.0018617 | 622.8654 | -0.0035731 | 810.516 | 4.2688 | 622.463 | -0.009839 | 813.7461 | 0.31458 | 811.199 | 0.27544 | 622.463 | 0 | 946.5344 | 0.053112 |  |  | 1183.3608 | 0.3054 | 1024.1396 | 0.012872 | 1105.7195 | 0 | 1105.0002 | 0 | 1104.9935 | 0.0043171 | 622.463 | 1.9942 | 622.8654 | 3.3506 | 622.463 | 11.7166 | 622.463 | 2.8207 | 622.8654 | #REF! | 622.463 | 8.2177 | 619.468 | 0.22675
| 324.3448 | 0 | 324.3448 | 0.017814 | 324.3448 | 0.048099 | 324.3448 | 0.023852 | 324.3448 | 0.064139 | 324.3448 | 0.0053398 | 539.9364 | 0 | 622.6935 | 0.05795 | 324.3448 | 0.00062219 | 539.9364 | 0 | 622.6935 | 0.067073 | 622.6934 | 0.018488 | 615.6404 | 0.017207 | 622.6935 | 0.052029 | 622.6934 | 0.054965 | 623.0956 | 0.043905 | 620.5653 | 0.020047 | 622.6934 | 0.060983 | 623.0956 | 0.027853 | 623.0956 | 0.029807 | 623.0956 | 0.0074305 | 539.9364 | 2.7132 | 623.0956 | 0.010939 | 623.0956 | 0.02167 |  |  | 622.6935 | 3.2912 | 617.49 | 0.0092106 | 623.0956 | 0.27899 | 622.6934 | 3.7772 | 541.5682 | 0.00033995 | 623.0956 | 27.417 | 623.0956 | 11.7432 | 622.6934 | 1.7742 | 623.0956 | 0.015363 | 623.0956 | 0.0013637 | 623.0956 | 0.016341 | 811.3651 | 0.28817 | 622.6935 | 0.012203 | 622.6935 | 0.0083626 | 623.0956 | 0.0069027 | 810.6823 | 4.4274 | 622.6935 | 0.015958 | 813.9136 | 0.31846 | 811.3651 | 0.26166 | 622.6934 | 0 | 946.6235 | 0.053206 |  |  | 1183.4294 | 0.30577 | 1024.1526 | 0.012828 | 1105.7794 | 0 | 1105.0601 | 0 | 1105.0533 | 0.0042853 | 622.693 | 1.9948 | 623.0956 | 3.354 | 622.6934 | 11.6818 | 622.6934 | 2.8082 | 623.0956 | #REF! | 622.6934 | 8.1947 | 619.6973 | 0.22576
| 324.4221 | 0 | 324.4221 | -0.027046 | 324.4221 | 0.047386 | 324.4221 | 0.0064457 | 324.4221 | 0.055028 | 324.4221 | -0.0033558 | 540.0518 | 0.0062641 | 622.9239 | 0.061122 | 324.4221 | -0.05631 | 540.0518 | 0.0067085 | 622.9239 | -0.067392 | 622.9239 | 0.00046059 | 615.8688 | 0.004427 | 622.9239 | -0.0057342 | 622.9239 | 0.002173 | 623.3257 | 0.0017358 | 620.7932 | -0.001082 | 622.9239 | -0.020728 | 623.3257 | 0 | 623.3257 | 0.0029783 | 623.3257 | 0.0028072 | 540.0518 | 2.7514 | 623.3257 | 0.0057561 | 623.3257 | 0.019073 |  |  | 622.9239 | 3.2494 | 617.72 | -0.0072287 | 623.3257 | 0.2583 | 622.9239 | 3.7498 | 541.6861 | 0.00035748 | 623.3257 | 27.7241 | 623.3257 | 11.9524 | 622.9239 | 1.7654 | 623.3257 | 0.01171 | 623.3257 | 0.00053722 | 623.3257 | 0.01058 | 811.5313 | 0.27621 | 622.9239 | -0.0067859 | 622.9239 | 0.002413 | 623.3257 | -0.0030155 | 810.8486 | 4.3147 | 622.9239 | -0.011386 | 814.0811 | 0.32295 | 811.5313 | 0.28648 | 622.9239 | 0 | 946.7128 | 0.053328 |  |  | 1183.498 | 0.30615 | 1024.1654 | 0.012783 | 1105.8394 | 0 | 1105.1199 | 0 | 1105.1133 | 0.0042501 | 622.924 | 2.0116 | 623.3257 | 3.3447 | 622.9239 | 11.6367 | 622.9239 | 2.8144 | 623.3257 | #REF! | 622.9239 | 8.1246 | 619.9266 | 0.22736
| 324.4994 | 0 | 324.4994 | -9.2735e-05 | 324.4994 | 0.047842 | 324.4994 | 0.023759 | 324.4994 | 0.063162 | 324.4994 | 0.004469 | 540.1673 | 0 | 623.1544 | 0.056034 | 324.4994 | 0.00187 | 540.1673 | 0 | 623.1544 | 0.092455 | 623.1544 | 0.016996 | 616.0971 | 0.018065 | 623.1544 | 0.051466 | 623.1544 | 0.063035 | 623.5558 | 0.050351 | 621.0212 | 0.020428 | 623.1544 | 0.044483 | 623.5558 | 0.03137 | 623.5558 | 0.022793 | 623.5558 | 0.0072672 | 540.1673 | 2.7164 | 623.5558 | 0.01382 | 623.5558 | 0.020506 |  |  | 623.1544 | 3.2239 | 617.95 | -0.018771 | 623.5558 | 0.25892 | 623.1544 | 3.7393 | 541.804 | 0.00035863 | 623.5558 | 28.1458 | 623.5558 | 12.1951 | 623.1544 | 1.8386 | 623.5558 | 0.016136 | 623.5558 | 0.00080143 | 623.5558 | 0.014516 | 811.6975 | 0.27877 | 623.1544 | 0.006898 | 623.1544 | -0.0018534 | 623.5558 | 0.0011151 | 811.0149 | 4.452 | 623.1544 | 0.02358 | 814.2486 | 0.32754 | 811.6975 | 0.26899 | 623.1544 | 0 | 946.8019 | 0.053821 |  |  | 1183.5666 | 0.30652 | 1024.1782 | 0.012736 | 1105.8992 | 0 | 1105.1797 | 0 | 1105.1731 | 0.0042148 | 623.154 | 2.0152 | 623.5558 | 3.333 | 623.1544 | 11.6009 | 623.1544 | 2.8162 | 623.5558 | #REF! | 623.1544 | 8.0963 | 620.156 | 0.22604
| 324.5766 | 0 | 324.5766 | 0.036843 | 324.5766 | 0.046844 | 324.5766 | 0.0039235 | 324.5766 | 0.049345 | 324.5766 | -0.0015499 | 540.2827 | 0.026197 | 623.3849 | 0.050454 | 324.5766 | -0.06238 | 540.2827 | 0.017517 | 623.3849 | -0.054698 | 623.385 | 0.0039564 | 616.3254 | 0.0029279 | 623.3849 | -0.0075002 | 623.385 | -0.019688 | 623.786 | -0.015727 | 621.2492 | 0.0102 | 623.385 | 0.0094165 | 623.786 | 0 | 623.786 | 0.0018783 | 623.786 | 0.0027557 | 540.2827 | 2.6423 | 623.786 | 0.0055103 | 623.786 | 0.015223 |  |  | 623.3849 | 3.2134 | 618.18 | -0.010377 | 623.786 | 0.24057 | 623.385 | 3.7191 | 541.922 | 0.00037425 | 623.786 | 28.6108 | 623.786 | 12.4306 | 623.385 | 1.8456 | 623.786 | 0.010578 | 623.786 | -0.0007304 | 623.786 | 0.0109 | 811.8636 | 0.2753 | 623.3849 | -0.013799 | 623.3849 | -0.0054878 | 623.786 | 0.00063861 | 811.1812 | 4.5623 | 623.3849 | -0.02214 | 814.4161 | 0.33241 | 811.8636 | 0.29303 | 623.385 | 0.0054302 | 946.8912 | 0.05426 |  |  | 1183.6353 | 0.3069 | 1024.191 | 0.012689 | 1105.9591 | 0 | 1105.2395 | 0 | 1105.2329 | 0.0041853 | 623.385 | 2.0253 | 623.786 | 3.3419 | 623.385 | 11.617 | 623.385 | 2.8144 | 623.786 | #REF! | 623.385 | 8.0634 | 620.3853 | 0.22757
| 324.6539 | 0 | 324.6539 | 0.028307 | 324.6539 | 0.047557 | 324.6539 | 0.026779 | 324.6539 | 0.064304 | 324.6539 | 0.0071146 | 540.3982 | 0 | 623.6155 | 0.064754 | 324.6539 | -0.00226 | 540.3982 | 0 | 623.6155 | 0.02538 | 623.6155 | 0.017546 | 616.5538 | 0.030563 | 623.6155 | 0.050934 | 623.6155 | 0.066148 | 624.0162 | 0.052838 | 621.4772 | 0.013195 | 623.6155 | 0.043414 | 624.0162 | 0.038282 | 624.0162 | 0.02005 | 624.0162 | 0.0089132 | 540.3982 | 2.6874 | 624.0162 | 0.013347 | 624.0162 | 0.021759 |  |  | 623.6155 | 3.2083 | 618.41 | 0.0011659 | 624.0162 | 0.24641 | 623.6155 | 3.7035 | 542.0399 | 0.0003914 | 624.0162 | 28.8389 | 624.0162 | 12.6646 | 623.6155 | 1.9332 | 624.0162 | 0.016653 | 624.0162 | -5.9099e-05 | 624.0162 | 0.019592 | 812.0298 | 0.26505 | 623.6155 | -0.00043557 | 623.6155 | 0.0034663 | 624.0162 | -0.0010754 | 811.3475 | 4.5991 | 623.6155 | 0.011953 | 814.5836 | 0.33585 | 812.0298 | 0.27992 | 623.6155 | 0 | 946.9804 | 0.054608 |  |  | 1183.7039 | 0.30728 | 1024.204 | 0.012642 | 1106.019 | 0 | 1105.2994 | 0 | 1105.2927 | 0.004166 | 623.615 | 2.0306 | 624.0162 | 3.3191 | 623.6155 | 11.5503 | 623.6155 | 2.8038 | 624.0162 | #REF! | 623.6155 | 8.0262 | 620.6147 | 0.22686
| 324.7312 | 0 | 324.7312 | -0.036478 | 324.7312 | 0.046644 | 324.7312 | 0.0056984 | 324.7312 | 0.049435 | 324.7312 | -0.0023168 | 540.5136 | 0.012236 | 623.846 | 0.048011 | 324.7312 | -0.05017 | 540.5136 | 0.032455 | 623.846 | -0.027173 | 623.846 | 0.0041695 | 616.7822 | 0.0071772 | 623.846 | -0.015701 | 623.846 | -0.041229 | 624.2463 | -0.032933 | 621.7052 | 0.004655 | 623.846 | -0.021752 | 624.2463 | 0 | 624.2463 | 0 | 624.2463 | 0.00067841 | 540.5136 | 2.696 | 624.2463 | 0.0075414 | 624.2463 | 0.01567 |  |  | 623.846 | 3.1878 | 618.64 | -0.012125 | 624.2463 | 0.22079 | 623.846 | 3.6789 | 542.1578 | 0.00032547 | 624.2463 | 29.2144 | 624.2463 | 12.9186 | 623.846 | 1.9347 | 624.2463 | 0.0096852 | 624.2463 | -0.0032656 | 624.2463 | 0.0073532 | 812.196 | 0.26515 | 623.846 | -0.0073118 | 623.846 | 0.0041521 | 624.2463 | -0.00069702 | 811.5138 | 4.5759 | 623.846 | -0.019381 | 814.7511 | 0.34028 | 812.196 | 0.30298 | 623.846 | 0 | 947.0696 | 0.054485 |  |  | 1183.7725 | 0.30766 | 1024.2168 | 0.012593 | 1106.079 | 0 | 1105.3592 | 0 | 1105.3525 | 0.0041557 | 623.846 | 2.0407 | 624.2463 | 3.3086 | 623.846 | 11.5105 | 623.846 | 2.8065 | 624.2463 | #REF! | 623.846 | 8.0151 | 620.8441 | 0.22877
| 324.8085 | 0 | 324.8085 | 0.013636 | 324.8085 | 0.047186 | 324.8085 | 0.027278 | 324.8085 | 0.063643 | 324.8085 | 0.0039075 | 540.6291 | 0 | 624.0765 | 0.060072 | 324.8085 | 0.01348 | 540.6291 | 0 | 624.0765 | 0.037264 | 624.0765 | 0.011398 | 617.0106 | 0.018048 | 624.0765 | 0.056577 | 624.0765 | 0.07802 | 624.4765 | 0.062321 | 621.9332 | 0.016679 | 624.0765 | 0.069552 | 624.4765 | 0.031711 | 624.4765 | 0.022441 | 624.4765 | 0.0074676 | 540.6291 | 2.7105 | 624.4765 | 0.010496 | 624.4765 | 0.021222 |  |  | 624.0765 | 3.1735 | 618.87 | -0.0093273 | 624.4765 | 0.22773 | 624.0765 | 3.6691 | 542.2757 | 0.0002885 | 624.4765 | 29.5933 | 624.4765 | 13.2152 | 624.0765 | 2.0289 | 624.4765 | 0.017927 | 624.4765 | 0.0016023 | 624.4765 | 0.017835 | 812.3622 | 0.25955 | 624.0765 | 0.010724 | 624.0765 | 0.010125 | 624.4765 | 0.0053288 | 811.6801 | 4.6899 | 624.0765 | 0.013952 | 814.9187 | 0.34444 | 812.3622 | 0.28975 | 624.0765 | 0 | 947.1589 | 0.054083 |  |  | 1183.8412 | 0.30805 | 1024.2296 | 0.012544 | 1106.1389 | 0 | 1105.4191 | 0 | 1105.4125 | 0.0041535 | 624.077 | 2.046 | 624.4765 | 3.308 | 624.0765 | 11.5121 | 624.0765 | 2.8047 | 624.4765 | #REF! | 624.0765 | 7.9891 | 621.0735 | 0.22707
| 324.8857 | 0 | 324.8857 | 0.010993 | 324.8857 | 0.04596 | 324.8857 | 0.0060409 | 324.8857 | 0.050968 | 324.8858 | -0.0019211 | 540.7446 | 0.026588 | 624.3071 | 0.054557 | 324.8857 | -0.00869 | 540.7446 | 0.022353 | 624.3071 | -0.01846 | 624.3071 | -0.00055531 | 617.239 | 0.0093151 | 624.3071 | -0.012065 | 624.3071 | -0.053183 | 624.7067 | -0.042482 | 622.1612 | -0.00098478 | 624.3071 | -0.030602 | 624.7067 | 0 | 624.7067 | 0 | 624.7067 | 0.001749 | 540.7446 | 2.7289 | 624.7067 | 0.0057186 | 624.7067 | 0.016118 |  |  | 624.3071 | 3.1921 | 619.1 | -0.021918 | 624.7067 | 0.21164 | 624.3071 | 3.7156 | 542.3936 | 0.00026182 | 624.7067 | 30.3411 | 624.7067 | 13.6398 | 624.3071 | 2.0584 | 624.7067 | 0.014185 | 624.7067 | -0.00072103 | 624.7067 | 0.0094379 | 812.5284 | 0.26318 | 624.3071 | 0.001538 | 624.3071 | -0.0062502 | 624.7067 | -0.006609 | 811.8464 | 4.7814 | 624.3071 | -0.014277 | 815.0862 | 0.34805 | 812.5284 | 0.30681 | 624.3071 | 0 | 947.2482 | 0.054087 |  |  | 1183.9098 | 0.30844 | 1024.2424 | 0.012494 | 1106.1988 | 0 | 1105.479 | 0 | 1105.4723 | 0.0041592 | 624.307 | 2.0515 | 624.7067 | 3.3457 | 624.3071 | 11.6541 | 624.3071 | 2.8038 | 624.7067 | #REF! | 624.3071 | 8.0579 | 621.3029 | 0.22451
| 324.963 | 0 | 324.963 | 0.020222 | 324.963 | 0.046302 | 324.963 | 0.026188 | 324.963 | 0.059192 | 324.963 | 0.0050643 | 540.8601 | 0 | 624.5377 | 0.047529 | 324.963 | 0.02837 | 540.8601 | 0 | 624.5377 | 0.074937 | 624.5377 | 0.011583 | 617.4674 | 0.014266 | 624.5377 | 0.054593 | 624.5377 | 0.051801 | 624.9369 | 0.041378 | 622.3893 | 0.017737 | 624.5377 | 0.043613 | 624.9369 | 0.029047 | 624.9369 | 0.026073 | 624.9369 | 0.0072825 | 540.8601 | 2.7208 | 624.9369 | 0.011418 | 624.9369 | 0.020327 |  |  | 624.5377 | 3.1453 | 619.33 | 0.0036143 | 624.9369 | 0.21001 | 624.5377 | 3.6678 | 542.5116 | 0.00025801 | 624.9369 | 30.4524 | 624.9369 | 13.8475 | 624.5377 | 2.1449 | 624.9369 | 0.016273 | 624.9369 | 4.4857e-05 | 624.9369 | 0.020516 | 812.6946 | 0.23605 | 624.5377 | 0.0066496 | 624.5377 | 0.01235 | 624.9369 | -0.0015468 | 812.0127 | 4.9705 | 624.5377 | 0.017298 | 815.2537 | 0.35127 | 812.6946 | 0.29238 | 624.5377 | 0 | 947.3375 | 0.05418 |  |  | 1183.9784 | 0.30883 | 1024.2554 | 0.012443 | 1106.2588 | 0 | 1105.5388 | 0 | 1105.5322 | 0.0041705 | 624.538 | 2.0571 | 624.9369 | 3.3177 | 624.5377 | 11.5411 | 624.5377 | 2.802 | 624.9369 | #REF! | 624.5377 | 7.9801 | 621.5323 | 0.22452
| 325.0403 | 0 | 325.0403 | -0.010356 | 325.0403 | 0.045418 | 325.0403 | 0.0076602 | 325.0403 | 0.05172 | 325.0403 | -0.00036216 | 540.9755 | 0.022678 | 624.7682 | 0.029268 | 325.0403 | -0.02987 | 540.9755 | 0.03439 | 624.7682 | -0.060312 | 624.7682 | -0.0027683 | 617.6959 | 0.003769 | 624.7682 | -0.013768 | 624.7682 | -0.034749 | 625.1671 | -0.027757 | 622.6173 | -0.0010735 | 624.7682 | -0.027953 | 625.1671 | 0 | 625.1671 | 0.0026189 | 625.1671 | -0.00034698 | 540.9755 | 2.6698 | 625.1671 | 0.0021351 | 625.1671 | 0.015939 |  |  | 624.7682 | 3.1268 | 619.56 | -0.028215 | 625.1671 | 0.19298 | 624.7682 | 3.6037 | 542.6295 | 0.00031327 | 625.1671 | 30.5092 | 625.1671 | 14.0228 | 624.7682 | 2.1243 | 625.1671 | 0.012955 | 625.1671 | -0.0016482 | 625.1671 | 0.0092844 | 812.8608 | 0.24065 | 624.7682 | -0.0024465 | 624.7682 | -0.003574 | 625.1671 | 0.0010452 | 812.179 | 4.9244 | 624.7682 | -0.013129 | 815.4213 | 0.35647 | 812.8608 | 0.30724 | 624.7682 | 0 | 947.4268 | 0.054428 |  |  | 1184.0471 | 0.30923 | 1024.2682 | 0.012392 | 1106.3187 | 0 | 1105.5988 | 0 | 1105.592 | 0.004183 | 624.768 | 2.0758 | 625.1671 | 3.289 | 624.7682 | 11.4414 | 624.7682 | 2.8047 | 625.1671 | #REF! | 624.7682 | 7.8823 | 621.7617 | 0.22644
| 325.1176 | 0 | 325.1176 | -0.013842 | 325.1176 | 0.045989 | 325.1176 | 0.023354 | 325.1176 | 0.055238 | 325.1176 | 0.0053935 | 541.091 | 0 | 624.9988 | 0.062597 | 325.1176 | 0.02229 | 541.091 | 0 | 624.9988 | 0.056755 | 624.9988 | 0.018722 | 617.9243 | 0.017923 | 624.9988 | 0.058751 | 624.9988 | 0.056101 | 625.3974 | 0.044812 | 622.8453 | 0.028015 | 624.9988 | 0.033846 | 625.3974 | 0.029787 | 625.3974 | 0.021657 | 625.3974 | 0.0070075 | 541.091 | 2.7066 | 625.3974 | 0.013081 | 625.3973 | 0.021491 |  |  | 624.9988 | 3.1278 | 619.79 | -0.0016322 | 625.3974 | 0.19798 | 624.9988 | 3.6208 | 542.7474 | 0.00032852 | 625.3974 | 30.8642 | 625.3973 | 14.372 | 624.9988 | 2.2236 | 625.3974 | 0.020717 | 625.3974 | 0.0021713 | 625.3974 | 0.022757 | 813.027 | 0.21502 | 624.9988 | 0.010726 | 624.9988 | 0.0065565 | 625.3973 | 0.0067596 | 812.3454 | 5.0331 | 624.9988 | 0.017881 | 815.5888 | 0.36123 | 813.027 | 0.29424 | 624.9988 | 0 | 947.5161 | 0.055092 |  |  | 1184.1157 | 0.30963 | 1024.281 | 0.01234 | 1106.3788 | 0 | 1105.6586 | 0 | 1105.652 | 0.0041955 | 624.999 | 2.0849 | 625.3974 | 3.2997 | 624.9988 | 11.4465 | 624.9988 | 2.8038 | 625.3973 | #REF! | 624.9988 | 7.8928 | 621.9911 | 0.22801
| 325.1949 | 0 | 325.1949 | -0.013725 | 325.1949 | 0.044592 | 325.1949 | 0.0049822 | 325.1949 | 0.046458 | 325.1949 | -0.0012696 | 541.2065 | 0 | 625.2294 | 0.046521 | 325.1949 | -0.03507 | 541.2065 | 0.018262 | 625.2294 | -0.050185 | 625.2294 | -0.0082417 | 618.1527 | 0.0089403 | 625.2294 | -0.010521 | 625.2294 | -0.025297 | 625.6276 | -0.020207 | 623.0734 | 0.0011703 | 625.2294 | -0.021003 | 625.6276 | 0 | 625.6276 | 0 | 625.6276 | -0.00023551 | 541.2065 | 2.6847 | 625.6276 | 0.003753 | 625.6276 | 0.015043 |  |  | 625.2294 | 3.1131 | 620.02 | 0.0050134 | 625.6276 | 0.17689 | 625.2294 | 3.6072 | 542.8654 | 0.00036015 | 625.6276 | 31.1914 | 625.6276 | 14.6769 | 625.2294 | 2.2185 | 625.6276 | 0.012792 | 625.6276 | -0.0029094 | 625.6276 | 0.0082543 | 813.1932 | 0.20466 | 625.2294 | -0.012561 | 625.2294 | -0.0055296 | 625.6276 | 0.00084537 | 812.5117 | 5.12 | 625.2294 | -0.019596 | 815.7564 | 0.36686 | 813.1932 | 0.30659 | 625.2294 | 0 | 947.6055 | 0.055323 |  |  | 1184.1844 | 0.31003 | 1024.2938 | 0.012288 | 1106.4387 | 0 | 1105.7185 | 0 | 1105.7118 | 0.0042069 | 625.229 | 2.0975 | 625.6276 | 3.3076 | 625.2294 | 11.4156 | 625.2294 | 2.8109 | 625.6276 | #REF! | 625.2294 | 7.8529 | 622.2206 | 0.22514
| 325.2722 | 0 | 325.2722 | 0.035792 | 325.2722 | 0.045361 | 325.2722 | 0.02323 | 325.2722 | 0.057554 | 325.2722 | 0.0013252 | 541.322 | 0 | 625.46 | 0.054098 | 325.2722 | -0.00966 | 541.322 | 0 | 625.46 | 0.014099 | 625.46 | 0.016844 | 618.3812 | 0.018792 | 625.46 | 0.053634 | 625.46 | 0.055512 | 625.8579 | 0.044342 | 623.3015 | 0.020969 | 625.46 | 0.056252 | 625.8579 | 0.032064 | 625.8579 | 0.018882 | 625.8579 | 0.0062089 | 541.322 | 2.7194 | 625.8579 | 0.012593 | 625.8578 | 0.0197 |  |  | 625.46 | 3.1067 | 620.26 | 0.033695 | 625.8579 | 0.18037 | 625.46 | 3.5966 | 542.9833 | 0.00036815 | 625.8579 | 31.3728 | 625.8578 | 14.9873 | 625.46 | 2.3208 | 625.8579 | 0.016286 | 625.8579 | 0.0012424 | 625.8579 | 0.019515 | 813.3594 | 0.21785 | 625.46 | 0.0076762 | 625.46 | 0.0010572 | 625.8578 | 0.0081679 | 812.678 | 5.1677 | 625.46 | 0.012691 | 815.9239 | 0.37216 | 813.3594 | 0.29424 | 625.46 | 0 | 947.6948 | 0.055445 |  |  | 1184.2532 | 0.31044 | 1024.3068 | 0.012235 | 1106.4987 | 0 | 1105.7784 | 0 | 1105.7717 | 0.0042137 | 625.46 | 2.1047 | 625.8579 | 3.3034 | 625.46 | 11.4082 | 625.46 | 2.8153 | 625.8578 | #REF! | 625.46 | 7.8402 | 622.45 | 0.22805
| 325.3495 | 0 | 325.3495 | 0.0028235 | 325.3495 | 0.044449 | 325.3495 | 0.00082819 | 325.3495 | 0.047315 | 325.3495 | -0.0033342 | 541.4375 | 0 | 625.6906 | 0.034257 | 325.3495 | -0.06254 | 541.4375 | 0.010063 | 625.6906 | -0.027648 | 625.6906 | -0.0043047 | 618.6096 | 0.0011394 | 625.6906 | -0.014092 | 625.6906 | -0.05397 | 626.0881 | -0.04311 | 623.5296 | 0.0081531 | 625.6906 | -0.045728 | 626.0881 | 0 | 626.0881 | 0.0031514 | 626.0881 | -0.0020383 | 541.4375 | 2.6844 | 626.0881 | 0.0021474 | 626.0881 | 0.013253 |  |  | 625.6906 | 3.0925 | 620.49 | 0.0043138 | 626.0881 | 0.16434 | 625.6906 | 3.579 | 543.1013 | 0.00034681 | 626.0881 | 31.5253 | 626.0881 | 15.3194 | 625.6906 | 2.3459 | 626.0881 | 0.01234 | 626.0881 | -0.0036375 | 626.0881 | 0.0075829 | 813.5256 | 0.18768 | 625.6906 | -0.013077 | 625.6906 | -0.0064863 | 626.0881 | -0.0038915 | 812.8444 | 5.1247 | 625.6906 | -0.015384 | 816.0915 | 0.37818 | 813.5256 | 0.30429 | 625.6906 | 0 | 947.7842 | 0.056218 |  |  | 1184.3218 | 0.31085 | 1024.3196 | 0.012182 | 1106.5587 | 0 | 1105.8383 | 0 | 1105.8317 | 0.0042171 | 625.691 | 2.1155 | 626.0881 | 3.2987 | 625.6906 | 11.3535 | 625.6906 | 2.8189 | 626.0881 | #REF! | 625.6906 | 7.7973 | 622.6795 | 0.23054
| 325.4268 | 0 | 325.4268 | -0.034463 | 325.4268 | 0.04539 | 325.4268 | 0.030111 | 325.4268 | 0.054126 | 325.4268 | 0.0064344 | 541.553 | 0 | 625.9213 | 0.064669 | 325.4268 | 0.00134 | 541.553 | 0 | 625.9213 | 0.015762 | 625.9213 | 0.021972 | 618.8381 | 0.037854 | 625.9213 | 0.052755 | 625.9213 | 0.055282 | 626.3184 | 0.044158 | 623.7576 | 0.024104 | 625.9213 | 0.092372 | 626.3184 | 0.051744 | 626.3184 | 0.020974 | 626.3184 | 0.0060101 | 541.553 | 2.6256 | 626.3184 | 0.013556 | 626.3184 | 0.020774 |  |  | 625.9213 | 3.0605 | 620.72 | 0.013408 | 626.3184 | 0.174 | 625.9213 | 3.5688 | 543.2192 | 0.00033119 | 626.3184 | 31.6615 | 626.3184 | 15.5791 | 625.9213 | 2.4235 | 626.3184 | 0.02132 | 626.3184 | 0.0017394 | 626.3184 | 0.023346 | 813.6918 | 0.20258 | 625.9213 | 0.017248 | 625.9213 | 0.0052174 | 626.3184 | 0.0053936 | 813.0107 | 5.2961 | 625.9213 | 0.02712 | 816.259 | 0.38315 | 813.6918 | 0.29336 | 625.9213 | 0 | 947.8736 | 0.057144 |  |  | 1184.3905 | 0.31127 | 1024.3324 | 0.012129 | 1106.6186 | 0 | 1105.8982 | 0 | 1105.8916 | 0.0042137 | 625.921 | 2.1333 | 626.3184 | 3.2922 | 625.9213 | 11.3409 | 625.9213 | 2.8233 | 626.3184 | #REF! | 625.9213 | 7.7888 | 622.909 | 0.22615
| 325.5041 | 0 | 325.5041 | -0.0016018 | 325.5041 | 0.044421 | 325.5041 | 0.0065703 | 325.5041 | 0.043556 | 325.5041 | -0.00026241 | 541.6685 | 0.034408 | 626.1519 | 0.036084 | 325.5041 | -0.03909 | 541.6685 | 0.039118 | 626.1519 | -0.024327 | 626.1519 | -0.0044735 | 619.0666 | 0.0082779 | 626.1519 | -0.018014 | 626.1519 | -0.014758 | 626.5487 | -0.011789 | 623.9857 | 0.0027109 | 626.1519 | 0.0097793 | 626.5487 | 0.00083063 | 626.5487 | 0 | 626.5487 | 0.00077399 | 541.6685 | 2.5895 | 626.5487 | 0.001943 | 626.5487 | 0.012894 |  |  | 626.1519 | 3.0539 | 620.95 | 0.0029147 | 626.5487 | 0.15451 | 626.1519 | 3.5375 | 543.3372 | 0.0003228 | 626.5487 | 31.5749 | 626.5487 | 15.8377 | 626.1519 | 2.4298 | 626.5487 | 0.01563 | 626.5487 | -0.0029885 | 626.5487 | 0.0094579 | 813.858 | 0.19943 | 626.1519 | -0.013522 | 626.1519 | -0.0078159 | 626.5487 | -0.0043505 | 813.1771 | 5.2817 | 626.1519 | -0.01668 | 816.4266 | 0.38879 | 813.858 | 0.30068 | 626.1519 | 0 | 947.963 | 0.057321 |  |  | 1184.4592 | 0.31169 | 1024.3452 | 0.012076 | 1106.6786 | 0 | 1105.9581 | 0 | 1105.9515 | 0.0042057 | 626.152 | 2.1442 | 626.5487 | 3.276 | 626.1519 | 11.2891 | 626.1519 | 2.8215 | 626.5487 | #REF! | 626.1519 | 7.7364 | 623.1384 | 0.22395
| 325.5814 | 0 | 325.5815 | 0.057885 | 325.5814 | 0.045418 | 325.5814 | 0.020271 | 325.5814 | 0.054727 | 325.5814 | 0.0066334 | 541.7841 | 0 | 626.3826 | 0.051577 | 325.5814 | -0.00697 | 541.7841 | 0 | 626.3826 | 0.075544 | 626.3826 | 0.018176 | 619.2951 | 0.027594 | 626.3826 | 0.046682 | 626.3826 | 0.021014 | 626.779 | 0.016786 | 624.2139 | 0.020888 | 626.3826 | 0.045521 | 626.779 | 0.04078 | 626.779 | 0.018828 | 626.779 | 0.0056482 | 541.7841 | 2.6209 | 626.779 | 0.011324 | 626.779 | 0.019342 |  |  | 626.3826 | 3.0667 | 621.18 | 0.0067623 | 626.779 | 0.1609 | 626.3826 | 3.5354 | 543.4552 | 0.00029117 | 626.779 | 31.6625 | 626.779 | 16.1809 | 626.3826 | 2.4968 | 626.779 | 0.019855 | 626.779 | 0.0015714 | 626.779 | 0.017312 | 814.0242 | 0.18939 | 626.3826 | 0.007935 | 626.3826 | 0.005436 | 626.779 | 0.0076705 | 813.3434 | 5.4531 | 626.3826 | 0.0125 | 816.5942 | 0.393 | 814.0242 | 0.29205 | 626.3826 | 0 | 948.0525 | 0.056801 |  |  | 1184.5279 | 0.31211 | 1024.3582 | 0.012022 | 1106.7387 | 0 | 1106.0181 | 0 | 1106.0113 | 0.0041921 | 626.383 | 2.1502 | 626.779 | 3.2722 | 626.3826 | 11.2822 | 626.3826 | 2.8207 | 626.779 | #REF! | 626.3826 | 7.7262 | 623.3679 | 0.22639
| 325.6587 | 0 | 325.6588 | -0.020364 | 325.6587 | 0.044506 | 325.6587 | 0.0038301 | 325.6587 | 0.047631 | 325.6588 | -0.0027975 | 541.8996 | 0 | 626.6132 | 0.053729 | 325.6587 | -0.0737 | 541.8996 | 0.032025 | 626.6132 | -0.050789 | 626.6132 | 0.00053112 | 619.5236 | 0.0081113 | 626.6132 | -0.015826 | 626.6132 | -0.0062385 | 627.0093 | -0.0049832 | 624.442 | -0.0039819 | 626.6132 | -0.010869 | 627.0093 | 0 | 627.0093 | 0.0015605 | 627.0093 | 0.0024676 | 541.8996 | 2.5756 | 627.0093 | 0.0036449 | 627.0093 | 0.014327 |  |  | 626.6132 | 3.0177 | 621.41 | -0.023668 | 627.0093 | 0.13969 | 626.6132 | 3.5174 | 543.5731 | 0.00028545 | 627.0093 | 31.5478 | 627.0093 | 16.5023 | 626.6132 | 2.5406 | 627.0093 | 0.018722 | 627.0093 | -0.0012565 | 627.0093 | 0.01218 | 814.1905 | 0.1841 | 626.6132 | -0.014371 | 626.6132 | -0.0094898 | 627.0093 | -0.0014348 | 813.5098 | 5.4137 | 626.6132 | -0.025698 | 816.7618 | 0.39835 | 814.1905 | 0.29828 | 626.6132 | 0 | 948.1419 | 0.056949 |  |  | 1184.5967 | 0.31254 | 1024.371 | 0.011969 | 1106.7987 | 0 | 1106.078 | 0 | 1106.0713 | 0.0041751 | 626.613 | 2.1572 | 627.0093 | 3.2741 | 626.6132 | 11.2126 | 626.6132 | 2.8224 | 627.0093 | #REF! | 626.6132 | 7.6463 | 623.5974 | 0.2273
| 325.7361 | 0 | 325.7361 | -0.017786 | 325.7361 | 0.044335 | 325.7361 | 0.017967 | 325.7361 | 0.050713 | 325.7361 | 0.0042957 | 542.0151 | 0 | 626.8439 | 0.065413 | 325.7361 | -0.04606 | 542.0151 | 0 | 626.8439 | 0.065267 | 626.8439 | 0.020868 | 619.7521 | 0.026463 | 626.8439 | 0.052831 | 626.8439 | 0.058776 | 627.2396 | 0.046949 | 624.6701 | 0.015338 | 626.8439 | 0.053017 | 627.2396 | 0.039264 | 627.2396 | 0.031675 | 627.2396 | 0.0092809 | 542.0151 | 2.5705 | 627.2396 | 0.014401 | 627.2396 | 0.020058 |  |  | 626.8439 | 3.0278 | 621.64 | -0.012825 | 627.2396 | 0.14668 | 626.8439 | 3.5292 | 543.6911 | 0.00025306 | 627.2396 | 31.728 | 627.2396 | 16.9206 | 626.8439 | 2.6624 | 627.2396 | 0.024606 | 627.2396 | 0.0023577 | 627.2396 | 0.025923 | 814.3567 | 0.18042 | 626.8439 | 0.01514 | 626.8439 | 0.0031806 | 627.2396 | -0.0008584 | 813.6762 | 5.546 | 626.8439 | 0.02283 | 816.9293 | 0.40306 | 814.3567 | 0.29172 | 626.8439 | 0 | 948.2314 | 0.057873 |  |  | 1184.6654 | 0.31297 | 1024.3838 | 0.011915 | 1106.8586 | 0 | 1106.1379 | 0 | 1106.1312 | 0.0041557 | 626.844 | 2.1672 | 627.2396 | 3.2811 | 626.8439 | 11.2712 | 626.8439 | 2.8233 | 627.2396 | #REF! | 626.8439 | 7.6893 | 623.8269 | 0.2255
| 325.8134 | 0 | 325.8134 | 0.0046597 | 325.8134 | 0.043565 | 325.8134 | 0.00075452 | 325.8134 | 0.043466 | 325.8134 | -0.003894 | 542.1306 | 0.022482 | 627.0746 | 0.045603 | 325.8134 | -0.11461 | 542.1306 | 0.010436 | 627.0746 | -0.062132 | 627.0746 | -0.0098878 | 619.9806 | 0.0064359 | 627.0746 | -0.016752 | 627.0746 | -0.014919 | 627.4699 | -0.011917 | 624.8982 | 0.0013587 | 627.0746 | -0.05077 | 627.4699 | 0 | 627.4699 | 0 | 627.4699 | -0.0016251 | 542.1306 | 2.5296 | 627.4699 | 0.0011215 | 627.47 | 0.012357 |  |  | 627.0746 | 3.0037 | 621.87 | -0.012125 | 627.4699 | 0.13493 | 627.0746 | 3.5061 | 543.809 | 0.00027783 | 627.4699 | 31.534 | 627.47 | 17.2561 | 627.0746 | 2.6506 | 627.4699 | 0.017192 | 627.4699 | -0.0013058 | 627.4699 | 0.0055199 | 814.5229 | 0.17652 | 627.0746 | -0.0094467 | 627.0746 | -0.011502 | 627.47 | -0.0018567 | 813.8425 | 5.673 | 627.0746 | -0.01988 | 817.0969 | 0.40814 | 814.5229 | 0.29577 | 627.0746 | 0 | 948.3209 | 0.058009 |  |  | 1184.7341 | 0.31341 | 1024.3967 | 0.011861 | 1106.9187 | 0 | 1106.1979 | 0 | 1106.1912 | 0.0041353 | 627.075 | 2.173 | 627.4699 | 3.2781 | 627.0746 | 11.2094 | 627.0746 | 2.8233 | 627.47 | #REF! | 627.0746 | 7.6222 | 624.0565 | 0.22822
| 325.8907 | 0 | 325.8907 | 0.0011562 | 325.8907 | 0.044221 | 325.8907 | 0.02379 | 325.8907 | 0.049735 | 325.8907 | 0.0061074 | 542.2462 | 0 | 627.3053 | 0.055553 | 325.8907 | -0.06899 | 542.2462 | 0 | 627.3053 | 0.0261 | 627.3053 | 0.017419 | 620.2092 | 0.028109 | 627.3053 | 0.053914 | 627.3053 | 0.041094 | 627.7003 | 0.032825 | 625.1264 | 0.028279 | 627.3053 | 0.051099 | 627.7003 | 0.048938 | 627.7003 | 0.017442 | 627.7003 | 0.0064896 | 542.2462 | 2.5331 | 627.7003 | 0.011732 | 627.7003 | 0.018446 |  |  | 627.3053 | 2.9616 | 622.1 | -0.0030314 | 627.7003 | 0.13852 | 627.3053 | 3.4358 | 543.927 | 0.00030184 | 627.7003 | 30.9918 | 627.7003 | 17.3635 | 627.3053 | 2.7044 | 627.7003 | 0.02274 | 627.7003 | 0.00093585 | 627.7003 | 0.0182 | 814.6892 | 0.18117 | 627.3053 | 0.011278 | 627.3053 | 0.014019 | 627.7003 | 0.0084966 | 814.0089 | 5.7828 | 627.3053 | 0.013085 | 817.2645 | 0.41241 | 814.6892 | 0.29369 | 627.3053 | 0 | 948.4103 | 0.057691 |  |  | 1184.8029 | 0.31385 | 1024.4095 | 0.011808 | 1106.9788 | 0 | 1106.2578 | 0 | 1106.2512 | 0.0041148 | 627.305 | 2.184 | 627.7003 | 3.2298 | 627.3053 | 11.0524 | 627.3053 | 2.8242 | 627.7003 | #REF! | 627.3053 | 7.5402 | 624.286 | 0.22653
| 325.968 | 0 | 325.968 | -0.037922 | 325.968 | 0.043451 | 325.968 | -0.00076097 | 325.968 | 0.040579 | 325.968 | 0.00074885 | 542.3617 | 0.017153 | 627.536 | 0.051118 | 325.968 | -0.12042 | 542.3617 | 0.016026 | 627.536 | -0.069772 | 627.536 | 0.001171 | 620.4377 | 0.002042 | 627.536 | -0.0099297 | 627.536 | -0.024406 | 627.9306 | -0.019495 | 625.3545 | -0.0071311 | 627.536 | -0.038804 | 627.9306 | 0 | 627.9306 | 0.0022153 | 627.9306 | 0.00046147 | 542.3617 | 2.5462 | 627.9306 | 0.0057536 | 627.9307 | 0.011551 |  |  | 627.536 | 2.9556 | 622.33 | -0.021918 | 627.9306 | 0.12202 | 627.536 | 3.4426 | 544.045 | 0.00031594 | 627.9306 | 30.8321 | 627.9307 | 17.7411 | 627.536 | 2.7681 | 627.9306 | 0.01911 | 627.9306 | -0.0026524 | 627.9306 | 0.012421 | 814.8554 | 0.18869 | 627.536 | -0.0028753 | 627.536 | 0.0063775 | 627.9307 | -0.0018605 | 814.1753 | 5.8248 | 627.536 | -0.018537 | 817.4321 | 0.41782 | 814.8554 | 0.29719 | 627.536 | 0 | 948.4999 | 0.058093 |  |  | 1184.8717 | 0.31429 | 1024.4224 | 0.011755 | 1107.0388 | 0 | 1106.3177 | 0 | 1106.3112 | 0.0040944 | 627.536 | 2.1915 | 627.9306 | 3.2331 | 627.536 | 11.0141 | 627.536 | 2.8269 | 627.9307 | #REF! | 627.536 | 7.5006 | 624.5156 | 0.22911
| 326.0454 | 0 | 326.0453 | -0.022895 | 326.0454 | 0.043822 | 326.0454 | 0.023198 | 326.0454 | 0.04724 | 326.0454 | 0.0062765 | 542.4773 | 0 | 627.7667 | 0.055218 | 326.0454 | -0.08591 | 542.4773 | 0 | 627.7667 | 0.084397 | 627.7667 | 0.016461 | 620.6663 | 0.023665 | 627.7667 | 0.054881 | 627.7667 | 0.075682 | 628.161 | 0.060453 | 625.5827 | 0.020071 | 627.7667 | 0.048745 | 628.161 | 0.03526 | 628.161 | 0.025547 | 628.161 | 0.0081001 | 542.4773 | 2.5379 | 628.161 | 0.013369 | 628.161 | 0.018804 |  |  | 627.7667 | 2.9725 | 622.56 | -0.0058295 | 628.161 | 0.13136 | 627.7667 | 3.4581 | 544.163 | 0.00032204 | 628.161 | 30.8984 | 628.161 | 18.272 | 627.7667 | 2.8796 | 628.161 | 0.023611 | 628.161 | 0.0022598 | 628.161 | 0.018854 | 815.0217 | 0.19692 | 627.7667 | 0.0080104 | 627.7667 | 0.00044666 | 628.161 | 0.0010987 | 814.3416 | 5.9315 | 627.7667 | 0.009516 | 817.5997 | 0.4228 | 815.0217 | 0.30068 | 627.7667 | 0 | 948.5894 | 0.058673 |  |  | 1184.9404 | 0.31474 | 1024.4352 | 0.011701 | 1107.0988 | 0 | 1106.3777 | 0 | 1106.3711 | 0.0040762 | 627.767 | 2.1985 | 628.161 | 3.2585 | 627.7667 | 11.1235 | 627.7667 | 2.8277 | 628.161 | #REF! | 627.7667 | 7.5566 | 624.7451 | 0.22781
| 326.1227 | 0 | 326.1227 | 0.02635 | 326.1227 | 0.043138 | 326.1227 | 0.00036328 | 326.1227 | 0.034595 | 326.1227 | 0.00012107 | 542.5928 | 0.011533 | 627.9974 | 0.042639 | 326.1227 | -0.13248 | 542.5928 | 0.026867 | 627.9974 | -0.082457 | 627.9974 | -0.0016083 | 620.8948 | 0.0059661 | 627.9974 | -0.020445 | 627.9974 | -0.050558 | 628.3914 | -0.040385 | 625.8109 | 0.0044682 | 627.9974 | -0.0026283 | 628.3914 | 0 | 628.3914 | 0.0035468 | 628.3914 | -0.0021062 | 542.5928 | 2.5587 | 628.3914 | 0.0015401 | 628.3914 | 0.011104 |  |  | 627.9974 | 2.9297 | 622.79 | 0.012009 | 628.3914 | 0.11245 | 627.9974 | 3.4327 | 544.2809 | 0.00033805 | 628.3914 | 30.543 | 628.3914 | 18.6068 | 627.9974 | 2.8954 | 628.3914 | 0.019906 | 628.3914 | -0.0037689 | 628.3914 | 0.0056971 | 815.1879 | 0.19398 | 627.9974 | -0.019984 | 627.9974 | -0.0046415 | 628.3914 | -0.0066809 | 814.508 | 5.9427 | 627.9974 | -0.0056179 | 817.7674 | 0.42925 | 815.1879 | 0.30079 | 627.9974 | 0 | 948.679 | 0.058799 |  |  | 1185.0092 | 0.3152 | 1024.4481 | 0.011649 | 1107.1588 | 0 | 1106.4377 | 0 | 1106.431 | 0.004058 | 627.997 | 2.201 | 628.3914 | 3.2528 | 627.9974 | 11.1073 | 627.9974 | 2.818 | 628.3914 | #REF! | 627.9974 | 7.5057 | 624.9747 | 0.22701
| 326.2 | 0 | 326.2 | 0.028947 | 326.2 | 0.04385 | 326.2 | 0.026219 | 326.2 | 0.051179 | 326.2 | 0.0051794 | 542.7084 | 0 | 628.2282 | 0.057183 | 326.2 | -0.0889 | 542.7084 | 0 | 628.2282 | 0.012257 | 628.2282 | 0.021802 | 621.1234 | 0.025052 | 628.2282 | 0.050886 | 628.2282 | 0.065885 | 628.6218 | 0.052627 | 626.0391 | 0.0233 | 628.2282 | 0.087333 | 628.6218 | 0.047055 | 628.6218 | 0.021086 | 628.6218 | 0.0081578 | 542.7084 | 2.4721 | 628.6218 | 0.010415 | 628.6218 | 0.0197 |  |  | 628.2282 | 2.934 | 623.02 | -0.0019821 | 628.6218 | 0.1199 | 628.2282 | 3.4269 | 544.3989 | 0.00032013 | 628.6218 | 30.1213 | 628.6218 | 18.9399 | 628.2282 | 3.0103 | 628.6218 | 0.027686 | 628.6218 | 0.0021171 | 628.6218 | 0.020163 | 815.3542 | 0.20332 | 628.2282 | 0.0093708 | 628.2282 | 0.0080359 | 628.6218 | 0.00048764 | 814.6744 | 6.0698 | 628.2282 | 0.020838 | 817.935 | 0.43423 | 815.3542 | 0.31096 | 628.2282 | 0 | 948.7686 | 0.058939 |  |  | 1185.078 | 0.31566 | 1024.4609 | 0.011596 | 1107.2189 | 0 | 1106.4977 | 0 | 1106.491 | 0.0040398 | 628.228 | 2.2113 | 628.6218 | 3.2454 | 628.2282 | 11.0803 | 628.2282 | 2.8215 | 628.6218 | #REF! | 628.2282 | 7.5195 | 625.2043 | 0.22669
| 326.2774 | 0 | 326.2774 | -0.0011881 | 326.2774 | 0.042396 | 326.2774 | 0.0076913 | 326.2774 | 0.041421 | 326.2774 | -0.0022028 | 542.8239 | 0.0062641 | 628.4589 | 0.028564 | 326.2774 | -0.14326 | 542.8239 | 0.0052178 | 628.4589 | -0.015681 | 628.4589 | -0.0017286 | 621.3519 | -0.001366 | 628.4589 | -0.00447 | 628.4589 | -0.024084 | 628.8522 | -0.019238 | 626.2673 | -0.0049936 | 628.4589 | -0.0022343 | 628.8522 | 0 | 628.8522 | 0 | 628.8522 | -0.0032981 | 542.8239 | 2.4969 | 628.8522 | 0.0020752 | 628.8522 | 0.011193 |  |  | 628.4589 | 2.9048 | 623.25 | 0.014458 | 628.8522 | 0.10594 | 628.4589 | 3.3958 | 544.5169 | 0.00027936 | 628.8522 | 29.7267 | 628.8522 | 19.363 | 628.4589 | 3.046 | 628.8522 | 0.019351 | 628.8522 | -0.0023163 | 628.8522 | 0.008156 | 815.5204 | 0.2061 | 628.4589 | -0.0076549 | 628.4589 | -0.0072626 | 628.8522 | -0.0015396 | 814.8408 | 6.0392 | 628.4589 | -0.012661 | 818.1026 | 0.4403 | 815.5204 | 0.31085 | 628.4589 | 0 | 948.8581 | 0.05929 |  |  | 1185.1467 | 0.31612 | 1024.4738 | 0.011544 | 1107.2789 | 0 | 1106.5576 | 0 | 1106.551 | 0.0040205 | 628.459 | 2.2192 | 628.8522 | 3.2375 | 628.4589 | 11.0654 | 628.4589 | 2.8215 | 628.8522 | #REF! | 628.4589 | 7.4839 | 625.4338 | 0.22955
| 326.3547 | 0 | 326.3547 | -0.016438 | 326.3547 | 0.04328 | 326.3547 | 0.021206 | 326.3547 | 0.048172 | 326.3547 | 0.0064297 | 542.9395 | 0 | 628.6897 | 0.055031 | 326.3547 | -0.10558 | 542.9395 | 0 | 628.6897 | 0.0080789 | 628.6897 | 0.018988 | 621.5806 | 0.022832 | 628.6897 | 0.055798 | 628.6897 | 0.11044 | 629.0826 | 0.088217 | 626.4955 | 0.021237 | 628.6897 | 0.060609 | 629.0826 | 0.044028 | 629.0826 | 0.024052 | 629.0826 | 0.0066886 | 542.9395 | 2.4459 | 629.0826 | 0.0121 | 629.0826 | 0.018088 |  |  | 628.6897 | 2.8977 | 623.49 | 0.011659 | 629.0826 | 0.11411 | 628.6897 | 3.3688 | 544.6349 | 0.00021914 | 629.0826 | 29.1057 | 629.0826 | 19.6191 | 628.6897 | 3.1601 | 629.0826 | 0.030193 | 629.0826 | 0.0030628 | 629.0826 | 0.024451 | 815.6867 | 0.1604 | 628.6897 | 0.011592 | 628.6897 | -0.0035864 | 629.0826 | 0.0021631 | 815.0072 | 6.0254 | 628.6897 | 0.018419 | 818.2702 | 0.44631 | 815.6867 | 0.32626 | 628.6897 | 0 | 948.9478 | 0.059483 |  |  | 1185.2156 | 0.31659 | 1024.4867 | 0.011493 | 1107.339 | 0 | 1106.6177 | 0 | 1106.611 | 0.0040001 | 628.69 | 2.2278 | 629.0826 | 3.208 | 628.6897 | 11.0003 | 628.6897 | 2.8224 | 629.0826 | #REF! | 628.6897 | 7.4467 | 625.6634 | 0.2272
| 326.4321 | 0 | 326.432 | -0.0047119 | 326.4321 | 0.042881 | 326.4321 | 0.0019948 | 326.4321 | 0.033588 | 326.432 | -0.0050918 | 543.0551 | 0.0045078 | 628.9205 | 0.039835 | 326.4321 | -0.13255 | 543.0551 | 0.03138 | 628.9205 | -0.035543 | 628.9204 | -0.0025327 | 621.8091 | 0.0032852 | 628.9205 | -0.012357 | 628.9204 | -0.036432 | 629.313 | -0.029102 | 626.7237 | 0.0030796 | 628.9204 | -0.022784 | 629.313 | 0 | 629.313 | 0 | 629.313 | -0.0031797 | 543.0551 | 2.4584 | 629.313 | 0 | 629.313 | 0.011014 |  |  | 628.9205 | 2.9118 | 623.72 | -0.017023 | 629.313 | 0.099623 | 628.9204 | 3.4042 | 544.7529 | 0.00026259 | 629.313 | 28.8563 | 629.313 | 20.1991 | 628.9204 | 3.1649 | 629.313 | 0.018795 | 629.313 | -0.0012488 | 629.313 | 0.0099354 | 815.8529 | 0.20503 | 628.9205 | -0.0079674 | 628.9205 | -0.00384 | 629.313 | 0.003202 | 815.1736 | 6.1024 | 628.9205 | -0.0099397 | 818.4379 | 0.45216 | 815.8529 | 0.32036 | 628.9204 | 0 | 949.0372 | 0.059362 |  |  | 1185.2843 | 0.31706 | 1024.4995 | 0.011441 | 1107.399 | 0 | 1106.6776 | 0 | 1106.671 | 0.0039796 | 628.92 | 2.2404 | 629.313 | 3.2509 | 628.9204 | 11.0798 | 628.9204 | 2.8242 | 629.313 | #REF! | 628.9204 | 7.455 | 625.8931 | 0.22662
| 326.5094 | 0 | 326.5094 | 0.059561 | 326.5094 | 0.043765 | 326.5094 | 0.021206 | 326.5094 | 0.049044 | 326.5094 | 0.0086991 | 543.1707 | 0 | 629.1512 | 0.055644 | 326.5094 | -0.07515 | 543.1707 | 0 | 629.1512 | 0.066737 | 629.1512 | 0.022113 | 622.0378 | 0.024393 | 629.1512 | 0.056089 | 629.1512 | 0.074684 | 629.5434 | 0.059656 | 626.9519 | 0.021158 | 629.1512 | 0.085654 | 629.5434 | 0.042889 | 629.5434 | 0.022656 | 629.5434 | 0.0056161 | 543.1707 | 2.4224 | 629.5434 | 0.012576 | 629.5434 | 0.0197 |  |  | 629.1512 | 2.8746 | 623.95 | -0.00513 | 629.5434 | 0.10516 | 629.1512 | 3.3311 | 544.8709 | 0.0003007 | 629.5434 | 27.9744 | 629.5434 | 20.2463 | 629.1512 | 3.2742 | 629.5434 | 0.031858 | 629.5434 | 0.0035594 | 629.5434 | 0.022102 | 816.0192 | 0.15148 | 629.1512 | 0.012401 | 629.1512 | 0.0065044 | 629.5434 | 0.0001643 | 815.34 | 6.2148 | 629.1512 | 0.016203 | 818.6055 | 0.45686 | 816.0192 | 0.33227 | 629.1512 | 0 | 949.1269 | 0.059506 |  |  | 1185.3531 | 0.31754 | 1024.5123 | 0.011391 | 1107.4592 | 0 | 1106.7377 | 0 | 1106.731 | 0.003958 | 629.151 | 2.2521 | 629.5434 | 3.1992 | 629.1512 | 10.9128 | 629.1512 | 2.8295 | 629.5434 | #REF! | 629.1512 | 7.3337 | 626.1227 | 0.22727
| 326.5867 | 0 | 326.5867 | -0.023549 | 326.5867 | 0.042738 | 326.5867 | 0.0034876 | 326.5867 | 0.040188 | 326.5867 | -0.0015853 | 543.2862 | 0.023069 | 629.382 | 0.035181 | 326.5867 | -0.14905 | 543.2862 | 0.059322 | 629.382 | -0.040193 | 629.382 | 0.0010899 | 622.2664 | 0.0012685 | 629.382 | -0.0046665 | 629.382 | -0.042886 | 629.7738 | -0.034256 | 627.1801 | 0.0032713 | 629.382 | -0.051105 | 629.7738 | 0 | 629.7738 | 0 | 629.7738 | -0.0011409 | 543.2862 | 2.4774 | 629.7738 | 0.003537 | 629.7739 | 0.011193 |  |  | 629.382 | 2.883 | 624.18 | -0.0068788 | 629.7738 | 0.092813 | 629.382 | 3.3558 | 544.9889 | 0.00034071 | 629.7738 | 27.6378 | 629.7739 | 20.8661 | 629.382 | 3.3246 | 629.7738 | 0.024341 | 629.7738 | -0.0012568 | 629.7738 | 0.0084753 | 816.1855 | 0.19371 | 629.382 | -0.01557 | 629.382 | -0.0062917 | 629.7739 | -0.0043965 | 815.5064 | 6.323 | 629.382 | -0.012933 | 818.7731 | 0.46299 | 816.1855 | 0.31992 | 629.382 | 0 | 949.2166 | 0.06042 |  |  | 1185.422 | 0.31803 | 1024.5253 | 0.011341 | 1107.5193 | 0 | 1106.7976 | 0 | 1106.791 | 0.0039398 | 629.382 | 2.2668 | 629.7738 | 3.22 | 629.382 | 11.002 | 629.382 | 2.8445 | 629.7739 | #REF! | 629.382 | 7.4015 | 626.3523 | 0.22838
| 326.6641 | 0 | 326.6641 | -0.045113 | 326.6641 | 0.043109 | 326.6641 | 0.022015 | 326.6641 | 0.045766 | 326.6641 | 0.0082165 | 543.4018 | 0 | 629.6128 | 0.057951 | 326.6641 | -0.10582 | 543.4018 | 0 | 629.6128 | -0.020144 | 629.6128 | 0.022321 | 622.495 | 0.02307 | 629.6128 | 0.054774 | 629.6128 | 0.044707 | 630.0043 | 0.035711 | 627.4084 | 0.020846 | 629.6128 | 0.047381 | 630.0043 | 0.031732 | 630.0043 | 0.022783 | 630.0043 | 0.0092171 | 543.4018 | 2.4103 | 630.0043 | 0.011606 | 630.0043 | 0.018804 |  |  | 629.6128 | 2.8271 | 624.41 | -0.0016322 | 630.0043 | 0.097932 | 629.6128 | 3.3123 | 545.1069 | 0.00032814 | 630.0043 | 26.8444 | 630.0043 | 21.1219 | 629.6128 | 3.428 | 630.0043 | 0.030699 | 630.0043 | 0.0022484 | 630.0043 | 0.023491 | 816.3517 | 0.15084 | 629.6128 | 0.0077294 | 629.6128 | 0.0017319 | 630.0043 | 0.0052868 | 815.6728 | 6.5122 | 629.6128 | 0.015547 | 818.9408 | 0.46731 | 816.3517 | 0.33599 | 629.6128 | 0 | 949.3062 | 0.060913 |  |  | 1185.4908 | 0.31851 | 1024.5381 | 0.011292 | 1107.5793 | 0 | 1106.8577 | 0 | 1106.8511 | 0.0039262 | 629.613 | 2.2747 | 630.0043 | 3.1975 | 629.6128 | 10.8708 | 629.6128 | 2.8419 | 630.0043 | #REF! | 629.6128 | 7.3216 | 626.582 | 0.22786
| 326.7414 | 0 | 326.7415 | 0.0013448 | 326.7414 | 0.042254 | 326.7414 | -0.0032384 | 326.7414 | 0.03664 | 326.7415 | -0.0023517 | 543.5174 | 0.02952 | 629.8436 | 0.040739 | 326.7414 | -0.13972 | 543.5174 | 0.016026 | 629.8436 | -0.077076 | 629.8437 | -0.00042844 | 622.7236 | 0.0015947 | 629.8436 | -0.012068 | 629.8437 | -0.022669 | 630.2348 | -0.018108 | 627.6366 | 0.0026982 | 629.8437 | -0.045507 | 630.2348 | 0 | 630.2348 | 0 | 630.2348 | 0.0011529 | 543.5174 | 2.3525 | 630.2348 | 0 | 630.2347 | 0.011014 |  |  | 629.8436 | 2.8263 | 624.64 | 0.0015157 | 630.2348 | 0.083191 | 629.8437 | 3.2923 | 545.2249 | 0.00033652 | 630.2348 | 26.0698 | 630.2347 | 21.5208 | 629.8437 | 3.4785 | 630.2348 | 0.024882 | 630.2348 | -0.00074619 | 630.2348 | 0.01135 | 816.518 | 0.13952 | 629.8436 | -0.012778 | 629.8436 | -0.0018739 | 630.2347 | -0.0053653 | 815.8392 | 6.4373 | 629.8436 | -0.01438 | 819.1084 | 0.47245 | 816.518 | 0.33063 | 629.8437 | 0 | 949.3959 | 0.061003 |  |  | 1185.5597 | 0.31901 | 1024.5509 | 0.011244 | 1107.6394 | 0 | 1106.9177 | 0 | 1106.911 | 0.0039171 | 629.844 | 2.2566 | 630.2348 | 3.189 | 629.8437 | 10.832 | 629.8437 | 2.8073 | 630.2347 | #REF! | 629.8437 | 7.3062 | 626.8116 | 0.22875
| 326.8188 | 0 | 326.8188 | 0.058549 | 326.8188 | 0.043166 | 326.8188 | 0.022825 | 326.8188 | 0.044037 | 326.8188 | 0.0074799 | 543.633 | 0 | 630.0745 | 0.061342 | 326.8188 | -0.07824 | 543.633 | 0 | 630.0745 | 0.078385 | 630.0745 | 0.022976 | 622.9523 | 0.024751 | 630.0745 | 0.055487 | 630.0745 | 0.084399 | 630.4652 | 0.067417 | 627.8649 | 0.023955 | 630.0745 | 0.044848 | 630.4652 | 0.026378 | 630.4652 | 0.022591 | 630.4652 | 0.0069293 | 543.633 | 2.3629 | 630.4652 | 0.011203 | 630.4652 | 0.01764 |  |  | 630.0745 | 2.8177 | 624.87 | 0.0067623 | 630.4652 | 0.092949 | 630.0745 | 3.2834 | 545.3429 | 0.00030946 | 630.4652 | 25.3849 | 630.4652 | 21.8416 | 630.0745 | 3.5598 | 630.4652 | 0.033111 | 630.4652 | 0.004725 | 630.4652 | 0.024389 | 816.6843 | 0.14737 | 630.0745 | 0.013501 | 630.0745 | -0.004662 | 630.4652 | 0.0035429 | 816.0056 | 6.6009 | 630.0745 | 0.0024836 | 819.2761 | 0.47715 | 816.6843 | 0.3561 | 630.0745 | 0 | 949.4856 | 0.061261 |  |  | 1185.6285 | 0.31951 | 1024.5638 | 0.011196 | 1107.6996 | 0 | 1106.9778 | 0 | 1106.9711 | 0.0039137 | 630.074 | 2.2669 | 630.4652 | 3.1836 | 630.0745 | 10.7992 | 630.0745 | 2.8109 | 630.4652 | #REF! | 630.0745 | 7.2434 | 627.0413 | 0.23053
| 326.8962 | 0 | 326.8962 | -0.02891 | 326.8962 | 0.042824 | 326.8962 | 0.0007186 | 326.8962 | 0.0344 | 326.8962 | -0.0031245 | 543.7486 | 0 | 630.3053 | 0.037923 | 326.8962 | -0.12748 | 543.7486 | 0.023428 | 630.3053 | -0.084971 | 630.3053 | -0.0087594 | 623.181 | 0.0048768 | 630.3053 | -0.014616 | 630.3053 | -0.041317 | 630.6957 | -0.033003 | 628.0932 | -0.0047878 | 630.3053 | -0.048511 | 630.6957 | 0 | 630.6957 | 0 | 630.6957 | -0.0014397 | 543.7486 | 2.3869 | 630.6957 | 0.0017428 | 630.6957 | 0.0096708 |  |  | 630.3053 | 2.8022 | 625.1 | -0.024367 | 630.6957 | 0.077586 | 630.3053 | 3.2967 | 545.4609 | 0.00029269 | 630.6957 | 24.7836 | 630.6957 | 22.3987 | 630.3053 | 3.6423 | 630.6957 | 0.026281 | 630.6957 | -0.00027109 | 630.6957 | 0.0078259 | 816.8506 | 0.13541 | 630.3053 | -0.013512 | 630.3053 | -0.013215 | 630.6957 | -0.0055684 | 816.1721 | 6.5917 | 630.3053 | -0.02927 | 819.4438 | 0.48267 | 816.8506 | 0.34921 | 630.3053 | 0 | 949.5753 | 0.061056 |  |  | 1185.6974 | 0.32001 | 1024.5767 | 0.01115 | 1107.7596 | 0 | 1107.0377 | 0 | 1107.0311 | 0.003916 | 630.305 | 2.2789 | 630.6957 | 3.1883 | 630.3053 | 10.8122 | 630.3053 | 2.826 | 630.6957 | #REF! | 630.3053 | 7.2547 | 627.2709 | 0.23015
| 326.9735 | 0 | 326.9735 | -0.010119 | 326.9735 | 0.043451 | 326.9735 | 0.023198 | 326.9735 | 0.044157 | 326.9735 | 0.0071023 | 543.8642 | 0 | 630.5362 | 0.054622 | 326.9735 | -0.06184 | 543.8642 | 0 | 630.5362 | 0.035093 | 630.5362 | 0.014157 | 623.4096 | 0.017193 | 630.5362 | 0.051186 | 630.5362 | 0.036703 | 630.9262 | 0.029318 | 628.3215 | 0.031146 | 630.5362 | 0.051229 | 630.9262 | 0.039264 | 630.9262 | 0.028438 | 630.9262 | 0.0055467 | 543.8642 | 2.3866 | 630.9262 | 0.011285 | 630.9262 | 0.016118 |  |  | 630.5362 | 2.8149 | 625.33 | -0.022969 | 630.9262 | 0.086827 | 630.5362 | 3.2876 | 545.5789 | 0.0002885 | 630.9262 | 24.1797 | 630.9262 | 22.8653 | 630.5362 | 3.7652 | 630.9262 | 0.034131 | 630.9262 | 0.0030634 | 630.9262 | 0.023399 | 817.0169 | 0.15431 | 630.5362 | 0.0040589 | 630.5362 | 0.00047175 | 630.9262 | 0.0019404 | 816.3385 | 6.6155 | 630.5362 | 0.028421 | 819.6114 | 0.48705 | 817.0169 | 0.36932 | 630.5362 | 0 | 949.665 | 0.060665 |  |  | 1185.7662 | 0.32052 | 1024.5895 | 0.011104 | 1107.8198 | 0 | 1107.0978 | 0 | 1107.0912 | 0.0039228 | 630.536 | 2.2756 | 630.9262 | 3.1906 | 630.5362 | 10.8285 | 630.5362 | 2.8029 | 630.9262 | #REF! | 630.5362 | 7.2715 | 627.5006 | 0.23112
| 327.0509 | 0 | 327.0509 | -0.010971 | 327.0509 | 0.042653 | 327.0509 | -0.0021338 | 327.0509 | 0.032505 | 327.0509 | -0.0036452 | 543.9799 | 0.017505 | 630.767 | 0.040343 | 327.0509 | -0.10338 | 543.9799 | 0.017517 | 630.767 | -0.046695 | 630.767 | -0.0081194 | 623.6383 | -5.1717e-05 | 630.767 | -0.018954 | 630.767 | -0.029635 | 631.1567 | -0.023672 | 628.5497 | -0.002976 | 630.767 | -0.040694 | 631.1567 | 0 | 631.1567 | 0.00076633 | 631.1567 | -0.0023159 | 543.9799 | 2.3712 | 631.1567 | 0 | 631.1567 | 0.011014 |  |  | 630.767 | 2.7779 | 625.56 | -0.028215 | 631.1567 | 0.070925 | 630.767 | 3.2359 | 545.6969 | 0.00031251 | 631.1567 | 23.2087 | 631.1567 | 23.1253 | 630.767 | 3.7788 | 631.1567 | 0.023592 | 631.1567 | -0.0010839 | 631.1567 | 0.012741 | 817.1831 | 0.14593 | 630.767 | -0.012517 | 630.767 | 0.0028454 | 631.1567 | -0.0029881 | 816.5049 | 6.5969 | 630.767 | -0.024198 | 819.7791 | 0.49317 | 817.1831 | 0.35643 | 630.767 | 0 | 949.7548 | 0.060693 |  |  | 1185.8351 | 0.32103 | 1024.6023 | 0.011059 | 1107.8799 | 0 | 1107.1578 | 0 | 1107.1512 | 0.0039307 | 630.767 | 2.2781 | 631.1567 | 3.162 | 630.767 | 10.7289 | 630.767 | 2.7914 | 631.1567 | #REF! | 630.767 | 7.175 | 627.7303 | 0.2271
| 327.1283 | 0 | 327.1283 | 0.035212 | 327.1283 | 0.043907 | 327.1283 | 0.021361 | 327.1283 | 0.043857 | 327.1283 | 0.0076904 | 544.0955 | 0 | 630.9979 | 0.049066 | 327.1283 | -0.04431 | 544.0955 | 0 | 630.9979 | 0.041329 | 630.9979 | 0.018738 | 623.867 | 0.026589 | 630.9979 | 0.045061 | 630.9979 | 0.063719 | 631.3872 | 0.050898 | 628.778 | 0.026808 | 630.9979 | 0.074704 | 631.3872 | 0.033799 | 631.3872 | 0.031087 | 631.3872 | 0.0057294 | 544.0955 | 2.3442 | 631.3872 | 0.011201 | 631.3872 | 0.016387 |  |  | 630.9979 | 2.7766 | 625.79 | 0.005713 | 631.3872 | 0.080785 | 630.9979 | 3.2337 | 545.815 | 0.00033652 | 631.3872 | 22.5041 | 631.3872 | 23.5149 | 630.9979 | 3.8812 | 631.3872 | 0.034872 | 631.3872 | 0.002223 | 631.3872 | 0.021265 | 817.3494 | 0.16782 | 630.9979 | 0.00083916 | 630.9979 | -0.00092185 | 631.3872 | 0.0048713 | 816.6713 | 6.6968 | 630.9979 | 0.021095 | 819.9468 | 0.49787 | 817.3494 | 0.37545 | 630.9979 | 0 | 949.8446 | 0.061332 |  |  | 1185.9039 | 0.32155 | 1024.6152 | 0.011015 | 1107.9401 | 0 | 1107.2179 | 0 | 1107.2113 | 0.0039387 | 630.998 | 2.2855 | 631.3872 | 3.1532 | 630.9979 | 10.713 | 630.9979 | 2.7888 | 631.3872 | #REF! | 630.9979 | 7.1614 | 627.96 | 0.22723
| 327.2056 | 0 | 327.2057 | -0.0411 | 327.2056 | 0.042596 | 327.2056 | -0.00049807 | 327.2056 | 0.028236 | 327.2056 | 0.0007171 | 544.2111 | 0 | 631.2288 | 0.033081 | 327.2056 | -0.08426 | 544.2111 | 0.01379 | 631.2288 | -0.095867 | 631.2288 | -0.0092725 | 624.0957 | 0.017476 | 631.2288 | -0.014206 | 631.2288 | -0.028567 | 631.6178 | -0.022819 | 629.0064 | 0.011241 | 631.2288 | 0.0050525 | 631.6178 | 0 | 631.6178 | 0.0016942 | 631.6178 | 0.0013777 | 544.2111 | 2.3374 | 631.6178 | 0.00032438 | 631.6177 | 0.010566 |  |  | 631.2288 | 2.7794 | 626.03 | -0.020171 | 631.6178 | 0.06711 | 631.2288 | 3.2489 | 545.933 | 0.00032738 | 631.6178 | 22.043 | 631.6177 | 24.2139 | 631.2288 | 4.042 | 631.6178 | 0.030169 | 631.6178 | -0.0013188 | 631.6178 | 0.013718 | 817.5157 | 0.13979 | 631.2288 | -0.022594 | 631.2288 | -0.010206 | 631.6177 | -0.0046095 | 816.8378 | 6.7075 | 631.2288 | -0.0079726 | 820.1145 | 0.50438 | 817.5157 | 0.36539 | 631.2288 | 0 | 949.9344 | 0.061947 |  |  | 1185.9728 | 0.32208 | 1024.6281 | 0.010973 | 1108.0002 | 0 | 1107.2779 | 0 | 1107.2714 | 0.0039455 | 631.229 | 2.3055 | 631.6178 | 3.1905 | 631.2288 | 10.7976 | 631.2288 | 2.795 | 631.6177 | #REF! | 631.2288 | 7.1961 | 628.1897 | 0.2303
| 327.283 | 0 | 327.283 | -0.028175 | 327.283 | 0.043451 | 327.283 | 0.017811 | 327.283 | 0.045195 | 327.283 | 0.0078607 | 544.3267 | 0 | 631.4597 | 0.055451 | 327.283 | -0.03352 | 544.3267 | 0 | 631.4597 | 0.03434 | 631.4597 | 0.0095707 | 624.3244 | 0.024717 | 631.4597 | 0.046065 | 631.4597 | 0.05417 | 631.8483 | 0.04327 | 629.2347 | 0.028368 | 631.4597 | 0.049871 | 631.8483 | 0.034401 | 631.8483 | 0.027637 | 631.8483 | 0.0062158 | 544.3267 | 2.34 | 631.8483 | 0.012223 | 631.8483 | 0.017282 |  |  | 631.4597 | 2.7463 | 626.26 | -0.012825 | 631.8483 | 0.076219 | 631.4597 | 3.2191 | 546.051 | 0.00031594 | 631.8483 | 21.1303 | 631.8483 | 24.4719 | 631.4597 | 4.1664 | 631.8483 | 0.036033 | 631.8483 | 0.0033242 | 631.8483 | 0.025632 | 817.682 | 0.16493 | 631.4597 | 0.013981 | 631.4597 | 0.0013125 | 631.8483 | 0.0039376 | 817.0042 | 6.9003 | 631.4597 | 0.00093453 | 820.2821 | 0.51018 | 817.682 | 0.38211 | 631.4597 | 0 | 950.0242 | 0.062387 |  |  | 1186.0418 | 0.32261 | 1024.6409 | 0.010931 | 1108.0603 | 0 | 1107.338 | 0 | 1107.3314 | 0.0039489 | 631.46 | 2.324 | 631.8483 | 3.1667 | 631.4597 | 10.7078 | 631.4597 | 2.81 | 631.8483 | #REF! | 631.4597 | 7.1872 | 628.4195 | 0.23062
| 327.3604 | 0 | 327.3604 | 0.036842 | 327.3604 | 0.042425 | 327.3604 | 0.0026034 | 327.3604 | 0.030656 | 327.3604 | -0.0011984 | 544.4424 | 0 | 631.6906 | 0.040797 | 327.3604 | -0.07609 | 544.4424 | 0.048145 | 631.6906 | -0.069852 | 631.6906 | -0.0026628 | 624.5532 | 0.0026694 | 631.6906 | -0.0075096 | 631.6906 | -0.034641 | 632.0788 | -0.02767 | 629.463 | -0.0060583 | 631.6906 | -0.047906 | 632.0788 | 0 | 632.0788 | 0 | 632.0788 | -0.0011677 | 544.4424 | 2.311 | 632.0788 | 0 | 632.0789 | 0.011462 |  |  | 631.6906 | 2.717 | 626.49 | 0.0015157 | 632.0788 | 0.064762 | 631.6906 | 3.1886 | 546.169 | 0.0003228 | 632.0788 | 20.2216 | 632.0789 | 24.7238 | 631.6906 | 4.1215 | 632.0788 | 0.030858 | 632.0788 | 5.8587e-05 | 632.0788 | 0.012055 | 817.8483 | 0.11031 | 631.6906 | -0.006417 | 631.6906 | -0.0096624 | 632.0789 | -0.0047279 | 817.1707 | 6.8682 | 631.6906 | -0.016225 | 820.4498 | 0.51674 | 817.8483 | 0.37271 | 631.6906 | 0 | 950.114 | 0.062561 |  |  | 1186.1106 | 0.32314 | 1024.6538 | 0.010891 | 1108.1205 | 0 | 1107.3981 | 0 | 1107.3915 | 0.0039489 | 631.691 | 2.3233 | 632.0788 | 3.1433 | 631.6906 | 10.5793 | 631.6906 | 2.8038 | 632.0789 | #REF! | 631.6906 | 7.0325 | 628.6492 | 0.23025
| 327.4378 | 0 | 327.4378 | 0.033135 | 327.4378 | 0.042767 | 327.4378 | 0.024008 | 327.4378 | 0.040835 | 327.4378 | 0.006664 | 544.558 | 0 | 631.9215 | 0.048612 | 327.4378 | -0.02647 | 544.558 | 0 | 631.9215 | 0.01675 | 631.9215 | 0.013462 | 624.7819 | 0.032448 | 631.9215 | 0.044087 | 631.9215 | 0.060292 | 632.3094 | 0.04816 | 629.6913 | 0.019161 | 631.9215 | 0.049951 | 632.3094 | 0.029938 | 632.3094 | 0.020355 | 632.3094 | 0.0068868 | 544.558 | 2.319 | 632.3094 | 0.013457 | 632.3094 | 0.016118 |  |  | 631.9215 | 2.7211 | 626.72 | -0.0012825 | 632.3094 | 0.072582 | 631.9215 | 3.1824 | 546.2871 | 0.00032852 | 632.3094 | 19.6351 | 632.3094 | 25.2511 | 631.9215 | 4.3126 | 632.3094 | 0.038693 | 632.3094 | 0.0050568 | 632.3094 | 0.025117 | 818.0147 | 0.15938 | 631.9215 | 0.0052744 | 631.9215 | 0.0088419 | 632.3094 | 0.006636 | 817.3371 | 6.8461 | 631.9215 | 0.017598 | 820.6175 | 0.52144 | 818.0147 | 0.38386 | 631.9215 | 0.0018107 | 950.2039 | 0.062703 |  |  | 1186.1796 | 0.32368 | 1024.6666 | 0.010852 | 1108.1807 | 0 | 1107.4581 | 0 | 1107.4515 | 0.0039467 | 631.921 | 2.3311 | 632.3094 | 3.1531 | 631.9215 | 10.6306 | 631.9215 | 2.8038 | 632.3094 | #REF! | 631.9215 | 7.0776 | 628.879 | 0.23051
| 327.5152 | 0 | 327.5152 | -0.013286 | 327.5152 | 0.041085 | 327.5152 | -0.0073176 | 327.5152 | 0.034956 | 327.5152 | -0.0012736 | 544.6736 | 0.0016977 | 632.1524 | 0.02238 | 327.5152 | -0.08831 | 544.6736 | 0.026437 | 632.1524 | -0.043069 | 632.1524 | -0.0059026 | 625.0106 | 0.00446 | 632.1524 | -0.017695 | 632.1524 | -0.071259 | 632.54 | -0.056921 | 629.9197 | -0.0094788 | 632.1524 | -0.0059641 | 632.54 | 0 | 632.54 | 0 | 632.54 | -0.0030424 | 544.6736 | 2.2861 | 632.54 | 0.0014927 | 632.54 | 0.0087076 |  |  | 632.1524 | 2.6748 | 626.95 | -0.024017 | 632.54 | 0.055282 | 632.1524 | 3.1363 | 546.4051 | 0.00032318 | 632.54 | 18.7208 | 632.54 | 25.4539 | 632.1524 | 4.31 | 632.54 | 0.03029 | 632.54 | -0.00079958 | 632.54 | 0.010434 | 818.181 | 0.10684 | 632.1524 | -0.0079419 | 632.1524 | -0.0072314 | 632.54 | -0.0049972 | 817.5036 | 7.0383 | 632.1524 | -0.020051 | 820.7852 | 0.52746 | 818.181 | 0.37971 | 632.1524 | 0 | 950.2937 | 0.063433 |  |  | 1186.2484 | 0.32422 | 1024.6794 | 0.010814 | 1108.2408 | 0 | 1107.5183 | 0 | 1107.5116 | 0.0039432 | 632.152 | 2.3628 | 632.54 | 3.1118 | 632.1524 | 10.5003 | 632.1524 | 2.8233 | 632.54 | #REF! | 632.1524 | 7.0131 | 629.1087 | 0.22757
| 327.5926 | 0 | 327.5926 | -0.020578 | 327.5926 | 0.041855 | 327.5926 | 0.023946 | 327.5926 | 0.04103 | 327.5926 | 0.0071365 | 544.7893 | 0 | 632.3833 | 0.054481 | 327.5926 | -0.00923 | 544.7893 | 0 | 632.3833 | 0.057963 | 632.3833 | 0.022351 | 625.2394 | 0.037803 | 632.3833 | 0.054168 | 632.3833 | 0.069466 | 632.7706 | 0.055488 | 630.1481 | 0.027172 | 632.3833 | 0.057301 | 632.7706 | 0.027315 | 632.7706 | 0.019216 | 632.7706 | 0.0059083 | 544.7893 | 2.2955 | 632.7706 | 0.008544 | 632.7706 | 0.015133 |  |  | 632.3833 | 2.7203 | 627.18 | 0.00011659 | 632.7706 | 0.069152 | 632.3833 | 3.1808 | 546.5232 | 0.00031213 | 632.7706 | 18.2455 | 632.7706 | 26.1374 | 632.3833 | 4.4731 | 632.7706 | 0.038961 | 632.7706 | 0.0049772 | 632.7706 | 0.025391 | 818.3473 | 0.11293 | 632.3833 | 0.0059405 | 632.3833 | -0.0074507 | 632.7706 | 0.0080025 | 817.67 | 7.1857 | 632.3833 | 0.019389 | 820.9529 | 0.53282 | 818.3473 | 0.38725 | 632.3833 | 0 | 950.3835 | 0.063934 |  |  | 1186.3174 | 0.32478 | 1024.6924 | 0.010777 | 1108.301 | 0 | 1107.5784 | 0 | 1107.5717 | 0.003941 | 632.383 | 2.3369 | 632.7706 | 3.1539 | 632.3833 | 10.6695 | 632.3833 | 2.7852 | 632.7706 | #REF! | 632.3833 | 7.0779 | 629.3385 | 0.22757
| 327.6699 | 0 | 327.67 | 0.0019248 | 327.6699 | 0.041227 | 327.6699 | -0.0015636 | 327.6699 | 0.03001 | 327.6699 | 0.00015469 | 544.9049 | 0 | 632.6143 | 0.041496 | 327.6699 | -0.0786 | 544.9049 | 0.006336 | 632.6143 | -0.066146 | 632.6143 | -0.0033524 | 625.4681 | 0.011431 | 632.6143 | -0.017361 | 632.6143 | -0.061248 | 633.0012 | -0.048923 | 630.3764 | 0.0041549 | 632.6143 | -0.017744 | 633.0011 | 0.0059242 | 633.0011 | 0.0028564 | 633.0011 | -0.00039269 | 544.9049 | 2.2704 | 633.0012 | 0.0026197 | 633.0012 | 0.010566 |  |  | 632.6143 | 2.6623 | 627.41 | -0.027516 | 633.0011 | 0.051778 | 632.6143 | 3.1195 | 546.6412 | 0.00034605 | 633.0011 | 17.3263 | 633.0012 | 26.3217 | 632.6143 | 4.5117 | 633.0011 | 0.035029 | 633.0011 | 0.001514 | 633.0011 | 0.014604 | 818.5136 | 0.10113 | 632.6143 | -0.013092 | 632.6143 | -0.016767 | 633.0012 | -0.00011118 | 817.8365 | 7.1249 | 632.6143 | -0.020182 | 821.1206 | 0.53812 | 818.5136 | 0.38408 | 632.6143 | 0 | 950.4734 | 0.064303 |  |  | 1186.3863 | 0.32533 | 1024.7052 | 0.010741 | 1108.3612 | 0 | 1107.6384 | 0 | 1107.6318 | 0.0039421 | 632.614 | 2.3239 | 633.0012 | 3.1143 | 632.6143 | 10.5001 | 632.6143 | 2.7648 | 633.0012 | #REF! | 632.6143 | 6.9507 | 629.5683 | 0.23147
| 327.7473 | 0 | 327.7473 | 0.036729 | 327.7473 | 0.042111 | 327.7473 | 0.019306 | 327.7473 | 0.039827 | 327.7473 | 0.0088356 | 545.0206 | 0 | 632.8452 | 0.046867 | 327.7473 | -0.0023 | 545.0206 | 0 | 632.8452 | 0.058836 | 632.8452 | 0.018312 | 625.6969 | 0.029999 | 632.8452 | 0.048616 | 632.8452 | 0.019736 | 633.2318 | 0.015765 | 630.6048 | 0.011098 | 632.8452 | 0.043218 | 633.2318 | 0.031118 | 633.2318 | 0.018116 | 633.2318 | 0.0044906 | 545.0206 | 2.2456 | 633.2318 | 0.010487 | 633.2318 | 0.014327 |  |  | 632.8452 | 2.6691 | 627.64 | -0.012125 | 633.2318 | 0.062686 | 632.8452 | 3.1154 | 546.7592 | 0.00033805 | 633.2318 | 16.6169 | 633.2318 | 26.603 | 632.8452 | 4.6225 | 633.2318 | 0.038585 | 633.2318 | 0.004819 | 633.2318 | 0.02652 | 818.6799 | 0.1038 | 632.8452 | 0.0056648 | 632.8452 | -0.0016888 | 633.2318 | 0.0070675 | 818.003 | 7.1476 | 632.8452 | 0.0094899 | 821.2884 | 0.54446 | 818.6799 | 0.38408 | 632.8452 | 0 | 950.5634 | 0.064612 |  |  | 1186.4552 | 0.32589 | 1024.7181 | 0.010707 | 1108.4214 | 0 | 1107.6986 | 0 | 1107.6919 | 0.0039467 | 632.845 | 2.3438 | 633.2318 | 3.1052 | 632.8452 | 10.4585 | 632.8452 | 2.7843 | 633.2318 | #REF! | 632.8452 | 6.9308 | 629.798 | 0.22788
| 327.8247 | 0 | 327.8247 | -0.043067 | 327.8247 | 0.041256 | 327.8247 | -0.0024439 | 327.8247 | 0.031393 | 327.8247 | -0.0049119 | 545.1363 | 0.0087231 | 633.0762 | 0.058299 | 327.8247 | -0.06703 | 545.1363 | 0.010063 | 633.0762 | -0.065295 | 633.0762 | -0.0043925 | 625.9257 | 0.003871 | 633.0762 | -0.012992 | 633.0762 | -0.016667 | 633.4624 | -0.013313 | 630.8332 | -0.0040326 | 633.0762 | -0.043709 | 633.4624 | 0 | 633.4624 | 0 | 633.4624 | 0.0030379 | 545.1363 | 2.3096 | 633.4624 | 0.0010899 | 633.4623 | 0.010387 |  |  | 633.0762 | 2.6239 | 627.87 | -0.0068788 | 633.4624 | 0.053058 | 633.0762 | 3.085 | 546.8773 | 0.0003228 | 633.4624 | 15.8588 | 633.4623 | 26.878 | 633.0762 | 4.7256 | 633.4624 | 0.039335 | 633.4624 | 0.0044091 | 633.4624 | 0.018338 | 818.8463 | 0.081693 | 633.0762 | -0.0047614 | 633.0762 | -0.0065691 | 633.4623 | -0.0028072 | 818.1694 | 7.2402 | 633.0762 | -0.01082 | 821.4561 | 0.55223 | 818.8463 | 0.38015 | 633.0762 | 0 | 950.6533 | 0.064527 |  |  | 1186.5242 | 0.32646 | 1024.731 | 0.010675 | 1108.4816 | 0 | 1107.7587 | 0 | 1107.7521 | 0.0039592 | 633.076 | 2.3493 | 633.4624 | 3.1008 | 633.0762 | 10.4151 | 633.0762 | 2.7781 | 633.4623 | #REF! | 633.0762 | 6.8972 | 630.0278 | 0.22821
| 327.9021 | 0 | 327.9021 | -0.02921 | 327.9021 | 0.041883 | 327.9021 | 0.025409 | 327.9021 | 0.041451 | 327.9021 | 0.007295 | 545.2519 | 0 | 633.3072 | 0.064889 | 327.9021 | 0.02055 | 545.2519 | 0 | 633.3072 | 0.055917 | 633.3072 | 0.016251 | 626.1545 | 0.025745 | 633.3072 | 0.054011 | 633.3072 | 0.047133 | 633.693 | 0.037649 | 631.0616 | 0.029734 | 633.3072 | 0.059073 | 633.693 | 0.032351 | 633.693 | 0.027199 | 633.693 | 0.0094518 | 545.2519 | 2.2822 | 633.693 | 0.01085 | 633.693 | 0.017551 |  |  | 633.3072 | 2.6437 | 628.1 | 0.019004 | 633.693 | 0.066435 | 633.3072 | 3.0711 | 546.9954 | 0.00033081 | 633.693 | 15.2747 | 633.693 | 27.2036 | 633.3072 | 4.8515 | 633.693 | 0.04776 | 633.693 | 0.0069286 | 633.693 | 0.031844 | 819.0126 | 0.095095 | 633.3072 | 0.010225 | 633.3072 | 0.0031595 | 633.693 | 0.0090506 | 818.3359 | 7.3057 | 633.3072 | 0.029239 | 821.6238 | 0.55956 | 819.0126 | 0.3784 | 633.3072 | 0.0090425 | 950.7432 | 0.064643 |  |  | 1186.5931 | 0.32703 | 1024.7438 | 0.010643 | 1108.5418 | 0 | 1107.8189 | 0 | 1107.8121 | 0.0039773 | 633.307 | 2.3448 | 633.693 | 3.0903 | 633.3072 | 10.4004 | 633.3072 | 2.7719 | 633.693 | #REF! | 633.3072 | 6.8799 | 630.2577 | 0.22831
| 327.9795 | 0 | 327.9795 | -0.0086297 | 327.9795 | 0.040743 | 327.9795 | 0.0010159 | 327.9795 | 0.026702 | 327.9795 | -0.0047006 | 545.3676 | 0.0069668 | 633.5382 | 0.03531 | 327.9795 | -0.04057 | 545.3676 | 0.028371 | 633.5382 | -0.033406 | 633.5382 | -0.0024668 | 626.3833 | 0.013406 | 633.5382 | -0.0095458 | 633.5382 | -0.075856 | 633.9236 | -0.060592 | 631.29 | -0.00064995 | 633.5382 | -0.038007 | 633.9236 | 0 | 633.9236 | 0 | 633.9236 | 0.00035104 | 545.3676 | 2.2603 | 633.9236 | 0 | 633.9236 | 0.010029 |  |  | 633.5382 | 2.6243 | 628.33 | -0.018771 | 633.9236 | 0.050387 | 633.5382 | 3.0821 | 547.1134 | 0.00034605 | 633.9236 | 14.6559 | 633.9236 | 27.7015 | 633.5382 | 4.9185 | 633.9236 | 0.039038 | 633.9236 | 0.0021919 | 633.9236 | 0.01786 | 819.1789 | 0.0708 | 633.5382 | -0.0079133 | 633.5382 | 0.0018926 | 633.9236 | -0.012845 | 818.5024 | 7.3826 | 633.5382 | -0.0099809 | 821.7915 | 0.56683 | 819.1789 | 0.37676 | 633.5382 | 0 | 950.8332 | 0.065111 |  |  | 1186.6621 | 0.3276 | 1024.7567 | 0.010613 | 1108.6019 | 0 | 1107.8789 | 0 | 1107.8723 | 0.0040001 | 633.538 | 2.3458 | 633.9236 | 3.0963 | 633.5382 | 10.4249 | 633.5382 | 2.756 | 633.9236 | #REF! | 633.5382 | 6.8746 | 630.4875 | 0.22896
| 328.0569 | 0 | 328.0569 | 0.063471 | 328.0569 | 0.041912 | 328.0569 | 0.025191 | 328.0569 | 0.04115 | 328.0569 | 0.0080415 | 545.4833 | 0 | 633.7692 | 0.043847 | 328.0569 | 0.03544 | 545.4833 | 0 | 633.7692 | 0.057839 | 633.7692 | 0.020267 | 626.6121 | 0.019252 | 633.7692 | 0.0564 | 633.7692 | 0.034671 | 634.1543 | 0.027694 | 631.5184 | 0.027479 | 633.7692 | 0.032635 | 634.1543 | 0.032106 | 634.1543 | 0.020399 | 634.1543 | 0.0044292 | 545.4833 | 2.2842 | 634.1543 | 0.0091664 | 634.1543 | 0.015133 |  |  | 633.7692 | 2.5948 | 628.57 | 0.0064125 | 634.1543 | 0.054118 | 633.7692 | 3.0503 | 547.2315 | 0.00033462 | 634.1543 | 13.9116 | 634.1543 | 27.7542 | 633.7692 | 5.0024 | 634.1543 | 0.04757 | 634.1543 | 0.0051016 | 634.1543 | 0.026436 | 819.3453 | 0.076941 | 633.7692 | 0.0095058 | 633.7692 | -0.0092738 | 634.1543 | 0.0068597 | 818.6689 | 7.4851 | 633.7692 | 0.0070196 | 821.9593 | 0.57279 | 819.3453 | 0.37512 | 633.7692 | 0 | 950.9232 | 0.065612 |  |  | 1186.7311 | 0.32819 | 1024.7695 | 0.010585 | 1108.6621 | 0 | 1107.9391 | 0 | 1107.9324 | 0.0040262 | 633.769 | 2.335 | 634.1543 | 3.0571 | 633.7692 | 10.2961 | 633.7692 | 2.748 | 634.1543 | #REF! | 633.7692 | 6.7945 | 630.7173 | 0.22751
| 328.1343 | 0 | 328.1343 | -0.016442 | 328.1343 | 0.041085 | 328.1343 | -0.0012481 | 328.1343 | 0.028942 | 328.1344 | -0.00031165 | 545.599 | 0.011884 | 634.0002 | 0.033775 | 328.1343 | -0.01372 | 545.599 | 0.041697 | 634.0002 | -0.034613 | 634.0002 | 0.0012869 | 626.8409 | 0.0087695 | 634.0002 | -0.01817 | 634.0002 | -0.024717 | 634.3849 | -0.019743 | 631.7468 | -0.010116 | 634.0002 | -0.046757 | 634.3849 | 0 | 634.3849 | 0.001865 | 634.3849 | 0.0015902 | 545.599 | 2.2882 | 634.3849 | 0 | 634.385 | 0.0075417 |  |  | 634.0002 | 2.5568 | 628.8 | 0.01061 | 634.3849 | 0.046704 | 634.0002 | 2.9937 | 547.3495 | 0.00027859 | 634.3849 | 13.2204 | 634.385 | 27.8646 | 634.0002 | 5.0999 | 634.3849 | 0.039151 | 634.3849 | 0.001741 | 634.3849 | 0.014259 | 819.5116 | 0.069839 | 634.0002 | -0.020621 | 634.0002 | -0.0059401 | 634.3849 | -0.001 | 818.8353 | 7.3179 | 634.0002 | -0.019364 | 822.127 | 0.57837 | 819.5116 | 0.37545 | 634.0002 | 0 | 951.0132 | 0.065717 |  |  | 1186.8001 | 0.32877 | 1024.7823 | 0.010558 | 1108.7224 | 0 | 1107.9992 | 0 | 1107.9925 | 0.0040535 | 634 | 2.349 | 634.3849 | 3.0308 | 634.0002 | 10.1855 | 634.0002 | 2.7542 | 634.3849 | #REF! | 634.0002 | 6.6971 | 630.9472 | 0.23023
| 328.2118 | 0 | 328.2118 | -0.0050849 | 328.2118 | 0.041997 | 328.2118 | 0.02105 | 328.2118 | 0.036715 | 328.2118 | 0.0049047 | 545.7147 | 0 | 634.2312 | 0.049013 | 328.2118 | 0.00737 | 545.7147 | 0 | 634.2312 | 0.037007 | 634.2312 | 0.013015 | 627.0698 | 0.031657 | 634.2312 | 0.049631 | 634.2312 | 0.055372 | 634.6156 | 0.04423 | 631.9753 | 0.02918 | 634.2312 | 0.058906 | 634.6156 | 0.0060675 | 634.6156 | 0.023589 | 634.6156 | 0.0051811 | 545.7147 | 2.2777 | 634.6156 | 0.010351 | 634.6156 | 0.014327 |  |  | 634.2312 | 2.6011 | 629.03 | 0.0088609 | 634.6156 | 0.056148 | 634.2312 | 3.0479 | 547.4676 | 0.00027135 | 634.6156 | 12.9859 | 634.6156 | 28.7093 | 634.2312 | 5.3808 | 634.6156 | 0.049086 | 634.6156 | 0.0085633 | 634.6156 | 0.028235 | 819.678 | 0.085484 | 634.2312 | 0.012905 | 634.2312 | 0.00345 | 634.6156 | 0.0098666 | 819.0018 | 7.5514 | 634.2312 | 0.010418 | 822.2948 | 0.58351 | 819.678 | 0.37282 | 634.2312 | 0 | 951.1031 | 0.065457 |  |  | 1186.869 | 0.32936 | 1024.7953 | 0.010532 | 1108.7826 | 0 | 1108.0593 | 0 | 1108.0527 | 0.0040762 | 634.231 | 2.3516 | 634.6156 | 3.0945 | 634.2312 | 10.4033 | 634.2312 | 2.7463 | 634.6156 | #REF! | 634.2312 | 6.8556 | 631.177 | 0.22777
| 328.2892 | 0 | 328.2892 | 0.018207 | 328.2892 | 0.040771 | 328.2892 | -0.0018779 | 328.2892 | 0.02786 | 328.2892 | -0.00040248 | 545.8303 | 0.031866 | 634.4622 | 0.014547 | 328.2892 | -0.06791 | 545.8303 | 0.014535 | 634.4622 | -0.0099905 | 634.4623 | -0.0095845 | 627.2986 | 0.0020554 | 634.4622 | -0.023183 | 634.4623 | -0.054696 | 634.8463 | -0.04369 | 632.2037 | 0.001942 | 634.4623 | -0.043865 | 634.8463 | 0 | 634.8463 | 0 | 634.8463 | -0.00036769 | 545.8303 | 2.2585 | 634.8463 | 0 | 634.8463 | 0.0069429 |  |  | 634.4622 | 2.5634 | 629.26 | -0.014924 | 634.8463 | 0.038784 | 634.4623 | 2.9779 | 547.5857 | 0.0003148 | 634.8463 | 12.2233 | 634.8463 | 28.5648 | 634.4623 | 5.3407 | 634.8463 | 0.04057 | 634.8463 | 0.0013202 | 634.8463 | 0.011509 | 819.8443 | 0.086445 | 634.4622 | -0.014386 | 634.4622 | -0.0069325 | 634.8463 | 0.0017122 | 819.1683 | 7.5955 | 634.4622 | -0.021182 | 822.4625 | 0.58936 | 819.8443 | 0.37173 | 634.4623 | 0 | 951.1932 | 0.06587 |  |  | 1186.9381 | 0.32996 | 1024.8081 | 0.010508 | 1108.8428 | 0 | 1108.1195 | 0 | 1108.1128 | 0.0040921 | 634.462 | 2.3683 | 634.8463 | 3.0375 | 634.4623 | 10.2371 | 634.4623 | 2.7498 | 634.8463 | #REF! | 634.4623 | 6.7263 | 631.4069 | 0.22748
| 328.3666 | 0 | 328.3666 | -0.022036 | 328.3666 | 0.0408 | 328.3666 | 0.021797 | 328.3666 | 0.034114 | 328.3666 | 0.0093453 | 545.946 | 0 | 634.6933 | 0.050679 | 328.3666 | -0.01886 | 545.946 | 0 | 634.6933 | 0.086439 | 634.6933 | 0.016939 | 627.5274 | 0.021499 | 634.6933 | 0.047164 | 634.6933 | 0.045393 | 635.077 | 0.036259 | 632.4322 | 0.017373 | 634.6933 | 0.029654 | 635.077 | 0.029228 | 635.077 | 0.019588 | 635.077 | 0.0066528 | 545.946 | 2.2068 | 635.077 | 0.0091306 | 635.077 | 0.015402 |  |  | 634.6933 | 2.538 | 629.49 | 0.0095605 | 635.077 | 0.056604 | 634.6933 | 2.9723 | 547.7037 | 0.00033805 | 635.077 | 11.6621 | 635.077 | 28.7506 | 634.6933 | 5.4783 | 635.077 | 0.051359 | 635.077 | 0.0080689 | 635.077 | 0.028633 | 820.0107 | 0.095095 | 634.6933 | -0.0017827 | 634.6933 | 0.0018783 | 635.077 | 0.001374 | 819.3348 | 7.6677 | 634.6933 | 0.012717 | 822.6303 | 0.59472 | 820.0107 | 0.36823 | 634.6933 | 0 | 951.2833 | 0.067024 |  |  | 1187.0071 | 0.33056 | 1024.8209 | 0.010485 | 1108.9031 | 0 | 1108.1797 | 0 | 1108.173 | 0.0040989 | 634.693 | 2.383 | 635.077 | 3.0199 | 634.6933 | 10.1881 | 634.6933 | 2.7657 | 635.077 | #REF! | 634.6933 | 6.6903 | 631.6367 | 0.22842
| 328.444 | 0 | 328.444 | -0.052946 | 328.444 | 0.039631 | 328.444 | -0.0018445 | 328.444 | 0.025634 | 328.444 | -0.0018317 | 546.0617 | 0 | 634.9243 | 0.038301 | 328.444 | -0.08475 | 546.0617 | 0.0089449 | 634.9243 | -0.086545 | 634.9244 | -0.0044652 | 627.7563 | 0.0036699 | 634.9243 | -0.011469 | 634.9244 | -0.024447 | 635.3077 | -0.019528 | 632.6606 | -0.0032541 | 634.9244 | -0.019429 | 635.3077 | 0 | 635.3077 | 0 | 635.3077 | -0.0016498 | 546.0617 | 2.2123 | 635.3077 | 0 | 635.3077 | 0.0085305 |  |  | 634.9243 | 2.5258 | 629.72 | -0.013874 | 635.3077 | 0.033737 | 634.9244 | 2.9671 | 547.8218 | 0.00034224 | 635.3077 | 11.1953 | 635.3077 | 29.1926 | 634.9244 | 5.6296 | 635.3077 | 0.043996 | 635.3077 | 0.0035185 | 635.3077 | 0.01141 | 820.177 | 0.078009 | 634.9243 | -0.017228 | 634.9243 | -0.0096352 | 635.3077 | 0.0019315 | 819.5013 | 7.6591 | 634.9243 | -0.02095 | 822.798 | 0.60226 | 820.177 | 0.36834 | 634.9244 | 0.0090425 | 951.3733 | 0.06747 |  |  | 1187.076 | 0.33117 | 1024.8339 | 0.010464 | 1108.9633 | 0 | 1108.2399 | 0 | 1108.2332 | 0.0040932 | 634.924 | 2.3728 | 635.3077 | 3.0341 | 634.9244 | 10.2117 | 634.9244 | 2.7454 | 635.3077 | #REF! | 634.9244 | 6.6999 | 631.8666 | 0.2295
| 328.5214 | 0 | 328.5214 | -0.027102 | 328.5214 | 0.040515 | 328.5214 | 0.020988 | 328.5214 | 0.031558 | 328.5214 | 0.0083459 | 546.1775 | 0 | 635.1554 | 0.054728 | 328.5214 | -0.01932 | 546.1775 | 0 | 635.1554 | 0.079659 | 635.1554 | 0.020695 | 627.9852 | 0.028406 | 635.1554 | 0.051313 | 635.1554 | 0.058771 | 635.5384 | 0.046945 | 632.8891 | 0.022058 | 635.1554 | 0.053564 | 635.5384 | 0.035787 | 635.5384 | 0.019972 | 635.5384 | 0.0054527 | 546.1775 | 2.2324 | 635.5384 | 0.012646 | 635.5384 | 0.015133 |  |  | 635.1554 | 2.5305 | 629.95 | -0.019821 | 635.5384 | 0.047334 | 635.1554 | 2.9689 | 547.9399 | 0.00032013 | 635.5384 | 10.7769 | 635.5384 | 29.362 | 635.1554 | 5.7739 | 635.5384 | 0.053068 | 635.5384 | 0.0067002 | 635.5384 | 0.032238 | 820.3434 | 0.089542 | 635.1554 | 0.015179 | 635.1554 | 0.014754 | 635.5384 | 0.004828 | 819.6678 | 7.7596 | 635.1554 | 0.019898 | 822.9658 | 0.60953 | 820.3434 | 0.36539 | 635.1554 | 0 | 951.4634 | 0.067361 |  |  | 1187.1451 | 0.33178 | 1024.8467 | 0.010444 | 1109.0236 | 0 | 1108.3001 | 0 | 1108.2933 | 0.0040751 | 635.155 | 2.3679 | 635.5384 | 3.0303 | 635.1554 | 10.219 | 635.1554 | 2.733 | 635.5384 | #REF! | 635.1554 | 6.6824 | 632.0965 | 0.22727
| 328.5989 | 0 | 328.5989 | 0.016808 | 328.5989 | 0.039659 | 328.5989 | -0.0031762 | 328.5989 | 0.027093 | 328.5989 | 0.0017343 | 546.2932 | 0.015046 | 635.3865 | 0.043876 | 328.5989 | -0.06914 | 546.2932 | 0.0085722 | 635.3865 | -0.033207 | 635.3865 | -0.0033342 | 628.2141 | 0.0059343 | 635.3865 | -0.0095191 | 635.3865 | -0.0087345 | 635.7691 | -0.006977 | 633.1176 | 0.0014725 | 635.3865 | -0.014181 | 635.7691 | 0 | 635.7691 | 0 | 635.7691 | -0.0017333 | 546.2932 | 2.2117 | 635.7691 | 0.0039638 | 635.7691 | 0.0088902 |  |  | 635.3865 | 2.4918 | 630.18 | -0.0058295 | 635.7691 | 0.034857 | 635.3865 | 2.9379 | 548.058 | 0.00035481 | 635.7691 | 10.25 | 635.7691 | 29.4912 | 635.3865 | 5.8258 | 635.7691 | 0.051436 | 635.7691 | 0.0063409 | 635.7691 | 0.0203 | 820.5097 | 0.081586 | 635.3865 | -0.015312 | 635.3865 | -0.0079525 | 635.7691 | -0.0022035 | 819.8343 | 7.7989 | 635.3865 | -0.010486 | 823.1336 | 0.61823 | 820.5097 | 0.36441 | 635.3865 | 0 | 951.5535 | 0.067696 |  |  | 1187.2141 | 0.33239 | 1024.8596 | 0.010426 | 1109.0839 | 0 | 1108.3602 | 0 | 1108.3535 | 0.0040421 | 635.386 | 2.3983 | 635.7691 | 3.0182 | 635.3865 | 10.1429 | 635.3865 | 2.7613 | 635.7691 | #REF! | 635.3865 | 6.6422 | 632.3264 | 0.22514
| 328.6763 | 0 | 328.6763 | 0.029182 | 328.6763 | 0.039773 | 328.6763 | 0.027309 | 328.6763 | 0.03864 | 328.6763 | 0.0084943 | 546.4089 | 0 | 635.6176 | 0.040087 | 328.6763 | 0.00081953 | 546.4089 | 0 | 635.6176 | 0.09193 | 635.6176 | 0.011581 | 628.4429 | 0.027438 | 635.6176 | 0.057584 | 635.6176 | 0.049108 | 635.9999 | 0.039227 | 633.3461 | 0.025033 | 635.6176 | 0.063144 | 635.9998 | 0.027225 | 635.9998 | 0.023727 | 635.9998 | 0.0044529 | 546.4089 | 2.2335 | 635.9999 | 0.0076059 | 635.9999 | 0.012715 |  |  | 635.6176 | 2.4991 | 630.41 | -0.012125 | 635.9998 | 0.043531 | 635.6176 | 2.9184 | 548.1761 | 0.00034224 | 635.9998 | 9.7701 | 635.9999 | 29.4637 | 635.6176 | 5.9789 | 635.9998 | 0.053233 | 635.9998 | 0.0084276 | 635.9998 | 0.030823 | 820.6761 | 0.095255 | 635.6176 | 0.016689 | 635.6176 | 0.011131 | 635.9999 | 0.0012895 | 820.0009 | 7.9875 | 635.6176 | 0.021424 | 823.3013 | 0.62495 | 820.6761 | 0.35949 | 635.6176 | 0 | 951.6436 | 0.067981 |  |  | 1187.2832 | 0.33301 | 1024.8724 | 0.010409 | 1109.144 | 0 | 1108.4204 | 0 | 1108.4137 | 0.0039955 | 635.618 | 2.3811 | 635.9999 | 2.9887 | 635.6176 | 10.0656 | 635.6176 | 2.7391 | 635.9999 | #REF! | 635.6176 | 6.6044 | 632.5563 | 0.22814
| 328.7537 | 0 | 328.7537 | -0.020538 | 328.7537 | 0.03906 | 328.7537 | -9.2725e-05 | 328.7537 | 0.027348 | 328.7537 | -0.0011998 | 546.5246 | 0.011182 | 635.8487 | 0.040439 | 328.7537 | -0.11036 | 546.5246 | 0.039978 | 635.8487 | -0.045073 | 635.8487 | -0.0016073 | 628.6718 | 0.0091671 | 635.8487 | -0.014832 | 635.8487 | 0.0018703 | 636.2306 | 0.0014939 | 633.5746 | -0.0054986 | 635.8487 | -0.071702 | 636.2306 | 0 | 636.2306 | 0.0023474 | 636.2306 | 0.00088901 | 546.5246 | 2.2197 | 636.2306 | 0.0032831 | 636.2306 | 0.0097604 |  |  | 635.8487 | 2.5 | 630.65 | -0.00513 | 636.2306 | 0.034409 | 635.8487 | 2.9326 | 548.2941 | 0.00032661 | 636.2306 | 9.4517 | 636.2306 | 29.9236 | 635.8487 | 6.1431 | 636.2306 | 0.053596 | 636.2306 | 0.0049612 | 636.2306 | 0.019904 | 820.8425 | 0.092478 | 635.8487 | -0.016355 | 635.8487 | -0.00098277 | 636.2306 | -0.0021959 | 820.1674 | 7.9862 | 635.8487 | -0.01946 | 823.4691 | 0.63239 | 820.8425 | 0.35949 | 635.8487 | 0.0090425 | 951.7337 | 0.068094 |  |  | 1187.3522 | 0.33364 | 1024.8853 | 0.010394 | 1109.2043 | 0 | 1108.4806 | 0 | 1108.4739 | 0.0039353 | 635.849 | 2.3623 | 636.2306 | 3.0085 | 635.8487 | 10.1139 | 635.8487 | 2.7126 | 636.2306 | #REF! | 635.8487 | 6.6362 | 632.7863 | 0.22882
| 328.8312 | 0 | 328.8311 | -0.019411 | 328.8312 | 0.038747 | 328.8312 | 0.021735 | 328.8312 | 0.0344 | 328.8312 | 0.0065651 | 546.6403 | 0 | 636.0798 | 0.017927 | 328.8312 | -0.03873 | 546.6403 | 0 | 636.0798 | 0.042159 | 636.0798 | 0.018076 | 628.9008 | 0.023903 | 636.0798 | 0.04237 | 636.0798 | 0.03924 | 636.4614 | 0.031344 | 633.8031 | 0.025783 | 636.0798 | 0.042972 | 636.4614 | 0.030746 | 636.4614 | 0.020704 | 636.4614 | 0.0045268 | 546.6403 | 2.2095 | 636.4614 | 0.0076675 | 636.4614 | 0.012984 |  |  | 636.0798 | 2.4935 | 630.88 | 0.002565 | 636.4614 | 0.044664 | 636.0798 | 2.8908 | 548.4122 | 0.0002664 | 636.4614 | 8.9907 | 636.4614 | 29.915 | 636.0798 | 6.3157 | 636.4614 | 0.05625 | 636.4614 | 0.0075496 | 636.4614 | 0.028668 | 821.0088 | 0.079771 | 636.0798 | 0.0052886 | 636.0798 | 0.0036092 | 636.4614 | 0.0088364 | 820.3339 | 8.1858 | 636.0798 | 0.019 | 823.6369 | 0.63901 | 821.0088 | 0.35588 | 636.0798 | 0.0090425 | 951.8238 | 0.068407 |  |  | 1187.4213 | 0.33427 | 1024.8982 | 0.01038 | 1109.2647 | 0 | 1108.5408 | 0 | 1108.5341 | 0.0038637 | 636.08 | 2.386 | 636.4614 | 2.9782 | 636.0798 | 10.0826 | 636.0798 | 2.7259 | 636.4614 | #REF! | 636.0798 | 6.5934 | 633.0162 | 0.22684
| 328.9086 | 0 | 328.9086 | 0.013712 | 328.9086 | 0.038975 | 328.9086 | -0.00020377 | 328.9086 | 0.022582 | 328.9086 | 0.00025008 | 546.7561 | 0.014343 | 636.3109 | 0.034549 | 328.9086 | -0.09356 | 546.7561 | 0.025792 | 636.3109 | -0.060549 | 636.3109 | -0.011825 | 629.1296 | 0.0041405 | 636.3109 | -0.017454 | 636.3109 | -0.019143 | 636.6921 | -0.015291 | 634.0316 | -0.0091172 | 636.3109 | -0.02964 | 636.6921 | 0 | 636.6921 | 0.001875 | 636.6921 | -0.0010242 | 546.7561 | 2.2146 | 636.6921 | 0.00011201 | 636.6921 | 0.0070694 |  |  | 636.3109 | 2.4433 | 631.11 | -0.0068788 | 636.6921 | 0.032821 | 636.3109 | 2.8582 | 548.5303 | 0.00029994 | 636.6921 | 8.5418 | 636.6921 | 29.9009 | 636.3109 | 6.3702 | 636.6921 | 0.053478 | 636.6921 | 0.0062705 | 636.6921 | 0.017509 | 821.1752 | 0.093493 | 636.3109 | -0.015466 | 636.3109 | -0.0014729 | 636.6921 | -0.0037304 | 820.5004 | 7.9575 | 636.3109 | -0.018573 | 823.8047 | 0.64633 | 821.1752 | 0.35883 | 636.3109 | 0 | 951.9139 | 0.068509 |  |  | 1187.4904 | 0.33491 | 1024.911 | 0.010368 | 1109.3249 | 0 | 1108.601 | 0 | 1108.5942 | 0.0037853 | 636.311 | 2.3871 | 636.6921 | 2.9584 | 636.3109 | 9.9838 | 636.3109 | 2.7232 | 636.6921 | #REF! | 636.3109 | 6.5167 | 633.2462 | 0.2267
| 328.986 | 0 | 328.9861 | 0.02072 | 328.986 | 0.038348 | 328.986 | 0.019804 | 328.986 | 0.036941 | 328.986 | 0.0040532 | 546.8718 | 0 | 636.542 | 0.050774 | 328.986 | -0.02064 | 546.8718 | 0 | 636.542 | 0.068024 | 636.542 | 0.013222 | 629.3586 | 0.031012 | 636.542 | 0.048748 | 636.542 | 0.062279 | 636.9229 | 0.049747 | 634.2601 | 0.022651 | 636.542 | 0.071541 | 636.9229 | 0.039903 | 636.9229 | 0.023692 | 636.9229 | 0.0066001 | 546.8718 | 2.1985 | 636.9229 | 0.013437 | 636.9229 | 0.014864 |  |  | 636.542 | 2.4285 | 631.34 | 0.0067623 | 636.9229 | 0.040695 | 636.542 | 2.8412 | 548.6484 | 0.00029193 | 636.9229 | 8.1252 | 636.9229 | 29.7238 | 636.542 | 6.4873 | 636.9229 | 0.061972 | 636.9229 | 0.0092359 | 636.9229 | 0.033392 | 821.3416 | 0.085217 | 636.542 | 0.0053743 | 636.542 | -0.0025032 | 636.9229 | 0.0060733 | 820.667 | 8.3027 | 636.542 | 0.0038679 | 823.9725 | 0.65197 | 821.3416 | 0.3561 | 636.542 | 0 | 952.0041 | 0.069137 |  |  | 1187.5593 | 0.33555 | 1024.9238 | 0.010357 | 1109.3853 | 0 | 1108.6611 | 0 | 1108.6545 | 0.0037057 | 636.542 | 2.3747 | 636.9229 | 2.9413 | 636.542 | 9.9113 | 636.542 | 2.7028 | 636.9229 | #REF! | 636.542 | 6.4653 | 633.4761 | 0.22756
| 329.0635 | 0 | 329.0635 | -0.039917 | 329.0635 | 0.037977 | 329.0635 | 0.0019194 | 329.0635 | 0.025214 | 329.0635 | -0.0031745 | 546.9876 | 0.020723 | 636.7732 | 0.025951 | 329.0635 | -0.12504 | 546.9876 | 0.032025 | 636.7732 | -0.031596 | 636.7732 | -0.0028994 | 629.5875 | 0.0073022 | 636.7732 | -0.01851 | 636.7732 | -0.023249 | 637.1537 | -0.018571 | 634.4887 | -0.0040379 | 636.7732 | -0.0074439 | 637.1537 | 0 | 637.1537 | 0 | 637.1537 | -0.0013025 | 546.9876 | 2.1983 | 637.1537 | 0.0023592 | 637.1537 | 0.007553 |  |  | 636.7732 | 2.4175 | 631.57 | -0.0079281 | 637.1537 | 0.026254 | 636.7732 | 2.8322 | 548.7665 | 0.00034491 | 637.1537 | 7.7671 | 637.1537 | 29.7477 | 636.7732 | 6.6084 | 637.1537 | 0.05675 | 637.1537 | 0.0069386 | 637.1537 | 0.019471 | 821.508 | 0.09408 | 636.7732 | -0.0088198 | 636.7732 | -1.2568e-05 | 637.1537 | -0.0048138 | 820.8335 | 8.1318 | 636.7732 | -0.022208 | 824.1403 | 0.65979 | 821.508 | 0.35992 | 636.7732 | 0 | 952.0943 | 0.07045 |  |  | 1187.6284 | 0.33619 | 1024.9368 | 0.010348 | 1109.4454 | 0 | 1108.7214 | 0 | 1108.7147 | 0.0036307 | 636.773 | 2.4007 | 637.1537 | 2.9202 | 636.7732 | 9.8427 | 636.7732 | 2.7312 | 637.1537 | #REF! | 636.7732 | 6.4065 | 633.7061 | 0.22949
| 329.1409 | 0 | 329.1409 | -0.047757 | 329.1409 | 0.038091 | 329.1409 | 0.023603 | 329.1409 | 0.033017 | 329.1409 | 0.0082235 | 547.1033 | 0 | 637.0043 | 0.060795 | 329.1409 | -0.06736 | 547.1033 | 0 | 637.0043 | 0.024925 | 637.0043 | 0.015626 | 629.8165 | 0.01476 | 637.0043 | 0.052499 | 637.0043 | 0.077124 | 637.3845 | 0.061606 | 634.7172 | 0.023777 | 637.0043 | 0.087333 | 637.3845 | 0.034033 | 637.3845 | 0.027206 | 637.3845 | 0.007439 | 547.1033 | 2.1804 | 637.3845 | 0.0093465 | 637.3845 | 0.014596 |  |  | 637.0043 | 2.4181 | 631.8 | -0.009677 | 637.3845 | 0.038442 | 637.0043 | 2.8319 | 548.8846 | 0.00032585 | 637.3845 | 7.5291 | 637.3845 | 29.8638 | 637.0043 | 6.8042 | 637.3845 | 0.067021 | 637.3845 | 0.011316 | 637.3845 | 0.032961 | 821.6744 | 0.092906 | 637.0043 | 0.016922 | 637.0043 | 0.011662 | 637.3845 | 0.00075833 | 821 | 8.3319 | 637.0043 | 0.014584 | 824.3081 | 0.66744 | 821.6744 | 0.35697 | 637.0043 | 0 | 952.1845 | 0.07054 |  |  | 1187.6975 | 0.33684 | 1024.9496 | 0.01034 | 1109.5057 | 0 | 1108.7816 | 0 | 1108.7749 | 0.003566 | 637.004 | 2.3841 | 637.3845 | 2.9361 | 637.0043 | 9.8838 | 637.0043 | 2.7055 | 637.3845 | #REF! | 637.0043 | 6.4459 | 633.9361 | 0.22927
| 329.2184 | 0 | 329.2184 | 0.00032237 | 329.2184 | 0.037977 | 329.2184 | -0.0072242 | 329.2184 | 0.017681 | 329.2184 | -0.00078617 | 547.2191 | 0.0097769 | 637.2355 | 0.036443 | 329.2184 | -0.12288 | 547.2191 | 0.013044 | 637.2355 | -0.086713 | 637.2355 | -0.00748 | 630.0455 | 0.010725 | 637.2355 | -0.018952 | 637.2355 | -0.04323 | 637.6153 | -0.034531 | 634.9458 | 0.0043583 | 637.2355 | -0.029135 | 637.6153 | 0 | 637.6153 | 0.0026342 | 637.6153 | -0.0046099 | 547.2191 | 2.1506 | 637.6153 | 0.00097785 | 637.6153 | 0.0084695 |  |  | 637.2355 | 2.3845 | 632.03 | -0.0030314 | 637.6153 | 0.025676 | 637.2355 | 2.8023 | 549.0027 | 0.00036472 | 637.6153 | 7.1174 | 637.6153 | 29.6304 | 637.2355 | 6.8638 | 637.6153 | 0.06136 | 637.6153 | 0.0080502 | 637.6153 | 0.02412 | 821.8408 | 0.092585 | 637.2355 | 0.0012763 | 637.2355 | -0.0077859 | 637.6153 | 0.00014583 | 821.1666 | 8.4161 | 637.2355 | -0.01391 | 824.4759 | 0.67592 | 821.8408 | 0.36277 | 637.2355 | 0 | 952.2748 | 0.069903 |  |  | 1187.7666 | 0.33749 | 1024.9625 | 0.010333 | 1109.5662 | 0 | 1108.8418 | 0 | 1108.8352 | 0.0035171 | 637.235 | 2.3875 | 637.6153 | 2.9109 | 637.2355 | 9.8221 | 637.2355 | 2.7037 | 637.6153 | #REF! | 637.2355 | 6.3703 | 634.166 | 0.22712
| 329.2958 | 0 | 329.2958 | 0.013738 | 329.2958 | 0.03772 | 329.2958 | 0.021174 | 329.2958 | 0.035182 | 329.2958 | 0.0042831 | 547.3348 | 0 | 637.4667 | 0.041948 | 329.2958 | -0.07151 | 547.3348 | 0 | 637.4667 | 0.098615 | 637.4667 | 0.010555 | 630.2744 | 0.017791 | 637.4667 | 0.047005 | 637.4667 | 0.042446 | 637.8461 | 0.033905 | 635.1743 | 0.026058 | 637.4667 | 0.035862 | 637.8461 | 0.036717 | 637.8461 | 0.023605 | 637.8461 | 0.0056246 | 547.3348 | 2.1606 | 637.8461 | 0.011146 | 637.8461 | 0.013163 |  |  | 637.4667 | 2.4044 | 632.26 | 0.002565 | 637.8461 | 0.037699 | 637.4667 | 2.8142 | 549.1209 | 0.00028393 | 637.8461 | 6.8942 | 637.8461 | 29.7244 | 637.4667 | 7.1057 | 637.8461 | 0.066534 | 637.8461 | 0.010845 | 637.8461 | 0.036446 | 822.0072 | 0.077795 | 637.4667 | 0.0031325 | 637.4667 | 0.0092625 | 637.8461 | 0.0049897 | 821.3331 | 8.5301 | 637.4667 | 0.010999 | 824.6437 | 0.68434 | 822.0072 | 0.35949 | 637.4667 | 0 | 952.365 | 0.070202 |  |  | 1187.8357 | 0.33816 | 1024.9753 | 0.010328 | 1109.6265 | 0 | 1108.9021 | 0 | 1108.8954 | 0.0034876 | 637.467 | 2.4016 | 637.8461 | 2.9116 | 637.4667 | 9.8264 | 637.4667 | 2.7206 | 637.8461 | #REF! | 637.4667 | 6.3663 | 634.396 | 0.22949
| 329.3733 | 0 | 329.3733 | -0.042917 | 329.3733 | 0.037635 | 329.3733 | -0.006944 | 329.3733 | 0.025439 | 329.3733 | 0.00027557 | 547.4506 | 0 | 637.6978 | 0.038791 | 329.3733 | -0.09279 | 547.4506 | 0.028371 | 637.6978 | -0.063392 | 637.6979 | -0.0068227 | 630.5034 | 0.011734 | 637.6978 | -0.010476 | 637.6979 | -0.027447 | 638.077 | -0.021924 | 635.4029 | -0.017771 | 637.6979 | -0.027697 | 638.077 | 0 | 638.077 | 0.00062967 | 638.077 | 0.00089763 | 547.4506 | 2.1085 | 638.077 | 0.0022258 | 638.077 | 0.0092231 |  |  | 637.6978 | 2.3572 | 632.5 | -0.016322 | 638.077 | 0.027565 | 637.6979 | 2.7679 | 549.239 | 0.00027859 | 638.077 | 6.529 | 638.077 | 29.3829 | 637.6979 | 7.1635 | 638.077 | 0.064334 | 638.077 | 0.0084471 | 638.077 | 0.022664 | 822.1735 | 0.088047 | 637.6978 | -0.01028 | 637.6978 | -0.002993 | 638.077 | 0.0013359 | 821.4996 | 8.5283 | 637.6978 | -0.019576 | 824.8116 | 0.69325 | 822.1735 | 0.36419 | 637.6979 | 0 | 952.4553 | 0.071007 |  |  | 1187.9048 | 0.33882 | 1024.9882 | 0.010324 | 1109.6868 | 0 | 1108.9623 | 0 | 1108.9557 | 0.0034751 | 637.698 | 2.4005 | 638.077 | 2.8842 | 637.6979 | 9.733 | 637.6979 | 2.7064 | 638.077 | #REF! | 637.6979 | 6.3094 | 634.6261 | 0.226
| 329.4508 | 0 | 329.4507 | -0.0021165 | 329.4508 | 0.03792 | 329.4508 | 0.025596 | 329.4508 | 0.033302 | 329.4507 | 0.0060995 | 547.5664 | 0 | 637.929 | 0.03455 | 329.4508 | -0.02678 | 547.5664 | 0 | 637.929 | 0.087952 | 637.929 | 0.014992 | 630.7324 | 0.014988 | 637.929 | 0.037019 | 637.929 | 0.053483 | 638.3078 | 0.042721 | 635.6315 | 0.027567 | 637.929 | 0.041759 | 638.3078 | 0.047314 | 638.3078 | 0.020515 | 638.3078 | 0.0044975 | 547.5664 | 2.106 | 638.3078 | 0.0099594 | 638.3078 | 0.012447 |  |  | 637.929 | 2.3605 | 632.73 | -0.012475 | 638.3078 | 0.037456 | 637.929 | 2.7585 | 549.3571 | 0.00026335 | 638.3078 | 6.2709 | 638.3078 | 29.1516 | 637.929 | 7.2846 | 638.3078 | 0.070033 | 638.3078 | 0.010813 | 638.3078 | 0.036797 | 822.34 | 0.073417 | 637.929 | 0.0054799 | 637.929 | 0.006495 | 638.3078 | 0.010343 | 821.6662 | 8.7096 | 637.929 | 0.0051801 | 824.9794 | 0.70184 | 822.34 | 0.35971 | 637.929 | 0 | 952.5455 | 0.071461 |  |  | 1187.974 | 0.33948 | 1025.0011 | 0.010322 | 1109.7471 | 0 | 1109.0226 | 0 | 1109.0159 | 0.0034773 | 637.929 | 2.3855 | 638.3078 | 2.8629 | 637.929 | 9.7172 | 637.929 | 2.6754 | 638.3078 | #REF! | 637.929 | 6.3017 | 634.8561 | 0.22906
| 329.5282 | 0 | 329.5282 | -0.017289 | 329.5282 | 0.037578 | 329.5282 | -0.0024699 | 329.5282 | 0.021289 | 329.5282 | -0.0027725 | 547.6821 | 0.019941 | 638.1602 | 0.044765 | 329.5282 | -0.09665 | 547.6821 | 0.016399 | 638.1602 | -0.011203 | 638.1603 | -0.0083652 | 630.9614 | 0.0024536 | 638.1602 | -0.010952 | 638.1603 | 0.0045574 | 638.5386 | 0.0036404 | 635.8601 | 0.01 | 638.1603 | -0.0084168 | 638.5386 | 0 | 638.5386 | 0.0090117 | 638.5386 | 0.0012884 | 547.6821 | 2.1156 | 638.5386 | 0.0003255 | 638.5386 | 0.0077428 |  |  | 638.1602 | 2.3401 | 632.96 | -0.008278 | 638.5386 | 0.024496 | 638.1603 | 2.749 | 549.4752 | 0.00031747 | 638.5386 | 5.9796 | 638.5386 | 28.9936 | 638.1603 | 7.4185 | 638.5386 | 0.066132 | 638.5386 | 0.0094152 | 638.5386 | 0.023963 | 822.5064 | 0.082974 | 638.1602 | -0.0050005 | 638.1602 | -0.0056176 | 638.5386 | 0.0013117 | 821.8328 | 8.8001 | 638.1602 | -0.01405 | 825.1472 | 0.71009 | 822.5064 | 0.36452 | 638.1603 | 0 | 952.6359 | 0.071608 |  |  | 1188.0431 | 0.34015 | 1025.0139 | 0.010321 | 1109.8074 | 0 | 1109.0828 | 0 | 1109.0762 | 0.0034898 | 638.16 | 2.3858 | 638.5386 | 2.8686 | 638.1603 | 9.6679 | 638.1603 | 2.6843 | 638.5386 | #REF! | 638.1603 | 6.2653 | 635.0861 | 0.22876
| 329.6057 | 0 | 329.6057 | 0.017636 | 329.6057 | 0.037264 | 329.6057 | 0.025565 | 329.6057 | 0.031844 | 329.6057 | 0.0082832 | 547.7979 | 0 | 638.3915 | 0.052808 | 329.6057 | -0.0733 | 547.7979 | 0 | 638.3915 | 0.043763 | 638.3915 | 0.01882 | 631.1904 | 0.018453 | 638.3915 | 0.050936 | 638.3915 | 0.093778 | 638.7695 | 0.074908 | 636.0887 | 0.031729 | 638.3915 | 0.062318 | 638.7695 | 0.03396 | 638.7695 | 0.026688 | 638.7695 | 0.0065949 | 547.7979 | 2.0585 | 638.7695 | 0.01266 | 638.7695 | 0.014506 |  |  | 638.3915 | 2.319 | 633.19 | 0.0085112 | 638.7695 | 0.030003 | 638.3915 | 2.7177 | 549.5933 | 0.00033004 | 638.7695 | 5.7513 | 638.7695 | 28.6459 | 638.3915 | 7.5684 | 638.7695 | 0.076605 | 638.7695 | 0.014843 | 638.7695 | 0.039071 | 822.6728 | 0.075072 | 638.3915 | 0.015225 | 638.3915 | 0.012905 | 638.7695 | 0.0059261 | 821.9993 | 8.9762 | 638.3915 | 0.022455 | 825.315 | 0.71873 | 822.6728 | 0.36058 | 638.3915 | 0 | 952.7262 | 0.071879 |  |  | 1188.1122 | 0.34083 | 1025.0269 | 0.010321 | 1109.8678 | 0 | 1109.1431 | 0 | 1109.1365 | 0.003508 | 638.391 | 2.3633 | 638.7695 | 2.8431 | 638.3915 | 9.6065 | 638.3915 | 2.6409 | 638.7695 | #REF! | 638.3915 | 6.2273 | 635.3162 | 0.22793
| 329.6831 | 0 | 329.6831 | -0.039123 | 329.6831 | 0.037207 | 329.6831 | 0.0031133 | 329.6831 | 0.019996 | 329.6831 | -0.002915 | 547.9137 | 0.0048591 | 638.6227 | 0.030849 | 329.6831 | -0.08738 | 547.9137 | 0.03396 | 638.6227 | -0.06529 | 638.6227 | -0.0043107 | 631.4194 | -0.005295 | 638.6227 | -0.019259 | 638.6227 | -0.02549 | 639.0004 | -0.020361 | 636.3173 | -0.0020422 | 638.6227 | -0.037937 | 639.0004 | 0 | 639.0004 | 0 | 639.0004 | -0.0033006 | 547.9137 | 2.1147 | 639.0004 | 0 | 639.0004 | 0.0055538 |  |  | 638.6227 | 2.3159 | 633.42 | -0.0079281 | 639.0004 | 0.020081 | 638.6227 | 2.7094 | 549.7115 | 0.00022562 | 639.0004 | 5.5292 | 639.0004 | 28.6297 | 638.6227 | 7.7432 | 639.0004 | 0.069292 | 639.0004 | 0.0081498 | 639.0004 | 0.021198 | 822.8392 | 0.082974 | 638.6227 | -0.0099165 | 638.6227 | 0.0020007 | 639.0004 | 0.0052219 | 822.1659 | 8.8444 | 638.6227 | -0.018912 | 825.4829 | 0.72677 | 822.8392 | 0.36309 | 638.6227 | 0 | 952.8165 | 0.072108 |  |  | 1188.1814 | 0.34151 | 1025.0397 | 0.010323 | 1109.9281 | 0 | 1109.2034 | 0 | 1109.1967 | 0.0035296 | 638.623 | 2.3864 | 639.0004 | 2.855 | 638.6227 | 9.6343 | 638.6227 | 2.6665 | 639.0004 | #REF! | 638.6227 | 6.2327 | 635.5462 | 0.22903
| 329.7606 | 0 | 329.7606 | 0.018752 | 329.7606 | 0.037036 | 329.7606 | -0.0023292 | 329.7606 | 0.018824 | 329.7606 | 0.0022236 | 548.0295 | 0 | 638.8539 | 0.043243 | 329.7606 | -0.09766 | 548.0295 | 0 | 638.8539 | 0.0093594 | 638.8539 | -0.006481 | 631.6484 | -0.00084019 | 638.8539 | -0.0082113 | 638.8539 | -0.0038759 | 639.2313 | -0.003096 | 636.546 | -0.0042913 | 638.8539 | -0.018557 | 639.2313 | 0 | 639.2313 | 0.0040927 | 639.2313 | 0.0003299 | 548.0295 | 2.0864 | 639.2313 | 0 | 639.2313 | 0.0080833 |  |  | 638.8539 | 2.2389 | 633.65 | -0.01947 | 639.2313 | 0.019731 | 638.8539 | 2.6363 | 549.8296 | 0.00061512 | 639.2313 | 4.9657 | 639.2313 | 27.3191 | 638.8539 | 7.8407 | 639.2313 | 0.076074 | 639.2313 | 0.01216 | 639.2313 | 0.026359 | 823.0056 | 0.084096 | 638.8539 | -0.0091422 | 638.8539 | 0.0057184 | 639.2313 | -0.003608 | 822.3325 | 9.0941 | 638.8539 | -0.015853 | 825.6507 | 0.73574 | 823.0056 | 0.36943 | 638.8539 | 0 | 952.9069 | 0.072201 |  |  | 1188.2505 | 0.3422 | 1025.0526 | 0.010325 | 1109.9884 | 0 | 1109.2637 | 0 | 1109.257 | 0.0035523 | 638.854 | 2.4023 | 639.2313 | 2.7759 | 638.8539 | 9.354 | 638.8539 | 2.6745 | 639.2313 | #REF! | 638.8539 | 6.0309 | 635.7763 | 0.22792
| 329.8381 | 0 | 329.8381 | 0.036586 | 329.8381 | 0.037264 | 329.8381 | 0.017375 | 329.8381 | 0.03252 | 329.8381 | 0.0046018 | 548.1453 | 0.015046 | 639.0852 | 0.047585 | 329.8381 | -0.10584 | 548.1453 | 0.045781 | 639.0852 | 0.051654 | 639.0852 | 0.019531 | 631.8775 | 0.03026 | 639.0852 | 0.053266 | 639.0852 | 0.043154 | 639.4622 | 0.03447 | 636.7746 | 0.015424 | 639.0852 | 0.068252 | 639.4622 | 0.027992 | 639.4622 | 0.02544 | 639.4622 | 0.0059955 | 548.1453 | 2.0409 | 639.4622 | 0.012116 | 639.4622 | 0.013163 |  |  | 639.0852 | 2.2755 | 633.88 | 0.018654 | 639.4622 | 0.02641 | 639.0852 | 2.6572 | 549.9477 | 0.00050955 | 639.4622 | 4.835 | 639.4622 | 27.3792 | 639.0852 | 8.1441 | 639.4622 | 0.083716 | 639.4622 | 0.016429 | 639.4622 | 0.036428 | 823.172 | 0.073417 | 639.0852 | 0.0024207 | 639.0852 | 0.022323 | 639.4622 | -0.0012879 | 822.499 | 9.3682 | 639.0852 | 0.0072254 | 825.8186 | 0.74296 | 823.172 | 0.37326 | 639.0852 | 0 | 952.9973 | 0.072387 |  |  | 1188.3197 | 0.34288 | 1025.0654 | 0.010329 | 1110.0488 | 0 | 1109.3238 | 0 | 1109.3173 | 0.0035751 | 639.085 | 2.369 | 639.4622 | 2.8025 | 639.0852 | 9.4433 | 639.0852 | 2.6346 | 639.4622 | #REF! | 639.0852 | 6.0761 | 636.0063 | 0.22589
| 329.9156 | 0 | 329.9156 | -0.044877 | 329.9156 | 0.037293 | 329.9156 | -0.0029094 | 329.9156 | 0.024477 | 329.9156 | 2.6228e-05 | 548.2611 | 0 | 639.3164 | 0.03484 | 329.9156 | -0.08946 | 548.2611 | 0 | 639.3164 | -0.08512 | 639.3164 | -0.0035377 | 632.1066 | 0.012082 | 639.3164 | -0.011596 | 639.3164 | -0.049589 | 639.6931 | -0.039611 | 637.0032 | -0.00056898 | 639.3164 | -0.019032 | 639.6931 | 0.0018541 | 639.6931 | 0 | 639.6931 | 0.00093676 | 548.2611 | 2.0369 | 639.6931 | 0 | 639.693 | 0.0078987 |  |  | 639.3164 | 2.2334 | 634.11 | -0.012825 | 639.6931 | 0.019835 | 639.3164 | 2.606 | 550.0658 | 0.0010221 | 639.6931 | 4.5799 | 639.693 | 26.6024 | 639.3164 | 8.1974 | 639.6931 | 0.077205 | 639.6931 | 0.01093 | 639.6931 | 0.028632 | 823.3384 | 0.084309 | 639.3164 | -0.0096343 | 639.3164 | -0.005535 | 639.6931 | -0.0027909 | 822.6656 | 9.4775 | 639.3164 | -0.025326 | 825.9864 | 0.75132 | 823.3384 | 0.38441 | 639.3164 | 0 | 953.0876 | 0.07293 |  |  | 1188.3888 | 0.34358 | 1025.0782 | 0.010334 | 1110.1091 | 0 | 1109.3842 | 0 | 1109.3776 | 0.0035978 | 639.316 | 2.4039 | 639.6931 | 2.7633 | 639.3164 | 9.2833 | 639.3164 | 2.6728 | 639.6931 | #REF! | 639.3164 | 5.9678 | 636.2364 | 0.22643
| 329.993 | 0 | 329.993 | -0.025567 | 329.993 | 0.036608 | 329.993 | 0.013234 | 329.993 | 0.02568 | 329.993 | 0.0074044 | 548.3769 | 0.0083718 | 639.5477 | 0.050461 | 329.993 | -0.08708 | 548.3769 | 0.030521 | 639.5477 | 0.05939 | 639.5477 | 0.01305 | 632.3356 | 0.027218 | 639.5477 | 0.043274 | 639.5477 | 0.061688 | 639.924 | 0.049275 | 637.2319 | 0.023598 | 639.5477 | 0.055333 | 639.924 | 0.039492 | 639.924 | 0.020356 | 639.924 | 0.0044649 | 548.3769 | 1.9904 | 639.924 | 0.0091323 | 639.924 | 0.014327 |  |  | 639.5477 | 2.2434 | 634.35 | -0.011776 | 639.924 | 0.026782 | 639.5477 | 2.6188 | 550.184 | 0.00052899 | 639.924 | 4.4503 | 639.924 | 26.3759 | 639.5477 | 8.458 | 639.924 | 0.086927 | 639.924 | 0.015759 | 639.924 | 0.041007 | 823.5049 | 0.072189 | 639.5477 | 0.01397 | 639.5477 | 0.015868 | 639.924 | 0.0036289 | 822.8322 | 9.5665 | 639.5477 | 0.012862 | 826.1543 | 0.75854 | 823.5049 | 0.37927 | 639.5477 | 0.0090425 | 953.178 | 0.073839 |  |  | 1188.458 | 0.34428 | 1025.0912 | 0.010341 | 1110.1696 | 0 | 1109.4445 | 0 | 1109.4379 | 0.0036205 | 639.548 | 2.3907 | 639.924 | 2.775 | 639.5477 | 9.3358 | 639.5477 | 2.6488 | 639.924 | #REF! | 639.5477 | 6.0036 | 636.4665 | 0.22586
| 330.0705 | 0 | 330.0705 | -0.0019213 | 330.0705 | 0.036551 | 330.0705 | -0.0033941 | 330.0705 | 0.021139 | 330.0705 | 0.0025793 | 548.4927 | 0 | 639.779 | 0.043 | 330.0705 | -0.09315 | 548.4927 | 0 | 639.779 | -0.085993 | 639.779 | -0.0011753 | 632.5647 | -0.0081388 | 639.779 | -0.013098 | 639.779 | -0.022262 | 640.1549 | -0.017783 | 637.4606 | -0.0072751 | 639.779 | -0.012713 | 640.1549 | 0 | 640.1549 | 0.0019527 | 640.1549 | 0.0020137 | 548.4927 | 1.9805 | 640.1549 | 0.0011146 | 640.1549 | 0.0071622 |  |  | 639.779 | 2.2056 | 634.58 | -0.01947 | 640.1549 | 0.020166 | 639.779 | 2.5937 | 550.3021 | 0.0010035 | 640.1549 | 4.2332 | 640.1549 | 25.8259 | 639.779 | 8.5398 | 640.1549 | 0.084455 | 640.1549 | 0.012683 | 640.1549 | 0.030156 | 823.6713 | 0.085804 | 639.779 | -0.016336 | 639.779 | -0.0017075 | 640.1549 | -0.0049303 | 822.9988 | 9.693 | 639.779 | -0.023426 | 826.3221 | 0.76658 | 823.6713 | 0.39009 | 639.779 | 0.0018107 | 953.2684 | 0.073929 |  |  | 1188.5272 | 0.34498 | 1025.104 | 0.010348 | 1110.23 | 0 | 1109.5048 | 0 | 1109.4982 | 0.0036432 | 639.779 | 2.3779 | 640.1549 | 2.7497 | 639.779 | 9.2459 | 639.779 | 2.6365 | 640.1549 | #REF! | 639.779 | 5.9419 | 636.6966 | 0.22456
| 330.148 | 0 | 330.148 | 0.015995 | 330.148 | 0.036637 | 330.148 | 0.022856 | 330.148 | 0.031408 | 330.148 | 0.0096647 | 548.6085 | 0.0059129 | 640.0103 | 0.065699 | 330.148 | -0.09828 | 548.6085 | 0.035464 | 640.0103 | 0.054808 | 640.0103 | 0.02501 | 632.7938 | 0.029724 | 640.0103 | 0.053535 | 640.0103 | 0.10233 | 640.3859 | 0.081742 | 637.6892 | 0.016163 | 640.0103 | 0.084814 | 640.3859 | 0.033288 | 640.3859 | 0.018285 | 640.3859 | 0.0086034 | 548.6085 | 1.9715 | 640.3859 | 0.012875 | 640.3859 | 0.015043 |  |  | 640.0103 | 2.1929 | 634.81 | 0.0036143 | 640.3859 | 0.028883 | 640.0103 | 2.5725 | 550.4203 | 0.00049164 | 640.3859 | 4.0906 | 640.3859 | 25.2642 | 640.0103 | 8.673 | 640.3859 | 0.094332 | 640.3859 | 0.018263 | 640.3859 | 0.044589 | 823.8377 | 0.072936 | 640.0103 | 0.02257 | 640.0103 | 0.0074253 | 640.3859 | 0.0048915 | 823.1654 | 9.6938 | 640.0103 | 0.013351 | 826.49 | 0.77205 | 823.8377 | 0.38288 | 640.0103 | 0 | 953.3589 | 0.073662 |  |  | 1188.5963 | 0.34568 | 1025.1169 | 0.010356 | 1110.2903 | 0 | 1109.5651 | 0 | 1109.5585 | 0.0036648 | 640.01 | 2.3721 | 640.3859 | 2.7338 | 640.0103 | 9.1922 | 640.0103 | 2.6143 | 640.3859 | #REF! | 640.0103 | 5.934 | 636.9267 | 0.2279
| 330.2255 | 0 | 330.2255 | -0.029156 | 330.2255 | 0.036608 | 330.2255 | -0.002534 | 330.2255 | 0.018899 | 330.2255 | -0.00013603 | 548.7243 | 0 | 640.2416 | 0.032111 | 330.2255 | -0.08075 | 548.7243 | 0 | 640.2416 | -0.064114 | 640.2416 | -0.0046962 | 633.0228 | 0.0038182 | 640.2416 | -0.025167 | 640.2416 | -0.054241 | 640.6168 | -0.043327 | 637.9179 | 0.000326 | 640.2416 | -0.038017 | 640.6168 | 0 | 640.6168 | 0 | 640.6168 | -0.001673 | 548.7243 | 1.9579 | 640.6168 | 0 | 640.6168 | 0.0055014 |  |  | 640.2416 | 2.1869 | 635.04 | -0.021219 | 640.6168 | 0.018274 | 640.2416 | 2.5585 | 550.5384 | 0.0009646 | 640.6168 | 3.9051 | 640.6168 | 24.8962 | 640.2416 | 8.8585 | 640.6168 | 0.089678 | 640.6168 | 0.014284 | 640.6168 | 0.032894 | 824.0042 | 0.084683 | 640.2416 | -0.016803 | 640.2416 | -0.002748 | 640.6168 | 0.0011757 | 823.332 | 9.7885 | 640.2416 | -0.017091 | 826.6579 | 0.77937 | 824.0042 | 0.39468 | 640.2416 | 0 | 953.4493 | 0.074156 |  |  | 1188.6655 | 0.34639 | 1025.1298 | 0.010366 | 1110.3507 | 0 | 1109.6254 | 0 | 1109.6188 | 0.0036864 | 640.242 | 2.3629 | 640.6168 | 2.7371 | 640.2416 | 9.1926 | 640.2416 | 2.6019 | 640.6168 | #REF! | 640.2416 | 5.9044 | 637.1569 | 0.22638
| 330.303 | 0 | 330.303 | -0.013155 | 330.303 | 0.036551 | 330.303 | 0.020583 | 330.303 | 0.030566 | 330.303 | 0.006929 | 548.8402 | 0.020723 | 640.4729 | 0.03886 | 330.303 | -0.04977 | 548.8402 | 0.026867 | 640.4729 | 0.045061 | 640.4729 | 0.014101 | 633.252 | 0.020172 | 640.4729 | 0.039402 | 640.4729 | 0.066164 | 640.8478 | 0.05285 | 638.1466 | 0.024095 | 640.4729 | 0.046164 | 640.8478 | 0.038016 | 640.8478 | 0.020562 | 640.8478 | 0.0069496 | 548.8402 | 1.9336 | 640.8478 | 0.01099 | 640.8478 | 0.013253 |  |  | 640.4729 | 2.1644 | 635.27 | 0.0053631 | 640.8478 | 0.023363 | 640.4729 | 2.5266 | 550.6566 | 0.00048897 | 640.8478 | 3.7437 | 640.8478 | 24.1765 | 640.4729 | 8.9675 | 640.8478 | 0.096002 | 640.8478 | 0.017009 | 640.8478 | 0.043262 | 824.1706 | 0.079984 | 640.4729 | 0.0090524 | 640.4729 | 0.0089168 | 640.8478 | 0.0033403 | 823.4986 | 9.9087 | 640.4729 | 0.022278 | 826.8258 | 0.78588 | 824.1706 | 0.38965 | 640.4729 | 0 | 953.5398 | 0.074783 |  |  | 1188.7347 | 0.3471 | 1025.1427 | 0.010376 | 1110.4111 | 0 | 1109.6858 | 0 | 1109.6791 | 0.0037069 | 640.473 | 2.3505 | 640.8478 | 2.7066 | 640.4729 | 9.0958 | 640.4729 | 2.5886 | 640.8478 | #REF! | 640.4729 | 5.8611 | 637.387 | 0.22625
| 330.3805 | 0 | 330.3805 | 0.050551 | 330.3805 | 0.036637 | 330.3805 | -0.0031762 | 330.3805 | 0.020177 | 330.3805 | -0.00011753 | 548.956 | 0 | 640.7042 | 0.049637 | 330.3805 | -0.04048 | 548.956 | 0 | 640.7042 | -0.10073 | 640.7042 | 0.0011876 | 633.481 | -0.00054797 | 640.7042 | -0.019456 | 640.7042 | 0.0031752 | 641.0788 | 0.0025363 | 638.3753 | 0.00041028 | 640.7042 | -0.0020932 | 641.0788 | 0 | 641.0788 | 0.0025803 | 641.0788 | 0.00061401 | 548.956 | 1.8995 | 641.0788 | 0 | 641.0787 | 0.0073406 |  |  | 640.7042 | 2.1632 | 635.5 | -0.015623 | 641.0788 | 0.016268 | 640.7042 | 2.526 | 550.7747 | 0.0010206 | 641.0788 | 3.6003 | 641.0787 | 23.8919 | 640.7042 | 9.1604 | 641.0788 | 0.096248 | 641.0788 | 0.015664 | 641.0788 | 0.033199 | 824.337 | 0.085964 | 640.7042 | -0.015195 | 640.7042 | -0.0074451 | 641.0787 | -0.0015673 | 823.6652 | 10.0764 | 640.7042 | -0.023339 | 826.9937 | 0.79294 | 824.337 | 0.40211 | 640.7042 | 0 | 953.6303 | 0.074899 |  |  | 1188.804 | 0.34782 | 1025.1555 | 0.010387 | 1110.4716 | 0 | 1109.7461 | 0 | 1109.7394 | 0.0037273 | 640.704 | 2.37 | 641.0788 | 2.7252 | 640.7042 | 9.1258 | 640.7042 | 2.5993 | 641.0787 | #REF! | 640.7042 | 5.8577 | 637.6171 | 0.22661
| 330.458 | 0 | 330.458 | 0.048439 | 330.458 | 0.036637 | 330.458 | 0.020022 | 330.458 | 0.027694 | 330.458 | 0.012171 | 549.0719 | 0.011884 | 640.9356 | 0.036854 | 330.458 | -0.05064 | 549.0719 | 0.021708 | 640.9356 | 0.075933 | 640.9356 | 0.0082281 | 633.7101 | 0.021497 | 640.9356 | 0.041845 | 640.9356 | 0.029369 | 641.3097 | 0.02346 | 638.604 | 0.021287 | 640.9356 | 0.065881 | 641.3097 | 0.034771 | 641.3097 | 0.027495 | 641.3097 | 0.003542 | 549.0719 | 1.8594 | 641.3097 | 0.011373 | 641.3098 | 0.011462 |  |  | 640.9356 | 2.1336 | 635.73 | -0.0054798 | 641.3097 | 0.024559 | 640.9356 | 2.5026 | 550.8929 | 0.00054232 | 641.3097 | 3.4779 | 641.3098 | 23.1827 | 640.9356 | 9.3289 | 641.3097 | 0.1002 | 641.3097 | 0.016846 | 641.3097 | 0.041199 | 824.5035 | 0.077261 | 640.9356 | 0.0038209 | 640.9356 | 0.013352 | 641.3098 | 0.0030162 | 823.8318 | 10.2525 | 640.9356 | 0.01636 | 827.1616 | 0.79857 | 824.5035 | 0.39501 | 640.9356 | 0.0090425 | 953.7208 | 0.074646 |  |  | 1188.8732 | 0.34854 | 1025.1683 | 0.010399 | 1110.532 | 0 | 1109.8064 | 0 | 1109.7997 | 0.0037501 | 640.936 | 2.3789 | 641.3097 | 2.698 | 640.9356 | 9.0367 | 640.9356 | 2.601 | 641.3098 | #REF! | 640.9356 | 5.8044 | 637.8473 | 0.22892
| 330.5355 | 0 | 330.5355 | -0.013501 | 330.5355 | 0.036922 | 330.5355 | -0.0042972 | 330.5355 | 0.015666 | 330.5355 | 0.0034245 | 549.1877 | 0 | 641.1669 | 0.0016801 | 330.5355 | -0.0469 | 549.1877 | 0 | 641.1669 | -0.065586 | 641.1669 | 0.0016206 | 633.9393 | 0.00035242 | 641.1669 | -0.01779 | 641.1669 | -0.023719 | 641.5407 | -0.018946 | 638.8327 | 0.0023581 | 641.1669 | -0.028655 | 641.5407 | 0 | 641.5407 | 0 | 641.5407 | -2.0105e-06 | 549.1877 | 1.8488 | 641.5407 | 0.00086486 | 641.5407 | 0.0072955 |  |  | 641.1669 | 2.1463 | 635.96 | 0.002565 | 641.5407 | 0.011229 | 641.1669 | 2.4896 | 551.011 | 0.0010088 | 641.5407 | 3.3383 | 641.5407 | 22.8287 | 641.1669 | 9.5377 | 641.5407 | 0.10133 | 641.5407 | 0.016759 | 641.5407 | 0.032201 | 824.6699 | 0.084683 | 641.1669 | -0.015245 | 641.1669 | -0.00057079 | 641.5407 | -0.0033687 | 823.9984 | 10.2924 | 641.1669 | -0.017805 | 827.3294 | 0.80786 | 824.6699 | 0.40496 | 641.1669 | 0 | 953.8113 | 0.074929 |  |  | 1188.9424 | 0.34926 | 1025.1813 | 0.010413 | 1110.5924 | 0 | 1109.8667 | 0 | 1109.8601 | 0.0037751 | 641.167 | 2.3919 | 641.5407 | 2.6929 | 641.1669 | 9.0579 | 641.1669 | 2.6143 | 641.5407 | #REF! | 641.1669 | 5.8042 | 638.0775 | 0.22829
| 330.613 | 0 | 330.613 | -0.02372 | 330.613 | 0.037236 | 330.613 | 0.018247 | 330.613 | 0.027965 | 330.613 | 0.0065006 | 549.3035 | 0.014695 | 641.3983 | 0.059485 | 330.613 | -0.04767 | 549.3035 | 0.029016 | 641.3983 | 0.069405 | 641.3983 | 0.016936 | 634.1685 | 0.01813 | 641.3983 | 0.051405 | 641.3983 | 0.065147 | 641.7717 | 0.052038 | 639.0615 | 0.020733 | 641.3983 | 0.05684 | 641.7717 | 0.034153 | 641.7717 | 0.022171 | 641.7717 | 0.0051538 | 549.3035 | 1.7971 | 641.7717 | 0.012379 | 641.7717 | 0.013432 |  |  | 641.3983 | 2.1055 | 636.2 | 0.005713 | 641.7717 | 0.024604 | 641.3983 | 2.4597 | 551.1292 | 0.00046648 | 641.7717 | 3.1824 | 641.7717 | 21.9242 | 641.3983 | 9.6127 | 641.7717 | 0.10703 | 641.7717 | 0.021159 | 641.7717 | 0.04844 | 824.8364 | 0.07331 | 641.3983 | 0.010964 | 641.3983 | 0.012288 | 641.7717 | 0.0039584 | 824.165 | 10.4022 | 641.3983 | 0.012751 | 827.4973 | 0.81672 | 824.8364 | 0.39731 | 641.3983 | 0 | 953.9019 | 0.075893 |  |  | 1189.0117 | 0.34999 | 1025.1941 | 0.010426 | 1110.6528 | 0 | 1109.9271 | 0 | 1109.9204 | 0.0038023 | 641.398 | 2.374 | 641.7717 | 2.6664 | 641.3983 | 8.91 | 641.3983 | 2.5859 | 641.7717 | #REF! | 641.3983 | 5.6879 | 638.3076 | 0.22465
| 330.6905 | 0 | 330.6905 | 0.03247 | 330.6905 | 0.037236 | 330.6905 | -0.0058852 | 330.6905 | 0.01932 | 330.6905 | -0.00040371 | 549.4194 | 0 | 641.6296 | 0.037876 | 330.6905 | -0.04884 | 549.4194 | 0 | 641.6296 | -0.066806 | 641.6296 | 0.0026613 | 634.3976 | 0.0012013 | 641.6296 | -0.015709 | 641.6296 | 0.0020019 | 642.0028 | 0.0015991 | 639.2902 | -0.0013777 | 641.6296 | -0.034331 | 642.0028 | 0 | 642.0028 | 0 | 642.0028 | -0.00046444 | 549.4194 | 1.7906 | 642.0028 | 0.0013476 | 642.0027 | 0.0060382 |  |  | 641.6296 | 2.1044 | 636.43 | 0.0039641 | 642.0028 | 0.0099427 | 641.6296 | 2.4655 | 551.2474 | 0.00097794 | 642.0028 | 3.0508 | 642.0027 | 21.5444 | 641.6296 | 9.7821 | 642.0028 | 0.10478 | 642.0028 | 0.017497 | 642.0028 | 0.03865 | 825.0029 | 0.085217 | 641.6296 | -0.011301 | 641.6296 | -0.0038174 | 642.0027 | -0.0013111 | 824.3316 | 10.5752 | 641.6296 | -0.015979 | 827.6653 | 0.82673 | 825.0029 | 0.40834 | 641.6296 | 0 | 953.9924 | 0.076639 |  |  | 1189.0809 | 0.35072 | 1025.207 | 0.010441 | 1110.7133 | 0 | 1109.9874 | 0 | 1109.9808 | 0.0038319 | 641.63 | 2.4021 | 642.0028 | 2.6735 | 641.6296 | 8.9316 | 641.6296 | 2.609 | 642.0027 | #REF! | 641.6296 | 5.7043 | 638.5378 | 0.226
| 330.768 | 0 | 330.768 | 0.041539 | 330.768 | 0.038148 | 330.768 | 0.012456 | 330.768 | 0.024808 | 330.768 | 0.0079621 | 549.5353 | 0.020723 | 641.861 | 0.050812 | 330.768 | 0.0207 | 549.5353 | 0.035034 | 641.861 | 0.042245 | 641.861 | 0.021079 | 634.6268 | 0.01676 | 641.861 | 0.053939 | 641.861 | 0.058374 | 642.2338 | 0.046628 | 639.519 | 0.029769 | 641.861 | 0.075101 | 642.2338 | 0.03105 | 642.2338 | 0.021517 | 642.2338 | 0.0042745 | 549.5353 | 1.7484 | 642.2338 | 0.0081241 | 642.2338 | 0.012089 |  |  | 641.861 | 2.0937 | 636.66 | 0.0095605 | 642.2338 | 0.022902 | 641.861 | 2.4467 | 551.3655 | 0.0005145 | 642.2338 | 2.9374 | 642.2338 | 20.8735 | 641.861 | 9.9683 | 642.2338 | 0.11348 | 642.2338 | 0.020334 | 642.2338 | 0.048282 | 825.1693 | 0.077368 | 641.861 | 0.0085285 | 641.861 | 0.0098894 | 642.2338 | 0.0053672 | 824.4982 | 10.7455 | 641.861 | 0.022855 | 827.8332 | 0.83537 | 825.1693 | 0.40496 | 641.861 | 0 | 954.083 | 0.077263 |  |  | 1189.1501 | 0.35146 | 1025.2198 | 0.010457 | 1110.7737 | 0 | 1110.0478 | 0 | 1110.0411 | 0.0038626 | 641.861 | 2.3698 | 642.2338 | 2.6459 | 641.861 | 8.8714 | 641.861 | 2.5798 | 642.2338 | #REF! | 641.861 | 5.6647 | 638.768 | 0.22617
| 330.8455 | 0 | 330.8455 | -0.043914 | 330.8455 | 0.036694 | 330.8455 | 0.00055628 | 330.8455 | 0.015651 | 330.8455 | 0.00030663 | 549.6511 | 0 | 642.0924 | -0.00022758 | 330.8455 | -0.03415 | 549.6511 | 0 | 642.0924 | -0.05349 | 642.0924 | -0.0026653 | 634.8559 | -0.0013969 | 642.0924 | -0.012107 | 642.0924 | -0.0036925 | 642.4648 | -0.0029495 | 639.7477 | -0.0022856 | 642.0924 | -0.036478 | 642.4648 | 0 | 642.4648 | 0 | 642.4648 | -0.0040615 | 549.6511 | 1.7533 | 642.4648 | 0.0029142 | 642.4648 | 0.0044878 |  |  | 642.0924 | 2.0764 | 636.89 | 0.0043138 | 642.4648 | 0.013111 | 642.0924 | 2.3979 | 551.4837 | 0.001037 | 642.4648 | 2.8013 | 642.4648 | 20.4286 | 642.0924 | 10.1259 | 642.4648 | 0.10957 | 642.4648 | 0.01792 | 642.4648 | 0.036676 | 825.3358 | 0.086712 | 642.0924 | -0.0079851 | 642.0924 | -0.0038651 | 642.4648 | -0.0069139 | 824.6648 | 10.7541 | 642.0924 | -0.015542 | 828.0011 | 0.84543 | 825.3358 | 0.41643 | 642.0924 | 0 | 954.1736 | 0.077844 |  |  | 1189.2195 | 0.3522 | 1025.2328 | 0.010473 | 1110.8341 | 0 | 1110.1082 | 0 | 1110.1016 | 0.003891 | 642.092 | 2.3536 | 642.4648 | 2.6326 | 642.0924 | 8.8684 | 642.0924 | 2.5585 | 642.4648 | #REF! | 642.0924 | 5.663 | 638.9982 | 0.2257
| 330.923 | 0 | 330.923 | 0.0088356 | 330.923 | 0.037492 | 330.923 | 0.021579 | 330.923 | 0.026507 | 330.923 | 0.0074364 | 549.767 | 0.00099528 | 642.3238 | 0.060445 | 330.923 | 0.01989 | 549.767 | 0.025362 | 642.3238 | 0.12039 | 642.3238 | 0.01326 | 635.0851 | 0.0242 | 642.3238 | 0.049986 | 642.3238 | 0.07088 | 642.6959 | 0.056617 | 639.9765 | 0.023096 | 642.3238 | 0.033567 | 642.6959 | 0.041527 | 642.6959 | 0.026821 | 642.6959 | 0.0077103 | 549.767 | 1.7378 | 642.6959 | 0.0143 | 642.6959 | 0.0137 |  |  | 642.3238 | 2.0538 | 637.12 | -0.018771 | 642.6959 | 0.024386 | 642.3238 | 2.3918 | 551.6019 | 0.00052784 | 642.6959 | 2.7049 | 642.6959 | 19.6105 | 642.3238 | 10.2727 | 642.6959 | 0.11926 | 642.6959 | 0.021857 | 642.6959 | 0.048731 | 825.5023 | 0.078382 | 642.3238 | 0.019813 | 642.3238 | 0.02168 | 642.6959 | 0.0013105 | 824.8315 | 10.8911 | 642.3238 | 0.021767 | 828.169 | 0.85385 | 825.5023 | 0.41239 | 642.3238 | 0 | 954.2642 | 0.078032 |  |  | 1189.2887 | 0.35294 | 1025.2456 | 0.010489 | 1110.8945 | 0 | 1110.1686 | 0 | 1110.1619 | 0.003916 | 642.324 | 2.3435 | 642.6959 | 2.6127 | 642.3238 | 8.7275 | 642.3238 | 2.5408 | 642.6959 | #REF! | 642.3238 | 5.575 | 639.2285 | 0.22521
| 331.0005 | 0 | 331.0005 | -8.5486e-05 | 331.0005 | 0.036694 | 331.0005 | -0.003581 | 331.0005 | 0.017065 | 331.0005 | -0.0015355 | 549.8829 | 0 | 642.5552 | 0.04011 | 331.0005 | -0.02718 | 549.8829 | 0 | 642.5552 | -0.067165 | 642.5552 | -0.0030195 | 635.3143 | 0.00541 | 642.5552 | -0.01506 | 642.5552 | -0.035375 | 642.9269 | -0.028257 | 640.2053 | -0.0004867 | 642.5552 | -0.051604 | 642.9269 | 0 | 642.9269 | 0 | 642.9269 | 0.0021509 | 549.8829 | 1.6984 | 642.9269 | 0 | 642.9269 | 0.0056764 |  |  | 642.5552 | 2.0498 | 637.35 | -0.0054798 | 642.9269 | 0.013171 | 642.5552 | 2.3911 | 551.7201 | 0.00099547 | 642.9269 | 2.5692 | 642.9269 | 19.2107 | 642.5552 | 10.4675 | 642.9269 | 0.11842 | 642.9269 | 0.019775 | 642.9269 | 0.043802 | 825.6687 | 0.086071 | 642.5552 | -0.013313 | 642.5552 | 0.0026104 | 642.9269 | -0.00080063 | 824.9981 | 11.0299 | 642.5552 | -0.011443 | 828.3369 | 0.86216 | 825.6687 | 0.41971 | 642.5552 | 0 | 954.3548 | 0.078078 |  |  | 1189.358 | 0.35369 | 1025.2585 | 0.010507 | 1110.9551 | 0 | 1110.2289 | 0 | 1110.2223 | 0.0039342 | 642.555 | 2.3473 | 642.9269 | 2.6279 | 642.5552 | 8.7748 | 642.5552 | 2.5434 | 642.9269 | #REF! | 642.5552 | 5.5954 | 639.4587 | 0.22657
| 331.0781 | 0 | 331.0781 | 0.017425 | 331.0781 | 0.037578 | 331.0781 | 0.017002 | 331.0781 | 0.024372 | 331.0781 | 0.0089447 | 549.9987 | 0.0080204 | 642.7866 | 0.022791 | 331.0781 | 0.01922 | 549.9987 | 0.0331 | 642.7866 | 0.093401 | 642.7866 | 0.012088 | 635.5435 | 0.031289 | 642.7866 | 0.045778 | 642.7866 | -0.014654 | 643.158 | -0.011706 | 640.4341 | 0.029836 | 642.7866 | 0.061199 | 643.158 | 0.020837 | 643.158 | 0.01265 | 643.158 | 0.0036026 | 549.9987 | 1.7168 | 643.158 | 0.005451 | 643.158 | 0.0097604 |  |  | 642.7866 | 2.0349 | 637.58 | -0.010027 | 643.158 | 0.020093 | 642.7866 | 2.3744 | 551.8382 | 0.00048363 | 643.158 | 2.5141 | 643.158 | 18.652 | 642.7866 | 10.6876 | 643.158 | 0.12372 | 643.158 | 0.021184 | 643.158 | 0.045173 | 825.8352 | 0.080572 | 642.7866 | 0.0050207 | 642.7866 | 0.010379 | 643.158 | 0.0064106 | 825.1647 | 11.31 | 642.7866 | 0.020467 | 828.5048 | 0.86916 | 825.8352 | 0.41654 | 642.7866 | 0 | 954.4454 | 0.078496 |  |  | 1189.4272 | 0.35444 | 1025.2714 | 0.010525 | 1111.0155 | 0 | 1110.2893 | 0 | 1110.2827 | 0.0039432 | 642.787 | 2.3584 | 643.158 | 2.6092 | 642.7866 | 8.7468 | 642.7866 | 2.5505 | 643.158 | #REF! | 642.7866 | 5.5897 | 639.6889 | 0.22542
| 331.1556 | 0 | 331.1556 | -0.029138 | 331.1556 | 0.036665 | 331.1556 | 0.0018501 | 331.1556 | 0.020132 | 331.1556 | -1.2871e-05 | 550.1146 | 0 | 643.0181 | 0.030278 | 331.1556 | -0.02487 | 550.1146 | 0 | 643.0181 | -0.084598 | 643.0181 | -0.0036173 | 635.7727 | 0.0073925 | 643.0181 | -0.016358 | 643.0181 | -0.039071 | 643.3891 | -0.031209 | 640.6628 | -0.0062939 | 643.0181 | -0.0096103 | 643.3891 | 0 | 643.3891 | 0 | 643.3891 | -0.0015532 | 550.1146 | 1.6672 | 643.3891 | 0 | 643.3891 | 0.0048027 |  |  | 643.0181 | 2.0246 | 637.82 | -0.0047802 | 643.3891 | 0.010183 | 643.0181 | 2.3442 | 551.9564 | 0.00096727 | 643.3891 | 2.4025 | 643.3891 | 17.9886 | 643.0181 | 10.8024 | 643.3891 | 0.12205 | 643.3891 | 0.020098 | 643.3891 | 0.041177 | 826.0017 | 0.087086 | 643.0181 | -0.011401 | 643.0181 | 0.0059031 | 643.3891 | 0.003635 | 825.3314 | 11.2025 | 643.0181 | -0.026224 | 828.6728 | 0.87775 | 826.0017 | 0.42572 | 643.0181 | 0 | 954.5361 | 0.079027 |  |  | 1189.4966 | 0.35519 | 1025.2843 | 0.010543 | 1111.0759 | 0 | 1110.3497 | 0 | 1110.343 | 0.0039421 | 643.018 | 2.3659 | 643.3891 | 2.6 | 643.0181 | 8.6794 | 643.0181 | 2.5514 | 643.3891 | #REF! | 643.0181 | 5.5151 | 639.9192 | 0.22382
| 331.2331 | 0 | 331.2331 | -0.0050737 | 331.2331 | 0.037236 | 331.2331 | 0.020956 | 331.2331 | 0.023394 | 331.2331 | 0.0090579 | 550.2305 | 0.029129 | 643.2495 | 0.0391 | 331.2331 | 0.01574 | 550.2305 | 0.021923 | 643.2495 | 0.0014127 | 643.2495 | 0.0092894 | 636.0019 | 0.017684 | 643.2495 | 0.042258 | 643.2495 | 0.040443 | 643.6202 | 0.032305 | 640.8917 | 0.031592 | 643.2495 | 0.074035 | 643.6202 | 0.030603 | 643.6202 | 0.027188 | 643.6202 | 0.006864 | 550.2305 | 1.6669 | 643.6202 | 0.0062163 | 643.6202 | 0.0095813 |  |  | 643.2495 | 2.0205 | 638.05 | -0.010726 | 643.6202 | 0.020168 | 643.2495 | 2.3441 | 552.0746 | 0.0005004 | 643.6202 | 2.313 | 643.6202 | 17.397 | 643.2495 | 11.0564 | 643.6202 | 0.13098 | 643.6202 | 0.022317 | 643.6202 | 0.050371 | 826.1682 | 0.078115 | 643.2495 | 0.0089947 | 643.2495 | 0.0058851 | 643.6202 | 0.0026571 | 825.498 | 11.4806 | 643.2495 | 0.0056133 | 828.8407 | 0.88518 | 826.1682 | 0.42583 | 643.2495 | 0 | 954.6267 | 0.079175 |  |  | 1189.5658 | 0.35594 | 1025.2971 | 0.010562 | 1111.1365 | 0 | 1110.4102 | 0 | 1110.4034 | 0.0039307 | 643.25 | 2.3618 | 643.6202 | 2.5881 | 643.2495 | 8.6311 | 643.2495 | 2.547 | 643.6202 | #REF! | 643.2495 | 5.5047 | 640.1494 | 0.22486
| 331.3106 | 0 | 331.3106 | -0.0051171 | 331.3106 | 0.03658 | 331.3106 | -0.0060721 | 331.3106 | 0.017019 | 331.3106 | 0.0017407 | 550.3464 | 0 | 643.4809 | 0.033693 | 331.3106 | -0.03781 | 550.3464 | 0 | 643.4809 | -0.10955 | 643.481 | -0.005933 | 636.2311 | 5.5309e-06 | 643.4809 | -0.023211 | 643.481 | -0.016773 | 643.8513 | -0.013398 | 641.1205 | -0.0055547 | 643.481 | -0.012042 | 643.8513 | 0 | 643.8513 | 0 | 643.8513 | -0.002487 | 550.3464 | 1.6485 | 643.8513 | 0 | 643.8513 | 0.0053355 |  |  | 643.4809 | 2.0109 | 638.28 | -0.015274 | 643.8513 | 0.011042 | 643.481 | 2.3539 | 552.1928 | 0.00096384 | 643.8513 | 2.2012 | 643.8513 | 16.9903 | 643.481 | 11.3509 | 643.8513 | 0.131 | 643.8513 | 0.021691 | 643.8513 | 0.042264 | 826.3347 | 0.083188 | 643.4809 | -0.014682 | 643.4809 | -0.0034362 | 643.8513 | 0.0013719 | 825.6647 | 11.513 | 643.4809 | -0.028292 | 829.0086 | 0.89464 | 826.3347 | 0.43501 | 643.481 | 0 | 954.7174 | 0.079695 |  |  | 1189.6351 | 0.35671 | 1025.3099 | 0.010582 | 1111.1969 | 0 | 1110.4706 | 0 | 1110.4639 | 0.0039103 | 643.481 | 2.3419 | 643.8513 | 2.6024 | 643.481 | 8.7023 | 643.481 | 2.5213 | 643.8513 | #REF! | 643.481 | 5.5051 | 640.3797 | 0.22702
| 331.3882 | 0 | 331.3882 | 0.019035 | 331.3882 | 0.037692 | 331.3882 | 0.014604 | 331.3882 | 0.024236 | 331.3882 | 0.0068448 | 550.4623 | 0 | 643.7124 | 0.066492 | 331.3882 | 0.01709 | 550.4623 | 0.032455 | 643.7124 | 0.040657 | 643.7124 | 0.019021 | 636.4604 | 0.024603 | 643.7124 | 0.056443 | 643.7124 | 0.078043 | 644.0824 | 0.062339 | 641.3493 | 0.019842 | 643.7124 | 0.043101 | 644.0824 | 0.040459 | 644.0824 | 0.032066 | 644.0824 | 0.010794 | 550.4623 | 1.6681 | 644.0824 | 0.010195 | 644.0824 | 0.012894 |  |  | 643.7124 | 2.0138 | 638.51 | -0.01947 | 644.0824 | 0.020933 | 643.7124 | 2.344 | 552.311 | 0.00047753 | 644.0824 | 2.1632 | 644.0824 | 16.4185 | 643.7124 | 11.5791 | 644.0824 | 0.14515 | 644.0824 | 0.026781 | 644.0824 | 0.057801 | 826.5011 | 0.079504 | 643.7124 | 0.00011909 | 643.7124 | -0.0078653 | 644.0824 | -0.0011511 | 825.8313 | 11.7065 | 643.7124 | 0.030336 | 829.1766 | 0.90339 | 826.5011 | 0.43556 | 643.7124 | 0.0090425 | 954.8081 | 0.080141 |  |  | 1189.7045 | 0.35747 | 1025.3229 | 0.010602 | 1111.2575 | 0 | 1110.5309 | 0 | 1110.5243 | 0.0038842 | 643.712 | 2.357 | 644.0824 | 2.6013 | 643.7124 | 8.6895 | 643.7124 | 2.5275 | 644.0824 | #REF! | 643.7124 | 5.5181 | 640.61 | 0.22582
| 331.4657 | 0 | 331.4657 | -0.022781 | 331.4657 | 0.036979 | 331.4657 | -0.0036744 | 331.4657 | 0.011712 | 331.4657 | 0.00035843 | 550.5782 | 0 | 643.9439 | 0.035741 | 331.4657 | -0.04879 | 550.5782 | 0 | 643.9439 | -0.068538 | 643.9439 | -0.0070177 | 636.6896 | 0.00090615 | 643.9439 | -0.014206 | 643.9439 | -0.03518 | 644.3135 | -0.028101 | 641.5781 | -0.0069604 | 643.9439 | -0.05503 | 644.3135 | 0 | 644.3135 | 0 | 644.3135 | -0.00040245 | 550.5782 | 1.5999 | 644.3135 | 0.00055069 | 644.3135 | 0.0062799 |  |  | 643.9439 | 1.9796 | 638.74 | 0.01061 | 644.3135 | 0.0076161 | 643.9439 | 2.3072 | 552.4292 | 0.0009726 | 644.3135 | 2.0344 | 644.3135 | 15.7147 | 643.9439 | 11.6597 | 644.3135 | 0.1374 | 644.3135 | 0.021478 | 644.3135 | 0.045723 | 826.6676 | 0.08511 | 643.9439 | -0.016414 | 643.9439 | 0.0063592 | 644.3135 | 0.0019511 | 825.998 | 11.73 | 643.9439 | -0.022388 | 829.3446 | 0.91307 | 826.6676 | 0.44179 | 643.9439 | 0.0090425 | 954.8989 | 0.080136 |  |  | 1189.7738 | 0.35823 | 1025.3357 | 0.010622 | 1111.3179 | 0 | 1110.5913 | 0 | 1110.5847 | 0.0038523 | 643.944 | 2.349 | 644.3135 | 2.5658 | 643.9439 | 8.5731 | 643.9439 | 2.5133 | 644.3135 | #REF! | 643.9439 | 5.4493 | 640.8403 | 0.22633
| 331.5432 | 0 | 331.5432 | -0.042024 | 331.5432 | 0.037777 | 331.5432 | 0.015102 | 331.5432 | 0.023199 | 331.5432 | 0.0095284 | 550.6941 | 0.010479 | 644.1754 | 0.045427 | 331.5432 | 0.00129 | 550.6941 | 0.017517 | 644.1754 | 0.061149 | 644.1754 | 0.01868 | 636.9189 | 0.018325 | 644.1754 | 0.046819 | 644.1754 | 0.042473 | 644.5447 | 0.033927 | 641.807 | 0.022625 | 644.1754 | 0.02118 | 644.5447 | 0.023723 | 644.5447 | 0.024659 | 644.5447 | 0.0034387 | 550.6941 | 1.6423 | 644.5447 | 0.009802 | 644.5447 | 0.010477 |  |  | 644.1754 | 1.9594 | 638.97 | -0.011776 | 644.5447 | 0.018008 | 644.1754 | 2.278 | 552.5474 | 0.0004985 | 644.5447 | 1.9523 | 644.5447 | 15.0809 | 644.1754 | 11.8357 | 644.5447 | 0.14789 | 644.5447 | 0.027384 | 644.5447 | 0.058765 | 826.8341 | 0.080625 | 644.1754 | 0.0093371 | 644.1754 | 0.0015919 | 644.5447 | 0.0024581 | 826.1646 | 11.875 | 644.1754 | 0.013197 | 829.5125 | 0.9227 | 826.8341 | 0.4431 | 644.1754 | 0.0018107 | 954.9896 | 0.080342 |  |  | 1189.8431 | 0.359 | 1025.3486 | 0.010643 | 1111.3784 | 0 | 1110.6517 | 0 | 1110.6451 | 0.0038182 | 644.175 | 2.3559 | 644.5447 | 2.5373 | 644.1754 | 8.4963 | 644.1754 | 2.516 | 644.5447 | #REF! | 644.1754 | 5.4022 | 641.0706 | 0.22272
| 331.6208 | 0 | 331.6208 | 0.016195 | 331.6208 | 0.037065 | 331.6208 | 0.00020872 | 331.6208 | 0.015185 | 331.6208 | -0.00012333 | 550.81 | 0 | 644.4069 | 0.029 | 331.6208 | -0.05206 | 550.81 | 0 | 644.4069 | -0.085942 | 644.4069 | -0.0033722 | 637.1481 | 0.0041413 | 644.4069 | -0.021071 | 644.4069 | -0.018852 | 644.7758 | -0.015059 | 642.0358 | -0.0011647 | 644.4069 | -0.03517 | 644.7758 | 0 | 644.7758 | 0 | 644.7758 | -0.0010035 | 550.81 | 1.6284 | 644.7758 | 0 | 644.7758 | 0.0039676 |  |  | 644.4069 | 1.955 | 639.21 | 0.017256 | 644.7758 | 0.0090175 | 644.4069 | 2.2801 | 552.6656 | 0.0010088 | 644.7758 | 1.876 | 644.7758 | 14.656 | 644.4069 | 12.0749 | 644.7758 | 0.14516 | 644.7758 | 0.023607 | 644.7758 | 0.045303 | 827.0006 | 0.085804 | 644.4069 | -0.014665 | 644.4069 | -0.014215 | 644.7758 | 0.0026352 | 826.3313 | 12.0487 | 644.4069 | -0.028392 | 829.6805 | 0.93254 | 827.0006 | 0.449 | 644.4069 | 0 | 955.0803 | 0.080678 |  |  | 1189.9125 | 0.35977 | 1025.3615 | 0.010664 | 1111.439 | 0 | 1110.7123 | 0 | 1110.7056 | 0.0037807 | 644.407 | 2.3375 | 644.7758 | 2.5452 | 644.4069 | 8.516 | 644.4069 | 2.4983 | 644.7758 | #REF! | 644.4069 | 5.377 | 641.3009 | 0.22468
| 331.6983 | 0 | 331.6983 | 0.01938 | 331.6983 | 0.037948 | 331.6983 | 0.018029 | 331.6983 | 0.024868 | 331.6983 | 0.011601 | 550.926 | 0 | 644.6384 | 0.044901 | 331.6983 | -0.01141 | 550.926 | 0.039548 | 644.6384 | 0.049017 | 644.6384 | 0.010094 | 637.3774 | 0.015316 | 644.6384 | 0.052316 | 644.6384 | 0.0097218 | 645.007 | 0.0077656 | 642.2647 | 0.02156 | 644.6384 | 0.034711 | 645.007 | 0.042747 | 645.007 | 0.0224 | 645.007 | 0.0072484 | 550.926 | 1.6161 | 645.007 | 0.0077706 | 645.007 | 0.0096708 |  |  | 644.6384 | 1.9388 | 639.44 | 0.0088609 | 645.007 | 0.016493 | 644.6384 | 2.2551 | 552.7838 | 0.00051565 | 645.007 | 1.8023 | 645.007 | 14.0105 | 644.6384 | 12.224 | 645.007 | 0.15493 | 645.007 | 0.027741 | 645.007 | 0.059858 | 827.1671 | 0.07913 | 644.6384 | 0.0068256 | 644.6384 | 0.0024359 | 645.007 | 0.00029363 | 826.498 | 12.1411 | 644.6384 | 0.0035242 | 829.8484 | 0.93954 | 827.1671 | 0.45152 | 644.6384 | 0 | 955.1711 | 0.081566 |  |  | 1189.9818 | 0.36055 | 1025.3744 | 0.010685 | 1111.4995 | 0 | 1110.7727 | 0 | 1110.766 | 0.0037421 | 644.638 | 2.3354 | 645.007 | 2.5136 | 644.6384 | 8.4015 | 644.6384 | 2.4948 | 645.007 | #REF! | 644.6384 | 5.3415 | 641.5312 | 0.22417
| 331.7759 | 0 | 331.7758 | -0.011461 | 331.7759 | 0.036723 | 331.7759 | -0.0024165 | 331.7759 | 0.015802 | 331.7759 | 0.0032602 | 551.0419 | 0 | 644.8699 | 0.017069 | 331.7759 | -0.06678 | 551.0419 | 0 | 644.8699 | -0.066756 | 644.8699 | -0.012111 | 637.6067 | 0.0016866 | 644.8699 | -0.020648 | 644.8699 | -0.034948 | 645.2381 | -0.027916 | 642.4936 | -0.004678 | 644.8699 | -0.027323 | 645.2381 | 0 | 645.2381 | 0 | 645.2381 | -0.0056983 | 551.0419 | 1.5987 | 645.2381 | 0 | 645.2381 | 0.0025237 |  |  | 644.8699 | 1.9347 | 639.67 | -0.019821 | 645.2381 | 0.0051394 | 644.8699 | 2.2599 | 552.902 | 0.00097794 | 645.2381 | 1.7137 | 645.2381 | 13.574 | 644.8699 | 12.4732 | 645.2381 | 0.15195 | 645.2381 | 0.023968 | 645.2381 | 0.048943 | 827.3336 | 0.079397 | 644.8699 | -0.006677 | 644.8699 | -0.015061 | 645.2381 | -0.00076349 | 826.6646 | 12.2157 | 644.8699 | -0.019853 | 830.0164 | 0.94878 | 827.3336 | 0.45611 | 644.8699 | 0 | 955.2619 | 0.082589 |  |  | 1190.0512 | 0.36133 | 1025.3872 | 0.010707 | 1111.5599 | 0 | 1110.8331 | 0 | 1110.8264 | 0.0037001 | 644.87 | 2.3587 | 645.2381 | 2.5159 | 644.8699 | 8.4029 | 644.8699 | 2.5107 | 645.2381 | #REF! | 644.8699 | 5.3302 | 641.7616 | 0.2241
| 331.8534 | 0 | 331.8534 | -0.028279 | 331.8534 | 0.037635 | 331.8534 | 0.010587 | 331.8534 | 0.025289 | 331.8534 | 0.0090949 | 551.1578 | 0.0045078 | 645.1014 | 0.047304 | 331.8534 | 0.01769 | 551.1578 | 0.01379 | 645.1014 | 0.031975 | 645.1014 | 0.0075983 | 637.836 | 0.024459 | 645.1014 | 0.053763 | 645.1014 | 0.06614 | 645.4693 | 0.052831 | 642.7225 | 0.023789 | 645.1014 | 0.048775 | 645.4693 | 0.042485 | 645.4693 | 0.018731 | 645.4693 | 0.0068702 | 551.1578 | 1.6266 | 645.4693 | 0.0078017 | 645.4693 | 0.010387 |  |  | 645.1014 | 1.9316 | 639.9 | 0.0046636 | 645.4693 | 0.015091 | 645.1014 | 2.239 | 553.0202 | 0.00046915 | 645.4693 | 1.6807 | 645.4693 | 13.0862 | 645.1014 | 12.6554 | 645.4693 | 0.16138 | 645.4693 | 0.027868 | 645.4693 | 0.06174 | 827.5001 | 0.080358 | 645.1014 | 0.013939 | 645.1014 | 0.0037679 | 645.4693 | 6.0537e-05 | 826.8313 | 12.3143 | 645.1014 | 0.0057911 | 830.1844 | 0.95786 | 827.5001 | 0.4595 | 645.1014 | 0 | 955.3527 | 0.082948 |  |  | 1190.1206 | 0.36211 | 1025.4001 | 0.010729 | 1111.6205 | 0 | 1110.8936 | 0 | 1110.8868 | 0.003658 | 645.101 | 2.3453 | 645.4693 | 2.5086 | 645.1014 | 8.3726 | 645.1014 | 2.493 | 645.4693 | #REF! | 645.1014 | 5.3202 | 641.9919 | 0.22391
| 331.931 | 0 | 331.931 | 0.016829 | 331.931 | 0.036979 | 331.931 | -0.00035089 | 331.931 | 0.015381 | 331.931 | -0.00056341 | 551.2738 | 0 | 645.333 | 0.024451 | 331.931 | -0.04065 | 551.2738 | 0 | 645.333 | -0.080643 | 645.3329 | -0.010171 | 638.0653 | 0.00050419 | 645.333 | -0.025921 | 645.3329 | -0.039431 | 645.7005 | -0.031497 | 642.9513 | -0.0017568 | 645.3329 | -0.049988 | 645.7005 | 0 | 645.7005 | 0 | 645.7005 | -0.0039705 | 551.2738 | 1.5985 | 645.7005 | 0 | 645.7005 | 0.0040176 |  |  | 645.333 | 1.9054 | 640.13 | 0.0067623 | 645.7005 | 0.0065193 | 645.3329 | 2.223 | 553.1385 | 0.00097184 | 645.7005 | 1.5875 | 645.7005 | 12.6221 | 645.3329 | 12.909 | 645.7005 | 0.16052 | 645.7005 | 0.025608 | 645.7005 | 0.051141 | 827.6667 | 0.084736 | 645.333 | -0.014797 | 645.333 | -0.0059309 | 645.7005 | -0.0034192 | 826.998 | 12.6518 | 645.333 | -0.019236 | 830.3524 | 0.96759 | 827.6667 | 0.46398 | 645.3329 | 0 | 955.4436 | 0.083016 |  |  | 1190.1899 | 0.36289 | 1025.413 | 0.010751 | 1111.681 | 0 | 1110.954 | 0 | 1110.9474 | 0.003616 | 645.333 | 2.3385 | 645.7005 | 2.504 | 645.3329 | 8.3333 | 645.3329 | 2.4841 | 645.7005 | #REF! | 645.3329 | 5.2712 | 642.2223 | 0.22239
| 332.0085 | 0 | 332.0085 | 0.035848 | 332.0085 | 0.037806 | 332.0085 | 0.018216 | 332.0085 | 0.020162 | 332.0085 | 0.010189 | 551.3897 | 0.010831 | 645.5645 | 0.041768 | 332.0085 | 0.00264 | 551.3897 | 0.006336 | 645.5645 | 0.069494 | 645.5645 | 0.013983 | 638.2946 | 0.024076 | 645.5645 | 0.037464 | 645.5645 | 0.042096 | 645.9317 | 0.033625 | 643.1802 | 0.023161 | 645.5645 | 0.037392 | 645.9317 | 0.038124 | 645.9317 | 0.020703 | 645.9317 | 0.0055883 | 551.3897 | 1.5166 | 645.9317 | 0.0076944 | 645.9317 | 0.0096708 |  |  | 645.5645 | 1.8921 | 640.36 | -0.008278 | 645.9317 | 0.018079 | 645.5645 | 2.2018 | 553.2567 | 0.00050955 | 645.9317 | 1.5585 | 645.9317 | 12.0299 | 645.5645 | 13.1494 | 645.9317 | 0.17034 | 645.9317 | 0.030111 | 645.9317 | 0.059613 | 827.8332 | 0.07913 | 645.5645 | 0.0066644 | 645.5645 | 0.0053204 | 645.9317 | 0.0029962 | 827.1647 | 12.488 | 645.5645 | 0.026245 | 830.5204 | 0.97612 | 827.8332 | 0.4678 | 645.5645 | 0 | 955.5344 | 0.082643 |  |  | 1190.2593 | 0.36368 | 1025.4259 | 0.010773 | 1111.7416 | 0 | 1111.0145 | 0 | 1111.0078 | 0.0035773 | 645.564 | 2.3371 | 645.9317 | 2.4779 | 645.5645 | 8.2707 | 645.5645 | 2.4823 | 645.9317 | #REF! | 645.5645 | 5.2379 | 642.4526 | 0.22289
| 332.0861 | 0 | 332.0861 | 0.004252 | 332.0861 | 0.037207 | 332.0861 | -0.0019892 | 332.0861 | 0.014043 | 332.0861 | 0.0012771 | 551.5057 | 0 | 645.7961 | 0.030477 | 332.0861 | -0.03583 | 551.5057 | 0 | 645.7961 | -0.086394 | 645.7961 | -0.0079881 | 638.5239 | 0.001608 | 645.7961 | -0.020397 | 645.7961 | -0.02946 | 646.1629 | -0.023532 | 643.4092 | -0.0029725 | 645.7961 | -0.019628 | 646.1629 | 0 | 646.1629 | 0 | 646.1629 | -0.0014117 | 551.5057 | 1.524 | 646.1629 | 0 | 646.1629 | 0.0040087 |  |  | 645.7961 | 1.8812 | 640.59 | -0.028565 | 646.1629 | 0.0086095 | 645.7961 | 2.1862 | 553.3749 | 0.0010187 | 646.1629 | 1.4884 | 646.1629 | 11.643 | 645.7961 | 13.4019 | 646.1629 | 0.17 | 646.1629 | 0.028614 | 646.1629 | 0.0503 | 827.9997 | 0.078863 | 645.7961 | -0.0085798 | 645.7961 | -0.008364 | 646.1629 | -0.0035666 | 827.3314 | 12.5866 | 645.7961 | -0.024155 | 830.6884 | 0.98623 | 827.9997 | 0.47229 | 645.7961 | 0 | 955.6253 | 0.082214 |  |  | 1190.3287 | 0.36447 | 1025.4387 | 0.010796 | 1111.8021 | 0 | 1111.0749 | 0 | 1111.0682 | 0.0035455 | 645.796 | 2.3338 | 646.1629 | 2.4788 | 645.7961 | 8.2589 | 645.7961 | 2.4735 | 646.1629 | #REF! | 645.7961 | 5.2317 | 642.683 | 0.2238
| 332.1636 | 0 | 332.1636 | 0.0004066 | 332.1636 | 0.037863 | 332.1636 | 0.014137 | 332.1636 | 0.021936 | 332.1636 | 0.0083487 | 551.6216 | 0.016802 | 646.0276 | 0.042753 | 332.1636 | 0.01372 | 551.6216 | 0.03439 | 646.0276 | 0.0029083 | 646.0276 | 0.015386 | 638.7533 | 0.022047 | 646.0276 | 0.041539 | 646.0276 | 0.069958 | 646.3941 | 0.055881 | 643.6381 | 0.027643 | 646.0276 | 0.049341 | 646.3941 | 0.03894 | 646.3941 | 0.012508 | 646.3941 | 0.004712 | 551.6216 | 1.5329 | 646.3941 | 0.01003 | 646.3941 | 0.0094917 |  |  | 646.0276 | 1.8792 | 640.83 | 0.020753 | 646.3941 | 0.018113 | 646.0276 | 2.1774 | 553.4931 | 0.00051717 | 646.3941 | 1.4634 | 646.3941 | 11.1657 | 646.0276 | 13.6077 | 646.3941 | 0.1818 | 646.3941 | 0.033792 | 646.3941 | 0.062237 | 828.1662 | 0.077101 | 646.0276 | 0.001032 | 646.0276 | 0.0053521 | 646.3941 | 0.001817 | 827.4981 | 12.7056 | 646.0276 | 0.0077315 | 830.8563 | 0.99646 | 828.1662 | 0.47764 | 646.0276 | 0 | 955.7162 | 0.082897 |  |  | 1190.3981 | 0.36526 | 1025.4517 | 0.010818 | 1111.8627 | 0 | 1111.1355 | 0 | 1111.1288 | 0.0035239 | 646.028 | 2.3295 | 646.3941 | 2.4639 | 646.0276 | 8.1915 | 646.0276 | 2.4637 | 646.3941 | #REF! | 646.0276 | 5.1847 | 642.9134 | 0.22159
| 332.2412 | 0 | 332.2412 | 0.0059745 | 332.2412 | 0.037321 | 332.2412 | -0.0037055 | 332.2412 | 0.01299 | 332.2412 | -4.4753e-05 | 551.7376 | 0 | 646.2592 | 0.049057 | 332.2412 | -0.02301 | 551.7376 | 0 | 646.2592 | -0.077477 | 646.2592 | -0.013761 | 638.9826 | 0.0046365 | 646.2592 | -0.0099868 | 646.2592 | -0.034276 | 646.6254 | -0.027379 | 643.867 | 0.0033788 | 646.2592 | 0.0019065 | 646.6254 | 0 | 646.6254 | 0 | 646.6254 | -0.00047267 | 551.7376 | 1.5047 | 646.6254 | 0.0017895 | 646.6254 | 0.0051088 |  |  | 646.2592 | 1.8462 | 641.06 | -0.0012825 | 646.6254 | 0.0035032 | 646.2592 | 2.1466 | 553.6113 | 0.0010088 | 646.6254 | 1.3531 | 646.6254 | 10.6465 | 646.2592 | 13.6835 | 646.6254 | 0.18008 | 646.6254 | 0.031225 | 646.6254 | 0.055016 | 828.3328 | 0.079397 | 646.2592 | -0.0016194 | 646.2592 | -0.0055414 | 646.6254 | 0.0023364 | 827.6648 | 12.6925 | 646.2592 | -0.0078202 | 831.0243 | 1.0073 | 828.3328 | 0.48092 | 646.2592 | 0 | 955.8071 | 0.083984 |  |  | 1190.4675 | 0.36605 | 1025.4645 | 0.010841 | 1111.9233 | 0 | 1111.1959 | 0 | 1111.1892 | 0.0035171 | 646.259 | 2.3304 | 646.6254 | 2.4372 | 646.2592 | 8.1025 | 646.2592 | 2.4629 | 646.6254 | #REF! | 646.2592 | 5.1028 | 643.1438 | 0.22167
| 332.3188 | 0 | 332.3188 | 0.023151 | 332.3188 | 0.03812 | 332.3188 | 0.016286 | 332.3188 | 0.023875 | 332.3188 | 0.010183 | 551.8535 | 0.011533 | 646.4908 | 0.045182 | 332.3188 | 0.00579 | 551.8535 | 0.016026 | 646.4908 | 0.031431 | 646.4908 | 0.012746 | 639.212 | 0.016645 | 646.4908 | 0.046307 | 646.4908 | 0.053338 | 646.8566 | 0.042605 | 644.096 | 0.029319 | 646.4908 | 0.028904 | 646.8566 | 0.036635 | 646.8566 | 0.021527 | 646.8566 | 0.0067306 | 551.8535 | 1.4554 | 646.8566 | 0.009739 | 646.8566 | 0.010477 |  |  | 646.4908 | 1.8561 | 641.29 | 0.0029147 | 646.8566 | 0.017187 | 646.4908 | 2.127 | 553.7296 | 0.0004985 | 646.8566 | 1.3255 | 646.8566 | 10.2536 | 646.4908 | 14.0291 | 646.8566 | 0.1855 | 646.8566 | 0.034238 | 646.8566 | 0.06499 | 828.4993 | 0.067116 | 646.4908 | 0.013448 | 646.4908 | 0.01413 | 646.8566 | 0.006514 | 827.8315 | 12.8558 | 646.4908 | 0.023449 | 831.1924 | 1.0154 | 828.4993 | 0.48442 | 646.4908 | 0 | 955.898 | 0.084535 |  |  | 1190.537 | 0.36685 | 1025.4774 | 0.010864 | 1111.9839 | 0 | 1111.2565 | 0 | 1111.2498 | 0.0035251 | 646.491 | 2.3389 | 646.8566 | 2.4334 | 646.4908 | 8.0912 | 646.4908 | 2.4664 | 646.8566 | #REF! | 646.4908 | 5.118 | 643.3742 | 0.2229
| 332.3963 | 0 | 332.3963 | -0.0048986 | 332.3963 | 0.037065 | 332.3963 | -0.0070062 | 332.3963 | 0.015516 | 332.3963 | 0.00062934 | 551.9695 | 0 | 646.7224 | 0.047003 | 332.3963 | -0.02601 | 551.9695 | 0 | 646.7224 | -0.063601 | 646.7224 | -0.0064713 | 639.4413 | 0.01096 | 646.7224 | -0.011707 | 646.7224 | -0.010635 | 647.0879 | -0.0084947 | 644.3249 | -0.00516 | 646.7224 | 0.0034101 | 647.0879 | 0 | 647.0879 | 0.0035467 | 647.0879 | 0.00043627 | 551.9695 | 1.4943 | 647.0879 | 1.7905e-05 | 647.0878 | 0.0060937 |  |  | 646.7224 | 1.8343 | 641.52 | 0.0067623 | 647.0879 | 0.0085358 | 646.7224 | 2.1178 | 553.8478 | 0.00096917 | 647.0879 | 1.2573 | 647.0878 | 9.8398 | 646.7224 | 14.2437 | 647.0879 | 0.18986 | 647.0879 | 0.033168 | 647.0879 | 0.060682 | 828.6658 | 0.077795 | 646.7224 | 0.0069746 | 646.7224 | -0.0018427 | 647.0878 | 0.0011509 | 827.9982 | 12.9951 | 646.7224 | -0.018086 | 831.3604 | 1.0263 | 828.6658 | 0.48748 | 646.7224 | 0 | 955.989 | 0.084728 |  |  | 1190.6063 | 0.36765 | 1025.4902 | 0.010887 | 1112.0444 | 0 | 1111.3169 | 0 | 1111.3103 | 0.0035478 | 646.722 | 2.3409 | 647.0879 | 2.4212 | 646.7224 | 8.0356 | 646.7224 | 2.4673 | 647.0878 | #REF! | 646.7224 | 5.0547 | 643.6046 | 0.22219
| 332.4739 | 0 | 332.4739 | 0.03274 | 332.4739 | 0.03735 | 332.4739 | 0.014729 | 332.4739 | 0.022748 | 332.4739 | 0.012717 | 552.0855 | 0.0055617 | 646.954 | 0.048984 | 332.4739 | 0.02524 | 552.0855 | 0.03396 | 646.954 | 0.03664 | 646.954 | 0.017225 | 639.6707 | 0.025113 | 646.954 | 0.046094 | 646.954 | 0.055448 | 647.3191 | 0.044291 | 644.5539 | 0.01941 | 646.954 | 0.072393 | 647.3191 | 0.02833 | 647.3191 | 0.016196 | 647.3191 | 0.0045352 | 552.0855 | 1.4869 | 647.3191 | 0.0095871 | 647.3191 | 0.010387 |  |  | 646.954 | 1.8145 | 641.75 | -0.008278 | 647.3191 | 0.01588 | 646.954 | 2.1064 | 553.966 | 0.00048173 | 647.3191 | 1.2374 | 647.3191 | 9.458 | 646.954 | 14.4863 | 647.3191 | 0.19703 | 647.3191 | 0.036812 | 647.3191 | 0.072209 | 828.8324 | 0.077368 | 646.954 | 0.0095955 | 646.954 | 0.01474 | 647.3191 | 0.00017262 | 828.1649 | 13.0992 | 646.954 | 0.016797 | 831.5284 | 1.0367 | 828.8324 | 0.49808 | 646.954 | 0.0018107 | 956.0799 | 0.084784 |  |  | 1190.6758 | 0.36845 | 1025.5032 | 0.01091 | 1112.105 | 0 | 1111.3774 | 0 | 1111.3707 | 0.0035864 | 646.954 | 2.3352 | 647.3191 | 2.4007 | 646.954 | 7.9935 | 646.954 | 2.4584 | 647.3191 | #REF! | 646.954 | 5.0598 | 643.835 | 0.22354
| 332.5515 | 0 | 332.5515 | 0.018841 | 332.5515 | 0.03735 | 332.5515 | -0.0059787 | 332.5515 | 0.010509 | 332.5515 | 0.0037176 | 552.2015 | 0 | 647.1856 | 0.032357 | 332.5515 | -0.03524 | 552.2015 | 0 | 647.1856 | -0.072103 | 647.1856 | -0.0035049 | 639.9001 | 0.0063441 | 647.1856 | -0.019942 | 647.1856 | 0.0007252 | 647.5504 | 0.00057928 | 644.7828 | -0.010067 | 647.1856 | -0.034797 | 647.5504 | 0 | 647.5504 | 0 | 647.5504 | -0.00095104 | 552.2015 | 1.4783 | 647.5504 | 0.00092249 | 647.5504 | 0.0040792 |  |  | 647.1856 | 1.8119 | 641.98 | 0.028448 | 647.5504 | 0.0014509 | 647.1856 | 2.1111 | 554.0843 | 0.00094592 | 647.5504 | 1.1654 | 647.5504 | 9.1357 | 647.1856 | 14.7624 | 647.5504 | 0.19667 | 647.5504 | 0.033261 | 647.5504 | 0.059039 | 828.9989 | 0.081479 | 647.1856 | -0.011393 | 647.1856 | 0.0046555 | 647.5504 | -0.003664 | 828.3316 | 13.0306 | 647.1856 | 0.0041287 | 831.6964 | 1.0473 | 828.9989 | 0.50682 | 647.1856 | 0 | 956.1708 | 0.084804 |  |  | 1190.7452 | 0.36926 | 1025.516 | 0.010933 | 1112.1656 | 0 | 1111.438 | 0 | 1111.4313 | 0.0036364 | 647.186 | 2.3219 | 647.5504 | 2.4186 | 647.1856 | 7.9933 | 647.1856 | 2.4407 | 647.5504 | #REF! | 647.1856 | 5.0166 | 644.0655 | 0.22521
| 332.6291 | 0 | 332.6291 | 0.01876 | 332.6291 | 0.038063 | 332.6291 | 0.015912 | 332.6291 | 0.020778 | 332.6291 | 0.0096103 | 552.3174 | 0.02561 | 647.4173 | 0.059308 | 332.6291 | -0.01006 | 552.3174 | 0.034604 | 647.4173 | 0.056953 | 647.4173 | 0.018844 | 640.1295 | 0.015697 | 647.4173 | 0.043435 | 647.4173 | 0.086641 | 647.7817 | 0.069207 | 645.0118 | 0.022155 | 647.4173 | 0.054038 | 647.7817 | 0.041118 | 647.7817 | 0.020012 | 647.7817 | 0.0059009 | 552.3174 | 1.4783 | 647.7817 | 0.010462 | 647.7817 | 0.011999 |  |  | 647.4173 | 1.8056 | 642.22 | 0.0074619 | 647.7817 | 0.017625 | 647.4173 | 2.081 | 554.2025 | 0.00046953 | 647.7817 | 1.1317 | 647.7817 | 8.7398 | 647.4173 | 15.006 | 647.7817 | 0.20933 | 647.7817 | 0.039935 | 647.7817 | 0.075027 | 829.1654 | 0.065461 | 647.4173 | 0.005942 | 647.4173 | 0.00656 | 647.7817 | 0.0092629 | 828.4983 | 13.179 | 647.4173 | 0.013574 | 831.8644 | 1.0552 | 829.1654 | 0.51863 | 647.4173 | 0 | 956.2618 | 0.085246 |  |  | 1190.8147 | 0.37006 | 1025.5289 | 0.010956 | 1112.2262 | 0 | 1111.4984 | 0 | 1111.4918 | 0.0036978 | 647.417 | 2.3213 | 647.7817 | 2.3881 | 647.4173 | 7.9179 | 647.4173 | 2.4425 | 647.7817 | #REF! | 647.4173 | 4.978 | 644.2959 | 0.22395
| 332.7066 | 0 | 332.7066 | -0.021774 | 332.7066 | 0.037179 | 332.7066 | -0.0033007 | 332.7066 | 0.011667 | 332.7066 | 0.0020367 | 552.4334 | 0 | 647.6489 | 0.051921 | 332.7066 | -0.07926 | 552.4334 | 0 | 647.6489 | -0.010724 | 647.6489 | -0.0050943 | 640.3589 | 0.001671 | 647.6489 | -0.012455 | 647.6489 | -0.0065638 | 648.013 | -0.0052431 | 645.2408 | -0.0051602 | 647.6489 | -0.025728 | 648.013 | 0 | 648.013 | 0.0051139 | 648.013 | 0.0047744 | 552.4334 | 1.427 | 648.013 | 0.0031186 | 648.013 | 0.0064513 |  |  | 647.6489 | 1.8115 | 642.45 | -0.01947 | 648.013 | 0.005948 | 647.6489 | 2.0812 | 554.3208 | 0.00098022 | 648.013 | 1.0778 | 648.013 | 8.4582 | 647.6489 | 15.3546 | 648.013 | 0.21275 | 648.013 | 0.037848 | 648.013 | 0.068492 | 829.332 | 0.077154 | 647.6489 | -0.0084464 | 647.6489 | -0.0030159 | 648.013 | -0.0047843 | 828.665 | 13.2534 | 647.6489 | -0.032577 | 832.0325 | 1.0651 | 829.332 | 0.52322 | 647.6489 | 0 | 956.3528 | 0.086278 |  |  | 1190.8842 | 0.37087 | 1025.5417 | 0.010979 | 1112.2869 | 0 | 1111.559 | 0 | 1111.5524 | 0.0037637 | 647.649 | 2.3169 | 648.013 | 2.3981 | 647.6489 | 7.9085 | 647.6489 | 2.4389 | 648.013 | #REF! | 647.6489 | 4.9823 | 644.5264 | 0.225
| 332.7842 | 0 | 332.7842 | -0.023324 | 332.7842 | 0.038091 | 332.7842 | 0.015445 | 332.7842 | 0.021515 | 332.7842 | 0.010522 | 552.5494 | 0.018558 | 647.8806 | 0.045886 | 332.7842 | -0.03367 | 552.5494 | 0.022783 | 647.8806 | 0.071728 | 647.8806 | 0.018413 | 640.5883 | 0.01181 | 647.8806 | 0.050073 | 647.8806 | 0.073178 | 648.2443 | 0.058453 | 645.4698 | 0.018623 | 647.8806 | 0.026684 | 648.2443 | 0.035939 | 648.2443 | 0.023116 | 648.2443 | 0.0082159 | 552.5494 | 1.3719 | 648.2443 | 0.011031 | 648.2443 | 0.011462 |  |  | 647.8806 | 1.7981 | 642.68 | 0.0018654 | 648.2443 | 0.019998 | 647.8806 | 2.0828 | 554.439 | 0.00052174 | 648.2443 | 1.0731 | 648.2443 | 8.1629 | 647.8806 | 15.7415 | 648.2443 | 0.22497 | 648.2443 | 0.041961 | 648.2443 | 0.079786 | 829.4985 | 0.077742 | 647.8806 | 0.016483 | 647.8806 | -0.0069372 | 648.2443 | 0.0055977 | 828.8317 | 13.4513 | 647.8806 | 0.0067033 | 832.2005 | 1.0738 | 829.4985 | 0.52792 | 647.8806 | 0 | 956.4439 | 0.087208 |  |  | 1190.9536 | 0.37169 | 1025.5547 | 0.011002 | 1112.3474 | 0 | 1111.6195 | 0 | 1111.6128 | 0.0038307 | 647.881 | 2.3047 | 648.2443 | 2.3953 | 647.8806 | 7.9323 | 647.8806 | 2.4088 | 648.2443 | #REF! | 647.8806 | 5.0114 | 644.7568 | 0.22558
| 332.8618 | 0 | 332.8618 | 0.0060149 | 332.8618 | 0.037948 | 332.8618 | -0.0054182 | 332.8618 | 0.01293 | 332.8618 | 0.0027786 | 552.6654 | 0 | 648.1122 | 0.034189 | 332.8618 | -0.06307 | 552.6654 | 0 | 648.1122 | -0.071861 | 648.1122 | -0.0037192 | 640.8177 | -0.0028016 | 648.1122 | -0.022143 | 648.1122 | -0.024447 | 648.4756 | -0.019528 | 645.6988 | 0.00035334 | 648.1122 | -0.015098 | 648.4756 | 0 | 648.4756 | 0 | 648.4756 | -0.0021237 | 552.6654 | 1.3786 | 648.4756 | 0 | 648.4756 | 0.0036696 |  |  | 648.1122 | 1.7597 | 642.91 | -0.014574 | 648.4756 | 0.0072455 | 648.1122 | 2.0498 | 554.5573 | 0.0010282 | 648.4756 | 0.98615 | 648.4756 | 7.7613 | 648.1122 | 15.8604 | 648.4756 | 0.22019 | 648.4756 | 0.034105 | 648.4756 | 0.066717 | 829.6651 | 0.070694 | 648.1122 | -0.0074228 | 648.1122 | -0.011829 | 648.4756 | -0.0093236 | 828.9985 | 13.3008 | 648.1122 | -0.029328 | 832.3685 | 1.0833 | 829.6651 | 0.52748 | 648.1122 | 0 | 956.5349 | 0.087387 |  |  | 1191.0231 | 0.3725 | 1025.5675 | 0.011026 | 1112.4081 | 0 | 1111.68 | 0 | 1111.6733 | 0.0038944 | 648.112 | 2.2896 | 648.4756 | 2.3667 | 648.1122 | 7.8367 | 648.1122 | 2.3725 | 648.4756 | #REF! | 648.1122 | 4.8902 | 644.9873 | 0.22405
| 332.9394 | 0 | 332.9394 | 0.0082557 | 332.9394 | 0.038319 | 332.9394 | 0.020209 | 332.9394 | 0.019711 | 332.9394 | 0.0096926 | 552.7814 | 0.0080204 | 648.3439 | 0.055559 | 332.9394 | -0.01772 | 552.7814 | 0.012672 | 648.3439 | 0.040208 | 648.3439 | 0.023903 | 641.0472 | 0.029187 | 648.3439 | 0.051691 | 648.3439 | 0.063213 | 648.7069 | 0.050493 | 645.9278 | 0.020423 | 648.3439 | 0.067604 | 648.7069 | 0.03784 | 648.7069 | 0.023726 | 648.7069 | 0.0053478 | 552.7814 | 1.3795 | 648.7069 | 0.0064831 | 648.7069 | 0.010656 |  |  | 648.3439 | 1.7767 | 643.14 | -0.018421 | 648.7069 | 0.017143 | 648.3439 | 2.0613 | 554.6755 | 0.00051374 | 648.7069 | 0.99807 | 648.7069 | 7.539 | 648.3439 | 16.3614 | 648.7069 | 0.23551 | 648.7069 | 0.043405 | 648.7069 | 0.084993 | 829.8316 | 0.065247 | 648.3439 | 0.0099697 | 648.3439 | 0.0077971 | 648.7069 | 0.00022381 | 829.1652 | 13.4993 | 648.3439 | 0.013234 | 832.5366 | 1.0912 | 829.8316 | 0.52912 | 648.3439 | 0 | 956.626 | 0.087062 |  |  | 1191.0925 | 0.37332 | 1025.5804 | 0.011049 | 1112.4686 | 0 | 1111.7406 | 0 | 1111.7339 | 0.0039478 | 648.344 | 2.2659 | 648.7069 | 2.3745 | 648.3439 | 7.8741 | 648.3439 | 2.3229 | 648.7069 | #REF! | 648.3439 | 4.9793 | 645.2178 | 0.22566
| 333.017 | 0 | 333.017 | -0.033057 | 333.017 | 0.037492 | 333.017 | 0.00029329 | 333.017 | 0.011953 | 333.017 | 0.0024274 | 552.8975 | 0 | 648.5756 | 0.030853 | 333.017 | -0.10724 | 552.8975 | 0 | 648.5756 | -0.0765 | 648.5756 | -0.0039459 | 641.2766 | 0.0094405 | 648.5756 | -0.022399 | 648.5756 | -0.061709 | 648.9383 | -0.049292 | 646.1568 | -0.0080579 | 648.5756 | -0.0067555 | 648.9383 | 0 | 648.9383 | 0 | 648.9383 | -0.0041745 | 552.8975 | 1.3496 | 648.9383 | 0 | 648.9383 | 0.0017193 |  |  | 648.5756 | 1.7699 | 643.37 | -0.0016322 | 648.9383 | 0.0051054 | 648.5756 | 2.0578 | 554.7938 | 0.0010664 | 648.9383 | 0.92589 | 648.9383 | 7.2391 | 648.5756 | 16.6485 | 648.9383 | 0.23606 | 648.9383 | 0.037496 | 648.9383 | 0.069138 | 829.9982 | 0.063058 | 648.5756 | -0.014497 | 648.5756 | -0.01362 | 648.9383 | 0.00071816 | 829.3319 | 13.6321 | 648.5756 | -0.023158 | 832.7046 | 1.1022 | 829.9982 | 0.52814 | 648.5756 | 0 | 956.717 | 0.087555 |  |  | 1191.162 | 0.37413 | 1025.5934 | 0.011072 | 1112.5293 | 0 | 1111.8012 | 0 | 1111.7944 | 0.0039898 | 648.576 | 2.2775 | 648.9383 | 2.3677 | 648.5756 | 7.8569 | 648.5756 | 2.3132 | 648.9383 | #REF! | 648.5756 | 4.9458 | 645.4483 | 0.2233
| 333.0946 | 0 | 333.0946 | -0.050811 | 333.0946 | 0.038091 | 333.0946 | 0.013109 | 333.0946 | 0.01953 | 333.0946 | 0.010255 | 553.0135 | 0.022091 | 648.8073 | 0.038748 | 333.0946 | -0.07473 | 553.0135 | 0.029446 | 648.8073 | 0.024459 | 648.8073 | 0.016661 | 641.5061 | 0.021767 | 648.8073 | 0.036586 | 648.8073 | 0.04638 | 649.1696 | 0.037047 | 646.3859 | 0.031656 | 648.8073 | 0.026315 | 649.1696 | 0.047709 | 649.1696 | 0.028127 | 649.1696 | 0.0030019 | 553.0135 | 1.3229 | 649.1696 | 0.0067311 | 649.1696 | 0.0079042 |  |  | 648.8073 | 1.7529 | 643.61 | 0.0078116 | 649.1696 | 0.012026 | 648.8073 | 2.025 | 554.9121 | 0.00056252 | 649.1696 | 0.92686 | 649.1696 | 6.9593 | 648.8073 | 16.9776 | 649.1696 | 0.24365 | 649.1696 | 0.044686 | 649.1696 | 0.081985 | 830.1648 | 0.06749 | 648.8073 | 0.01435 | 648.8073 | 0.0073425 | 649.1696 | 0.0085622 | 829.4986 | 13.6965 | 648.8073 | 0.021773 | 832.8727 | 1.1136 | 830.1648 | 0.53087 | 648.8073 | 0 | 956.8082 | 0.089106 |  |  | 1191.2316 | 0.37495 | 1025.6062 | 0.011095 | 1112.59 | 0 | 1111.8617 | 0 | 1111.855 | 0.0040171 | 648.807 | 2.2946 | 649.1696 | 2.3579 | 648.8073 | 7.8224 | 648.8073 | 2.3327 | 649.1696 | #REF! | 648.8073 | 4.9275 | 645.6788 | 0.22187
| 333.1722 | 0 | 333.1722 | 0.051758 | 333.1722 | 0.03772 | 333.1722 | -0.0038301 | 333.1722 | 0.010449 | 333.1722 | 0.0063865 | 553.1295 | 0 | 649.039 | 0.026883 | 333.1722 | -0.09923 | 553.1295 | 0 | 649.039 | -0.052556 | 649.039 | -0.0030079 | 641.7355 | 0.0017588 | 649.039 | -0.024344 | 649.039 | -0.010798 | 649.401 | -0.0086252 | 646.6149 | -0.0032802 | 649.039 | -0.02281 | 649.401 | 0 | 649.401 | 0.0042082 | 649.401 | -0.0014021 | 553.1295 | 1.3038 | 649.401 | 0 | 649.401 | 0.0039516 |  |  | 649.039 | 1.7405 | 643.84 | -0.009677 | 649.401 | 0 | 649.039 | 1.9928 | 555.0303 | 0.0010568 | 649.401 | 0.84491 | 649.401 | 6.6329 | 649.039 | 17.1101 | 649.401 | 0.24318 | 649.401 | 0.042418 | 649.401 | 0.073577 | 830.3314 | 0.062898 | 649.039 | -0.012723 | 649.039 | -0.0016026 | 649.401 | -0.0029615 | 829.6654 | 13.5189 | 649.039 | -0.013387 | 833.0407 | 1.1259 | 830.3314 | 0.53502 | 649.039 | 0 | 956.8992 | 0.089693 |  |  | 1191.301 | 0.37577 | 1025.6191 | 0.011118 | 1112.6506 | 0 | 1111.9222 | 0 | 1111.9156 | 0.0040296 | 649.039 | 2.3046 | 649.401 | 2.324 | 649.039 | 7.7098 | 649.039 | 2.3495 | 649.401 | #REF! | 649.039 | 4.8423 | 645.9093 | 0.22241
| 333.2498 | 0 | 333.2498 | 0.038563 | 333.2498 | 0.038262 | 333.2498 | 0.011521 | 333.2498 | 0.019651 | 333.2498 | 0.011516 | 553.2455 | 0.007318 | 649.2707 | 0.033983 | 333.2498 | -0.06521 | 553.2455 | 0.025792 | 649.2707 | 0.037208 | 649.2707 | 0.010252 | 641.965 | 0.024482 | 649.2707 | 0.044251 | 649.2707 | 0.034031 | 649.6323 | 0.027183 | 646.844 | 0.02946 | 649.2707 | 0.073946 | 649.6323 | 0.033867 | 649.6323 | 0.021907 | 649.6323 | 0.0034765 | 553.2455 | 1.3623 | 649.6323 | 0.0077297 | 649.6323 | 0.0087428 |  |  | 649.2707 | 1.7184 | 644.07 | -0.012475 | 649.6323 | 0.013442 | 649.2707 | 2.0003 | 555.1486 | 0.00049888 | 649.6323 | 0.84359 | 649.6323 | 6.3851 | 649.2707 | 17.5032 | 649.6323 | 0.25286 | 649.6323 | 0.043778 | 649.6323 | 0.086959 | 830.4979 | 0.053608 | 649.2707 | 0.011088 | 649.2707 | 0.011193 | 649.6323 | 0.004666 | 829.8321 | 13.7357 | 649.2707 | 0.0055515 | 833.2088 | 1.1362 | 830.4979 | 0.54158 | 649.2707 | 0 | 956.9904 | 0.08938 |  |  | 1191.3705 | 0.37659 | 1025.632 | 0.011141 | 1112.7112 | 0 | 1111.9829 | 0 | 1111.9762 | 0.0040296 | 649.271 | 2.299 | 649.6323 | 2.3172 | 649.2707 | 7.6991 | 649.2707 | 2.3495 | 649.6323 | #REF! | 649.2707 | 4.8333 | 646.1399 | 0.22007
| 333.3274 | 0 | 333.3274 | -0.047154 | 333.3274 | 0.037378 | 333.3274 | -0.004266 | 333.3274 | 0.011487 | 333.3274 | 0.0060287 | 553.3615 | 0 | 649.5025 | 0.038702 | 333.3274 | -0.09518 | 553.3615 | 0 | 649.5025 | -0.062711 | 649.5024 | -0.002277 | 642.1945 | 0.0098662 | 649.5025 | -0.018864 | 649.5024 | -0.013385 | 649.8637 | -0.010692 | 647.073 | -0.0029418 | 649.5024 | -0.059933 | 649.8637 | 0 | 649.8637 | 0 | 649.8637 | 0.00088983 | 553.3615 | 1.3294 | 649.8637 | 0 | 649.8637 | 0.0047442 |  |  | 649.5025 | 1.7071 | 644.3 | -0.0040807 | 649.8637 | 0.0022623 | 649.5024 | 1.9812 | 555.2669 | 0.00099356 | 649.8637 | 0.79413 | 649.8637 | 6.0925 | 649.5024 | 17.7097 | 649.8637 | 0.25741 | 649.8637 | 0.044179 | 649.8637 | 0.079246 | 830.6645 | 0.067223 | 649.5025 | -0.0066632 | 649.5025 | -0.0096946 | 649.8637 | -0.006867 | 829.9989 | 13.5794 | 649.5025 | -0.015107 | 833.3769 | 1.1471 | 830.6645 | 0.54475 | 649.5024 | 0 | 957.0815 | 0.089752 |  |  | 1191.4401 | 0.37742 | 1025.6449 | 0.011165 | 1112.7719 | 0 | 1112.0435 | 0 | 1112.0367 | 0.0040171 | 649.502 | 2.302 | 649.8637 | 2.3042 | 649.5024 | 7.6142 | 649.5024 | 2.3477 | 649.8637 | #REF! | 649.5024 | 4.7877 | 646.3704 | 0.22037
| 333.405 | 0 | 333.405 | -0.034871 | 333.405 | 0.037806 | 333.405 | 0.016566 | 333.405 | 0.020282 | 333.405 | 0.012967 | 553.4776 | 0.010479 | 649.7342 | 0.038635 | 333.405 | -0.04073 | 553.4776 | 0.041053 | 649.7342 | 0.097946 | 649.7342 | 0.016866 | 642.424 | 0.021532 | 649.7342 | 0.048609 | 649.7342 | 0.080445 | 650.0951 | 0.064258 | 647.3021 | 0.016094 | 649.7342 | 0.021356 | 650.0951 | 0.040595 | 650.0951 | 0.023589 | 650.0951 | 0.0089337 | 553.4776 | 1.363 | 650.0951 | 0.012463 | 650.0951 | 0.011551 |  |  | 649.7342 | 1.7259 | 644.53 | 0.01096 | 650.0951 | 0.015879 | 649.7342 | 1.9751 | 555.3851 | 0.00050574 | 650.0951 | 0.80142 | 650.0951 | 5.9593 | 649.7342 | 18.359 | 650.0951 | 0.27365 | 650.0951 | 0.049749 | 650.0951 | 0.095487 | 830.8311 | 0.072189 | 649.7342 | 0.015437 | 649.7342 | 0.00014408 | 650.0952 | 0.0028163 | 830.1656 | 13.8296 | 649.7342 | 0.020116 | 833.5449 | 1.1569 | 830.8311 | 0.54497 | 649.7342 | 0 | 957.1727 | 0.090226 |  |  | 1191.5096 | 0.37824 | 1025.6577 | 0.011188 | 1112.8325 | 0 | 1112.104 | 0 | 1112.0973 | 0.0039967 | 649.734 | 2.3015 | 650.0951 | 2.3182 | 649.7342 | 7.708 | 649.7342 | 2.346 | 650.0952 | #REF! | 649.7342 | 4.8393 | 646.601 | 0.22121
| 333.4826 | 0 | 333.4826 | 0.05683 | 333.4826 | 0.037578 | 333.4826 | -0.00074224 | 333.4826 | 0.012178 | 333.4826 | 0.0067288 | 553.5936 | 0 | 649.9659 | 0.031969 | 333.4826 | -0.0793 | 553.5936 | 0 | 649.9659 | -0.06312 | 649.9659 | -0.0072997 | 642.6535 | 0.016755 | 649.9659 | -0.020869 | 649.9659 | -0.024936 | 650.3265 | -0.019918 | 647.5312 | -0.0049352 | 649.9659 | -0.025262 | 650.3265 | 0 | 650.3265 | 0 | 650.3265 | -0.0016974 | 553.5936 | 1.298 | 650.3265 | 0 | 650.3265 | 0.0047029 |  |  | 649.9659 | 1.7133 | 644.76 | 0.0085112 | 650.3265 | 0.0010011 | 649.9659 | 1.9732 | 555.5034 | 0.00096079 | 650.3265 | 0.73326 | 650.3265 | 5.704 | 649.9659 | 18.5648 | 650.3265 | 0.27039 | 650.3265 | 0.046013 | 650.3265 | 0.079731 | 830.9977 | 0.05003 | 649.9659 | -0.010181 | 649.9659 | -0.0035144 | 650.3265 | -0.0011882 | 830.3324 | 13.726 | 649.9659 | -0.015561 | 833.713 | 1.1673 | 830.9977 | 0.54475 | 649.9659 | 0 | 957.2639 | 0.090468 |  |  | 1191.5791 | 0.37907 | 1025.6707 | 0.011211 | 1112.8932 | 0 | 1112.1645 | 0 | 1112.158 | 0.0039705 | 649.966 | 2.3037 | 650.3265 | 2.3109 | 649.9659 | 7.6359 | 649.9659 | 2.3548 | 650.3265 | #REF! | 649.9659 | 4.7792 | 646.8315 | 0.22184
| 333.5602 | 0 | 333.5602 | 0.0324 | 333.5602 | 0.038405 | 333.5602 | 0.014168 | 333.5602 | 0.020628 | 333.5602 | 0.015085 | 553.7097 | 0.0097769 | 650.1977 | 0.043955 | 333.5602 | -0.02746 | 553.7097 | 0.0070812 | 650.1977 | 0.018754 | 650.1977 | 0.0094811 | 642.883 | 0.020805 | 650.1977 | 0.048058 | 650.1977 | 0.04436 | 650.5579 | 0.035434 | 647.7603 | 0.030436 | 650.1977 | 0.089852 | 650.5579 | 0.038916 | 650.5579 | 0.016916 | 650.5579 | 0.006497 | 553.7097 | 1.3039 | 650.5579 | 0.0090994 | 650.5579 | 0.0095813 |  |  | 650.1977 | 1.7093 | 645 | 0.024951 | 650.5579 | 0.014484 | 650.1977 | 1.9715 | 555.6217 | 0.00046572 | 650.5579 | 0.74356 | 650.5579 | 5.4931 | 650.1977 | 18.977 | 650.5579 | 0.28179 | 650.5579 | 0.050378 | 650.5579 | 0.095999 | 831.1642 | 0.056224 | 650.1977 | 0.0086563 | 650.1977 | 0.0067853 | 650.5579 | 0.0067289 | 830.4992 | 13.6647 | 650.1977 | 0.020602 | 833.8811 | 1.1757 | 831.1642 | 0.5453 | 650.1977 | 0 | 957.355 | 0.090816 |  |  | 1191.6487 | 0.3799 | 1025.6835 | 0.011234 | 1112.9539 | 0 | 1112.2252 | 0 | 1112.2185 | 0.0039398 | 650.198 | 2.3016 | 650.5579 | 2.3003 | 650.1977 | 7.6307 | 650.1977 | 2.3513 | 650.5579 | #REF! | 650.1977 | 4.7571 | 647.0621 | 0.22182
| 333.6378 | 0 | 333.6378 | -0.019155 | 333.6378 | 0.037834 | 333.6378 | -0.003363 | 333.6378 | 0.012133 | 333.6378 | 0.0078318 | 553.8257 | 0 | 650.4295 | 0.042268 | 333.6378 | -0.07772 | 553.8257 | 0 | 650.4295 | -0.096724 | 650.4295 | 0.00063334 | 643.1125 | -0.0012596 | 650.4295 | -0.0092937 | 650.4295 | -0.012731 | 650.7894 | -0.01017 | 647.9894 | -0.0036765 | 650.4295 | -0.015088 | 650.7894 | 0 | 650.7894 | 0 | 650.7894 | 0.0029463 | 553.8257 | 1.2843 | 650.7894 | 0 | 650.7894 | 0.0058428 |  |  | 650.4295 | 1.6853 | 645.23 | 0.01026 | 650.7894 | 0 | 650.4295 | 1.9433 | 555.74 | 0.00095736 | 650.7894 | 0.69704 | 650.7894 | 5.2366 | 650.4295 | 19.146 | 650.7894 | 0.28523 | 650.7894 | 0.048755 | 650.7894 | 0.081992 | 831.3308 | 0.04373 | 650.4295 | -0.010016 | 650.4295 | -0.011865 | 650.7894 | -0.0049381 | 830.6659 | 13.8726 | 650.4295 | -0.015852 | 834.0492 | 1.1864 | 831.3308 | 0.54803 | 650.4295 | 0 | 957.4462 | 0.091134 |  |  | 1191.7183 | 0.38073 | 1025.6964 | 0.011257 | 1113.0147 | 0 | 1112.2858 | 0 | 1112.2792 | 0.003908 | 650.429 | 2.297 | 650.7894 | 2.2829 | 650.4295 | 7.5682 | 650.4295 | 2.3415 | 650.7894 | #REF! | 650.4295 | 4.7219 | 647.2927 | 0.22314
| 333.7155 | 0 | 333.7155 | 0.0096714 | 333.7155 | 0.038348 | 333.7155 | 0.018621 | 333.7155 | 0.019245 | 333.7155 | 0.019344 | 553.9418 | 0.02561 | 650.6613 | 0.046808 | 333.7155 | -0.02596 | 553.9418 | 0.014908 | 650.6613 | 0.053285 | 650.6613 | 0.021688 | 643.3421 | 0.026962 | 650.6613 | 0.048858 | 650.6613 | 0.058815 | 651.0208 | 0.04698 | 648.2185 | 0.022877 | 650.6613 | 0.070628 | 651.0208 | 0.048838 | 651.0208 | 0.03089 | 651.0208 | 0.0075637 | 553.9418 | 1.3004 | 651.0208 | 0.012158 | 651.0208 | 0.010566 |  |  | 650.6613 | 1.6895 | 645.46 | 0.007112 | 651.0208 | 0.017859 | 650.6613 | 1.9325 | 555.8583 | 0.00050383 | 651.0208 | 0.70312 | 651.0208 | 5.0873 | 650.6613 | 19.6448 | 651.0208 | 0.30164 | 651.0208 | 0.054735 | 651.0208 | 0.099972 | 831.4974 | 0.047521 | 650.6613 | 0.016092 | 650.6613 | -1.1002e-05 | 651.0208 | 0.003503 | 830.8327 | 13.8525 | 650.6613 | 0.036479 | 834.2173 | 1.1974 | 831.4974 | 0.55153 | 650.6613 | 0.0072427 | 957.5374 | 0.091043 |  |  | 1191.7878 | 0.38156 | 1025.7092 | 0.01128 | 1113.0753 | 0 | 1112.3464 | 0 | 1112.3397 | 0.0038773 | 650.661 | 2.2978 | 651.0208 | 2.276 | 650.6613 | 7.5561 | 650.6613 | 2.3469 | 651.0208 | #REF! | 650.6613 | 4.7372 | 647.5233 | 0.22176
| 333.7931 | 0 | 333.7931 | -0.0018019 | 333.7931 | 0.038063 | 333.7931 | -0.0022748 | 333.7931 | 0.010028 | 333.7931 | 0.011273 | 554.0579 | 0 | 650.893 | 0.036196 | 333.7931 | -0.0481 | 554.0579 | 0 | 650.893 | -0.10448 | 650.8931 | -0.0052799 | 643.5716 | 0.003805 | 650.893 | -0.019568 | 650.8931 | -0.048264 | 651.2523 | -0.038552 | 648.4476 | -0.0083129 | 650.8931 | -0.019777 | 651.2522 | 0 | 651.2522 | 0 | 651.2522 | -0.00045647 | 554.0579 | 1.2632 | 651.2523 | 0.00013643 | 651.2523 | 0.0039643 |  |  | 650.893 | 1.6754 | 645.69 | -0.00023318 | 651.2522 | 0.0026797 | 650.8931 | 1.9234 | 555.9765 | 0.00096269 | 651.2522 | 0.64764 | 651.2523 | 4.8572 | 650.8931 | 19.8958 | 651.2522 | 0.2999 | 651.2522 | 0.049544 | 651.2522 | 0.08866 | 831.664 | 0.056117 | 650.893 | -0.014176 | 650.893 | -0.01536 | 651.2523 | -0.00055123 | 830.9995 | 13.8345 | 650.893 | -0.030611 | 834.3854 | 1.2092 | 831.664 | 0.55634 | 650.8931 | 0.0090425 | 957.6287 | 0.090818 |  |  | 1191.8573 | 0.38239 | 1025.7222 | 0.011304 | 1113.136 | 0 | 1112.4071 | 0 | 1112.4004 | 0.0038501 | 650.893 | 2.2862 | 651.2523 | 2.2612 | 650.8931 | 7.4833 | 650.8931 | 2.3442 | 651.2523 | #REF! | 650.8931 | 4.6699 | 647.7539 | 0.22344
| 333.8707 | 0 | 333.8707 | 0.018029 | 333.8707 | 0.039032 | 333.8707 | 0.01339 | 333.8707 | 0.018508 | 333.8707 | 0.019977 | 554.1739 | 0.040077 | 651.1249 | 0.03361 | 333.8707 | 0.02947 | 554.1739 | 0.013044 | 651.1249 | 0.041668 | 651.1249 | 0.013228 | 643.8011 | 0.021477 | 651.1249 | 0.046705 | 651.1249 | 0.015595 | 651.4837 | 0.012457 | 648.6768 | 0.022165 | 651.1249 | 0.044045 | 651.4837 | 0.029217 | 651.4837 | 0.013296 | 651.4837 | 0.0041223 | 554.1739 | 1.2434 | 651.4837 | 0.0047984 | 651.4837 | 0.0067275 |  |  | 651.1249 | 1.6786 | 645.92 | -0.0068788 | 651.4837 | 0.0096496 | 651.1249 | 1.9243 | 556.0948 | 0.00046762 | 651.4837 | 0.65444 | 651.4837 | 4.7136 | 651.1249 | 20.4435 | 651.4837 | 0.31244 | 651.4837 | 0.053925 | 651.4837 | 0.099387 | 831.8306 | 0.05302 | 651.1249 | 0.0086158 | 651.1249 | 0.0073506 | 651.4837 | 0.0033822 | 831.1662 | 13.8896 | 651.1249 | 0.0075457 | 834.5535 | 1.2191 | 831.8306 | 0.55896 | 651.1249 | 0 | 957.7199 | 0.091193 |  |  | 1191.9269 | 0.38323 | 1025.7351 | 0.011327 | 1113.1967 | 0 | 1112.4677 | 0 | 1112.4609 | 0.0038273 | 651.125 | 2.2929 | 651.4837 | 2.2678 | 651.1249 | 7.5275 | 651.1249 | 2.3539 | 651.4837 | #REF! | 651.1249 | 4.7125 | 647.9845 | 0.22325
| 333.9483 | 0 | 333.9483 | -0.02293 | 333.9483 | 0.03812 | 333.9483 | -0.0017115 | 333.9483 | 0.012359 | 333.9483 | 0.012833 | 554.29 | 0 | 651.3567 | 0.024532 | 333.9483 | -0.00174 | 554.29 | 0 | 651.3567 | -0.01438 | 651.3567 | -0.012272 | 644.0308 | 0.0037518 | 651.3567 | -0.017554 | 651.3567 | -0.056741 | 651.7152 | -0.045323 | 648.9059 | -0.0072233 | 651.3567 | -0.031644 | 651.7152 | 0 | 651.7152 | 0 | 651.7152 | -0.0033568 | 554.29 | 1.289 | 651.7152 | 0.0019969 | 651.7151 | 0.0035653 |  |  | 651.3567 | 1.6528 | 646.16 | -0.01947 | 651.7152 | 0.002802 | 651.3567 | 1.9101 | 556.2131 | 0.00096879 | 651.7152 | 0.6048 | 651.7151 | 4.5292 | 651.3567 | 20.759 | 651.7152 | 0.31334 | 651.7152 | 0.053531 | 651.7152 | 0.091828 | 831.9972 | 0.057345 | 651.3567 | -0.012352 | 651.3567 | -0.013385 | 651.7151 | -0.0017195 | 831.333 | 13.8262 | 651.3567 | -0.017758 | 834.7216 | 1.2314 | 831.9972 | 0.56268 | 651.3567 | 0 | 957.8112 | 0.092228 |  |  | 1191.9965 | 0.38406 | 1025.7479 | 0.01135 | 1113.2575 | 0 | 1112.5283 | 0 | 1112.5216 | 0.0038103 | 651.357 | 2.2942 | 651.7152 | 2.2584 | 651.3567 | 7.4488 | 651.3567 | 2.3645 | 651.7151 | #REF! | 651.3567 | 4.652 | 648.2151 | 0.22297
| 334.026 | 0 | 334.026 | -0.02334 | 334.026 | 0.038804 | 334.026 | 0.020645 | 334.026 | 0.017982 | 334.026 | 0.024004 | 554.4061 | 0.0069668 | 651.5885 | 0.043648 | 334.026 | 0.03874 | 554.4061 | 0.0085722 | 651.5885 | 0.088153 | 651.5885 | 0.013 | 644.2603 | 0.025172 | 651.5885 | 0.043125 | 651.5885 | 0.070954 | 651.9466 | 0.056676 | 649.135 | 0.029455 | 651.5885 | 0.033584 | 651.9467 | 0.026912 | 651.9467 | 0.020991 | 651.9467 | 0.006301 | 554.4061 | 1.258 | 651.9466 | 0.010095 | 651.9467 | 0.010119 |  |  | 651.5885 | 1.6691 | 646.39 | -0.0019821 | 651.9467 | 0.014291 | 651.5885 | 1.8961 | 556.3314 | 0.00050917 | 651.9467 | 0.60373 | 651.9467 | 4.3754 | 651.5885 | 21.0744 | 651.9467 | 0.32964 | 651.9467 | 0.058485 | 651.9467 | 0.1069 | 832.1638 | 0.05585 | 651.5885 | 0.0034596 | 651.5885 | 0.0045738 | 651.9467 | 0.0084204 | 831.4998 | 13.9376 | 651.5885 | 0.023863 | 834.8897 | 1.2428 | 832.1638 | 0.5641 | 651.5885 | 0.0090425 | 957.9025 | 0.092874 |  |  | 1192.0662 | 0.3849 | 1025.7609 | 0.011373 | 1113.3181 | 0 | 1112.589 | 0 | 1112.5823 | 0.0037966 | 651.588 | 2.2868 | 651.9466 | 2.2467 | 651.5885 | 7.4311 | 651.5885 | 2.3681 | 651.9467 | #REF! | 651.5885 | 4.6522 | 648.4457 | 0.22319
| 334.1036 | 0 | 334.1036 | 0.040087 | 334.1036 | 0.038462 | 334.1036 | -0.0039858 | 334.1036 | 0.01299 | 334.1036 | 0.02019 | 554.5222 | 0 | 651.8203 | 0.022207 | 334.1036 | -0.00631 | 554.5222 | 0 | 651.8203 | -0.055922 | 651.8203 | -0.0079112 | 644.4899 | 0.0068549 | 651.8203 | -0.02058 | 651.8203 | -0.058959 | 652.1781 | -0.047095 | 649.3642 | -0.0085671 | 651.8203 | -0.0011516 | 652.1781 | 0 | 652.1781 | 0 | 652.1781 | -0.00021577 | 554.5222 | 1.2407 | 652.1781 | 0 | 652.1782 | 0.0020788 |  |  | 651.8203 | 1.6384 | 646.62 | -0.025767 | 652.1781 | 0 | 651.8203 | 1.8804 | 556.4497 | 0.00097603 | 652.1781 | 0.55627 | 652.1782 | 4.1782 | 651.8203 | 21.4017 | 652.1781 | 0.3267 | 652.1781 | 0.054964 | 652.1781 | 0.091302 | 832.3304 | 0.04421 | 651.8203 | -0.018178 | 651.8203 | -0.0027866 | 652.1782 | -0.0020029 | 831.6666 | 13.9775 | 651.8203 | -0.023372 | 835.0578 | 1.2554 | 832.3304 | 0.56759 | 651.8203 | 0 | 957.9938 | 0.092945 |  |  | 1192.1357 | 0.38573 | 1025.7737 | 0.011396 | 1113.3788 | 0 | 1112.6495 | 0 | 1112.6429 | 0.0037841 | 651.82 | 2.307 | 652.1781 | 2.2396 | 651.8203 | 7.3819 | 651.8203 | 2.3885 | 652.1782 | #REF! | 651.8203 | 4.5966 | 648.6764 | 0.22046
| 334.1812 | 0 | 334.1812 | 0.043661 | 334.1812 | 0.039289 | 334.1812 | 0.017843 | 334.1812 | 0.023199 | 334.1812 | 0.025894 | 554.6383 | 0.034408 | 652.0522 | 0.043601 | 334.1812 | 0.06122 | 554.6383 | 0.03439 | 652.0522 | 0.080493 | 652.0522 | 0.01458 | 644.7195 | 0.02522 | 652.0522 | 0.044327 | 652.0522 | 0.053002 | 652.4096 | 0.042337 | 649.5934 | 0.019981 | 652.0522 | 0.048152 | 652.4096 | 0.032301 | 652.4096 | 0.022376 | 652.4096 | 0.0070651 | 554.6383 | 1.2467 | 652.4096 | 0.0098189 | 652.4097 | 0.0082717 |  |  | 652.0522 | 1.6305 | 646.85 | -0.024367 | 652.4096 | 0.011677 | 652.0522 | 1.8703 | 556.568 | 0.00047296 | 652.4096 | 0.57252 | 652.4097 | 4.0573 | 652.0522 | 21.8658 | 652.4096 | 0.34184 | 652.4096 | 0.060464 | 652.4096 | 0.11101 | 832.497 | 0.051472 | 652.0522 | 0.0045935 | 652.0522 | 0.0002472 | 652.4097 | 0.0076055 | 831.8334 | 14.0461 | 652.0522 | 0.015848 | 835.2259 | 1.2651 | 832.497 | 0.56814 | 652.0522 | 0 | 958.0852 | 0.093942 |  |  | 1192.2053 | 0.38656 | 1025.7866 | 0.011419 | 1113.4396 | 0 | 1112.7102 | 0 | 1112.7036 | 0.0037682 | 652.052 | 2.3249 | 652.4096 | 2.2306 | 652.0522 | 7.3417 | 652.0522 | 2.4115 | 652.4097 | #REF! | 652.0522 | 4.5792 | 648.907 | 0.22191
| 334.2589 | 0 | 334.2589 | -0.037917 | 334.2589 | 0.038547 | 334.2589 | -0.00028862 | 334.2589 | 0.0073972 | 334.2589 | 0.023655 | 554.7544 | 0 | 652.284 | 0.042405 | 334.2589 | 0.00982 | 554.7544 | 0 | 652.284 | -0.073225 | 652.284 | -0.0020085 | 644.9491 | 0.0040485 | 652.284 | -0.022975 | 652.284 | -0.0086242 | 652.6412 | -0.0068888 | 649.8225 | -0.0095553 | 652.284 | -0.04997 | 652.6412 | 0 | 652.6412 | 0 | 652.6412 | -0.0018705 | 554.7544 | 1.1856 | 652.6412 | 0.0011159 | 652.6412 | 0.0040648 |  |  | 652.284 | 1.6222 | 647.08 | -0.026466 | 652.6412 | 0.00094323 | 652.284 | 1.8595 | 556.6863 | 0.00092458 | 652.6412 | 0.52355 | 652.6412 | 3.9164 | 652.284 | 22.4677 | 652.6412 | 0.35168 | 652.6412 | 0.060113 | 652.6412 | 0.10278 | 832.6636 | 0.043356 | 652.284 | -0.012593 | 652.284 | 0.0081097 | 652.6412 | -0.005888 | 832.0002 | 14.0406 | 652.284 | -0.021965 | 835.394 | 1.2768 | 832.6636 | 0.57306 | 652.284 | 0 | 958.1765 | 0.09547 |  |  | 1192.2749 | 0.3874 | 1025.7994 | 0.011442 | 1113.5004 | 0 | 1112.7709 | 0 | 1112.7642 | 0.0037444 | 652.284 | 2.3123 | 652.6412 | 2.2432 | 652.284 | 7.3695 | 652.284 | 2.4151 | 652.6412 | #REF! | 652.284 | 4.5787 | 649.1377 | 0.2212
| 334.3365 | 0 | 334.3365 | -0.017694 | 334.3365 | 0.039089 | 334.3365 | 0.016535 | 334.3365 | 0.016899 | 334.3365 | 0.033637 | 554.8705 | 0.0062641 | 652.5159 | 0.037998 | 334.3365 | 0.05697 | 554.8705 | 0.026867 | 652.5159 | 0.020003 | 652.5159 | 0.018771 | 645.1787 | 0.015276 | 652.5159 | 0.041999 | 652.5159 | 0.034418 | 652.8727 | 0.027493 | 650.0517 | 0.024952 | 652.5159 | 0.061525 | 652.8727 | 0.046014 | 652.8727 | 0.019151 | 652.8727 | 0.0035665 | 554.8705 | 1.1936 | 652.8727 | 0.011861 | 652.8727 | 0.0092231 |  |  | 652.5159 | 1.6139 | 647.31 | 0.011659 | 652.8727 | 0.0077955 | 652.5159 | 1.8487 | 556.8047 | 0.00045428 | 652.8727 | 0.53621 | 652.8727 | 3.7731 | 652.5159 | 22.8398 | 652.8727 | 0.36701 | 652.8727 | 0.064791 | 652.8727 | 0.11447 | 832.8303 | 0.040259 | 652.5159 | 0.0025199 | 652.5159 | 0.0065308 | 652.8727 | 0.010683 | 832.167 | 14.0623 | 652.5159 | 0.0077717 | 835.5622 | 1.2881 | 832.8303 | 0.57634 | 652.5159 | 0 | 958.2679 | 0.095963 |  |  | 1192.3446 | 0.38823 | 1025.8124 | 0.011466 | 1113.561 | 0 | 1112.8315 | 0 | 1112.8248 | 0.0037114 | 652.516 | 2.3149 | 652.8727 | 2.2241 | 652.5159 | 7.3063 | 652.5159 | 2.4177 | 652.8727 | #REF! | 652.5159 | 4.5668 | 649.3684 | 0.22094
| 334.4142 | 0 | 334.4142 | 0.00438 | 334.4142 | 0.039032 | 334.4142 | -0.0012217 | 334.4142 | 0.0088706 | 334.4142 | 0.028174 | 554.9866 | 0 | 652.7478 | 0.030918 | 334.4142 | 0.01297 | 554.9866 | 0 | 652.7478 | -0.099304 | 652.7478 | -0.0057469 | 645.4083 | 0.0070597 | 652.7478 | -0.016261 | 652.7478 | -0.045489 | 653.1042 | -0.036336 | 650.2809 | -0.0055112 | 652.7478 | -0.0077404 | 653.1042 | 0 | 653.1042 | 0 | 653.1042 | -0.0032422 | 554.9866 | 1.2119 | 653.1042 | 0.0020982 | 653.1042 | 0.003746 |  |  | 652.7478 | 1.6056 | 647.55 | -0.024717 | 653.1042 | 0.0028808 | 652.7478 | 1.8379 | 556.923 | 0.00096079 | 653.1042 | 0.49419 | 653.1042 | 3.5747 | 652.7478 | 22.9981 | 653.1042 | 0.36617 | 653.1042 | 0.062803 | 653.1042 | 0.10336 | 832.9969 | 0.05286 | 652.7478 | 0.00057995 | 652.7478 | -0.0049757 | 653.1042 | -0.00040074 | 832.3338 | 14.1674 | 652.7478 | -0.025396 | 835.7303 | 1.3003 | 832.9969 | 0.58257 | 652.7478 | 0 | 958.3593 | 0.095837 |  |  | 1192.4142 | 0.38907 | 1025.8253 | 0.011489 | 1113.6218 | 0 | 1112.8922 | 0 | 1112.8855 | 0.0036694 | 652.748 | 2.2999 | 653.1042 | 2.2031 | 652.7478 | 7.2356 | 652.7478 | 2.4044 | 653.1042 | #REF! | 652.7478 | 4.5005 | 649.5991 | 0.22187
| 334.4918 | 0 | 334.4918 | 0.041352 | 334.4918 | 0.039289 | 334.4918 | 0.0093728 | 334.4918 | 0.017365 | 334.4918 | 0.038822 | 555.1027 | 0.019261 | 652.9797 | 0.053279 | 334.4918 | 0.04229 | 555.1027 | 0.0078267 | 652.9797 | 0.053909 | 652.9796 | 0.022753 | 645.6379 | 0.024534 | 652.9797 | 0.04479 | 652.9796 | 0.06301 | 653.3357 | 0.050331 | 650.5101 | 0.020844 | 652.9796 | 0.041869 | 653.3357 | 0.03037 | 653.3357 | 0.022375 | 653.3357 | 0.0082168 | 555.1027 | 1.1717 | 653.3357 | 0.0098467 | 653.3357 | 0.01173 |  |  | 652.9797 | 1.5973 | 647.78 | 0.032996 | 653.3357 | 0.013938 | 652.9796 | 1.8272 | 557.0413 | 0.00050764 | 653.3357 | 0.50123 | 653.3357 | 3.4942 | 652.9796 | 23.5635 | 653.3357 | 0.3821 | 653.3357 | 0.068954 | 653.3357 | 0.12358 | 833.1635 | 0.063379 | 652.9797 | 0.018604 | 652.9797 | 0.0062738 | 653.3358 | 0.0018707 | 832.5006 | 14.248 | 652.9797 | 0.018922 | 835.8984 | 1.3102 | 833.1635 | 0.58312 | 652.9796 | 0 | 958.4507 | 0.095963 |  |  | 1192.4839 | 0.38991 | 1025.8381 | 0.011512 | 1113.6826 | 0 | 1112.9529 | 0 | 1112.9462 | 0.0036205 | 652.98 | 2.309 | 653.3357 | 2.2121 | 652.9796 | 7.243 | 652.9796 | 2.4053 | 653.3358 | #REF! | 652.9796 | 4.5078 | 649.8297 | 0.22127
| 334.5695 | 0 | 334.5695 | -0.019719 | 334.5695 | 0.038547 | 334.5695 | -0.0052313 | 334.5695 | 0.0089909 | 334.5694 | 0.034259 | 555.2188 | 0 | 653.2115 | 0.0226 | 334.5695 | 0.01206 | 555.2188 | 0 | 653.2115 | -0.081545 | 653.2115 | -0.0056158 | 645.8676 | 0.0090969 | 653.2115 | -0.024112 | 653.2115 | -0.061186 | 653.5673 | -0.048874 | 650.7394 | -0.01159 | 653.2115 | -0.036219 | 653.5673 | 0 | 653.5673 | 0 | 653.5673 | -0.0033793 | 555.2188 | 1.2096 | 653.5673 | 0 | 653.5673 | 0.002308 |  |  | 653.2115 | 1.589 | 648.01 | -0.0068319 | 653.5673 | 0.0019679 | 653.2115 | 1.8164 | 557.1596 | 0.00097794 | 653.5673 | 0.45615 | 653.5673 | 3.3257 | 653.2115 | 23.6393 | 653.5673 | 0.3755 | 653.5673 | 0.064008 | 653.5673 | 0.11253 | 833.3302 | 0.047894 | 653.2115 | -0.010891 | 653.2115 | -0.0051678 | 653.5673 | -0.0011488 | 832.6674 | 14.2305 | 653.2115 | -0.019035 | 836.0666 | 1.3232 | 833.3302 | 0.58574 | 653.2115 | 0 | 958.5421 | 0.096385 |  |  | 1192.5535 | 0.39075 | 1025.8511 | 0.011536 | 1113.7433 | 0 | 1113.0135 | 0 | 1113.007 | 0.0035716 | 653.212 | 2.3288 | 653.5673 | 2.1886 | 653.2115 | 7.143 | 653.2115 | 2.3964 | 653.5673 | #REF! | 653.2115 | 4.4366 | 650.0605 | 0.22021
| 334.6471 | 0 | 334.6471 | -0.0099363 | 334.6471 | 0.039117 | 334.6471 | 0.018185 | 334.6471 | 0.017711 | 334.6471 | 0.0463 | 555.335 | 0 | 653.4435 | 0.042314 | 334.6471 | 0.06577 | 555.335 | 0.032025 | 653.4435 | 0.049716 | 653.4435 | 0.0034015 | 646.0972 | 0.032457 | 653.4435 | 0.047079 | 653.4435 | 0.039132 | 653.7989 | 0.031258 | 650.9686 | 0.023438 | 653.4435 | 0.048442 | 653.7989 | 0.02125 | 653.7989 | 0.018 | 653.7989 | 0.0041245 | 555.335 | 1.1838 | 653.7989 | 0.0099076 | 653.7989 | 0.0086185 |  |  | 653.4435 | 1.5807 | 648.24 | 0.0025895 | 653.7989 | 0.0084964 | 653.4435 | 1.8056 | 557.2779 | 0.00047296 | 653.7989 | 0.47673 | 653.7989 | 3.238 | 653.4435 | 24.0608 | 653.7989 | 0.39056 | 653.7989 | 0.067926 | 653.7989 | 0.12013 | 833.4968 | 0.048268 | 653.4435 | 0.022325 | 653.4435 | 0.014282 | 653.7989 | 0.0047998 | 832.8342 | 14.4775 | 653.4435 | 0.0054899 | 836.2347 | 1.3352 | 833.4968 | 0.58355 | 653.4435 | 0 | 958.6335 | 0.096909 |  |  | 1192.6232 | 0.39158 | 1025.8639 | 0.011559 | 1113.8041 | 0 | 1113.0743 | 0 | 1113.0676 | 0.0035273 | 653.443 | 2.3173 | 653.7989 | 2.1679 | 653.4435 | 7.0993 | 653.4435 | 2.3681 | 653.7989 | #REF! | 653.4435 | 4.455 | 650.2912 | 0.22137
| 334.7248 | 0 | 334.7248 | 0.094872 | 334.7248 | 0.038718 | 334.7248 | -0.0069128 | 334.7248 | 0.0091262 | 334.7248 | 0.045315 | 555.4511 | 0 | 653.6754 | 0.016503 | 334.7248 | 0.00151 | 555.4511 | 0 | 653.6754 | -0.063158 | 653.6754 | -0.01359 | 646.3269 | 0.0026752 | 653.6754 | -0.02776 | 653.6754 | -0.056457 | 654.0304 | -0.045097 | 651.1978 | -0.013756 | 653.6754 | -0.063751 | 654.0304 | 0 | 654.0304 | 0 | 654.0304 | -0.0034693 | 555.4511 | 1.1435 | 654.0304 | 0 | 654.0305 | 0.00043897 |  |  | 653.6754 | 1.5724 | 648.47 | -0.015357 | 654.0304 | 0 | 653.6754 | 1.7949 | 557.3963 | 0.00095812 | 654.0304 | 0.42931 | 654.0305 | 3.1429 | 653.6754 | 24.7219 | 654.0304 | 0.39247 | 654.0304 | 0.066623 | 654.0304 | 0.11302 | 833.6634 | 0.043356 | 653.6754 | -0.0048524 | 653.6754 | -0.0109 | 654.0305 | -0.00042497 | 833.001 | 14.4251 | 653.6754 | -0.034424 | 836.4029 | 1.3492 | 833.6634 | 0.58508 | 653.6754 | 0 | 958.725 | 0.097517 |  |  | 1192.6929 | 0.39242 | 1025.8768 | 0.011582 | 1113.8649 | 0 | 1113.135 | 0 | 1113.1283 | 0.0034944 | 653.675 | 2.3066 | 654.0304 | 2.1842 | 653.6754 | 7.1661 | 653.6754 | 2.3353 | 654.0305 | #REF! | 653.6754 | 4.446 | 650.5219 | 0.22189
| 334.8024 | 0 | 334.8024 | 0.039703 | 334.8024 | 0.038918 | 334.8024 | 0.015507 | 334.8024 | 0.016704 | 334.8024 | 0.052897 | 555.5672 | 0.014343 | 653.9073 | 0.035278 | 334.8024 | 0.04591 | 555.5672 | 0.038688 | 653.9073 | 0.07647 | 653.9073 | 0.01555 | 646.5566 | 0.02551 | 653.9073 | 0.056463 | 653.9073 | 0.073725 | 654.262 | 0.05889 | 651.4271 | 0.022834 | 653.9073 | 0.038274 | 654.262 | 0.038 | 654.262 | 0.030178 | 654.262 | 0.0048509 | 555.5672 | 1.1628 | 654.262 | 0.010027 | 654.262 | 0.0074882 |  |  | 653.9073 | 1.5641 | 648.71 | 0.002562 | 654.262 | 0.011675 | 653.9073 | 1.7841 | 557.5146 | 0.00048782 | 654.262 | 0.44735 | 654.262 | 3.06 | 653.9073 | 25.2482 | 654.262 | 0.41707 | 654.262 | 0.071297 | 654.262 | 0.13457 | 833.8301 | 0.054729 | 653.9073 | 0.019712 | 653.9073 | -0.0035175 | 654.262 | 0.0012992 | 833.1679 | 14.3868 | 653.9073 | 0.021777 | 836.5711 | 1.3603 | 833.8301 | 0.58322 | 653.9073 | 0 | 958.8165 | 0.09823 |  |  | 1192.7624 | 0.39326 | 1025.8896 | 0.011606 | 1113.9257 | 0 | 1113.1957 | 0 | 1113.189 | 0.0034739 | 653.907 | 2.2789 | 654.262 | 2.1798 | 653.9073 | 7.1787 | 653.9073 | 2.3035 | 654.262 | #REF! | 653.9073 | 4.4709 | 650.7526 | 0.22012
| 334.8801 | 0 | 334.8801 | -0.018799 | 334.8801 | 0.038376 | 334.8801 | -0.0039858 | 334.8801 | 0.0078031 | 334.8801 | 0.05166 | 555.6834 | 0 | 654.1392 | 0.025909 | 334.8801 | 0.02079 | 555.6834 | 0 | 654.1392 | -0.10384 | 654.1392 | -0.014367 | 646.7863 | 0.0059048 | 654.1392 | -0.028931 | 654.1392 | -0.046593 | 654.4936 | -0.037217 | 651.6563 | 0.0034206 | 654.1392 | -0.031648 | 654.4936 | 0 | 654.4936 | 0 | 654.4936 | 0.00017361 | 555.6834 | 1.1478 | 654.4936 | 0 | 654.4936 | 0.00014417 |  |  | 654.1392 | 1.5558 | 648.94 | 0.0015215 | 654.4936 | 0 | 654.1392 | 1.7733 | 557.6329 | 0.00095393 | 654.4936 | 0.40193 | 654.4936 | 2.8987 | 654.1392 | 25.2876 | 654.4936 | 0.41772 | 654.4936 | 0.069496 | 654.4936 | 0.12003 | 833.9967 | 0.039138 | 654.1392 | -0.014888 | 654.1392 | -0.0029056 | 654.4936 | 0.0010393 | 833.3347 | 14.2947 | 654.1392 | -0.0090364 | 836.7392 | 1.373 | 833.9967 | 0.58727 | 654.1392 | 0 | 958.908 | 0.0986 |  |  | 1192.8321 | 0.39409 | 1025.9026 | 0.011629 | 1113.9865 | 0 | 1113.2564 | 0 | 1113.2498 | 0.0034705 | 654.139 | 2.2688 | 654.4936 | 2.1449 | 654.1392 | 7.0252 | 654.1392 | 2.2972 | 654.4936 | #REF! | 654.1392 | 4.3725 | 650.9834 | 0.22236
| 334.9577 | 0 | 334.9577 | -0.028704 | 334.9577 | 0.038975 | 334.9577 | 0.017656 | 334.9577 | 0.015772 | 334.9577 | 0.063433 | 555.7995 | 0.0062641 | 654.3712 | 0.01131 | 334.9577 | 0.06244 | 555.7995 | 0.041267 | 654.3712 | 0.036929 | 654.3712 | 0.014827 | 647.0159 | 0.015461 | 654.3712 | 0.038577 | 654.3712 | 0.044244 | 654.7252 | 0.035341 | 651.8856 | 0.019715 | 654.3712 | 0.043697 | 654.7252 | 0.031813 | 654.7252 | 0.017804 | 654.7252 | 0.0038782 | 555.7995 | 1.1263 | 654.7252 | 0.0060041 | 654.7252 | 0.0076282 |  |  | 654.3712 | 1.5475 | 649.17 | 0.0018734 | 654.7252 | 0.01078 | 654.3712 | 1.7625 | 557.7513 | 0.00047029 | 654.7252 | 0.41927 | 654.7252 | 2.7733 | 654.3712 | 25.4212 | 654.7252 | 0.42749 | 654.7252 | 0.074425 | 654.7252 | 0.12841 | 834.1633 | 0.041327 | 654.3712 | 0.015696 | 654.3712 | 0.01097 | 654.7252 | 0.0016678 | 833.5015 | 14.4228 | 654.3712 | 0.014654 | 836.9074 | 1.3843 | 834.1633 | 0.5888 | 654.3712 | 0 | 958.9995 | 0.098694 |  |  | 1192.9019 | 0.39493 | 1025.9155 | 0.011653 | 1114.0472 | 0 | 1113.3171 | 0 | 1113.3104 | 0.0034796 | 654.371 | 2.2578 | 654.7252 | 2.1133 | 654.3712 | 6.9261 | 654.3712 | 2.2919 | 654.7252 | #REF! | 654.3712 | 4.3378 | 651.2141 | 0.2224
| 335.0354 | 0 | 335.0354 | 0.046943 | 335.0354 | 0.038091 | 335.0354 | -0.0049511 | 335.0354 | 0.010269 | 335.0354 | 0.062835 | 555.9157 | 0 | 654.6032 | 0.036398 | 335.0354 | -0.01183 | 555.9157 | 0 | 654.6032 | -0.12078 | 654.6032 | -0.0094514 | 647.2456 | 0.0035349 | 654.6032 | -0.030875 | 654.6032 | -0.0258 | 654.9568 | -0.020608 | 652.1148 | -0.0034282 | 654.6032 | -0.016811 | 654.9568 | 0 | 654.9568 | 0.001401 | 654.9568 | -0.00083973 | 555.9157 | 1.0648 | 654.9568 | 0 | 654.9569 | 0.002541 |  |  | 654.6032 | 1.5392 | 649.4 | -0.0012781 | 654.9568 | 0.0011931 | 654.6032 | 1.7517 | 557.8696 | 0.00089256 | 654.9568 | 0.37549 | 654.9569 | 2.7039 | 654.6032 | 26.3378 | 654.9568 | 0.44512 | 654.9568 | 0.075179 | 654.9568 | 0.12554 | 834.33 | 0.041754 | 654.6032 | -0.012553 | 654.6032 | -0.00072293 | 654.9568 | -0.0028311 | 833.6684 | 14.4705 | 654.6032 | -0.0051558 | 837.0756 | 1.3959 | 834.33 | 0.59372 | 654.6032 | 0 | 959.091 | 0.098475 |  |  | 1192.9716 | 0.39576 | 1025.9283 | 0.011677 | 1114.108 | 0 | 1113.3778 | 0 | 1113.3712 | 0.0034989 | 654.603 | 2.2462 | 654.9568 | 2.1511 | 654.6032 | 7.0335 | 654.6032 | 2.2849 | 654.9568 | #REF! | 654.6032 | 4.3763 | 651.4449 | 0.22224
| 335.1131 | 0 | 335.1131 | 0.01524 | 335.1131 | 0.038177 | 335.1131 | 0.014853 | 335.1131 | 0.017065 | 335.1131 | 0.075092 | 556.0318 | 0.014695 | 654.8351 | 0.038506 | 335.1131 | 0.0171 | 556.0318 | 0.017517 | 654.8351 | 0.014075 | 654.8351 | 0.012395 | 647.4753 | 0.025466 | 654.8351 | 0.040208 | 654.8351 | 0.039865 | 655.1885 | 0.031844 | 652.3441 | 0.019006 | 654.8351 | 0.05781 | 655.1885 | 0.045145 | 655.1885 | 0.019935 | 655.1885 | 0.0064258 | 556.0318 | 1.0833 | 655.1885 | 0.0058419 | 655.1885 | 0.0099394 |  |  | 654.8351 | 1.5309 | 649.63 | 0.027378 | 655.1885 | 0.013945 | 654.8351 | 1.741 | 557.9879 | 0.00042494 | 655.1885 | 0.3952 | 655.1885 | 2.6306 | 654.8351 | 26.7081 | 655.1885 | 0.45584 | 655.1885 | 0.07986 | 655.1885 | 0.14412 | 834.4966 | 0.039832 | 654.8351 | 0.014443 | 654.8351 | 0.0056396 | 655.1885 | 0.0014658 | 833.8352 | 14.5527 | 654.8351 | 0.018695 | 837.2437 | 1.4047 | 834.4966 | 0.59514 | 654.8351 | 0 | 959.1826 | 0.09865 |  |  | 1193.0413 | 0.3966 | 1025.9413 | 0.0117 | 1114.1688 | 0 | 1113.4386 | 0 | 1113.4319 | 0.0035228 | 654.835 | 2.2544 | 655.1885 | 2.1415 | 654.8351 | 6.9784 | 654.8351 | 2.2866 | 655.1885 | #REF! | 654.8351 | 4.3495 | 651.6757 | 0.22256
| 335.1907 | 0 | 335.1907 | -0.006099 | 335.1907 | 0.037492 | 335.1907 | 0.0013258 | 335.1907 | 0.0076828 | 335.1907 | 0.073663 | 556.148 | 0 | 655.0671 | 0.010849 | 335.1907 | -0.03546 | 556.148 | 0 | 655.0671 | -0.1413 | 655.0671 | -0.011906 | 647.7051 | -0.0092616 | 655.0671 | -0.030167 | 655.0671 | -0.073495 | 655.4201 | -0.058706 | 652.5734 | 0.0073218 | 655.0671 | -0.038678 | 655.4201 | 0 | 655.4201 | 0 | 655.4201 | -0.00021138 | 556.148 | 1.0775 | 655.4201 | 0 | 655.4201 | 0.00027565 |  |  | 655.0671 | 1.5225 | 649.87 | -0.026653 | 655.4201 | 0 | 655.0671 | 1.7302 | 558.1063 | 0.00087656 | 655.4201 | 0.35361 | 655.4201 | 2.5205 | 655.0671 | 27.3136 | 655.4201 | 0.45948 | 655.4201 | 0.078611 | 655.4201 | 0.13277 | 834.6633 | 0.028245 | 655.0671 | -0.010406 | 655.0671 | 0.0056557 | 655.4201 | -0.0073211 | 834.002 | 14.5399 | 655.0671 | -0.024801 | 837.4119 | 1.4166 | 834.6633 | 0.59951 | 655.0671 | 0 | 959.2741 | 0.099652 |  |  | 1193.111 | 0.39743 | 1025.9541 | 0.011724 | 1114.2297 | 0 | 1113.4993 | 0 | 1113.4927 | 0.0035489 | 655.067 | 2.2358 | 655.4201 | 2.141 | 655.0671 | 6.9677 | 655.0671 | 2.2636 | 655.4201 | #REF! | 655.0671 | 4.3207 | 651.9065 | 0.22142
| 335.2684 | 0 | 335.2684 | -0.019822 | 335.2684 | 0.037948 | 335.2684 | 0.011584 | 335.2684 | 0.015065 | 335.2684 | 0.086813 | 556.2642 | 0.018558 | 655.2991 | 0.037577 | 335.2684 | 0.01715 | 556.2642 | 0.027297 | 655.2991 | 0.045898 | 655.2991 | 0.0147 | 647.9348 | 0.015653 | 655.2991 | 0.038857 | 655.2991 | 0.032573 | 655.6517 | 0.026019 | 652.8027 | 0.015482 | 655.2991 | 0.021652 | 655.6518 | 0.053469 | 655.6518 | 0.020942 | 655.6518 | 0.0063064 | 556.2642 | 1.0634 | 655.6517 | 0.0093626 | 655.6517 | 0.010119 |  |  | 655.2991 | 1.5142 | 650.1 | -0.0037228 | 655.6518 | 0.013027 | 655.2991 | 1.7195 | 558.2246 | 0.00045543 | 655.6518 | 0.37735 | 655.6517 | 2.4498 | 655.2991 | 27.6361 | 655.6518 | 0.4787 | 655.6518 | 0.085366 | 655.6518 | 0.14684 | 834.83 | 0.036255 | 655.2991 | 0.016444 | 655.2991 | 0.0078999 | 655.6517 | 0.0064932 | 834.1689 | 14.74 | 655.2991 | 0.021094 | 837.5801 | 1.4287 | 834.83 | 0.60071 | 655.2991 | 0 | 959.3657 | 0.099625 |  |  | 1193.1807 | 0.39826 | 1025.967 | 0.011748 | 1114.2905 | 0 | 1113.5601 | 0 | 1113.5533 | 0.0035739 | 655.299 | 2.2367 | 655.6517 | 2.1303 | 655.2991 | 6.9393 | 655.2991 | 2.276 | 655.6517 | #REF! | 655.2991 | 4.3192 | 652.1373 | 0.22193
| 335.3461 | 0 | 335.3461 | 0.040756 | 335.3461 | 0.037521 | 335.3461 | -0.0005668 | 335.3461 | 0.01063 | 335.3461 | 0.087893 | 556.3803 | 0 | 655.5311 | 0.0088683 | 335.3461 | -0.03104 | 556.3803 | 0 | 655.5311 | -0.047263 | 655.5311 | -0.0081372 | 648.1646 | -0.002296 | 655.5311 | -0.035203 | 655.5311 | -0.08315 | 655.8834 | -0.066418 | 653.032 | -0.0122 | 655.5311 | -0.069524 | 655.8834 | 0 | 655.8834 | 0 | 655.8834 | -0.0047185 | 556.3803 | 1.0639 | 655.8834 | 0 | 655.8834 | 0.00012468 |  |  | 655.5311 | 1.5059 | 650.33 | -0.0070311 | 655.8834 | 0 | 655.5311 | 1.7087 | 558.343 | 0.00094325 | 655.8834 | 0.3257 | 655.8834 | 2.3266 | 655.5311 | 28.0277 | 655.8834 | 0.48274 | 655.8834 | 0.080865 | 655.8834 | 0.13469 | 834.9966 | 0.037643 | 655.5311 | -0.017218 | 655.5311 | -0.012722 | 655.8834 | 0.0011103 | 834.3357 | 14.4861 | 655.5311 | -0.02367 | 837.7483 | 1.442 | 834.9966 | 0.60498 | 655.5311 | 0 | 959.4573 | 0.099459 |  |  | 1193.2505 | 0.39909 | 1025.98 | 0.011771 | 1114.3513 | 0 | 1113.6209 | 0 | 1113.6141 | 0.0035955 | 655.531 | 2.2367 | 655.8834 | 2.116 | 655.5311 | 6.8886 | 655.5311 | 2.2592 | 655.8834 | #REF! | 655.5311 | 4.2739 | 652.3681 | 0.22139
| 335.4238 | 0 | 335.4238 | 0.024185 | 335.4238 | 0.03772 | 335.4238 | 0.015912 | 335.4238 | 0.016794 | 335.4238 | 0.098676 | 556.4965 | 0.018558 | 655.7631 | 0.043689 | 335.4238 | 0.00999 | 556.4965 | 0.042127 | 655.7631 | 0.050577 | 655.7631 | 0.013974 | 648.3943 | 0.0085369 | 655.7631 | 0.039646 | 655.7631 | 0.087896 | 656.1151 | 0.07021 | 653.2614 | 0.013034 | 655.7631 | 0.039923 | 656.1151 | 0.03838 | 656.1151 | 0.023083 | 656.1151 | 0.0058928 | 556.4965 | 1.0592 | 656.1151 | 0.0083863 | 656.115 | 0.0079961 |  |  | 655.7631 | 1.4976 | 650.56 | 0.016219 | 656.1151 | 0.011137 | 655.7631 | 1.6979 | 558.4613 | 0.00049354 | 656.1151 | 0.3456 | 656.115 | 2.2583 | 655.7631 | 28.3251 | 656.1151 | 0.50037 | 656.1151 | 0.088729 | 656.1151 | 0.15303 | 835.1633 | 0.045705 | 655.7631 | 0.0092266 | 655.7631 | 0.014508 | 656.1151 | -3.3418e-05 | 834.5026 | 14.8302 | 655.7631 | 0.038984 | 837.9165 | 1.4543 | 835.1633 | 0.6064 | 655.7631 | 0 | 959.549 | 0.10065 |  |  | 1193.3202 | 0.39992 | 1025.9928 | 0.011795 | 1114.4121 | 0 | 1113.6815 | 0 | 1113.6749 | 0.0036171 | 655.763 | 2.2263 | 656.1151 | 2.1043 | 655.7631 | 6.8357 | 655.7631 | 2.2521 | 656.1151 | #REF! | 655.7631 | 4.2272 | 652.5989 | 0.22136
| 335.5015 | 0 | 335.5015 | -0.03855 | 335.5015 | 0.036665 | 335.5015 | -0.00038669 | 335.5015 | 0.0088556 | 335.5015 | 0.10218 | 556.6127 | 0 | 655.9951 | 0.020018 | 335.5015 | -0.0319 | 556.6127 | 0 | 655.9951 | -0.062676 | 655.9951 | -0.0030978 | 648.624 | 0.0092296 | 655.9951 | -0.027217 | 655.9951 | -0.019536 | 656.3468 | -0.015605 | 653.4907 | -0.01293 | 655.9951 | -0.076448 | 656.3468 | 0 | 656.3468 | 0 | 656.3468 | -0.00032939 | 556.6127 | 1.0488 | 656.3468 | 0 | 656.3467 | 0.0024617 |  |  | 655.9951 | 1.4893 | 650.79 | 0.02059 | 656.3468 | 0.0025235 | 655.9951 | 1.6872 | 558.5797 | 0.00096269 | 656.3468 | 0.31101 | 656.3467 | 2.1638 | 655.9951 | 28.8265 | 656.3468 | 0.50921 | 656.3468 | 0.087728 | 656.3468 | 0.14207 | 835.33 | 0.03855 | 655.9951 | -0.013064 | 655.9951 | -0.008238 | 656.3467 | -0.0019068 | 834.6694 | 14.7934 | 655.9951 | -0.010407 | 838.0847 | 1.4681 | 835.33 | 0.61044 | 655.9951 | 0 | 959.6406 | 0.10151 |  |  | 1193.3899 | 0.40075 | 1026.0057 | 0.011819 | 1114.473 | 0 | 1113.7423 | 0 | 1113.7356 | 0.0036398 | 655.995 | 2.2296 | 656.3468 | 2.0969 | 655.9951 | 6.8173 | 655.9951 | 2.2538 | 656.3467 | #REF! | 655.9951 | 4.1901 | 652.8297 | 0.22105
| 335.5792 | 0 | 335.5792 | -0.0058645 | 335.5792 | 0.036922 | 335.5792 | 0.014729 | 335.5792 | 0.016448 | 335.5792 | 0.11428 | 556.7289 | 0.018558 | 656.2272 | 0.018393 | 335.5792 | 0.01763 | 556.7289 | 0.019008 | 656.2272 | -0.031338 | 656.2272 | 0.007204 | 648.8538 | 0.014577 | 656.2272 | 0.03833 | 656.2272 | 0.028972 | 656.5784 | 0.023142 | 653.72 | 0.025241 | 656.2272 | 0.040189 | 656.5785 | 0.02929 | 656.5785 | 0.014959 | 656.5785 | 0.0008026 | 556.7289 | 1.0963 | 656.5784 | 0.0096721 | 656.5784 | 0.007929 |  |  | 656.2272 | 1.481 | 651.03 | 0.016493 | 656.5785 | 0.011892 | 656.2272 | 1.6764 | 558.698 | 0.00047563 | 656.5785 | 0.33623 | 656.5784 | 2.1054 | 656.2272 | 29.1894 | 656.5785 | 0.52537 | 656.5785 | 0.091168 | 656.5785 | 0.15799 | 835.4966 | 0.034172 | 656.2272 | 0.0075705 | 656.2272 | 0.00088958 | 656.5784 | 0.0027997 | 834.8363 | 14.861 | 656.2272 | 0.013013 | 838.2529 | 1.4809 | 835.4966 | 0.60968 | 656.2272 | 0 | 959.7322 | 0.10162 |  |  | 1193.4597 | 0.40158 | 1026.0187 | 0.011843 | 1114.5338 | 0 | 1113.8031 | 0 | 1113.7964 | 0.003666 | 656.227 | 2.2314 | 656.5784 | 2.0775 | 656.2272 | 6.7706 | 656.2272 | 2.2459 | 656.5784 | #REF! | 656.2272 | 4.2078 | 653.0606 | 0.22313
| 335.6568 | 0 | 335.6568 | 0.03402 | 335.6568 | 0.036437 | 335.6568 | -0.0060409 | 335.6568 | 0.00648 | 335.6568 | 0.117 | 556.8451 | 0 | 656.4592 | 0.0041375 | 335.6568 | -0.01947 | 556.8451 | 0 | 656.4592 | -0.058838 | 656.4592 | -0.0081071 | 649.0836 | 0.0003967 | 656.4592 | -0.023338 | 656.4592 | -0.043427 | 656.8102 | -0.034689 | 653.9494 | -0.0073676 | 656.4592 | -0.037304 | 656.8102 | 0 | 656.8102 | 0 | 656.8102 | -0.0015301 | 556.8451 | 1.0666 | 656.8102 | 0 | 656.8102 | 0.00099796 |  |  | 656.4592 | 1.4727 | 651.26 | 0.0016079 | 656.8102 | 0 | 656.4592 | 1.6656 | 558.8164 | 0.00099737 | 656.8102 | 0.2877 | 656.8102 | 1.9971 | 656.4592 | 29.6473 | 656.8102 | 0.53346 | 656.8102 | 0.090146 | 656.8102 | 0.15113 | 835.6633 | 0.034279 | 656.4592 | -0.0068235 | 656.4592 | -0.0097265 | 656.8102 | -0.0042435 | 835.0032 | 14.9479 | 656.4592 | -0.022554 | 838.4211 | 1.4946 | 835.6633 | 0.61131 | 656.4592 | 0.0090425 | 959.8239 | 0.10221 |  |  | 1193.5294 | 0.4024 | 1026.0315 | 0.011867 | 1114.5947 | 0 | 1113.8639 | 0 | 1113.8572 | 0.0036978 | 656.459 | 2.2067 | 656.8102 | 2.0684 | 656.4592 | 6.7463 | 656.4592 | 2.2255 | 656.8102 | #REF! | 656.4592 | 4.1537 | 653.2914 | 0.22241
| 335.7345 | 0 | 335.7345 | 0.024753 | 335.7345 | 0.03658 | 335.7345 | 0.012923 | 335.7345 | 0.015005 | 335.7345 | 0.13186 | 556.9613 | 0.015748 | 656.6913 | 0.027178 | 335.7345 | 0.00366 | 556.9613 | 0.036539 | 656.6913 | -0.020815 | 656.6913 | 0.015319 | 649.3134 | 0.016531 | 656.6913 | 0.044935 | 656.6913 | 0.030777 | 657.0419 | 0.024584 | 654.1787 | 0.020975 | 656.6913 | 0.043344 | 657.0419 | 0.027888 | 657.0419 | 0.014204 | 657.0419 | 0.0049552 | 556.9613 | 1.0486 | 657.0419 | 0.0099661 | 657.0419 | 0.0081302 |  |  | 656.6913 | 1.4644 | 651.49 | -0.0056818 | 657.0419 | 0.01453 | 656.6913 | 1.6548 | 558.9348 | 0.00053051 | 657.0419 | 0.30935 | 657.0419 | 1.9675 | 656.6913 | 30.1111 | 657.0419 | 0.55192 | 657.0419 | 0.098506 | 657.0419 | 0.16776 | 835.83 | 0.038283 | 656.6913 | 0.011292 | 656.6913 | 0.0024982 | 657.0419 | 0.0022605 | 835.17 | 14.9283 | 656.6913 | 0.012813 | 838.5893 | 1.5061 | 835.83 | 0.60946 | 656.6913 | 0 | 959.9155 | 0.10336 |  |  | 1193.5992 | 0.40323 | 1026.0444 | 0.011891 | 1114.6556 | 0 | 1113.9247 | 0 | 1113.918 | 0.003733 | 656.691 | 2.2234 | 657.0419 | 2.0736 | 656.6913 | 6.724 | 656.6913 | 2.2468 | 657.0419 | #REF! | 656.6913 | 4.1612 | 653.5223 | 0.22007
| 335.8122 | 0 | 335.8122 | -0.046268 | 335.8122 | 0.035668 | 335.8122 | -0.0025435 | 335.8122 | 0.0063147 | 335.8122 | 0.13155 | 557.0775 | 0 | 656.9233 | 0.019247 | 335.8122 | -0.04322 | 557.0775 | 0 | 656.9233 | -0.10866 | 656.9233 | -0.0023202 | 649.5432 | 0.0055263 | 656.9233 | -0.027115 | 656.9233 | -0.025426 | 657.2736 | -0.02031 | 654.4081 | -0.010016 | 656.9233 | -0.025166 | 657.2736 | 0 | 657.2736 | 0 | 657.2736 | -0.00010929 | 557.0775 | 1.0523 | 657.2736 | 0 | 657.2736 | 0.0022138 |  |  | 656.9233 | 1.4561 | 651.72 | -0.03241 | 657.2736 | 0.0010411 | 656.9233 | 1.644 | 559.0531 | 0.0010202 | 657.2736 | 0.27674 | 657.2736 | 1.8855 | 656.9233 | 30.724 | 657.2736 | 0.56705 | 657.2736 | 0.095589 | 657.2736 | 0.1588 | 835.9967 | 0.043196 | 656.9233 | -0.0077331 | 656.9233 | -0.0080364 | 657.2736 | 0.0015347 | 835.3369 | 14.8268 | 656.9233 | -0.018646 | 838.7575 | 1.5188 | 835.9967 | 0.61481 | 656.9233 | 0.0054302 | 960.0073 | 0.10375 |  |  | 1193.6691 | 0.40405 | 1026.0573 | 0.011915 | 1114.7164 | 0 | 1113.9855 | 0 | 1113.9788 | 0.0037694 | 656.923 | 2.2321 | 657.2736 | 2.0819 | 656.9233 | 6.726 | 656.9233 | 2.2441 | 657.2736 | #REF! | 656.9233 | 4.1609 | 653.7531 | 0.22037
| 335.8899 | 0 | 335.8899 | -0.020262 | 335.8899 | 0.036466 | 335.8899 | 0.014106 | 335.8899 | 0.015772 | 335.8899 | 0.14919 | 557.1937 | 0.02346 | 657.1554 | 0.026991 | 335.8899 | 0.01771 | 557.1937 | 0.03353 | 657.1554 | 0.027664 | 657.1554 | 0.016455 | 649.7729 | 0.019044 | 657.1554 | 0.03511 | 657.1554 | 0.017145 | 657.5053 | 0.013695 | 654.6375 | 0.018925 | 657.1554 | 0.028599 | 657.5053 | 0.017367 | 657.5053 | 0.014463 | 657.5053 | 0.0045112 | 557.1937 | 1.0157 | 657.5053 | 0.0084156 | 657.5053 | 0.0078063 |  |  | 657.1554 | 1.4478 | 651.95 | 0.023034 | 657.5053 | 0.010053 | 657.1554 | 1.6333 | 559.1715 | 0.00049354 | 657.5053 | 0.28971 | 657.5053 | 1.8403 | 657.1554 | 31.2382 | 657.5053 | 0.5884 | 657.5053 | 0.10171 | 657.5053 | 0.17256 | 836.1634 | 0.042448 | 657.1554 | 0.0095342 | 657.1554 | 0.012436 | 657.5053 | 0.0090072 | 835.5038 | 15.1657 | 657.1554 | 0.014317 | 838.9257 | 1.5321 | 836.1634 | 0.61612 | 657.1554 | 0 | 960.099 | 0.10349 |  |  | 1193.7388 | 0.40486 | 1026.0702 | 0.011939 | 1114.7773 | 0 | 1114.0463 | 0 | 1114.0395 | 0.0038046 | 657.155 | 2.2207 | 657.5053 | 2.0711 | 657.1554 | 6.7223 | 657.1554 | 2.2353 | 657.5053 | #REF! | 657.1554 | 4.1609 | 653.984 | 0.22121
| 335.9676 | 0 | 335.9676 | 0.027614 | 335.9676 | 0.035382 | 335.9676 | -0.003145 | 335.9676 | 0.0095472 | 335.9676 | 0.15248 | 557.3099 | 0 | 657.3875 | -0.01134 | 335.9676 | -0.03141 | 557.3099 | 0 | 657.3875 | -0.056885 | 657.3875 | -0.01548 | 650.0028 | -0.0078028 | 657.3875 | -0.035049 | 657.3875 | -0.074326 | 657.7371 | -0.05937 | 654.8669 | -0.014572 | 657.3875 | -0.059816 | 657.7371 | 0 | 657.7371 | 0 | 657.7371 | -0.0059005 | 557.3099 | 1.0072 | 657.7371 | 0 | 657.7371 | 0.0015524 |  |  | 657.3875 | 1.4395 | 652.19 | -0.032416 | 657.7371 | 0 | 657.3875 | 1.6225 | 559.2899 | 0.0009928 | 657.7371 | 0.2445 | 657.7371 | 1.7218 | 657.3875 | 31.4134 | 657.7371 | 0.5916 | 657.7371 | 0.09658 | 657.7371 | 0.16031 | 836.33 | 0.041113 | 657.3875 | -0.014837 | 657.3875 | -0.0034457 | 657.7371 | -0.0038694 | 835.6707 | 14.9645 | 657.3875 | -0.014243 | 839.094 | 1.547 | 836.33 | 0.62159 | 657.3875 | 0.0036213 | 960.1906 | 0.10394 |  |  | 1193.8086 | 0.40568 | 1026.0831 | 0.011963 | 1114.8383 | 0 | 1114.1071 | 0 | 1114.1003 | 0.0038364 | 657.388 | 2.168 | 657.7371 | 2.0418 | 657.3875 | 6.616 | 657.3875 | 2.1759 | 657.7371 | #REF! | 657.3875 | 4.0919 | 654.2149 | 0.22184
| 336.0453 | 0 | 336.0453 | 0.044109 | 336.0453 | 0.035554 | 336.0453 | 0.010214 | 336.0453 | 0.014569 | 336.0453 | 0.17161 | 557.4262 | 0 | 657.6196 | 0.013581 | 336.0453 | -0.01107 | 557.4262 | 0.040193 | 657.6196 | 0.00080892 | 657.6196 | 0.0067576 | 650.2326 | 0.016612 | 657.6196 | 0.03539 | 657.6196 | 0.012363 | 657.9688 | 0.0098751 | 655.0963 | 0.010193 | 657.6196 | 0.045711 | 657.9688 | 0.018499 | 657.9688 | 0.015512 | 657.9688 | 0.0031103 | 557.4262 | 1.005 | 657.9688 | 0.003629 | 657.9688 | 0.0065102 |  |  | 657.6196 | 1.4312 | 652.42 | 0.010672 | 657.9688 | 0.0083229 | 657.6196 | 1.6117 | 559.4083 | 0.00051031 | 657.9688 | 0.26479 | 657.9688 | 1.7059 | 657.6196 | 31.8319 | 657.9688 | 0.60936 | 657.9688 | 0.10479 | 657.9688 | 0.17901 | 836.4967 | 0.034172 | 657.6196 | 0.0029998 | 657.6196 | 0.0023542 | 657.9688 | 0.0017261 | 835.8375 | 15.0514 | 657.6196 | 0.0076799 | 839.2622 | 1.5592 | 836.4967 | 0.62115 | 657.6196 | 0 | 960.2824 | 0.10455 |  |  | 1193.8784 | 0.4065 | 1026.0959 | 0.011987 | 1114.899 | 0 | 1114.1679 | 0 | 1114.1611 | 0.0038603 | 657.62 | 2.2073 | 657.9688 | 2.034 | 657.6196 | 6.5942 | 657.6196 | 2.2105 | 657.9688 | #REF! | 657.6196 | 4.093 | 654.4458 | 0.22182
| 336.123 | 0 | 336.123 | -0.036298 | 336.123 | 0.034698 | 336.123 | -0.0064146 | 336.123 | 0.0062846 | 336.123 | 0.17245 | 557.5424 | 0 | 657.8517 | 0.0010679 | 336.123 | -0.05671 | 557.5424 | 0 | 657.8517 | -0.053958 | 657.8517 | -0.0068399 | 650.4625 | -0.0023254 | 657.8517 | -0.02548 | 657.8517 | -0.05825 | 658.2006 | -0.046529 | 655.3257 | -0.01401 | 657.8517 | -0.018253 | 658.2006 | 0 | 658.2006 | 0 | 658.2006 | -0.0026982 | 557.5424 | 1.0218 | 658.2006 | 0 | 658.2006 | 0.0012888 |  |  | 657.8517 | 1.4229 | 652.65 | -0.0122 | 658.2006 | 0 | 657.8517 | 1.601 | 559.5266 | 0.0010168 | 658.2006 | 0.23363 | 658.2006 | 1.6171 | 657.8517 | 32.0278 | 658.2006 | 0.61459 | 658.2006 | 0.10332 | 658.2006 | 0.16943 | 836.6634 | 0.034813 | 657.8517 | -0.010326 | 657.8517 | -0.0073165 | 658.2006 | -0.0009275 | 836.0044 | 15.0188 | 657.8517 | -0.018851 | 839.4304 | 1.573 | 836.6634 | 0.62607 | 657.8517 | 0.0018089 | 960.3741 | 0.10445 |  |  | 1193.9482 | 0.40731 | 1026.1089 | 0.012011 | 1114.96 | 0 | 1114.2286 | 0 | 1114.2221 | 0.0038773 | 657.852 | 2.1999 | 658.2006 | 2.0231 | 657.8517 | 6.5348 | 657.8517 | 2.2105 | 658.2006 | #REF! | 657.8517 | 4.0403 | 654.6767 | 0.22314
| 336.2008 | 0 | 336.2007 | -0.026506 | 336.2008 | 0.035525 | 336.2008 | 0.018154 | 336.2008 | 0.013622 | 336.2008 | 0.18927 | 557.6586 | 0.024828 | 658.0838 | 0.015068 | 336.2008 | -0.00434 | 557.6586 | 0.030951 | 658.0838 | 0.059372 | 658.0838 | 0.008443 | 650.6923 | 0.016416 | 658.0838 | 0.027534 | 658.0838 | 0.026897 | 658.4324 | 0.021485 | 655.5551 | 0.021957 | 658.0838 | 0.027031 | 658.4324 | 0.027561 | 658.4324 | 0.014935 | 658.4324 | 0.0024963 | 557.6586 | 1.0017 | 658.4324 | 0.0065713 | 658.4324 | 0.0073402 |  |  | 658.0838 | 1.4146 | 652.88 | -0.0092197 | 658.4324 | 0.011204 | 658.0838 | 1.5902 | 559.645 | 0.0005145 | 658.4324 | 0.25351 | 658.4324 | 1.5824 | 658.0838 | 32.1702 | 658.4324 | 0.6315 | 658.4324 | 0.10969 | 658.4324 | 0.18639 | 836.8301 | 0.0354 | 658.0838 | 0.0037486 | 658.0838 | -0.0011402 | 658.4324 | 0.0070304 | 836.1713 | 15.2778 | 658.0838 | 0.01954 | 839.5987 | 1.5865 | 836.8301 | 0.62826 | 658.0838 | 0 | 960.4659 | 0.10445 |  |  | 1194.0181 | 0.40812 | 1026.1218 | 0.012034 | 1115.0209 | 0 | 1114.2895 | 0 | 1114.2828 | 0.0038853 | 658.084 | 2.1801 | 658.4324 | 2.0028 | 658.0838 | 6.4639 | 658.0838 | 2.1812 | 658.4324 | #REF! | 658.0838 | 4.0225 | 654.9076 | 0.22176
| 336.2785 | 0 | 336.2785 | 0.0064071 | 336.2785 | 0.035325 | 336.2785 | -0.0079716 | 336.2785 | 0.007337 | 336.2785 | 0.19509 | 557.7749 | 0 | 658.3159 | 0.0061041 | 336.2785 | -0.02153 | 557.7749 | 0 | 658.3159 | -0.071234 | 658.316 | -0.013938 | 650.9222 | -0.0022641 | 658.3159 | -0.023843 | 658.316 | -0.070472 | 658.6641 | -0.056291 | 655.7845 | -0.0079486 | 658.316 | -0.028 | 658.6641 | 0 | 658.6641 | 0 | 658.6641 | -0.0027431 | 557.7749 | 0.98527 | 658.6641 | 0 | 658.6641 | 0.00075476 |  |  | 658.3159 | 1.4063 | 653.12 | 0.023588 | 658.6641 | 0 | 658.316 | 1.5794 | 559.7634 | 0.00096536 | 658.6641 | 0.21058 | 658.6641 | 1.4944 | 658.316 | 32.1187 | 658.6641 | 0.62497 | 658.6641 | 0.10678 | 658.6641 | 0.17647 | 836.9968 | 0.036628 | 658.3159 | -0.011817 | 658.3159 | 0.005167 | 658.6641 | 0.002092 | 836.3382 | 15.1972 | 658.3159 | -0.021105 | 839.7669 | 1.6001 | 836.9968 | 0.63481 | 658.316 | 0 | 960.5577 | 0.10505 |  |  | 1194.0879 | 0.40893 | 1026.1346 | 0.012058 | 1115.0818 | 0 | 1114.3503 | 0 | 1114.3436 | 0.0038853 | 658.316 | 2.1934 | 658.6641 | 1.9824 | 658.316 | 6.37 | 658.316 | 2.1981 | 658.6641 | #REF! | 658.316 | 3.9198 | 655.1386 | 0.22344
| 336.3562 | 0 | 336.3562 | 0.029687 | 336.3562 | 0.035725 | 336.3562 | 0.0086877 | 336.3562 | 0.012855 | 336.3562 | 0.21179 | 557.8911 | 0 | 658.5481 | 0.010829 | 336.3562 | 0.01249 | 557.8911 | 0.023858 | 658.5481 | -0.032414 | 658.5481 | 0.0049746 | 651.152 | 0.014121 | 658.5481 | 0.026882 | 658.5481 | 0.0093231 | 658.8959 | 0.0074471 | 656.0139 | 0.010379 | 658.5481 | 0.054628 | 658.8959 | 0.00964 | 658.8959 | 0.013233 | 658.8959 | 0.0051333 | 557.8911 | 0.96082 | 658.8959 | 0.0041959 | 658.8959 | 0.0058767 |  |  | 658.5481 | 1.398 | 653.35 | -0.02433 | 658.8959 | 0.0081556 | 658.5481 | 1.5686 | 559.8818 | 0.00045886 | 658.8959 | 0.24214 | 658.8959 | 1.4902 | 658.5481 | 32.9697 | 658.8959 | 0.6533 | 658.8959 | 0.11292 | 658.8959 | 0.19321 | 837.1635 | 0.03775 | 658.5481 | 0.013018 | 658.5481 | 0.0027912 | 658.8959 | 0.0037086 | 836.5051 | 15.4046 | 658.5481 | 0.010334 | 839.9352 | 1.6092 | 837.1635 | 0.63667 | 658.5481 | 0 | 960.6496 | 0.10584 |  |  | 1194.1577 | 0.40973 | 1026.1476 | 0.012082 | 1115.1427 | 0 | 1114.4111 | 0 | 1114.4044 | 0.0038751 | 658.548 | 2.1929 | 658.8959 | 2.0147 | 658.5481 | 6.4465 | 658.5481 | 2.1963 | 658.8959 | #REF! | 658.5481 | 3.9905 | 655.3695 | 0.22325
| 336.4339 | 0 | 336.4339 | -0.0062404 | 336.4339 | 0.034299 | 336.4339 | -0.0032384 | 336.4339 | 0.0053524 | 336.4339 | 0.21926 | 558.0074 | 0 | 658.7802 | 0.0024478 | 336.4339 | -0.03799 | 558.0074 | 0 | 658.7802 | -0.088349 | 658.7802 | -0.013713 | 651.3819 | -0.0057102 | 658.7802 | -0.028077 | 658.7802 | -0.049688 | 659.1277 | -0.039689 | 656.2434 | -0.012008 | 658.7802 | -0.038275 | 659.1278 | 0 | 659.1278 | 0 | 659.1278 | -0.0050139 | 558.0074 | 0.95508 | 659.1277 | 0 | 659.1277 | 0.00021219 |  |  | 658.7802 | 1.3897 | 653.58 | -0.0083289 | 659.1278 | 0 | 658.7802 | 1.5579 | 560.0002 | 0.00094935 | 659.1278 | 0.20912 | 659.1277 | 1.4136 | 658.7802 | 33.3334 | 659.1278 | 0.66396 | 659.1278 | 0.11437 | 659.1278 | 0.17906 | 837.3302 | 0.034706 | 658.7802 | -0.0028158 | 658.7802 | -0.00015184 | 659.1277 | -0.0015461 | 836.672 | 15.2697 | 658.7802 | -0.026519 | 840.1034 | 1.6213 | 837.3302 | 0.64094 | 658.7802 | 0 | 960.7414 | 0.10618 |  |  | 1194.2275 | 0.41053 | 1026.1605 | 0.012106 | 1115.2036 | 0 | 1114.4721 | 0 | 1114.4653 | 0.0038569 | 658.78 | 2.1729 | 659.1277 | 1.9987 | 658.7802 | 6.4111 | 658.7802 | 2.175 | 659.1277 | #REF! | 658.7802 | 3.9423 | 655.6005 | 0.22297
| 336.5116 | 0 | 336.5116 | -0.010637 | 336.5116 | 0.03467 | 336.5116 | 0.014386 | 336.5116 | 0.016193 | 336.5116 | 0.2353 | 558.1236 | 0.010831 | 659.0124 | 0.021905 | 336.5116 | -0.00597 | 558.1236 | 0.020498 | 659.0124 | 0.070099 | 659.0124 | 0.017107 | 651.6118 | 0.011522 | 659.0124 | 0.037799 | 659.0124 | 0.042149 | 659.3596 | 0.033668 | 656.4728 | 0.022556 | 659.0124 | 0.0027414 | 659.3596 | 0.036709 | 659.3596 | 0.014401 | 659.3596 | 0.0055435 | 558.1236 | 0.94839 | 659.3596 | 0.0081689 | 659.3596 | 0.0075909 |  |  | 659.0124 | 1.3814 | 653.81 | 0.0026908 | 659.3596 | 0.011927 | 659.0124 | 1.5471 | 560.1186 | 0.00049049 | 659.3596 | 0.22913 | 659.3596 | 1.3804 | 659.0124 | 33.7578 | 659.3596 | 0.69222 | 659.3596 | 0.12161 | 659.3596 | 0.20175 | 837.4969 | 0.033692 | 659.0124 | 0.013545 | 659.0124 | 0.016548 | 659.3596 | 0.0037821 | 836.8389 | 15.3295 | 659.0124 | 0.026141 | 840.2717 | 1.6338 | 837.4969 | 0.64159 | 659.0124 | 0 | 960.8333 | 0.10643 |  |  | 1194.2974 | 0.41133 | 1026.1733 | 0.012129 | 1115.2645 | 0 | 1114.5328 | 0 | 1114.5261 | 0.0038307 | 659.012 | 2.1769 | 659.3596 | 1.9969 | 659.0124 | 6.374 | 659.0124 | 2.1759 | 659.3596 | #REF! | 659.0124 | 3.9594 | 655.8314 | 0.22241
| 336.5893 | 0 | 336.5894 | 0.0097308 | 336.5893 | 0.034099 | 336.5893 | -0.0049199 | 336.5893 | 0.0077279 | 336.5893 | 0.24592 | 558.2399 | 0 | 659.2446 | -0.0018024 | 336.5893 | -0.05319 | 558.2399 | 0 | 659.2446 | -0.10729 | 659.2446 | -0.016516 | 651.8417 | 0.0026492 | 659.2446 | -0.038824 | 659.2446 | -0.067727 | 659.5914 | -0.054099 | 656.7023 | -0.0031018 | 659.2446 | -0.041142 | 659.5914 | 0 | 659.5914 | 0 | 659.5914 | -0.0014597 | 558.2399 | 0.94557 | 659.5914 | 0 | 659.5914 | 0 |  |  | 659.2446 | 1.3731 | 654.04 | 0.015312 | 659.5914 | 0 | 659.2446 | 1.5363 | 560.237 | 0.0009848 | 659.5914 | 0.19402 | 659.5914 | 1.2909 | 659.2446 | 33.7339 | 659.5914 | 0.69315 | 659.5914 | 0.11764 | 659.5914 | 0.19034 | 837.6637 | 0.033318 | 659.2446 | -0.0071271 | 659.2446 | -0.0081087 | 659.5914 | 0.0024797 | 837.0058 | 15.4623 | 659.2446 | -0.011297 | 840.44 | 1.6489 | 837.6637 | 0.64651 | 659.2446 | 0 | 960.9252 | 0.10753 |  |  | 1194.3673 | 0.41212 | 1026.1863 | 0.012152 | 1115.3256 | 0 | 1114.5938 | 0 | 1114.587 | 0.0037966 | 659.245 | 2.1513 | 659.5914 | 1.9577 | 659.2446 | 6.2809 | 659.2446 | 2.1449 | 659.5914 | #REF! | 659.2446 | 3.8601 | 656.0624 | 0.22007
| 336.6671 | 0 | 336.6671 | 0.014352 | 336.6671 | 0.034527 | 336.6671 | 0.013545 | 336.6671 | 0.01278 | 336.6671 | 0.26543 | 558.3561 | 0.024828 | 659.4767 | 0.024825 | 336.6671 | -0.01944 | 558.3561 | 0.020498 | 659.4767 | 0.043585 | 659.4767 | 0.014296 | 652.0716 | 0.0039531 | 659.4767 | 0.030572 | 659.4767 | 0.048935 | 659.8232 | 0.039088 | 656.9318 | 0.014849 | 659.4767 | 0.040167 | 659.8232 | 0.021296 | 659.8232 | 0.017937 | 659.8232 | 0.0040642 | 558.3561 | 0.93585 | 659.8232 | 0.0069654 | 659.8232 | 0.0077006 |  |  | 659.4767 | 1.3648 | 654.28 | -0.011764 | 659.8232 | 0.0064077 | 659.4767 | 1.5256 | 560.3554 | 0.00049621 | 659.8232 | 0.21071 | 659.8232 | 1.2873 | 659.4767 | 34.3011 | 659.8232 | 0.72343 | 659.8232 | 0.12567 | 659.8232 | 0.20732 | 837.8304 | 0.026644 | 659.4767 | 0.018297 | 659.4767 | 0.011164 | 659.8232 | 0.014807 | 837.1727 | 15.5262 | 659.4767 | 0.024614 | 840.6082 | 1.6605 | 837.8304 | 0.64782 | 659.4767 | 0 | 961.017 | 0.10839 |  |  | 1194.4371 | 0.41291 | 1026.1991 | 0.012176 | 1115.3865 | 0 | 1114.6545 | 0 | 1114.648 | 0.0037591 | 659.477 | 2.1639 | 659.8232 | 1.9713 | 659.4767 | 6.2857 | 659.4767 | 2.1485 | 659.8232 | #REF! | 659.4767 | 3.884 | 656.2934 | 0.22037
| 336.7448 | 0 | 336.7448 | -0.045573 | 336.7448 | 0.033814 | 336.7448 | -0.0034564 | 336.7448 | 0.0061944 | 336.7448 | 0.27135 | 558.4724 | 0 | 659.7089 | 0.0044929 | 336.7448 | -0.04948 | 558.4724 | 0 | 659.7089 | -0.012359 | 659.7089 | -0.0054058 | 652.3015 | -0.0083986 | 659.7089 | -0.02282 | 659.7089 | -0.042549 | 660.0551 | -0.033987 | 657.1612 | -0.011787 | 659.7089 | -0.035121 | 660.0551 | 0 | 660.0551 | 0 | 660.0551 | 0.00022556 | 558.4724 | 0.9393 | 660.0551 | 0 | 660.0551 | 0.0014952 |  |  | 659.7089 | 1.3565 | 654.51 | -0.022785 | 660.0551 | 0 | 659.7089 | 1.5148 | 560.4738 | 0.00098289 | 660.0551 | 0.17938 | 660.0551 | 1.2338 | 659.7089 | 34.8201 | 660.0551 | 0.74146 | 660.0551 | 0.12725 | 660.0551 | 0.20183 | 837.9971 | 0.039031 | 659.7089 | -0.0099986 | 659.7089 | 0.010069 | 660.0551 | -0.00057926 | 837.3397 | 15.5457 | 659.7089 | -0.017981 | 840.7765 | 1.677 | 837.9971 | 0.65208 | 659.7089 | 0 | 961.1089 | 0.10851 |  |  | 1194.507 | 0.4137 | 1026.212 | 0.012199 | 1115.4474 | 0 | 1114.7154 | 0 | 1114.7087 | 0.0037228 | 659.709 | 2.1497 | 660.0551 | 1.9691 | 659.7089 | 6.2959 | 659.7089 | 2.1458 | 660.0551 | #REF! | 659.7089 | 3.8737 | 656.5244 | 0.22121
| 336.8225 | 0 | 336.8225 | -0.021578 | 336.8225 | 0.034356 | 336.8225 | 0.014355 | 336.8225 | 0.013456 | 336.8225 | 0.29415 | 558.5887 | 0.011533 | 659.9411 | 0.020174 | 336.8225 | -0.01847 | 558.5887 | 0.03439 | 659.9411 | 0.020063 | 659.9411 | -0.0030145 | 652.5314 | 0.0088493 | 659.9411 | 0.033373 | 659.9411 | 0.035604 | 660.287 | 0.02844 | 657.3907 | 0.019651 | 659.9411 | 0.015017 | 660.2869 | 0.011278 | 660.2869 | 0.016658 | 660.2869 | 0.0038125 | 558.5887 | 0.95487 | 660.287 | 0.0064397 | 660.2869 | 0.0058765 |  |  | 659.9411 | 1.3482 | 654.74 | -0.0039675 | 660.2869 | 0.0071781 | 659.9411 | 1.504 | 560.5922 | 0.00048821 | 660.2869 | 0.20002 | 660.2869 | 1.2179 | 659.9411 | 35.1775 | 660.2869 | 0.75841 | 660.2869 | 0.1308 | 660.2869 | 0.2155 | 838.1638 | 0.027765 | 659.9411 | 0.012036 | 659.9411 | 0.0104 | 660.2869 | 0.0060821 | 837.5066 | 15.6368 | 659.9411 | 0.02493 | 840.9448 | 1.6926 | 838.1638 | 0.65285 | 659.9411 | 0 | 961.2009 | 0.10863 |  |  | 1194.5769 | 0.41448 | 1026.225 | 0.012222 | 1115.5084 | 0 | 1114.7764 | 0 | 1114.7696 | 0.003691 | 659.941 | 2.1534 | 660.287 | 1.9573 | 659.9411 | 6.2668 | 659.9411 | 2.1387 | 660.2869 | #REF! | 659.9411 | 3.8629 | 656.7554 | 0.22184
| 336.9003 | 0 | 336.9003 | 0.034457 | 336.9003 | 0.033957 | 336.9003 | -0.0043594 | 336.9003 | 0.0057283 | 336.9003 | 0.30112 | 558.705 | 0 | 660.1733 | 0.018252 | 336.9003 | -0.05977 | 558.705 | 0 | 660.1733 | -0.040738 | 660.1733 | -0.0076439 | 652.7614 | -0.0017893 | 660.1733 | -0.023608 | 660.1733 | -0.019664 | 660.5188 | -0.015707 | 657.6202 | -0.0092568 | 660.1733 | -0.04441 | 660.5188 | 0 | 660.5188 | 0 | 660.5188 | -0.0004446 | 558.705 | 0.90848 | 660.5188 | 0 | 660.5188 | 0.0017557 |  |  | 660.1733 | 1.3482 | 654.97 | -0.019332 | 660.5188 | 0 | 660.1733 | 1.504 | 560.7106 | 0.00096879 | 660.5188 | 0.1824 | 660.5188 | 1.1368 | 660.1733 | 35.3012 | 660.5188 | 0.7741 | 660.5188 | 0.13325 | 660.5188 | 0.21251 | 838.3306 | 0.028726 | 660.1733 | -0.0084739 | 660.1733 | 0.0026279 | 660.5188 | 0.00058726 | 837.6735 | 15.589 | 660.1733 | -0.0054318 | 841.1131 | 1.7115 | 838.3306 | 0.65952 | 660.1733 | 0.0018107 | 961.2928 | 0.10889 |  |  | 1194.6469 | 0.41526 | 1026.2378 | 0.012244 | 1115.5693 | 0 | 1114.8372 | 0 | 1114.8306 | 0.0036694 | 660.173 | 2.1658 | 660.5188 | 1.9501 | 660.1733 | 6.1951 | 660.1733 | 2.1529 | 660.5188 | #REF! | 660.1733 | 3.822 | 656.9864 | 0.22182
| 336.978 | 0 | 336.978 | 0.027341 | 336.978 | 0.03467 | 336.978 | 0.01202 | 336.978 | 0.011366 | 336.978 | 0.32748 | 558.8213 | 0.026979 | 660.4056 | 0.011293 | 336.978 | -0.02197 | 558.8213 | 0.021923 | 660.4056 | 0.056986 | 660.4056 | 0.00049374 | 652.9913 | -0.00029944 | 660.4056 | 0.030317 | 660.4056 | 0.030534 | 660.7507 | 0.02439 | 657.8497 | 0.019733 | 660.4056 | 0.049051 | 660.7507 | 0.020121 | 660.7507 | 0.0097625 | 660.7507 | 0.00094843 | 558.8213 | 0.9323 | 660.7507 | 0.0033072 | 660.7507 | 0.0056312 |  |  | 660.4056 | 1.3304 | 655.2 | 0.0067999 | 660.7507 | 0.0054568 | 660.4056 | 1.4997 | 560.829 | 0.00048249 | 660.7507 | 0.19056 | 660.7507 | 1.1227 | 660.4056 | 35.4455 | 660.7507 | 0.78414 | 660.7507 | 0.13673 | 660.7507 | 0.22299 | 838.4973 | 0.042181 | 660.4056 | 0.010751 | 660.4056 | 0.00029664 | 660.7507 | 0.0069014 | 837.8405 | 15.7573 | 660.4056 | 0.022383 | 841.2814 | 1.7262 | 838.4973 | 0.66214 | 660.4056 | 0 | 961.3848 | 0.10916 |  |  | 1194.7167 | 0.41604 | 1026.2507 | 0.012267 | 1115.6302 | 0 | 1114.8981 | 0 | 1114.8914 | 0.0036591 | 660.406 | 2.1606 | 660.7507 | 1.9293 | 660.4056 | 6.1745 | 660.4056 | 2.1467 | 660.7507 | #REF! | 660.4056 | 3.8077 | 657.2174 | 0.22314
| 337.0557 | 0 | 337.0558 | -0.016428 | 337.0557 | 0.034271 | 337.0557 | -0.0035187 | 337.0557 | 0.0044353 | 337.0557 | 0.33484 | 558.9376 | 0 | 660.6378 | 0.018049 | 337.0557 | -0.06586 | 558.9376 | 0 | 660.6378 | -0.037249 | 660.6378 | -0.0017309 | 653.2213 | -0.00054744 | 660.6378 | -0.022195 | 660.6378 | -0.042265 | 660.9826 | -0.03376 | 658.0793 | -0.0093991 | 660.6378 | -0.0028852 | 660.9826 | 0 | 660.9826 | 0 | 660.9826 | 0.00024367 | 558.9376 | 0.89751 | 660.9826 | 0 | 660.9826 | 0.0018426 |  |  | 660.6378 | 1.3269 | 655.44 | 0.014802 | 660.9826 | 0 | 660.6378 | 1.4907 | 560.9474 | 0.00094059 | 660.9826 | 0.15868 | 660.9826 | 1.0776 | 660.6378 | 35.818 | 660.9826 | 0.80833 | 660.9826 | 0.13933 | 660.9826 | 0.22317 | 838.664 | 0.024882 | 660.6378 | -0.0020147 | 660.6378 | -0.0050726 | 660.9826 | -0.0033702 | 838.0074 | 15.7268 | 660.6378 | -0.013992 | 841.4497 | 1.7442 | 838.664 | 0.6699 | 660.6378 | 0.0072409 | 961.4768 | 0.10963 |  |  | 1194.7866 | 0.41681 | 1026.2637 | 0.012289 | 1115.6913 | 0 | 1114.959 | 0 | 1114.9523 | 0.0036626 | 660.638 | 2.1578 | 660.9826 | 1.9348 | 660.6378 | 6.1601 | 660.6378 | 2.1396 | 660.9826 | #REF! | 660.6378 | 3.7887 | 657.4484 | 0.22176
| 337.1335 | 0 | 337.1335 | -0.023491 | 337.1335 | 0.034926 | 337.1335 | 0.018964 | 337.1335 | 0.014148 | 337.1335 | 0.35581 | 559.0539 | 0.036558 | 660.87 | 0.014149 | 337.1335 | -0.02378 | 559.0539 | 0.015281 | 660.87 | 0.063233 | 660.87 | 0.0024719 | 653.4512 | 0.0082224 | 660.87 | 0.034227 | 660.87 | 0.040545 | 661.2145 | 0.032387 | 658.3088 | 0.02016 | 660.87 | 0.031281 | 661.2145 | 0.027863 | 661.2145 | 0.016619 | 661.2145 | 0.003739 | 559.0539 | 0.89322 | 661.2145 | 0.0065637 | 661.2145 | 0.0067304 |  |  | 660.87 | 1.3339 | 655.67 | -0.02008 | 661.2145 | 0.0084329 | 660.87 | 1.4785 | 561.0659 | 0.00046115 | 661.2145 | 0.18461 | 661.2145 | 1.0488 | 660.87 | 36.054 | 661.2145 | 0.83005 | 661.2145 | 0.14251 | 661.2145 | 0.23117 | 838.8308 | 0.032837 | 660.87 | 0.013294 | 660.87 | 0.0055428 | 661.2145 | 0.0039862 | 838.1743 | 15.8856 | 660.87 | 0.016366 | 841.618 | 1.7595 | 838.8308 | 0.67077 | 660.87 | 0 | 961.5688 | 0.11038 |  |  | 1194.8566 | 0.41758 | 1026.2765 | 0.012311 | 1115.7523 | 0 | 1115.0199 | 0 | 1115.0132 | 0.0036762 | 660.87 | 2.1559 | 661.2145 | 1.9195 | 660.87 | 6.1245 | 660.87 | 2.1431 | 661.2145 | #REF! | 660.87 | 3.7634 | 657.6795 | 0.22344
| 337.2112 | 0 | 337.2112 | 0.046512 | 337.2112 | 0.033957 | 337.2112 | -0.0026057 | 337.2112 | 0.006044 | 337.2112 | 0.37134 | 559.1702 | 0 | 661.1023 | 0.00020253 | 337.2112 | -0.06497 | 559.1702 | 0 | 661.1023 | -0.075792 | 661.1023 | -0.0132 | 653.6812 | 0.00050118 | 661.1023 | -0.029109 | 661.1023 | -0.035679 | 661.4464 | -0.0285 | 658.5383 | -0.003947 | 661.1023 | -0.049568 | 661.4464 | 0 | 661.4464 | 0 | 661.4464 | -0.0034774 | 559.1702 | 0.8951 | 661.4464 | 0 | 661.4464 | 0.0012832 |  |  | 661.1023 | 1.3304 | 655.9 | -0.0060785 | 661.4464 | 0 | 661.1023 | 1.4789 | 561.1843 | 0.00095126 | 661.4464 | 0.15378 | 661.4464 | 1.0075 | 661.1023 | 36.7077 | 661.4464 | 0.85008 | 661.4464 | 0.14635 | 661.4464 | 0.22807 | 838.9975 | 0.02344 | 661.1023 | -0.0087991 | 661.1023 | -0.0078056 | 661.4464 | 0.00089975 | 838.3413 | 15.8181 | 661.1023 | -0.01369 | 841.7863 | 1.7756 | 838.9975 | 0.67766 | 661.1023 | 0 | 961.6608 | 0.11064 |  |  | 1194.9265 | 0.41834 | 1026.2894 | 0.012333 | 1115.8132 | 0 | 1115.0808 | 0 | 1115.0741 | 0.0036966 | 661.102 | 2.1723 | 661.4464 | 1.9352 | 661.1023 | 6.1586 | 661.1023 | 2.1529 | 661.4464 | #REF! | 661.1023 | 3.7981 | 657.9105 | 0.22325
| 337.289 | 0 | 337.289 | 0.00092669 | 337.289 | 0.034527 | 337.289 | 0.01286 | 337.289 | 0.013501 | 337.289 | 0.3928 | 559.2865 | 0.024437 | 661.3346 | 0.020436 | 337.289 | -0.03067 | 559.2865 | 0.031595 | 661.3346 | 0.0091021 | 661.3346 | 0.012896 | 653.9111 | 0.016829 | 661.3346 | 0.030141 | 661.3346 | 0.042753 | 661.6783 | 0.03415 | 658.7679 | 0.013379 | 661.3346 | 0.013184 | 661.6783 | 0.019532 | 661.6783 | 0.018896 | 661.6783 | 0.0015096 | 559.2865 | 0.86407 | 661.6783 | 0.0062381 | 661.6783 | 0.0070061 |  |  | 661.3346 | 1.3015 | 656.13 | -0.0020144 | 661.6783 | 0.0064321 | 661.3346 | 1.4552 | 561.3027 | 0.00049354 | 661.6783 | 0.16775 | 661.6783 | 0.98209 | 661.3346 | 36.3691 | 661.6783 | 0.86264 | 661.6783 | 0.15003 | 661.6783 | 0.2415 | 839.1642 | 0.031289 | 661.3346 | 0.02129 | 661.3346 | -0.0015473 | 661.6783 | 0.00095133 | 838.5082 | 16.0244 | 661.3346 | 0.02489 | 841.9546 | 1.787 | 839.1642 | 0.67875 | 661.3346 | 0 | 961.7529 | 0.11096 |  |  | 1194.9963 | 0.4191 | 1026.3024 | 0.012354 | 1115.8743 | 0 | 1115.1417 | 0 | 1115.135 | 0.0037216 | 661.335 | 2.1531 | 661.6783 | 1.8954 | 661.3346 | 6.0371 | 661.3346 | 2.129 | 661.6783 | #REF! | 661.3346 | 3.7278 | 658.1416 | 0.22297
| 337.3667 | 0 | 337.3667 | -0.042014 | 337.3667 | 0.033786 | 337.3667 | -0.0052313 | 337.3667 | 0.0028566 | 337.3667 | 0.40323 | 559.4028 | 0 | 661.5668 | 0.007401 | 337.3667 | -0.07442 | 559.4028 | 0 | 661.5668 | -0.073909 | 661.5668 | -0.014045 | 654.1412 | 0.0012044 | 661.5668 | -0.024098 | 661.5668 | -0.04851 | 661.9103 | -0.038749 | 658.9974 | -0.013279 | 661.5668 | -0.033279 | 661.9103 | 0 | 661.9103 | 0 | 661.9103 | -0.0041307 | 559.4028 | 0.88204 | 661.9103 | 0 | 661.9103 | 0 |  |  | 661.5668 | 1.3014 | 656.37 | 0.0061104 | 661.9103 | 0 | 661.5668 | 1.4444 | 561.4211 | 0.00095316 | 661.9103 | 0.14323 | 661.9103 | 0.93242 | 661.5668 | 36.5954 | 661.9103 | 0.88446 | 661.9103 | 0.15051 | 661.9103 | 0.23338 | 839.331 | 0.025149 | 661.5668 | -0.0031349 | 661.5668 | -0.0097289 | 661.9103 | -0.0027139 | 838.6752 | 15.854 | 661.5668 | -0.020414 | 842.1229 | 1.801 | 839.331 | 0.68619 | 661.5668 | 0 | 961.8449 | 0.1119 |  |  | 1195.0663 | 0.41986 | 1026.3152 | 0.012375 | 1115.9353 | 0 | 1115.2026 | 0 | 1115.1959 | 0.0037455 | 661.567 | 2.1402 | 661.9103 | 1.9007 | 661.5668 | 6.0298 | 661.5668 | 2.1192 | 661.9103 | #REF! | 661.5668 | 3.7206 | 658.3727 | 0.22431
| 337.4445 | 0 | 337.4445 | -0.022442 | 337.4445 | 0.034356 | 337.4445 | 0.010992 | 337.4445 | 0.014313 | 337.4445 | 0.43016 | 559.5191 | 0.010128 | 661.7991 | 0.02497 | 337.4445 | -0.03278 | 559.5191 | 0.026437 | 661.7991 | 0.011071 | 661.7991 | 0.017519 | 654.3712 | 0.013374 | 661.7991 | 0.032872 | 661.7991 | 0.051865 | 662.1422 | 0.041429 | 659.227 | 0.011074 | 661.7991 | 0.053459 | 662.1422 | 0.015324 | 662.1422 | 0.012695 | 662.1422 | 0.0035408 | 559.5191 | 0.88371 | 662.1422 | 0.007617 | 662.1422 | 0.0066691 |  |  | 661.7991 | 1.2799 | 656.6 | 0.0091337 | 662.1422 | 0.0089196 | 661.7991 | 1.4388 | 561.5396 | 0.00046572 | 662.1422 | 0.16619 | 662.1422 | 0.91207 | 661.7991 | 36.527 | 662.1422 | 0.90027 | 662.1422 | 0.15556 | 662.1422 | 0.25461 | 839.4977 | 0.027765 | 661.7991 | 0.015917 | 661.7991 | 0.016726 | 662.1422 | 0.0064979 | 838.8421 | 16.0531 | 661.7991 | 0.00958 | 842.2912 | 1.8158 | 839.4977 | 0.68837 | 661.7991 | 0 | 961.937 | 0.11236 |  |  | 1195.1362 | 0.42061 | 1026.3281 | 0.012396 | 1115.9962 | 0 | 1115.2635 | 0 | 1115.2568 | 0.0037694 | 661.799 | 2.1505 | 662.1422 | 1.8786 | 661.7991 | 5.9557 | 661.7991 | 2.1237 | 662.1422 | #REF! | 661.7991 | 3.6735 | 658.6038 | 0.22113
| 337.5222 | 0 | 337.5222 | 0.021543 | 337.5222 | 0.034071 | 337.5222 | -0.001518 | 337.5222 | 0.0081038 | 337.5223 | 0.43985 | 559.6355 | 0 | 662.0314 | 0.023365 | 337.5222 | -0.06545 | 559.6355 | 0 | 662.0314 | -0.1172 | 662.0314 | -0.0085987 | 654.6011 | -0.0094052 | 662.0314 | -0.028442 | 662.0314 | -0.0070186 | 662.3742 | -0.0056063 | 659.4566 | 0.0017031 | 662.0314 | -0.032449 | 662.3742 | 0 | 662.3742 | 0 | 662.3742 | 0.0045285 | 559.6355 | 0.85509 | 662.3742 | 0 | 662.3741 | 0.0019214 |  |  | 662.0314 | 1.2747 | 656.83 | -0.018714 | 662.3742 | 0.00077052 | 662.0314 | 1.4126 | 561.658 | 0.00095545 | 662.3742 | 0.13324 | 662.3741 | 0.86509 | 662.0314 | 36.5958 | 662.3742 | 0.91865 | 662.3742 | 0.15725 | 662.3742 | 0.24802 | 839.6645 | 0.024508 | 662.0314 | -0.0070521 | 662.0314 | -0.0056443 | 662.3741 | -0.0054549 | 839.0091 | 16.0194 | 662.0314 | -0.014028 | 842.4595 | 1.8307 | 839.6645 | 0.69438 | 662.0314 | 0 | 962.0291 | 0.11309 |  |  | 1195.2063 | 0.42136 | 1026.3411 | 0.012417 | 1116.0573 | 0 | 1115.3245 | 0 | 1115.3179 | 0.003791 | 662.031 | 2.1463 | 662.3742 | 1.8701 | 662.0314 | 5.9175 | 662.0314 | 2.1255 | 662.3741 | #REF! | 662.0314 | 3.6292 | 658.8348 | 0.21997
| 337.6 | 0 | 337.6 | 0.048822 | 337.6 | 0.035012 | 337.6 | 0.016379 | 337.6 | 0.013967 | 337.6 | 0.47317 | 559.7518 | 0.017505 | 662.2637 | 0.021161 | 337.6 | -0.03268 | 559.7518 | 0.019008 | 662.2637 | 0.053526 | 662.2637 | 0.012546 | 654.8312 | 0.018753 | 662.2637 | 0.03215 | 662.2637 | 0.044531 | 662.6061 | 0.035571 | 659.6862 | 0.011667 | 662.2637 | 0.029846 | 662.6061 | 0.027893 | 662.6061 | 0.012102 | 662.6061 | 0.0058517 | 559.7518 | 0.87838 | 662.6061 | 0.0062772 | 662.6061 | 0.0081285 |  |  | 662.2637 | 1.2788 | 657.06 | -0.0050446 | 662.6061 | 0.006724 | 662.2637 | 1.4065 | 561.7764 | 0.00049354 | 662.6061 | 0.15398 | 662.6061 | 0.8621 | 662.2637 | 36.7629 | 662.6061 | 0.94354 | 662.6061 | 0.16323 | 662.6061 | 0.26081 | 839.8312 | 0.036255 | 662.2637 | 0.017635 | 662.2637 | 0.014316 | 662.6061 | 0.00043869 | 839.176 | 16.3426 | 662.2637 | 0.014479 | 842.6279 | 1.8434 | 839.8312 | 0.69449 | 662.2637 | 0 | 962.1212 | 0.1142 |  |  | 1195.2762 | 0.42209 | 1026.354 | 0.012437 | 1116.1183 | 0 | 1115.3855 | 0 | 1115.3788 | 0.0038114 | 662.264 | 2.1366 | 662.6061 | 1.8587 | 662.2637 | 5.9154 | 662.2637 | 2.113 | 662.6061 | #REF! | 662.2637 | 3.6539 | 659.066 | 0.21923
| 337.6778 | 0 | 337.6778 | -0.0033487 | 337.6778 | 0.034499 | 337.6778 | -0.0055739 | 337.6778 | 0.0057433 | 337.6778 | 0.48643 | 559.8682 | 0 | 662.496 | 0.021055 | 337.6778 | -0.06953 | 559.8682 | 0 | 662.496 | -0.090024 | 662.496 | -0.01538 | 655.0612 | -0.0095186 | 662.496 | -0.026219 | 662.496 | -0.017712 | 662.8381 | -0.014148 | 659.9158 | -0.012859 | 662.496 | -0.034526 | 662.8381 | 0 | 662.8381 | 0 | 662.8381 | -0.0017133 | 559.8682 | 0.83847 | 662.8381 | 0 | 662.8381 | 0.00063678 |  |  | 662.496 | 1.2685 | 657.3 | 0.0083611 | 662.8381 | 0.0013655 | 662.496 | 1.4015 | 561.8949 | 0.00096117 | 662.8381 | 0.12395 | 662.8381 | 0.81093 | 662.496 | 36.8093 | 662.8381 | 0.96503 | 662.8381 | 0.16257 | 662.8381 | 0.25595 | 839.998 | 0.027231 | 662.496 | -0.0038981 | 662.496 | -0.0030105 | 662.8381 | -0.0029944 | 839.343 | 16.2166 | 662.496 | -0.015356 | 842.7962 | 1.8587 | 839.998 | 0.69843 | 662.496 | 0 | 962.2133 | 0.1142 |  |  | 1195.3462 | 0.42283 | 1026.3668 | 0.012456 | 1116.1793 | 0 | 1115.4464 | 0 | 1115.4397 | 0.0038307 | 662.496 | 2.1303 | 662.8381 | 1.8579 | 662.496 | 5.8834 | 662.496 | 2.0962 | 662.8381 | #REF! | 662.496 | 3.6051 | 659.2971 | 0.21761
| 337.7555 | 0 | 337.7556 | -0.028792 | 337.7555 | 0.035211 | 337.7555 | 0.012269 | 337.7555 | 0.012765 | 337.7555 | 0.51657 | 559.9845 | 0.011182 | 662.7284 | 0.0052044 | 337.7555 | -0.0205 | 559.9845 | 0.0040996 | 662.7284 | -0.021066 | 662.7283 | 0.010028 | 655.2913 | 0.0069515 | 662.7284 | 0.035365 | 662.7283 | 0.032126 | 663.0701 | 0.025662 | 660.1454 | 0.017541 | 662.7283 | 0.024136 | 663.0701 | 0.020314 | 663.0701 | 0.015012 | 663.0701 | 0.0021092 | 559.9845 | 0.81967 | 663.0701 | 0.0048158 | 663.0701 | 0.0047448 |  |  | 662.7284 | 1.2464 | 657.53 | -0.0016413 | 663.0701 | 0.007312 | 662.7283 | 1.3874 | 562.0133 | 0.00047105 | 663.0701 | 0.14519 | 663.0701 | 0.80136 | 662.7283 | 36.7239 | 663.0701 | 0.98337 | 663.0701 | 0.16815 | 663.0701 | 0.26835 | 840.1648 | 0.021785 | 662.7284 | 0.011049 | 662.7284 | -0.0039998 | 663.0701 | 0.0060593 | 839.51 | 16.3604 | 662.7284 | 0.012688 | 842.9645 | 1.8748 | 840.1648 | 0.69941 | 662.7283 | 0 | 962.3054 | 0.114 |  |  | 1195.4161 | 0.42356 | 1026.3798 | 0.012475 | 1116.2404 | 0 | 1115.5073 | 0 | 1115.5007 | 0.0038466 | 662.728 | 2.1209 | 663.0701 | 1.8372 | 662.7283 | 5.8377 | 662.7283 | 2.0847 | 663.0701 | #REF! | 662.7283 | 3.591 | 659.5282 | 0.21794
| 337.8333 | 0 | 337.8333 | 0.012659 | 337.8333 | 0.034641 | 337.8333 | -0.0040481 | 337.8333 | 0.0064199 | 337.8333 | 0.53478 | 560.1009 | 0 | 662.9607 | 0.0095924 | 337.8333 | -0.05746 | 560.1009 | 0 | 662.9607 | -0.077665 | 662.9607 | -0.0097211 | 655.5213 | -0.0069159 | 662.9607 | -0.028191 | 662.9607 | -0.066111 | 663.3021 | -0.052808 | 660.375 | -0.014495 | 662.9607 | -0.041835 | 663.3021 | 0 | 663.3021 | 0 | 663.3021 | -0.0023137 | 560.1009 | 0.83314 | 663.3021 | 0 | 663.3021 | 1.6364e-05 |  |  | 662.9607 | 1.249 | 657.76 | -0.026628 | 663.3021 | 0 | 662.9607 | 1.397 | 562.1318 | 0.0009646 | 663.3021 | 0.12447 | 663.3021 | 0.75976 | 662.9607 | 36.7533 | 663.3021 | 1.0051 | 663.3021 | 0.17105 | 663.3021 | 0.27126 | 840.3315 | 0.024988 | 662.9607 | -0.0055597 | 662.9607 | 0.00067214 | 663.3021 | 0.0065244 | 839.6769 | 16.2745 | 662.9607 | -0.016887 | 843.1329 | 1.8891 | 840.3315 | 0.70378 | 662.9607 | 0 | 962.3976 | 0.11422 |  |  | 1195.4862 | 0.42429 | 1026.3927 | 0.012494 | 1116.3014 | 0 | 1115.5684 | 0 | 1115.5617 | 0.0038603 | 662.961 | 2.122 | 663.3021 | 1.8424 | 662.9607 | 5.8218 | 662.9607 | 2.083 | 663.3021 | #REF! | 662.9607 | 3.5669 | 659.7593 | 0.21653
| 337.9111 | 0 | 337.9111 | -0.0093579 | 337.9111 | 0.03524 | 337.9111 | 0.013047 | 337.9111 | 0.010479 | 337.9111 | 0.56785 | 560.2172 | 0.020723 | 663.193 | 0.02309 | 337.9111 | -0.03025 | 560.2172 | 0.03439 | 663.193 | 0.063253 | 663.193 | 0.014686 | 655.7513 | 0.019577 | 663.193 | 0.031693 | 663.193 | 0.072838 | 663.5341 | 0.058181 | 660.6046 | 0.023278 | 663.193 | 0.042012 | 663.5341 | 0.031614 | 663.5341 | 0.017616 | 663.5341 | 0.0042483 | 560.2172 | 0.81131 | 663.5341 | 0.0094045 | 663.5341 | 0.0063959 |  |  | 663.193 | 1.2572 | 657.99 | 0.012757 | 663.5341 | 0.0089603 | 663.193 | 1.3855 | 562.2502 | 0.00049964 | 663.5341 | 0.14221 | 663.5341 | 0.75797 | 663.193 | 36.7828 | 663.5341 | 1.0394 | 663.5341 | 0.17967 | 663.5341 | 0.28395 | 840.4983 | 0.028085 | 663.193 | 0.0095108 | 663.193 | 0.0058945 | 663.5341 | 0.0050703 | 839.8439 | 16.4058 | 663.193 | -0.0024307 | 843.3012 | 1.9008 | 840.4983 | 0.70367 | 663.193 | 0 | 962.4898 | 0.11464 |  |  | 1195.5561 | 0.42501 | 1026.4055 | 0.012513 | 1116.3624 | 0 | 1115.6293 | 0 | 1115.6226 | 0.0038682 | 663.193 | 2.1239 | 663.5341 | 1.838 | 663.193 | 5.7953 | 663.193 | 2.0865 | 663.5341 | #REF! | 663.193 | 3.5861 | 659.9905 | 0.21679
| 337.9889 | 0 | 337.9889 | -0.0084942 | 337.9889 | 0.034727 | 337.9889 | -0.0047331 | 337.9889 | 0.0029017 | 337.9889 | 0.58188 | 560.3336 | 0 | 663.4254 | -0.0088372 | 337.9889 | -0.06999 | 560.3336 | 0 | 663.4254 | -0.078384 | 663.4254 | -0.0040508 | 655.9814 | -0.011176 | 663.4254 | -0.023021 | 663.4254 | -0.050691 | 663.7661 | -0.040491 | 660.8342 | -0.016535 | 663.4254 | -0.030969 | 663.7661 | 0 | 663.7661 | 0 | 663.7661 | -0.0018434 | 560.3336 | 0.77881 | 663.7661 | 0 | 663.7661 | 0.00077483 |  |  | 663.4254 | 1.2375 | 658.22 | -0.0023487 | 663.7661 | 0 | 663.4254 | 1.3403 | 562.3687 | 0.00099394 | 663.7661 | 0.1109 | 663.7661 | 0.71338 | 663.4254 | 36.4629 | 663.7661 | 1.0495 | 663.7661 | 0.17978 | 663.7661 | 0.27458 | 840.6651 | 0.028833 | 663.4254 | -0.017583 | 663.4254 | -0.0051616 | 663.7661 | 4.3921e-05 | 840.0109 | 16.4921 | 663.4254 | -0.01256 | 843.4696 | 1.9145 | 840.6651 | 0.70553 | 663.4254 | 0 | 962.582 | 0.11558 |  |  | 1195.6262 | 0.42572 | 1026.4185 | 0.01253 | 1116.4235 | 0 | 1115.6903 | 0 | 1115.6836 | 0.0038728 | 663.425 | 2.1156 | 663.7661 | 1.7957 | 663.4254 | 5.7248 | 663.4254 | 2.0767 | 663.7661 | #REF! | 663.4254 | 3.5133 | 660.2216 | 0.21594
| 338.0666 | 0 | 338.0666 | 0.0054009 | 338.0666 | 0.035012 | 338.0666 | 0.013172 | 338.0666 | 0.011036 | 338.0666 | 0.61557 | 560.4499 | 0.017153 | 663.6578 | 0.01804 | 338.0666 | -0.03175 | 560.4499 | 0.020498 | 663.6578 | -0.015049 | 663.6577 | 0.0073478 | 656.2115 | 0.0047697 | 663.6578 | 0.031137 | 663.6577 | 0.036351 | 663.9982 | 0.029037 | 661.0639 | 0.020918 | 663.6577 | 0.032211 | 663.9981 | 0.023225 | 663.9981 | 0.013363 | 663.9981 | 0.0022465 | 560.4499 | 0.80775 | 663.9982 | 0.0047702 | 663.9982 | 0.0054854 |  |  | 663.6578 | 1.2476 | 658.46 | 0.0134 | 663.9981 | 0.0061748 | 663.6577 | 1.3778 | 562.4871 | 0.00049964 | 663.9981 | 0.13743 | 663.9982 | 0.71817 | 663.6577 | 36.7386 | 663.9981 | 1.086 | 663.9981 | 0.18616 | 663.9981 | 0.29792 | 840.8319 | 0.034653 | 663.6578 | 0.014426 | 663.6578 | 0.014872 | 663.9982 | 0.0067832 | 840.1779 | 16.5539 | 663.6578 | 0.012134 | 843.6379 | 1.9275 | 840.8319 | 0.70586 | 663.6577 | 0 | 962.6742 | 0.11621 |  |  | 1195.6962 | 0.42644 | 1026.4314 | 0.012548 | 1116.4846 | 0 | 1115.7512 | 0 | 1115.7445 | 0.0038728 | 663.658 | 2.12 | 663.9982 | 1.828 | 663.6577 | 5.7654 | 663.6577 | 2.0803 | 663.9982 | #REF! | 663.6577 | 3.5567 | 660.4528 | 0.21702
| 338.1444 | 0 | 338.1444 | 0.036283 | 338.1444 | 0.033757 | 338.1444 | -0.0022778 | 338.1444 | 0.0043 | 338.1444 | 0.63917 | 560.5663 | 0 | 663.8901 | 0.011241 | 338.1444 | -0.07528 | 560.5663 | 0 | 663.8901 | -0.077395 | 663.8901 | -0.01004 | 656.4416 | -0.0046903 | 663.8901 | -0.021643 | 663.8901 | -0.054661 | 664.2302 | -0.043662 | 661.2935 | -0.013416 | 663.8901 | -0.039713 | 664.2302 | 0 | 664.2302 | 0 | 664.2302 | -0.0024791 | 560.5663 | 0.77171 | 664.2302 | 0 | 664.2302 | 0.00041616 |  |  | 663.8901 | 1.2155 | 658.69 | 0.00081613 | 664.2302 | 0 | 663.8901 | 1.3508 | 562.6056 | 0.0010206 | 664.2302 | 0.099835 | 664.2302 | 0.66999 | 663.8901 | 36.054 | 664.2302 | 1.0943 | 664.2302 | 0.18403 | 664.2302 | 0.28691 | 840.9986 | 0.031983 | 663.8901 | -0.0060695 | 663.8901 | -0.0056344 | 664.2302 | -0.0034854 | 840.3448 | 16.4603 | 663.8901 | -0.0040874 | 843.8063 | 1.94 | 840.9986 | 0.71111 | 663.8901 | 0 | 962.7664 | 0.11634 |  |  | 1195.7662 | 0.42714 | 1026.4442 | 0.012565 | 1116.5457 | 0 | 1115.8123 | 0 | 1115.8055 | 0.0038728 | 663.89 | 2.0875 | 664.2302 | 1.7949 | 663.8901 | 5.6746 | 663.8901 | 2.052 | 664.2302 | #REF! | 663.8901 | 3.4755 | 660.684 | 0.21593
| 338.2222 | 0 | 338.2222 | 0.0039974 | 338.2222 | 0.034755 | 338.2222 | 0.01149 | 338.2222 | 0.013246 | 338.2222 | 0.66552 | 560.6827 | 0.0066155 | 664.1225 | 0.022402 | 338.2222 | -0.0371 | 560.6827 | 0.036969 | 664.1225 | -0.015269 | 664.1225 | 0.014735 | 656.6717 | 0.0092882 | 664.1225 | 0.03939 | 664.1225 | 0.029078 | 664.4622 | 0.023227 | 661.5232 | 0.011526 | 664.1225 | 0.021997 | 664.4622 | 0.020802 | 664.4622 | 0.012975 | 664.4622 | 0.005186 | 560.6827 | 0.78937 | 664.4622 | 0.0095677 | 664.4622 | 0.0074383 |  |  | 664.1225 | 1.2163 | 658.92 | 0.022152 | 664.4622 | 0.0098233 | 664.1225 | 1.3346 | 562.724 | 0.00052632 | 664.4622 | 0.12738 | 664.4622 | 0.667 | 664.1225 | 35.9049 | 664.4622 | 1.1216 | 664.4622 | 0.19337 | 664.4622 | 0.3034 | 841.1654 | 0.033638 | 664.1225 | 0.010809 | 664.1225 | -0.0011854 | 664.4622 | 0.011571 | 840.5118 | 16.6989 | 664.1225 | 0.017438 | 843.9746 | 1.9508 | 841.1654 | 0.7146 | 664.1225 | 0 | 962.8586 | 0.11681 |  |  | 1195.8363 | 0.42784 | 1026.4572 | 0.012581 | 1116.6067 | 0 | 1115.8733 | 0 | 1115.8666 | 0.0038739 | 664.123 | 2.0791 | 664.4622 | 1.7848 | 664.1225 | 5.6292 | 664.1225 | 2.0431 | 664.4622 | #REF! | 664.1225 | 3.4792 | 660.9151 | 0.21657
| 338.3 | 0 | 338.3 | -0.040926 | 338.3 | 0.034014 | 338.3 | -0.0055427 | 338.3 | 0.0050517 | 338.3 | 0.69348 | 560.7991 | 0 | 664.3549 | 0.015656 | 338.3 | -0.0614 | 560.7991 | 0 | 664.3549 | -0.030266 | 664.3549 | -0.0030202 | 656.9018 | -0.0057975 | 664.3549 | -0.026366 | 664.3549 | -0.01652 | 664.6943 | -0.013195 | 661.7529 | -0.014022 | 664.3549 | -0.029204 | 664.6943 | 0 | 664.6943 | 0 | 664.6943 | -0.00017943 | 560.7991 | 0.77798 | 664.6943 | 0.0020657 | 664.6943 | 0.0033942 |  |  | 664.3549 | 1.2035 | 659.15 | -0.012125 | 664.6943 | 0 | 664.3549 | 1.3223 | 562.8425 | 0.0010568 | 664.6943 | 0.10574 | 664.6943 | 0.62989 | 664.3549 | 35.6354 | 664.6943 | 1.1493 | 664.6943 | 0.19682 | 664.6943 | 0.30185 | 841.3322 | 0.024134 | 664.3549 | -0.0018995 | 664.3549 | -0.0060545 | 664.6943 | 0.0017988 | 840.6788 | 16.5542 | 664.3549 | -0.029644 | 844.143 | 1.9657 | 841.3322 | 0.72018 | 664.3549 | 0 | 962.9509 | 0.1173 |  |  | 1195.9062 | 0.42853 | 1026.4701 | 0.012597 | 1116.6679 | 0 | 1115.9342 | 0 | 1115.9276 | 0.0038785 | 664.355 | 2.0668 | 664.6943 | 1.783 | 664.3549 | 5.6208 | 664.3549 | 2.0333 | 664.6943 | #REF! | 664.3549 | 3.4453 | 661.1463 | 0.21645
| 338.3778 | 0 | 338.3778 | -0.030579 | 338.3778 | 0.035126 | 338.3778 | 0.015881 | 338.3778 | 0.011081 | 338.3778 | 0.72754 | 560.9155 | 0.024242 | 664.5873 | 0.015983 | 338.3778 | -0.01249 | 560.9155 | 0.019008 | 664.5873 | 0.039809 | 664.5873 | 0.0040436 | 657.1319 | 0.012615 | 664.5873 | 0.025778 | 664.5873 | 0.039743 | 664.9264 | 0.031746 | 661.9825 | 0.0087916 | 664.5873 | 0.06854 | 664.9264 | 0.01918 | 664.9264 | 0.015159 | 664.9264 | 0.0035346 | 560.9155 | 0.75677 | 664.9264 | 0.0027666 | 664.9264 | 0.0065037 |  |  | 664.5873 | 1.192 | 659.39 | 0.0032645 | 664.9264 | 0.0063972 | 664.5873 | 1.3248 | 562.961 | 0.00053127 | 664.9264 | 0.11003 | 664.9264 | 0.62002 | 664.5873 | 35.2968 | 664.9264 | 1.1786 | 664.9264 | 0.20333 | 664.9264 | 0.31431 | 841.499 | 0.02611 | 664.5873 | 0.014766 | 664.5873 | -0.0038876 | 664.9264 | -0.0033606 | 840.8458 | 16.8706 | 664.5873 | -0.0016709 | 844.3114 | 1.982 | 841.499 | 0.72182 | 664.5873 | 0 | 963.0432 | 0.11787 |  |  | 1195.9763 | 0.42922 | 1026.483 | 0.012612 | 1116.7289 | 0 | 1115.9952 | 0 | 1115.9885 | 0.0038887 | 664.587 | 2.0689 | 664.9264 | 1.7668 | 664.5873 | 5.5801 | 664.5873 | 2.0245 | 664.9264 | #REF! | 664.5873 | 3.4206 | 661.3775 | 0.21629
| 338.4556 | 0 | 338.4556 | 0.03774 | 338.4556 | 0.034898 | 338.4556 | 0.00084139 | 338.4556 | 0.0053524 | 338.4556 | 0.75336 | 561.0319 | 0 | 664.8197 | 0.021328 | 338.4556 | -0.04821 | 561.0319 | 0 | 664.8197 | -0.045327 | 664.8197 | -0.00455 | 657.3621 | -0.0088504 | 664.8197 | -0.019738 | 664.8197 | -0.012629 | 665.1585 | -0.010088 | 662.2122 | -0.00019482 | 664.8197 | -0.021298 | 665.1584 | 0 | 665.1584 | 0 | 665.1584 | -0.0010113 | 561.0319 | 0.74862 | 665.1585 | 0.0010033 | 665.1585 | 0.0028787 |  |  | 664.8197 | 1.192 | 659.62 | -0.027165 | 665.1584 | 0.0017784 | 664.8197 | 1.3146 | 563.0794 | 0.0010214 | 665.1584 | 0.09107 | 665.1585 | 0.57932 | 664.8197 | 34.9828 | 665.1584 | 1.2015 | 665.1584 | 0.20588 | 665.1584 | 0.30962 | 841.6658 | 0.02926 | 664.8197 | 0.0007326 | 664.8197 | -0.0037855 | 665.1584 | -0.00093439 | 841.0128 | 16.8255 | 664.8197 | -0.019145 | 844.4797 | 1.9999 | 841.6658 | 0.72531 | 664.8197 | 0 | 963.1354 | 0.11824 |  |  | 1196.0464 | 0.4299 | 1026.4959 | 0.012626 | 1116.79 | 0 | 1116.0563 | 0 | 1116.0496 | 0.0039023 | 664.82 | 2.0745 | 665.1585 | 1.7665 | 664.8197 | 5.546 | 664.8197 | 2.028 | 665.1584 | #REF! | 664.8197 | 3.3999 | 661.6088 | 0.21562
| 338.5334 | 0 | 338.5334 | 0.02294 | 338.5334 | 0.035069 | 338.5334 | 0.014542 | 338.5334 | 0.011697 | 338.5334 | 0.79491 | 561.1483 | 0.034017 | 665.0522 | 0.023399 | 338.5334 | -0.00263 | 561.1483 | 0.026437 | 665.0522 | 0.032801 | 665.0522 | 0.016039 | 657.5922 | 0.017843 | 665.0522 | 0.037386 | 665.0522 | 0.046305 | 665.3905 | 0.036988 | 662.4419 | 0.015881 | 665.0522 | 0.046508 | 665.3905 | 0.036219 | 665.3905 | 0.015955 | 665.3905 | 0.005725 | 561.1483 | 0.72291 | 665.3905 | 0.0072974 | 665.3906 | 0.0074056 |  |  | 665.0522 | 1.1947 | 659.85 | 0.015507 | 665.3905 | 0.0086008 | 665.0522 | 1.2955 | 563.1979 | 0.00049087 | 665.3905 | 0.11945 | 665.3906 | 0.58231 | 665.0522 | 34.6504 | 665.3905 | 1.2334 | 665.3905 | 0.2125 | 665.3905 | 0.33033 | 841.8326 | 0.025629 | 665.0522 | 0.018671 | 665.0522 | 0.0040101 | 665.3906 | 0.0014491 | 841.1798 | 16.8184 | 665.0522 | 0.015818 | 844.6481 | 2.0145 | 841.8326 | 0.7263 | 665.0522 | 0 | 963.2277 | 0.11816 |  |  | 1196.1165 | 0.43058 | 1026.5088 | 0.01264 | 1116.8511 | 0 | 1116.1173 | 0 | 1116.1106 | 0.0039194 | 665.052 | 2.0728 | 665.3905 | 1.7611 | 665.0522 | 5.5417 | 665.0522 | 2.0218 | 665.3906 | #REF! | 665.0522 | 3.3893 | 661.84 | 0.2158
| 338.6112 | 0 | 338.6111 | -0.030277 | 338.6112 | 0.034299 | 338.6112 | -0.0055739 | 338.6112 | 0.0040594 | 338.6112 | 0.81434 | 561.2647 | 0 | 665.2846 | 0.00065397 | 338.6112 | -0.05995 | 561.2647 | 0 | 665.2846 | -0.034844 | 665.2846 | -0.010756 | 657.8223 | -0.0074488 | 665.2846 | -0.030377 | 665.2846 | -0.05552 | 665.6226 | -0.044348 | 662.6716 | -0.0071105 | 665.2846 | -0.026363 | 665.6226 | 0 | 665.6226 | 0 | 665.6226 | -0.0033246 | 561.2647 | 0.74204 | 665.6226 | 0 | 665.6226 | 0.00036602 |  |  | 665.2846 | 1.1688 | 660.08 | -0.03521 | 665.6226 | 0 | 665.2846 | 1.2895 | 563.3164 | 0.00094859 | 665.6226 | 0.085712 | 665.6226 | 0.54551 | 665.2846 | 34.1958 | 665.6226 | 1.2522 | 665.6226 | 0.21204 | 665.6226 | 0.32386 | 841.9994 | 0.027978 | 665.2846 | -0.00042648 | 665.2846 | -0.0097649 | 665.6226 | 0.0012529 | 841.3468 | 16.9559 | 665.2846 | -0.015361 | 844.8165 | 2.0313 | 841.9994 | 0.73012 | 665.2846 | 0 | 963.3201 | 0.11891 |  |  | 1196.1865 | 0.43125 | 1026.5217 | 0.012654 | 1116.9122 | 0 | 1116.1783 | 0 | 1116.1716 | 0.0039353 | 665.285 | 2.0947 | 665.6226 | 1.7524 | 665.2846 | 5.5053 | 665.2846 | 2.0466 | 665.6226 | #REF! | 665.2846 | 3.3658 | 662.0712 | 0.21539
| 338.6889 | 0 | 338.689 | -0.009442 | 338.6889 | 0.035126 | 338.6889 | 0.013078 | 338.6889 | 0.0129 | 338.689 | 0.85712 | 561.3811 | 0.016451 | 665.5171 | -0.0050896 | 338.6889 | -0.0195 | 561.3811 | 0.012299 | 665.5171 | -0.0026653 | 665.5171 | 0.0061585 | 658.0525 | 0.019044 | 665.5171 | 0.029182 | 665.5171 | 0.025911 | 665.8548 | 0.020697 | 662.9014 | 0.016344 | 665.5171 | 0.032234 | 665.8548 | 0.016702 | 665.8548 | 0.0078048 | 665.8548 | 0.003375 | 561.3811 | 0.75499 | 665.8548 | 0.0076764 | 665.8547 | 0.0054768 |  |  | 665.5171 | 1.1753 | 660.32 | -0.013874 | 665.8548 | 0.0012237 | 665.5171 | 1.2788 | 563.4349 | 0.0004581 | 665.8548 | 0.10849 | 665.8547 | 0.55688 | 665.5171 | 33.9153 | 665.8548 | 1.2846 | 665.8548 | 0.21895 | 665.8548 | 0.34151 | 842.1662 | 0.027711 | 665.5171 | 0.015887 | 665.5171 | 0.0072697 | 665.8547 | 0.0052226 | 841.5139 | 17.134 | 665.5171 | 0.0017883 | 844.9849 | 2.048 | 842.1662 | 0.73067 | 665.5171 | 0.0036213 | 963.4124 | 0.12034 |  |  | 1196.2566 | 0.43191 | 1026.5345 | 0.012666 | 1116.9734 | 0 | 1116.2394 | 0 | 1116.2327 | 0.0039501 | 665.517 | 2.0712 | 665.8548 | 1.7335 | 665.5171 | 5.4834 | 665.5171 | 2.0245 | 665.8547 | #REF! | 665.5171 | 3.3899 | 662.3025 | 0.21574
| 338.7668 | 0 | 338.7668 | 0.023961 | 338.7668 | 0.034442 | 338.7668 | -0.0062278 | 338.7668 | 0.0039842 | 338.7668 | 0.89005 | 561.4975 | 0 | 665.7495 | 0.010077 | 338.7668 | -0.04433 | 561.4975 | 0 | 665.7495 | -0.027851 | 665.7495 | -0.014982 | 658.2827 | -0.013339 | 665.7495 | -0.028339 | 665.7495 | -0.03212 | 666.0869 | -0.025657 | 663.1311 | -0.0052038 | 665.7495 | -0.0074129 | 666.0869 | 0 | 666.0869 | 0 | 666.0869 | -0.0018481 | 561.4975 | 0.75248 | 666.0869 | 0 | 666.0869 | 0.00098471 |  |  | 665.7495 | 1.169 | 660.55 | 0.022152 | 666.0869 | 0 | 665.7495 | 1.2832 | 563.5534 | 0.00093678 | 666.0869 | 0.08583 | 666.0869 | 0.50661 | 665.7495 | 33.3746 | 666.0869 | 1.3095 | 666.0869 | 0.22248 | 666.0869 | 0.33919 | 842.333 | 0.028833 | 665.7495 | -0.0083239 | 665.7495 | -0.010001 | 666.0869 | -0.0052091 | 841.6809 | 17.175 | 665.7495 | -0.012251 | 845.1533 | 2.0637 | 842.333 | 0.73668 | 665.7495 | 0 | 963.5048 | 0.12142 |  |  | 1196.3268 | 0.43257 | 1026.5475 | 0.012678 | 1117.0344 | 0 | 1116.3004 | 0 | 1116.2937 | 0.0039626 | 665.75 | 2.0696 | 666.0869 | 1.7355 | 665.7495 | 5.446 | 665.7495 | 2.0174 | 666.0869 | #REF! | 665.7495 | 3.3362 | 662.5337 | 0.21497
| 338.8446 | 0 | 338.8446 | 0.03242 | 338.8446 | 0.035211 | 338.8446 | 0.010867 | 338.8446 | 0.0094569 | 338.8446 | 0.9255 | 561.614 | 0.024437 | 665.982 | 0.022269 | 338.8446 | -0.00176 | 561.614 | 0.024503 | 665.982 | 0.054198 | 665.982 | 0.014925 | 658.5128 | 0.0078854 | 665.982 | 0.029939 | 665.982 | 0.025519 | 666.319 | 0.020384 | 663.3608 | 0.011538 | 665.982 | 0.018789 | 666.319 | 0.021669 | 666.319 | 0.014659 | 666.319 | 0.0049235 | 561.614 | 0.70871 | 666.319 | 0.0045157 | 666.319 | 0.0054941 |  |  | 665.982 | 1.1552 | 660.78 | 0.01061 | 666.319 | 0.0066656 | 665.982 | 1.2775 | 563.6718 | 0.0004783 | 666.319 | 0.10889 | 666.319 | 0.51558 | 665.982 | 32.9094 | 666.319 | 1.3451 | 666.319 | 0.23017 | 666.319 | 0.35756 | 842.4998 | 0.027338 | 665.982 | 0.018832 | 665.982 | 0.011964 | 666.319 | 0.0046411 | 841.8479 | 17.0245 | 665.982 | 0.021357 | 845.3217 | 2.0742 | 842.4998 | 0.73898 | 665.982 | 0 | 963.5972 | 0.12193 |  |  | 1196.3969 | 0.43322 | 1026.5604 | 0.01269 | 1117.0956 | 0 | 1116.3615 | 0 | 1116.3547 | 0.0039717 | 665.982 | 2.0683 | 666.319 | 1.7268 | 665.982 | 5.4301 | 665.982 | 2.0183 | 666.319 | #REF! | 665.982 | 3.3424 | 662.765 | 0.21508
| 338.9224 | 0 | 338.9224 | -0.045236 | 338.9224 | 0.034385 | 338.9224 | 0.001195 | 338.9224 | 0.0037888 | 338.9224 | 0.95485 | 561.7304 | 0 | 666.2145 | 0.01319 | 338.9224 | -0.05344 | 561.7304 | 0 | 666.2145 | -0.095654 | 666.2145 | -0.0022149 | 658.743 | -0.011313 | 666.2145 | -0.026201 | 666.2145 | -0.056703 | 666.5512 | -0.045293 | 663.5906 | 0.005305 | 666.2145 | -0.041529 | 666.5512 | 0 | 666.5512 | 0 | 666.5512 | 0.00061239 | 561.7304 | 0.69606 | 666.5512 | 0 | 666.5512 | 0.00052682 |  |  | 666.2145 | 1.1415 | 661.01 | 0.0022152 | 666.5512 | 0 | 666.2145 | 1.2729 | 563.7903 | 0.00093678 | 666.5512 | 0.079863 | 666.5512 | 0.48147 | 666.2145 | 32.2541 | 666.5512 | 1.3739 | 666.5512 | 0.2341 | 666.5512 | 0.35315 | 842.6666 | 0.024401 | 666.2145 | -0.0038242 | 666.2145 | -0.0013937 | 666.5511 | -0.00056283 | 842.0149 | 17.3456 | 666.2145 | -0.017684 | 845.4901 | 2.0897 | 842.6666 | 0.74739 | 666.2145 | 0 | 963.6896 | 0.12215 |  |  | 1196.4669 | 0.43386 | 1026.5734 | 0.012701 | 1117.1567 | 0 | 1116.4225 | 0 | 1116.4158 | 0.0039762 | 666.214 | 2.0488 | 666.5512 | 1.72 | 666.2145 | 5.3922 | 666.2145 | 1.9961 | 666.5511 | #REF! | 666.2145 | 3.3057 | 662.9963 | 0.21433
| 339.0002 | 0 | 339.0002 | -0.029113 | 339.0002 | 0.034955 | 339.0002 | 0.010961 | 339.0002 | 0.011742 | 339.0002 | 1.0086 | 561.8468 | 0.014343 | 666.447 | 0.024758 | 339.0002 | -0.01307 | 561.8468 | 0.029446 | 666.447 | 0.05128 | 666.447 | 0.017878 | 658.9732 | 0.0015313 | 666.447 | 0.030303 | 666.447 | 0.030767 | 666.7833 | 0.024576 | 663.8203 | 0.018199 | 666.447 | 0.0028343 | 666.7833 | 0.023434 | 666.7833 | 0.0081535 | 666.7833 | 0.0051796 | 561.8468 | 0.7155 | 666.7833 | 0.0053119 | 666.7833 | 0.0072709 |  |  | 666.447 | 1.1365 | 661.25 | 0.01026 | 666.7833 | 0.0060938 | 666.447 | 1.2494 | 563.9088 | 0.0004581 | 666.7833 | 0.094749 | 666.7833 | 0.48776 | 666.447 | 31.7631 | 666.7833 | 1.4002 | 666.7833 | 0.23904 | 666.7833 | 0.37312 | 842.8334 | 0.030061 | 666.447 | 0.022213 | 666.447 | 0.0014944 | 666.7833 | 0.004845 | 842.1819 | 17.3166 | 666.447 | 0.013214 | 845.6585 | 2.1058 | 842.8334 | 0.75067 | 666.447 | 0 | 963.782 | 0.12234 |  |  | 1196.5371 | 0.4345 | 1026.5862 | 0.012711 | 1117.2179 | 0 | 1116.4835 | 0 | 1116.4769 | 0.0039762 | 666.447 | 2.0375 | 666.7833 | 1.7069 | 666.447 | 5.38 | 666.447 | 1.9838 | 666.7833 | #REF! | 666.447 | 3.3162 | 663.2276 | 0.21543
| 339.078 | 0 | 339.078 | 0.01891 | 339.078 | 0.034499 | 339.078 | -0.0071308 | 339.078 | 0.0037738 | 339.078 | 1.0412 | 561.9633 | 0 | 666.6795 | -0.0017797 | 339.078 | -0.0522 | 561.9633 | 0 | 666.6795 | -0.047555 | 666.6795 | -0.012247 | 659.2034 | -0.005566 | 666.6795 | -0.029513 | 666.6795 | -0.077724 | 667.0155 | -0.062085 | 664.0501 | -0.0097321 | 666.6795 | -0.043935 | 667.0155 | 0 | 667.0155 | 0 | 667.0155 | -0.0040648 | 561.9633 | 0.71539 | 667.0155 | 0 | 667.0155 | 0 |  |  | 666.6795 | 1.1285 | 661.48 | -0.00058295 | 667.0155 | 0 | 666.6795 | 1.2389 | 564.0273 | 0.00092877 | 667.0155 | 0.073797 | 667.0155 | 0.44856 | 666.6795 | 31.1267 | 667.0155 | 1.4327 | 667.0155 | 0.24199 | 667.0155 | 0.36804 | 843.0002 | 0.032944 | 666.6795 | -0.0017299 | 666.6795 | -0.00014173 | 667.0155 | -0.0011159 | 842.349 | 17.3461 | 666.6795 | -0.011808 | 845.8269 | 2.124 | 843.0002 | 0.75985 | 666.6795 | 0 | 963.8745 | 0.12252 |  |  | 1196.6072 | 0.43513 | 1026.5991 | 0.01272 | 1117.2791 | 0 | 1116.5447 | 0 | 1116.538 | 0.0039739 | 666.679 | 2.0264 | 667.0155 | 1.6972 | 666.6795 | 5.3521 | 666.6795 | 1.9713 | 667.0155 | #REF! | 666.6795 | 3.2819 | 663.4589 | 0.21543
| 339.1558 | 0 | 339.1558 | 0.039302 | 339.1558 | 0.035696 | 339.1558 | 0.011521 | 339.1558 | 0.011517 | 339.1558 | 1.0894 | 562.0797 | 0.0066155 | 666.912 | 0.010803 | 339.1558 | -0.02739 | 562.0797 | 0.036109 | 666.912 | 0.029615 | 666.912 | 0.007591 | 659.4337 | 0.004481 | 666.912 | 0.023717 | 666.912 | 0.024794 | 667.2477 | 0.019805 | 664.2799 | 0.014322 | 666.912 | 0.044572 | 667.2477 | 0.015346 | 667.2477 | 0.0093869 | 667.2477 | -0.00028729 | 562.0797 | 0.71884 | 667.2477 | 0.004262 | 667.2477 | 0.0046505 |  |  | 666.912 | 1.1348 | 661.71 | 0.0088609 | 667.2477 | 0.0060536 | 666.912 | 1.2345 | 564.1458 | 0.00047296 | 667.2477 | 0.094715 | 667.2477 | 0.46232 | 666.912 | 30.4851 | 667.2477 | 1.4637 | 667.2477 | 0.25127 | 667.2477 | 0.38496 | 843.1671 | 0.025469 | 666.912 | 0.015862 | 666.912 | 0.0050651 | 667.2477 | 0.0021334 | 842.516 | 17.5478 | 666.912 | -0.0021045 | 845.9953 | 2.1392 | 843.1671 | 0.76346 | 666.912 | 0 | 963.9669 | 0.12289 |  |  | 1196.6774 | 0.43576 | 1026.6121 | 0.012729 | 1117.3402 | 0 | 1116.6057 | 0 | 1116.599 | 0.0039671 | 666.912 | 2.02 | 667.2477 | 1.6934 | 666.912 | 5.3326 | 666.912 | 1.9634 | 667.2477 | #REF! | 666.912 | 3.2823 | 663.6902 | 0.21493
| 339.2336 | 0 | 339.2336 | -0.055739 | 339.2336 | 0.035154 | 339.2336 | -0.0085943 | 339.2336 | 0.0018042 | 339.2336 | 1.1251 | 562.1962 | 0 | 667.1445 | 0.010469 | 339.2336 | -0.0736 | 562.1962 | 0 | 667.1445 | -0.048507 | 667.1445 | -0.0022762 | 659.6639 | -0.00030485 | 667.1445 | -0.023608 | 667.1445 | -0.041465 | 667.4798 | -0.033121 | 664.5097 | -0.021744 | 667.1445 | -0.043407 | 667.4798 | 0 | 667.4798 | 0 | 667.4798 | -0.0024765 | 562.1962 | 0.70296 | 667.4798 | 0 | 667.4799 | 0.0010487 |  |  | 667.1445 | 1.1218 | 661.94 | 0.00011659 | 667.4798 | 0 | 667.1445 | 1.2221 | 564.2643 | 0.00092725 | 667.4798 | 0.067235 | 667.4799 | 0.42252 | 667.1445 | 29.8026 | 667.4798 | 1.4988 | 667.4798 | 0.25258 | 667.4798 | 0.3865 | 843.3339 | 0.019702 | 667.1445 | -0.00026181 | 667.1445 | -0.0063632 | 667.4799 | 0.0029547 | 842.683 | 17.4666 | 667.1445 | -0.0087887 | 846.1638 | 2.1601 | 843.3339 | 0.77035 | 667.1445 | 0 | 964.0594 | 0.12329 |  |  | 1196.7474 | 0.43638 | 1026.625 | 0.012737 | 1117.4014 | 0 | 1116.6669 | 0 | 1116.6602 | 0.003958 | 667.144 | 2.017 | 667.4798 | 1.6813 | 667.1445 | 5.2747 | 667.1445 | 1.9589 | 667.4799 | #REF! | 667.1445 | 3.2512 | 663.9215 | 0.21437
| 339.3114 | 0 | 339.3115 | -0.025314 | 339.3114 | 0.036152 | 339.3114 | 0.014044 | 339.3114 | 0.010509 | 339.3115 | 1.1683 | 562.3126 | 0.0217 | 667.377 | 0.01516 | 339.3114 | -0.02273 | 562.3126 | 0.03353 | 667.377 | 0.013092 | 667.377 | 0.0060218 | 659.8941 | 0.0046556 | 667.377 | 0.033303 | 667.377 | 0.03004 | 667.712 | 0.023995 | 664.7394 | 0.018191 | 667.377 | 0.02689 | 667.712 | 0.014532 | 667.712 | 0.013178 | 667.712 | 0.0040916 | 562.3126 | 0.69387 | 667.712 | 0.0054659 | 667.712 | 0.0063147 |  |  | 667.377 | 1.1235 | 662.18 | 0.0050134 | 667.712 | 0.004645 | 667.377 | 1.216 | 564.3828 | 0.00045771 | 667.712 | 0.092179 | 667.712 | 0.43958 | 667.377 | 29.0668 | 667.712 | 1.5312 | 667.712 | 0.25977 | 667.712 | 0.3998 | 843.5007 | 0.024775 | 667.377 | 0.014766 | 667.377 | 0.0057872 | 667.712 | 0.0022751 | 842.8501 | 17.4194 | 667.377 | 0.01788 | 846.3322 | 2.179 | 843.5007 | 0.77067 | 667.377 | 0 | 964.1519 | 0.12392 |  |  | 1196.8176 | 0.43699 | 1026.6378 | 0.012744 | 1117.4625 | 0 | 1116.7279 | 0 | 1116.7212 | 0.0039467 | 667.377 | 2.0095 | 667.712 | 1.668 | 667.377 | 5.2539 | 667.377 | 1.9519 | 667.712 | #REF! | 667.377 | 3.2416 | 664.1528 | 0.21486
| 339.3893 | 0 | 339.3893 | 0.0069614 | 339.3893 | 0.035411 | 339.3893 | -0.002068 | 339.3893 | 0.0041496 | 339.3893 | 1.1997 | 562.4291 | 0 | 667.6096 | 0.00040765 | 339.3893 | -0.06697 | 562.4291 | 0 | 667.6096 | -0.11918 | 667.6096 | -0.012336 | 660.1243 | -0.0034169 | 667.6096 | -0.037115 | 667.6096 | -0.066693 | 667.9442 | -0.053273 | 664.9692 | -0.004599 | 667.6096 | -0.019076 | 667.9442 | 0 | 667.9442 | 0 | 667.9442 | -0.0022573 | 562.4291 | 0.70829 | 667.9442 | 0 | 667.9442 | 0 |  |  | 667.6096 | 1.1113 | 662.41 | -0.015623 | 667.9442 | 0 | 667.6096 | 1.2063 | 564.5013 | 0.00096117 | 667.9442 | 0.064579 | 667.9442 | 0.3917 | 667.6096 | 28.3325 | 667.9442 | 1.5628 | 667.9442 | 0.26465 | 667.9442 | 0.39512 | 843.6675 | 0.030061 | 667.6096 | -0.0032599 | 667.6096 | -0.0081309 | 667.9442 | 0.0019233 | 843.0171 | 17.5861 | 667.6096 | -0.011433 | 846.5006 | 2.2002 | 843.6675 | 0.77242 | 667.6096 | 0 | 964.2444 | 0.12499 |  |  | 1196.8878 | 0.4376 | 1026.6508 | 0.012751 | 1117.5237 | 0 | 1116.7889 | 0 | 1116.7823 | 0.0039353 | 667.61 | 2.0049 | 667.9442 | 1.6671 | 667.6096 | 5.2249 | 667.6096 | 1.9439 | 667.9442 | #REF! | 667.6096 | 3.2048 | 664.3841 | 0.21441
| 339.4671 | 0 | 339.4671 | 0.0088183 | 339.4671 | 0.03581 | 339.4671 | 0.011179 | 339.4671 | 0.011547 | 339.4671 | 1.2439 | 562.5456 | 0.011182 | 667.8421 | 0.0092509 | 339.4671 | -0.04494 | 562.5456 | 0.023428 | 667.8421 | 0.05783 | 667.8421 | 0.013387 | 660.3546 | 0.012653 | 667.8421 | 0.022788 | 667.8421 | 0.057526 | 668.1765 | 0.045951 | 665.1991 | 0.014607 | 667.8421 | 0.054492 | 668.1765 | 0.023307 | 668.1765 | 0.0085453 | 668.1765 | 0.0036452 | 562.5456 | 0.67339 | 668.1765 | 0.0062994 | 668.1765 | 0.0062186 |  |  | 667.8421 | 1.1137 | 662.64 | 0.0064125 | 668.1765 | 0.0089302 | 667.8421 | 1.1966 | 564.6198 | 0.00050688 | 668.1765 | 0.083049 | 668.1765 | 0.40696 | 667.8421 | 27.6118 | 668.1765 | 1.5998 | 668.1765 | 0.27349 | 668.1765 | 0.41857 | 843.8344 | 0.030061 | 667.8421 | 0.015639 | 667.8421 | 0.0083035 | 668.1765 | 0.0040407 | 843.1842 | 17.8003 | 667.8421 | 0.014932 | 846.6691 | 2.2179 | 843.8344 | 0.77144 | 667.8421 | 0 | 964.337 | 0.12622 |  |  | 1196.9579 | 0.4382 | 1026.6637 | 0.012757 | 1117.5848 | 0 | 1116.8501 | 0 | 1116.8434 | 0.0039251 | 667.842 | 1.9976 | 668.1765 | 1.6598 | 667.8421 | 5.1973 | 667.8421 | 1.9359 | 668.1765 | #REF! | 667.8421 | 3.1984 | 664.6155 | 0.21499
| 339.5449 | 0 | 339.545 | -0.027928 | 339.5449 | 0.034955 | 339.5449 | -0.004484 | 339.5449 | 0.001729 | 339.5449 | 1.2879 | 562.6621 | 0 | 668.0747 | 0.0029236 | 339.5449 | -0.10694 | 562.6621 | 0 | 668.0747 | -0.051133 | 668.0747 | -0.018752 | 660.5848 | -0.006328 | 668.0747 | -0.028292 | 668.0747 | -0.056875 | 668.4087 | -0.045431 | 665.4289 | -0.0011792 | 668.0747 | -0.056659 | 668.4087 | 0 | 668.4087 | 0 | 668.4087 | -0.0044481 | 562.6621 | 0.68008 | 668.4087 | 0 | 668.4087 | 0 |  |  | 668.0747 | 1.0885 | 662.87 | 0.0092106 | 668.4087 | 0 | 668.0747 | 1.1918 | 564.7383 | 0.0009646 | 668.4087 | 0.061421 | 668.4087 | 0.36956 | 668.0747 | 26.8086 | 668.4087 | 1.6304 | 668.4087 | 0.27759 | 668.4087 | 0.41332 | 844.0012 | 0.023654 | 668.0747 | -0.0041471 | 668.0747 | -0.0011077 | 668.4087 | -0.001033 | 843.3512 | 17.8005 | 668.0747 | -0.023418 | 846.8375 | 2.2398 | 844.0012 | 0.77592 | 668.0747 | 0 | 964.4295 | 0.12689 |  |  | 1197.0281 | 0.43879 | 1026.6766 | 0.012763 | 1117.6461 | 0 | 1116.9113 | 0 | 1116.9045 | 0.003916 | 668.075 | 1.9955 | 668.4087 | 1.6452 | 668.0747 | 5.1534 | 668.0747 | 1.9288 | 668.4087 | #REF! | 668.0747 | 3.1566 | 664.8468 | 0.2136
| 339.6228 | 0 | 339.6228 | -0.011801 | 339.6228 | 0.035668 | 339.6228 | 0.01395 | 339.6228 | 0.011291 | 339.6228 | 1.3514 | 562.7785 | 0.018558 | 668.3072 | 0.022548 | 339.6228 | -0.05725 | 562.7785 | 0.029446 | 668.3072 | -0.014086 | 668.3072 | 0.014115 | 660.8151 | 0.0062738 | 668.3072 | 0.025068 | 668.3072 | 0.046666 | 668.6409 | 0.037276 | 665.6587 | 0.024724 | 668.3072 | 0.041922 | 668.6409 | 0.019879 | 668.6409 | 0.019134 | 668.6409 | 0.0054913 | 562.7785 | 0.69627 | 668.6409 | 0.0071129 | 668.6409 | 0.0053943 |  |  | 668.3072 | 1.0946 | 663.11 | -0.0012825 | 668.6409 | 0.0051202 | 668.3072 | 1.1838 | 564.8569 | 0.00045886 | 668.6409 | 0.08913 | 668.6409 | 0.38362 | 668.3072 | 26.1144 | 668.6409 | 1.6691 | 668.6409 | 0.28393 | 668.6409 | 0.43419 | 844.168 | 0.03556 | 668.3072 | 0.020793 | 668.3072 | 0.0082931 | 668.6409 | 0.0048713 | 843.5183 | 17.949 | 668.3072 | 0.012587 | 847.0059 | 2.2604 | 844.168 | 0.77909 | 668.3072 | 0 | 964.5221 | 0.12678 |  |  | 1197.0983 | 0.43937 | 1026.6895 | 0.012767 | 1117.7073 | 0 | 1116.9723 | 0 | 1116.9656 | 0.0039092 | 668.307 | 1.9921 | 668.6409 | 1.64 | 668.3072 | 5.1213 | 668.3072 | 1.9217 | 668.6409 | #REF! | 668.3072 | 3.1617 | 665.0782 | 0.21482
| 339.7006 | 0 | 339.7006 | 0.0069963 | 339.7006 | 0.034812 | 339.7006 | -0.0070997 | 339.7006 | 0.0039542 | 339.7006 | 1.384 | 562.895 | 0 | 668.5398 | 0.0027965 | 339.7006 | -0.10208 | 562.895 | 0 | 668.5398 | -0.079752 | 668.5398 | -0.013925 | 661.0454 | -0.0063724 | 668.5398 | -0.032044 | 668.5398 | -0.022021 | 668.8732 | -0.01759 | 665.8886 | -0.0092019 | 668.5398 | -0.052632 | 668.8732 | 0 | 668.8732 | 0 | 668.8732 | -0.0021103 | 562.895 | 0.65782 | 668.8732 | 0 | 668.8732 | 0 |  |  | 668.5398 | 1.0753 | 663.34 | -0.0061794 | 668.8732 | 0 | 668.5398 | 1.1747 | 564.9754 | 0.00093182 | 668.8732 | 0.053922 | 668.8732 | 0.34711 | 668.5398 | 25.3436 | 668.8732 | 1.7024 | 668.8732 | 0.28549 | 668.8732 | 0.43315 | 844.3349 | 0.028833 | 668.5398 | 0.0019308 | 668.5398 | -0.0085876 | 668.8732 | -0.0029348 | 843.6853 | 18.0838 | 668.5398 | -0.022744 | 847.1744 | 2.2822 | 844.3349 | 0.78456 | 668.5398 | 0 | 964.6147 | 0.12693 |  |  | 1197.1685 | 0.43995 | 1026.7024 | 0.012771 | 1117.7684 | 0 | 1117.0334 | 0 | 1117.0267 | 0.0039046 | 668.54 | 1.9769 | 668.8732 | 1.631 | 668.5398 | 5.1088 | 668.5398 | 1.9129 | 668.8732 | #REF! | 668.5398 | 3.14 | 665.3096 | 0.21384
| 339.7785 | 0 | 339.7784 | 0.010117 | 339.7785 | 0.034926 | 339.7785 | 0.016005 | 339.7785 | 0.010103 | 339.7784 | 1.4444 | 563.0115 | 0 | 668.7724 | 0.017935 | 339.7785 | -0.0606 | 563.0115 | 0.029876 | 668.7724 | 0.05184 | 668.7724 | 0.010759 | 661.2757 | 0.0065016 | 668.7724 | 0.02453 | 668.7724 | 0.021931 | 669.1054 | 0.017518 | 666.1184 | 0.012114 | 668.7724 | 0.042927 | 669.1054 | 0.0096982 | 669.1054 | 0.01201 | 669.1054 | 0.0029646 | 563.0115 | 0.68499 | 669.1054 | 0.0062118 | 669.1054 | 0.0052661 |  |  | 668.7724 | 1.0792 | 663.57 | 0.0060627 | 669.1054 | 0.008714 | 668.7724 | 1.1636 | 565.0939 | 0.00047639 | 669.1054 | 0.076678 | 669.1054 | 0.36357 | 668.7724 | 24.6129 | 669.1054 | 1.743 | 669.1054 | 0.29663 | 669.1054 | 0.44996 | 844.5017 | 0.025469 | 668.7724 | 0.022344 | 668.7724 | 0.005168 | 669.1054 | 0.0044828 | 843.8524 | 18.2265 | 668.7724 | 0.016654 | 847.3428 | 2.2969 | 844.5017 | 0.78652 | 668.7724 | 0.0018107 | 964.7073 | 0.12734 |  |  | 1197.2387 | 0.44053 | 1026.7153 | 0.012775 | 1117.8297 | 0 | 1117.0946 | 0 | 1117.0879 | 0.0038989 | 668.772 | 1.9767 | 669.1054 | 1.622 | 668.7724 | 5.066 | 668.7724 | 1.9094 | 669.1054 | #REF! | 668.7724 | 3.1125 | 665.541 | 0.21398
| 339.8563 | 0 | 339.8563 | -0.035269 | 339.8563 | 0.034812 | 339.8563 | -0.0040481 | 339.8563 | 0.0055328 | 339.8563 | 1.4905 | 563.128 | 0 | 669.005 | 0.0075434 | 339.8563 | -0.10629 | 563.128 | 0 | 669.005 | -0.076724 | 669.005 | -0.0050501 | 661.506 | -0.0063756 | 669.005 | -0.01831 | 669.005 | -0.033123 | 669.3377 | -0.026458 | 666.3483 | -0.009119 | 669.005 | -0.038638 | 669.3377 | 0 | 669.3377 | 0 | 669.3377 | -0.000313 | 563.128 | 0.67412 | 669.3377 | 0 | 669.3377 | 3.168e-05 |  |  | 669.005 | 1.0777 | 663.8 | 0.00081613 | 669.3377 | 0 | 669.005 | 1.1571 | 565.2124 | 0.00095202 | 669.3377 | 0.06568 | 669.3377 | 0.32736 | 669.005 | 23.8311 | 669.3377 | 1.7827 | 669.3377 | 0.2994 | 669.3377 | 0.4486 | 844.6686 | 0.020343 | 669.005 | -0.0037769 | 669.005 | -0.011411 | 669.3377 | 0.00071951 | 844.0195 | 18.3342 | 669.005 | -0.017559 | 847.5113 | 2.3146 | 844.6686 | 0.79133 | 669.005 | 0 | 964.7999 | 0.12761 |  |  | 1197.3088 | 0.44109 | 1026.7283 | 0.012777 | 1117.8909 | 0 | 1117.1558 | 0 | 1117.149 | 0.0038921 | 669.005 | 1.9696 | 669.3377 | 1.6165 | 669.005 | 5.0423 | 669.005 | 1.8987 | 669.3377 | #REF! | 669.005 | 3.0716 | 665.7724 | 0.21341
| 339.9341 | 0 | 339.9341 | -0.039336 | 339.9341 | 0.03524 | 339.9341 | 0.014698 | 339.9341 | 0.011021 | 339.9341 | 1.5515 | 563.2445 | 0.01891 | 669.2376 | 0.027947 | 339.9341 | -0.05962 | 563.2445 | 0.039118 | 669.2376 | 0.02924 | 669.2376 | 0.0047382 | 661.7363 | 0.0050348 | 669.2376 | 0.034293 | 669.2376 | 0.061674 | 669.57 | 0.049264 | 666.5781 | 0.0075093 | 669.2376 | 0.0226 | 669.57 | 0.038164 | 669.57 | 0.012222 | 669.57 | 0.0049639 | 563.2445 | 0.62627 | 669.57 | 0.0072575 | 669.57 | 0.0075179 |  |  | 669.2376 | 1.0707 | 664.04 | 0.011659 | 669.57 | 0.007198 | 669.2376 | 1.146 | 565.3309 | 0.0004802 | 669.57 | 0.081329 | 669.57 | 0.34382 | 669.2376 | 23.075 | 669.57 | 1.8185 | 669.57 | 0.30956 | 669.57 | 0.46933 | 844.8355 | 0.030595 | 669.2376 | 0.014607 | 669.2376 | 0.0098752 | 669.57 | 0.0055376 | 844.1866 | 18.5713 | 669.2376 | 0.022919 | 847.6798 | 2.33 | 844.8355 | 0.79428 | 669.2376 | 0 | 964.8925 | 0.1284 |  |  | 1197.3791 | 0.44165 | 1026.7411 | 0.012779 | 1117.9522 | 0 | 1117.2169 | 0 | 1117.2102 | 0.003883 | 669.238 | 1.9671 | 669.57 | 1.6097 | 669.2376 | 5.0162 | 669.2376 | 1.8943 | 669.57 | #REF! | 669.2376 | 3.0906 | 666.0038 | 0.21409
| 340.012 | 0 | 340.012 | 0.011545 | 340.012 | 0.034784 | 340.012 | -0.005387 | 340.012 | 0.0043451 | 340.012 | 1.5968 | 563.361 | 0 | 669.4703 | 0.0099625 | 340.012 | -0.10287 | 563.361 | 0 | 669.4703 | -0.099417 | 669.4703 | -0.014589 | 661.9666 | -0.0047267 | 669.4703 | -0.033675 | 669.4703 | -0.026358 | 669.8023 | -0.021054 | 666.808 | -0.011085 | 669.4703 | -0.026346 | 669.8023 | 0 | 669.8023 | 0 | 669.8023 | -0.0018538 | 563.361 | 0.6433 | 669.8023 | 0 | 669.8022 | 0.0012026 |  |  | 669.4703 | 1.0619 | 664.27 | -0.026116 | 669.8023 | 0 | 669.4703 | 1.1392 | 565.4495 | 0.00096803 | 669.8023 | 0.038554 | 669.8022 | 0.30043 | 669.4703 | 22.2825 | 669.8023 | 1.8536 | 669.8023 | 0.31377 | 669.8023 | 0.4639 | 845.0023 | 0.022052 | 669.4703 | 0.0032069 | 669.4703 | -0.0078899 | 669.8022 | -0.0043188 | 844.3536 | 18.3749 | 669.4703 | -0.027456 | 847.8482 | 2.3438 | 845.0023 | 0.79855 | 669.4703 | 0 | 964.9852 | 0.12914 |  |  | 1197.4493 | 0.4422 | 1026.754 | 0.012781 | 1118.0133 | 0 | 1117.2779 | 0 | 1117.2714 | 0.0038717 | 669.47 | 1.9608 | 669.8023 | 1.5952 | 669.4703 | 4.9782 | 669.4703 | 1.8854 | 669.8022 | #REF! | 669.4703 | 3.0526 | 666.2352 | 0.21275
| 340.0898 | 0 | 340.0898 | 0.075101 | 340.0898 | 0.036038 | 340.0898 | 0.017375 | 340.0898 | 0.011607 | 340.0898 | 1.6478 | 563.4776 | 0.015748 | 669.7029 | 0.019994 | 340.0898 | -0.05124 | 563.4776 | 0.04836 | 669.7029 | 0.005827 | 669.7029 | 0.0037667 | 662.197 | 0.011439 | 669.7029 | 0.030578 | 669.7029 | 0.030841 | 670.0346 | 0.024635 | 667.0379 | -0.00077849 | 669.7029 | 0.034076 | 670.0346 | 0.011304 | 670.0346 | 0.016644 | 670.0346 | 0.0024252 | 563.4776 | 0.65678 | 670.0346 | 0.0073465 | 670.0345 | 0.0047707 |  |  | 669.7029 | 1.054 | 664.5 | 0.019004 | 670.0346 | 0.0074759 | 669.7029 | 1.1347 | 565.568 | 0.00049164 | 670.0346 | 0.061738 | 670.0345 | 0.3142 | 669.7029 | 21.5342 | 670.0346 | 1.8891 | 670.0346 | 0.32257 | 670.0346 | 0.48075 | 845.1692 | 0.018688 | 669.7029 | 0.025475 | 669.7029 | 0.00082974 | 670.0345 | 0.0069213 | 844.5207 | 18.6632 | 669.7029 | 0.011907 | 848.0167 | 2.3558 | 845.1692 | 0.80019 | 669.7029 | 0 | 965.0778 | 0.12926 |  |  | 1197.5195 | 0.44274 | 1026.767 | 0.012781 | 1118.0746 | 0 | 1117.3391 | 0 | 1117.3325 | 0.0038614 | 669.703 | 1.9479 | 670.0346 | 1.5872 | 669.7029 | 4.9542 | 669.7029 | 1.8766 | 670.0345 | #REF! | 669.7029 | 3.0584 | 666.4666 | 0.21381
| 340.1677 | 0 | 340.1677 | -0.032309 | 340.1677 | 0.034812 | 340.1677 | -0.0061032 | 340.1677 | 0.0046608 | 340.1677 | 1.6909 | 563.5941 | 0 | 669.9355 | 0.010304 | 340.1677 | -0.08331 | 563.5941 | 0 | 669.9355 | -0.054639 | 669.9355 | -0.010086 | 662.4273 | -0.0048113 | 669.9355 | -0.028833 | 669.9355 | -0.023595 | 670.2669 | -0.018847 | 667.2678 | -0.0055123 | 669.9355 | -0.043192 | 670.2669 | 0 | 670.2669 | 0 | 670.2669 | -0.0014209 | 563.5941 | 0.64957 | 670.2669 | 0.00031199 | 670.2669 | 0.0003778 |  |  | 669.9355 | 1.0387 | 664.73 | 0.002565 | 670.2669 | 0 | 669.9355 | 1.1304 | 565.6865 | 0.00093258 | 670.2669 | 0.052126 | 670.2669 | 0.28787 | 669.9355 | 20.8017 | 670.2669 | 1.9341 | 670.2669 | 0.32623 | 670.2669 | 0.48353 | 845.336 | 0.023066 | 669.9355 | -0.00077172 | 669.9355 | -0.00067473 | 670.2669 | 0.0023513 | 844.6878 | 18.6399 | 669.9355 | -0.0077997 | 848.1852 | 2.3749 | 845.336 | 0.80368 | 669.9355 | 0 | 965.1705 | 0.12982 |  |  | 1197.5898 | 0.44328 | 1026.7799 | 0.012782 | 1118.1359 | 0 | 1117.4004 | 0 | 1117.3937 | 0.0038535 | 669.936 | 1.9367 | 670.2669 | 1.5798 | 669.9355 | 4.913 | 669.9355 | 1.8633 | 670.2669 | #REF! | 669.9355 | 3.0064 | 666.6981 | 0.21259
| 340.2455 | 0 | 340.2455 | -0.038898 | 340.2455 | 0.035525 | 340.2455 | 0.014666 | 340.2455 | 0.0094269 | 340.2455 | 1.7513 | 563.7106 | 0.0045078 | 670.1682 | 0.01219 | 340.2455 | -0.02544 | 563.7106 | 0.031595 | 670.1682 | 0.019281 | 670.1682 | 0.0077902 | 662.6577 | 0.014177 | 670.1682 | 0.022004 | 670.1682 | 0.011976 | 670.4992 | 0.0095663 | 667.4977 | 0.0052508 | 670.1682 | 0.027289 | 670.4992 | 0.025813 | 670.4992 | 0.015911 | 670.4992 | 0.0027663 | 563.7106 | 0.62867 | 670.4992 | 0.0063579 | 670.4992 | 0.006254 |  |  | 670.1682 | 1.0366 | 664.97 | 0.012708 | 670.4992 | 0.006339 | 670.1682 | 1.112 | 565.8051 | 0.00044285 | 670.4992 | 0.060369 | 670.4992 | 0.29983 | 670.1682 | 20.0445 | 670.4992 | 1.9747 | 670.4992 | 0.33429 | 670.4992 | 0.50218 | 845.5029 | 0.036628 | 670.1682 | 0.021159 | 670.1682 | -0.0027493 | 670.4992 | 0.0040443 | 844.8549 | 18.8713 | 670.1682 | 0.011512 | 848.3537 | 2.391 | 845.5029 | 0.80718 | 670.1682 | 0 | 965.2632 | 0.13083 |  |  | 1197.66 | 0.44381 | 1026.7927 | 0.012781 | 1118.197 | 0 | 1117.4615 | 0 | 1117.4548 | 0.0038535 | 670.168 | 1.9413 | 670.4992 | 1.5712 | 670.1682 | 4.9014 | 670.1682 | 1.858 | 670.4992 | #REF! | 670.1682 | 3.0011 | 666.9295 | 0.21243
| 340.3234 | 0 | 340.3234 | 0.049635 | 340.3234 | 0.034499 | 340.3234 | -0.011895 | 340.3234 | 0.0013255 | 340.3234 | 1.8021 | 563.8271 | 0 | 670.4009 | 0.00080247 | 340.3234 | -0.03587 | 563.8271 | 0 | 670.4009 | -0.13083 | 670.4009 | -0.0054844 | 662.888 | -0.0096808 | 670.4009 | -0.029185 | 670.4009 | -0.049785 | 670.7315 | -0.039767 | 667.7276 | -0.0067094 | 670.4009 | -0.038166 | 670.7315 | 0 | 670.7315 | 0 | 670.7315 | -0.0023436 | 563.8271 | 0.66137 | 670.7315 | 0 | 670.7316 | 0.00058636 |  |  | 670.4009 | 1.0347 | 665.2 | -0.031712 | 670.7315 | 0 | 670.4009 | 1.1076 | 565.9236 | 0.00090514 | 670.7315 | 0.038226 | 670.7316 | 0.26931 | 670.4009 | 19.2601 | 670.7315 | 2.0151 | 670.7315 | 0.33973 | 670.7315 | 0.50206 | 845.6698 | 0.02344 | 670.4009 | -0.00045791 | 670.4009 | -0.016089 | 670.7316 | -0.0013123 | 845.022 | 18.8298 | 670.4009 | -0.013224 | 848.5222 | 2.4096 | 845.6698 | 0.81308 | 670.4009 | 0 | 965.356 | 0.1316 |  |  | 1197.7304 | 0.44434 | 1026.8057 | 0.01278 | 1118.2583 | 0 | 1117.5227 | 0 | 1117.516 | 0.0038637 | 670.401 | 1.9379 | 670.7315 | 1.5609 | 670.4009 | 4.8454 | 670.4009 | 1.8527 | 670.7316 | #REF! | 670.4009 | 2.9725 | 667.161 | 0.21197
| 340.4013 | 0 | 340.4012 | 0.0037132 | 340.4013 | 0.034812 | 340.4013 | 0.0056673 | 340.4013 | 0.0096825 | 340.4013 | 1.8692 | 563.9437 | 0.011533 | 670.6335 | 0.016987 | 340.4013 | 0.01301 | 563.9437 | 0.022353 | 670.6335 | 0.037512 | 670.6335 | 0.0080492 | 663.1183 | 0.0078052 | 670.6335 | 0.024202 | 670.6335 | 0.045034 | 670.9639 | 0.035972 | 667.9575 | 0.01554 | 670.6335 | 0.030236 | 670.9639 | 0.016251 | 670.9639 | 0.0091385 | 670.9639 | 0.0031838 | 563.9437 | 0.60255 | 670.9639 | 0.0081786 | 670.9639 | 0.0059117 |  |  | 670.6335 | 1.0204 | 665.43 | 0.0011659 | 670.9639 | 0.0050974 | 670.6335 | 1.0949 | 566.0421 | 0.00046305 | 670.9639 | 0.070083 | 670.9639 | 0.28667 | 670.6335 | 18.6262 | 670.9639 | 2.0673 | 670.9639 | 0.3503 | 670.9639 | 0.52471 | 845.8366 | 0.025896 | 670.6335 | 0.018773 | 670.6335 | 0.0042767 | 670.9639 | 0.00444 | 845.1891 | 18.971 | 670.6335 | 0.0077423 | 848.6907 | 2.4261 | 845.8366 | 0.81702 | 670.6335 | 0 | 965.4487 | 0.13168 |  |  | 1197.8005 | 0.44485 | 1026.8186 | 0.012779 | 1118.3196 | 0 | 1117.5839 | 0 | 1117.5772 | 0.0038887 | 670.634 | 1.9262 | 670.9639 | 1.5539 | 670.6335 | 4.8256 | 670.6335 | 1.8465 | 670.9639 | #REF! | 670.6335 | 2.9744 | 667.3924 | 0.21207
| 340.4791 | 0 | 340.4791 | -0.028342 | 340.4791 | 0.034755 | 340.4791 | -0.0064146 | 340.4791 | 0.00084512 | 340.4791 | 1.9092 | 564.0602 | 0 | 670.8662 | -0.0071891 | 340.4791 | -0.03857 | 564.0602 | 0 | 670.8662 | -0.040746 | 670.8662 | -0.0089805 | 663.3488 | -0.0096042 | 670.8662 | -0.033201 | 670.8662 | -0.03737 | 671.1962 | -0.029851 | 668.1875 | -0.0012095 | 670.8662 | -0.04278 | 671.1962 | 0 | 671.1962 | 0 | 671.1962 | -0.002799 | 564.0602 | 0.63557 | 671.1962 | 0 | 671.1962 | 0.00059752 |  |  | 670.8662 | 1.0181 | 665.67 | 0.013408 | 671.1962 | 0 | 670.8662 | 1.0787 | 566.1607 | 0.00085903 | 671.1962 | 0.036125 | 671.1962 | 0.25166 | 670.8662 | 17.904 | 671.1962 | 2.1062 | 671.1962 | 0.35397 | 671.1962 | 0.52735 | 846.0035 | 0.025629 | 670.8662 | 0.0044543 | 670.8662 | -0.0080236 | 671.1962 | -0.0014185 | 845.3562 | 19.0709 | 670.8662 | -0.015527 | 848.8591 | 2.4442 | 846.0035 | 0.8227 | 670.8662 | 0 | 965.5415 | 0.13159 |  |  | 1197.8709 | 0.44537 | 1026.8315 | 0.012777 | 1118.3809 | 0 | 1117.645 | 0 | 1117.6383 | 0.0039273 | 670.866 | 1.9066 | 671.1962 | 1.5399 | 670.8662 | 4.7884 | 670.8662 | 1.8376 | 671.1962 | #REF! | 670.8662 | 2.9384 | 667.6239 | 0.21164
| 340.557 | 0 | 340.557 | -0.021527 | 340.557 | 0.035753 | 340.557 | 0.010867 | 340.557 | 0.0070213 | 340.557 | 1.9777 | 564.1768 | 0.007318 | 671.0989 | 0.018779 | 340.557 | 0.0003626 | 564.1768 | 0.029446 | 671.0989 | -0.0019033 | 671.0989 | 0.0071084 | 663.5792 | 0.014795 | 671.0989 | 0.02979 | 671.0989 | 0.0318 | 671.4286 | 0.025401 | 668.4174 | 0.019622 | 671.0989 | 0.025065 | 671.4286 | 0.020592 | 671.4286 | 0.019122 | 671.4286 | 0.0044192 | 564.1768 | 0.63222 | 671.4286 | 0.0070612 | 671.4286 | 0.0067954 |  |  | 671.0989 | 1.024 | 665.9 | 0.014807 | 671.4286 | 0.0085074 | 671.0989 | 1.0797 | 566.2792 | 0.00039674 | 671.4286 | 0.063422 | 671.4286 | 0.26423 | 671.0989 | 17.2798 | 671.4286 | 2.1507 | 671.4286 | 0.36148 | 671.4286 | 0.5387 | 846.1704 | 0.028459 | 671.0989 | 0.020559 | 671.0989 | -0.0014082 | 671.4286 | 0.0080986 | 845.5233 | 19.1932 | 671.0989 | 0.0074179 | 849.0276 | 2.4601 | 846.1704 | 0.82565 | 671.0989 | 0 | 965.6343 | 0.13228 |  |  | 1197.9412 | 0.44587 | 1026.8445 | 0.012774 | 1118.4421 | 0 | 1117.7063 | 0 | 1117.6996 | 0.0039773 | 671.099 | 1.9039 | 671.4286 | 1.5361 | 671.0989 | 4.7621 | 671.0989 | 1.8297 | 671.4286 | #REF! | 671.0989 | 2.9386 | 667.8554 | 0.21174
| 340.6349 | 0 | 340.6349 | 0.0037378 | 340.6349 | 0.034869 | 340.6349 | -0.0035187 | 340.6349 | 0.00070862 | 340.6349 | 2.0258 | 564.2934 | 0 | 671.3316 | 0.0029409 | 340.6349 | -0.02938 | 564.2934 | 0 | 671.3316 | -0.082964 | 671.3316 | -0.010427 | 663.8095 | -0.0059471 | 671.3316 | -0.025671 | 671.3316 | -0.031623 | 671.661 | -0.02526 | 668.6474 | -0.0084558 | 671.3316 | -0.046045 | 671.661 | 0 | 671.661 | 0 | 671.661 | 0.00052606 | 564.2934 | 0.61185 | 671.661 | 0 | 671.6609 | 0.00053942 |  |  | 671.3316 | 1.007 | 666.13 | -0.017722 | 671.661 | 0 | 671.3316 | 1.0753 | 566.3978 | 0.00088037 | 671.661 | 0.036142 | 671.6609 | 0.23999 | 671.3316 | 16.5807 | 671.661 | 2.1942 | 671.661 | 0.36836 | 671.661 | 0.54042 | 846.3373 | 0.021411 | 671.3316 | 0.00010408 | 671.3316 | 0.0077075 | 671.6609 | -0.0037602 | 845.6904 | 19.3839 | 671.3316 | -0.013221 | 849.1961 | 2.4796 | 846.3373 | 0.83123 | 671.3316 | 0 | 965.7271 | 0.13334 |  |  | 1198.0113 | 0.44637 | 1026.8573 | 0.012771 | 1118.5034 | 0 | 1117.7675 | 0 | 1117.7607 | 0.0040353 | 671.332 | 1.8995 | 671.661 | 1.5282 | 671.3316 | 4.7364 | 671.3316 | 1.8199 | 671.6609 | #REF! | 671.3316 | 2.8839 | 668.0869 | 0.21083
| 340.7127 | 0 | 340.7127 | 0.0065314 | 340.7127 | 0.035753 | 340.7127 | 0.01202 | 340.7127 | 0.0093066 | 340.7127 | 2.0974 | 564.4099 | 0.0094255 | 671.5643 | 0.012703 | 340.7127 | 0.04127 | 564.4099 | 0.027297 | 671.5643 | 0.047532 | 671.5643 | 0.0076078 | 664.0399 | 0.0088408 | 671.5643 | 0.027043 | 671.5643 | 0.01766 | 671.8934 | 0.014107 | 668.8773 | 0.024643 | 671.5643 | 0.0049784 | 671.8934 | 0.023998 | 671.8934 | 0.015493 | 671.8934 | 0.0031759 | 564.4099 | 0.58385 | 671.8934 | 0.0048042 | 671.8934 | 0.0037886 |  |  | 671.5643 | 1.0021 | 666.36 | -0.0075784 | 671.8934 | 0.0022317 | 671.5643 | 1.0716 | 566.5163 | 0.00048363 | 671.8934 | 0.06499 | 671.8934 | 0.25375 | 671.5643 | 15.9671 | 671.8934 | 2.2375 | 671.8934 | 0.37891 | 671.8934 | 0.55856 | 846.5041 | 0.024988 | 671.5643 | 0.01938 | 671.5643 | -0.00062014 | 671.8934 | 0.011569 | 845.8575 | 19.56 | 671.5643 | 0.014312 | 849.3646 | 2.4969 | 846.5041 | 0.83451 | 671.5643 | 0 | 965.8198 | 0.13388 |  |  | 1198.0817 | 0.44686 | 1026.8702 | 0.012767 | 1118.5647 | 0 | 1117.8286 | 0 | 1117.822 | 0.0040944 | 671.564 | 1.8956 | 671.8934 | 1.5147 | 671.5643 | 4.706 | 671.5643 | 1.8146 | 671.8934 | #REF! | 671.5643 | 2.9016 | 668.3184 | 0.21138
| 340.7906 | 0 | 340.7906 | -0.041561 | 340.7906 | 0.034755 | 340.7906 | -0.013639 | 340.7906 | 0.00022576 | 340.7906 | 2.1442 | 564.5265 | 0 | 671.7971 | 0.0097948 | 340.7906 | -0.01422 | 564.5265 | 0 | 671.7971 | -0.039623 | 671.7971 | -0.013206 | 664.2704 | -0.0054519 | 671.7971 | -0.029682 | 671.7971 | -0.028133 | 672.1258 | -0.022472 | 669.1073 | -0.011382 | 671.7971 | -0.042637 | 672.1258 | 0 | 672.1258 | 0 | 672.1258 | -0.00089338 | 564.5265 | 0.60506 | 672.1258 | 0 | 672.1257 | 0.0021978 |  |  | 671.7971 | 0.99312 | 666.6 | -0.026116 | 672.1258 | 0 | 671.7971 | 1.0572 | 566.6349 | 0.0009181 | 672.1258 | 0.034251 | 672.1257 | 0.22951 | 671.7971 | 15.3112 | 672.1258 | 2.2848 | 672.1258 | 0.38338 | 672.1258 | 0.56235 | 846.671 | 0.026537 | 671.7971 | 0.0088908 | 671.7971 | -0.0078645 | 672.1257 | -0.0016117 | 846.0246 | 19.676 | 671.7971 | -0.022034 | 849.5332 | 2.5208 | 846.671 | 0.84292 | 671.7971 | 0 | 965.9126 | 0.1339 |  |  | 1198.152 | 0.44734 | 1026.8832 | 0.012763 | 1118.626 | 0 | 1117.8899 | 0 | 1117.8832 | 0.0041501 | 671.797 | 1.8849 | 672.1258 | 1.5093 | 671.7971 | 4.6646 | 671.7971 | 1.8022 | 672.1257 | #REF! | 671.7971 | 2.8747 | 668.5499 | 0.21093
| 340.8685 | 0 | 340.8685 | -0.0061336 | 340.8685 | 0.03581 | 340.8685 | 0.015071 | 340.8685 | 0.0096223 | 340.8685 | 2.2077 | 564.6431 | 0.011533 | 672.0298 | 0.014455 | 340.8685 | 0.04737 | 564.6431 | 0.0078267 | 672.0298 | -0.015139 | 672.0298 | 0.012551 | 664.5008 | 0.016478 | 672.0298 | 0.021986 | 672.0298 | 0.0087556 | 672.3582 | 0.0069938 | 669.3373 | 0.020843 | 672.0298 | 0.026293 | 672.3582 | 0.035493 | 672.3582 | 0.012555 | 672.3582 | 0.0037593 | 564.6431 | 0.56849 | 672.3582 | 0.0087555 | 672.3582 | 0.0059867 |  |  | 672.0298 | 0.98609 | 666.83 | 0.00046636 | 672.3582 | 0.0062044 | 672.0298 | 1.0598 | 566.7535 | 0.00043676 | 672.3582 | 0.063294 | 672.3582 | 0.23969 | 672.0298 | 14.7557 | 672.3582 | 2.3307 | 672.3582 | 0.39587 | 672.3582 | 0.58161 | 846.8379 | 0.022532 | 672.0298 | 0.03275 | 672.0298 | 0.0046999 | 672.3582 | 0.008092 | 846.1917 | 19.9434 | 672.0298 | 0.016424 | 849.7017 | 2.5442 | 846.8379 | 0.84806 | 672.0298 | 0 | 966.0055 | 0.13446 |  |  | 1198.2223 | 0.44781 | 1026.8961 | 0.012759 | 1118.6874 | 0 | 1117.951 | 0 | 1117.9445 | 0.0041944 | 672.03 | 1.885 | 672.3582 | 1.4979 | 672.0298 | 4.6531 | 672.0298 | 1.7987 | 672.3582 | #REF! | 672.0298 | 2.8696 | 668.7815 | 0.21117
| 340.9464 | 0 | 340.9464 | -0.0094375 | 340.9464 | 0.035012 | 340.9464 | -0.0034253 | 340.9464 | 0.003022 | 340.9464 | 2.2703 | 564.7596 | 0 | 672.2625 | -0.0072742 | 340.9464 | 0.01352 | 564.7596 | 0 | 672.2625 | -0.059932 | 672.2625 | -0.016284 | 664.7312 | -0.0041715 | 672.2625 | -0.029553 | 672.2625 | -0.064004 | 672.5906 | -0.051125 | 669.5673 | -0.01194 | 672.2625 | -0.027154 | 672.5906 | 0 | 672.5906 | 0 | 672.5906 | -0.0017821 | 564.7596 | 0.57653 | 672.5906 | 0 | 672.5906 | 0 |  |  | 672.2625 | 0.97171 | 667.06 | -0.0037309 | 672.5906 | 0 | 672.2625 | 1.04 | 566.872 | 0.00088837 | 672.5906 | 0.028002 | 672.5906 | 0.20408 | 672.2625 | 14.1558 | 672.5906 | 2.374 | 672.5906 | 0.39847 | 672.5906 | 0.57976 | 847.0048 | 0.02344 | 672.2625 | 0.0083758 | 672.2625 | -0.0060241 | 672.5906 | -0.00027527 | 846.3588 | 19.9729 | 672.2625 | -0.018861 | 849.8702 | 2.5704 | 847.0048 | 0.85604 | 672.2625 | 0 | 966.0983 | 0.13507 |  |  | 1198.2926 | 0.44828 | 1026.9091 | 0.012754 | 1118.7487 | 0 | 1118.0123 | 0 | 1118.0056 | 0.0042262 | 672.263 | 1.8688 | 672.5906 | 1.4852 | 672.2625 | 4.6152 | 672.2625 | 1.7809 | 672.5906 | #REF! | 672.2625 | 2.8419 | 669.013 | 0.21068
| 341.0242 | 0 | 341.0243 | 0.017354 | 341.0242 | 0.035867 | 341.0242 | 0.014666 | 341.0242 | 0.010013 | 341.0242 | 2.347 | 564.8762 | 0.030498 | 672.4953 | 0.0086936 | 341.0242 | 0.05569 | 564.8762 | 0.03138 | 672.4953 | 0.03498 | 672.4953 | 0.012506 | 664.9617 | 0.011866 | 672.4953 | 0.030726 | 672.4953 | 0.033388 | 672.823 | 0.02667 | 669.7973 | 0.0094943 | 672.4953 | 0.059114 | 672.823 | 0.03293 | 672.823 | 0.019737 | 672.823 | 0.0013327 | 564.8762 | 0.5966 | 672.823 | 0.0023038 | 672.823 | 0.004874 |  |  | 672.4953 | 0.97195 | 667.29 | 0.0011659 | 672.823 | 0.0029307 | 672.4953 | 1.0379 | 566.9906 | 0.00045543 | 672.823 | 0.057858 | 672.823 | 0.22862 | 672.4953 | 13.6485 | 672.823 | 2.4312 | 672.823 | 0.41091 | 672.823 | 0.60478 | 847.1717 | 0.02376 | 672.4953 | 0.020917 | 672.4953 | -0.015373 | 672.823 | 0.0027887 | 846.526 | 20.3253 | 672.4953 | 0.01442 | 850.0387 | 2.5917 | 847.1717 | 0.85888 | 672.4953 | 0 | 966.1912 | 0.13489 |  |  | 1198.3629 | 0.44874 | 1026.9219 | 0.012749 | 1118.8099 | 0 | 1118.0736 | 0 | 1118.0669 | 0.0042432 | 672.495 | 1.8694 | 672.823 | 1.48 | 672.4953 | 4.6048 | 672.4953 | 1.78 | 672.823 | #REF! | 672.4953 | 2.8291 | 669.2445 | 0.21175
| 341.1021 | 0 | 341.1021 | -0.031682 | 341.1021 | 0.035268 | 341.1021 | -0.0095285 | 341.1021 | 0.002165 | 341.1021 | 2.3752 | 564.9928 | 0 | 672.7281 | 0.0061249 | 341.1021 | 0.00229 | 564.9928 | 0 | 672.7281 | -0.062684 | 672.7281 | -0.0097454 | 665.1921 | -0.0079295 | 672.7281 | -0.031645 | 672.7281 | -0.055757 | 673.0554 | -0.044538 | 670.0273 | -0.0098988 | 672.7281 | -0.026444 | 673.0554 | 0 | 673.0554 | 0 | 673.0554 | -0.0020984 | 564.9928 | 0.55167 | 673.0554 | 0 | 673.0554 | 1.7849e-05 |  |  | 672.7281 | 0.96488 | 667.53 | -0.0072287 | 673.0554 | 0 | 672.7281 | 1.0264 | 567.1092 | 0.00092001 | 673.0554 | 0.03891 | 673.0554 | 0.1948 | 672.7281 | 13.0522 | 673.0554 | 2.4805 | 673.0554 | 0.41545 | 673.0554 | 0.60469 | 847.3386 | 0.021037 | 672.7281 | 0.014809 | 672.7281 | -0.021264 | 673.0554 | 0.00085507 | 846.6931 | 20.3856 | 672.7281 | -0.014182 | 850.2073 | 2.6153 | 847.3386 | 0.86456 | 672.7281 | 0 | 966.2841 | 0.13562 |  |  | 1198.4334 | 0.4492 | 1026.9348 | 0.012743 | 1118.8713 | 0 | 1118.1348 | 0 | 1118.1282 | 0.0042455 | 672.728 | 1.8651 | 673.0554 | 1.4727 | 672.7281 | 4.5686 | 672.7281 | 1.7712 | 673.0554 | #REF! | 672.7281 | 2.8046 | 669.4761 | 0.21097
| 341.18 | 0 | 341.18 | -0.057608 | 341.18 | 0.035981 | 341.18 | 0.013608 | 341.18 | 0.0072619 | 341.18 | 2.4459 | 565.1094 | 0.0059129 | 672.9608 | 0.014087 | 341.18 | 0.05355 | 565.1094 | 0.041267 | 672.9608 | 0.042336 | 672.9608 | 0.0077664 | 665.4226 | 0.0015875 | 672.9608 | 0.016421 | 672.9608 | 0.038008 | 673.2879 | 0.03036 | 670.2573 | 0.019795 | 672.9608 | 0.040094 | 673.2879 | 0.028045 | 673.2879 | 0.0092028 | 673.2879 | 0.0017479 | 565.1094 | 0.564 | 673.2879 | 0.0062089 | 673.2879 | 0.0042392 |  |  | 672.9608 | 0.95847 | 667.76 | 0.011659 | 673.2879 | 0.0026632 | 672.9608 | 1.0217 | 567.2277 | 0.00047296 | 673.2879 | 0.051284 | 673.2879 | 0.21515 | 672.9608 | 12.6223 | 673.2879 | 2.5222 | 673.2879 | 0.42586 | 673.2879 | 0.62113 | 847.5055 | 0.024134 | 672.9608 | 0.0214 | 672.9608 | 0.0092537 | 673.2879 | 0.00021154 | 846.8602 | 20.5371 | 672.9608 | 0.018272 | 850.3758 | 2.6345 | 847.5055 | 0.86806 | 672.9608 | 0 | 966.3771 | 0.13695 |  |  | 1198.5037 | 0.44965 | 1026.9478 | 0.012738 | 1118.9326 | 0 | 1118.196 | 0 | 1118.1893 | 0.0042364 | 672.961 | 1.8633 | 673.2879 | 1.4647 | 672.9608 | 4.5379 | 672.9608 | 1.7685 | 673.2879 | #REF! | 672.9608 | 2.784 | 669.7077 | 0.21171
| 341.2579 | 0 | 341.2579 | 0.027237 | 341.2579 | 0.034898 | 341.2579 | -0.0064769 | 341.2579 | 0.0011007 | 341.2579 | 2.4989 | 565.226 | 0 | 673.1936 | 0.0027043 | 341.2579 | 0.00929 | 565.226 | 0 | 673.1936 | -0.081362 | 673.1936 | -0.0098114 | 665.6531 | -0.006552 | 673.1936 | -0.026656 | 673.1936 | -0.04382 | 673.5203 | -0.035003 | 670.4874 | -0.01089 | 673.1936 | -0.022872 | 673.5203 | 0 | 673.5203 | 0 | 673.5203 | -0.0017516 | 565.226 | 0.57089 | 673.5203 | 0 | 673.5203 | 0 |  |  | 673.1936 | 0.94415 | 667.99 | 0.011309 | 673.5203 | 0 | 673.1936 | 1.0163 | 567.3463 | 0.0009181 | 673.5203 | 0.030971 | 673.5203 | 0.17805 | 673.1936 | 12.0584 | 673.5203 | 2.5809 | 673.5203 | 0.43312 | 673.5203 | 0.6318 | 847.6724 | 0.027498 | 673.1936 | 0.0052786 | 673.1936 | -0.011873 | 673.5203 | -0.00081219 | 847.0273 | 20.6563 | 673.1936 | -0.004038 | 850.5443 | 2.6556 | 847.6724 | 0.87309 | 673.1936 | 0 | 966.47 | 0.13729 |  |  | 1198.574 | 0.45009 | 1026.9607 | 0.012732 | 1118.9939 | 0 | 1118.2573 | 0 | 1118.2506 | 0.0042171 | 673.194 | 1.8458 | 673.5203 | 1.4591 | 673.1936 | 4.5074 | 673.1936 | 1.7562 | 673.5203 | #REF! | 673.1936 | 2.7648 | 669.9393 | 0.21089
| 341.3358 | 0 | 341.3358 | 0.0047697 | 341.3358 | 0.03581 | 341.3358 | 0.0087812 | 341.3358 | 0.012419 | 341.3358 | 2.5645 | 565.3426 | 0 | 673.4264 | 0.012302 | 341.3358 | 0.05271 | 565.3426 | 0.032885 | 673.4264 | 0.01168 | 673.4264 | 0.0063056 | 665.8835 | 0.01471 | 673.4264 | 0.025138 | 673.4264 | 0.021307 | 673.7528 | 0.017019 | 670.7174 | 0.012361 | 673.4264 | -7.2673e-05 | 673.7528 | 0.030528 | 673.7528 | 0.011143 | 673.7528 | 0.0043341 | 565.3426 | 0.58709 | 673.7528 | 0.0056252 | 673.7528 | 0.0054304 |  |  | 673.4264 | 0.95339 | 668.23 | 0.0039641 | 673.7528 | 0.010384 | 673.4264 | 1.0058 | 567.4649 | 0.00045086 | 673.7528 | 0.050344 | 673.7528 | 0.20228 | 673.4264 | 11.5773 | 673.7528 | 2.6351 | 673.7528 | 0.44611 | 673.7528 | 0.64849 | 847.8393 | 0.023173 | 673.4264 | 0.034233 | 673.4264 | 0.0034486 | 673.7528 | 0.0070955 | 847.1945 | 20.9321 | 673.4264 | 0.028993 | 850.7129 | 2.6692 | 847.8393 | 0.87735 | 673.4264 | 0 | 966.563 | 0.13767 |  |  | 1198.6444 | 0.45052 | 1026.9736 | 0.012725 | 1119.0553 | 0 | 1118.3186 | 0 | 1118.3119 | 0.0041921 | 673.426 | 1.847 | 673.7528 | 1.4452 | 673.4264 | 4.487 | 673.4264 | 1.7517 | 673.7528 | #REF! | 673.4264 | 2.7754 | 670.1708 | 0.21104
| 341.4137 | 0 | 341.4137 | -0.030758 | 341.4137 | 0.035069 | 341.4137 | -0.0011681 | 341.4137 | 0.0019094 | 341.4137 | 2.597 | 565.4593 | 0 | 673.6592 | 0.0081439 | 341.4137 | -0.00238 | 565.4593 | 0 | 673.6592 | -0.10358 | 673.6592 | -0.0084683 | 666.114 | -0.011192 | 673.6592 | -0.027006 | 673.6592 | -0.021319 | 673.9853 | -0.017029 | 670.9474 | -0.0080597 | 673.6592 | -0.040587 | 673.9853 | 0 | 673.9853 | 0 | 673.9853 | -0.0018676 | 565.4593 | 0.53265 | 673.9853 | 0 | 673.9853 | 0.0017555 |  |  | 673.6592 | 0.93331 | 668.46 | -0.017023 | 673.9853 | 0 | 673.6592 | 0.99694 | 567.5835 | 0.00093678 | 673.9853 | 0.029804 | 673.9853 | 0.16907 | 673.6592 | 11.1263 | 673.9853 | 2.6971 | 673.9853 | 0.45422 | 673.9853 | 0.65364 | 848.0062 | 0.021892 | 673.6592 | 0.0098146 | 673.6592 | -0.0054236 | 673.9853 | -0.0043345 | 847.3616 | 21.0528 | 673.6592 | -0.015437 | 850.8814 | 2.6862 | 848.0062 | 0.88183 | 673.6592 | 0 | 966.6559 | 0.13816 |  |  | 1198.7147 | 0.45095 | 1026.9865 | 0.012719 | 1119.1167 | 0 | 1118.3799 | 0 | 1118.3732 | 0.0041648 | 673.659 | 1.8294 | 673.9853 | 1.4418 | 673.6592 | 4.4549 | 673.6592 | 1.7367 | 673.9853 | #REF! | 673.6592 | 2.7492 | 670.4024 | 0.21049
| 341.4916 | 0 | 341.4916 | -0.024947 | 341.4916 | 0.035554 | 341.4916 | 0.014916 | 341.4916 | 0.012043 | 341.4916 | 2.6615 | 565.5759 | 0.030889 | 673.892 | 0.017236 | 341.4916 | 0.04794 | 565.5759 | 0.03396 | 673.892 | -0.015507 | 673.8921 | 0.0066564 | 666.3445 | 0.0111 | 673.892 | 0.029985 | 673.8921 | 0.02914 | 674.2178 | 0.023277 | 671.1775 | 0.020741 | 673.8921 | 0.025278 | 674.2178 | 0.0294 | 674.2178 | 0.0076164 | 674.2178 | 0.0061887 | 565.5759 | 0.53735 | 674.2178 | 0.0059781 | 674.2178 | 0.0059441 |  |  | 673.892 | 0.95111 | 668.69 | 0.015157 | 674.2178 | 0.0076549 | 673.8921 | 0.99243 | 567.7021 | 0.00049164 | 674.2178 | 0.052646 | 674.2178 | 0.18942 | 673.8921 | 10.6438 | 674.2178 | 2.744 | 674.2178 | 0.46347 | 674.2178 | 0.66823 | 848.1731 | 0.023173 | 673.892 | 0.036259 | 673.892 | 0.0084161 | 674.2178 | 0.003416 | 847.5288 | 21.3087 | 673.892 | 0.019569 | 851.05 | 2.7047 | 848.1731 | 0.88271 | 673.8921 | 0 | 966.749 | 0.13875 |  |  | 1198.7852 | 0.45137 | 1026.9994 | 0.012712 | 1119.178 | 0 | 1118.4412 | 0 | 1118.4344 | 0.0041398 | 673.892 | 1.8273 | 674.2178 | 1.433 | 673.8921 | 4.4465 | 673.8921 | 1.7314 | 674.2178 | #REF! | 673.8921 | 2.7271 | 670.634 | 0.20972
| 341.5695 | 0 | 341.5695 | 0.013005 | 341.5695 | 0.034556 | 341.5695 | -0.010743 | 341.5695 | 0.0025108 | 341.5695 | 2.7176 | 565.6925 | 0 | 674.1249 | 8.765e-05 | 341.5695 | -0.00328 | 565.6925 | 0 | 674.1249 | -0.096351 | 674.1249 | -0.015586 | 666.5751 | 0.0033703 | 674.1249 | -0.037012 | 674.1249 | -0.060646 | 674.4503 | -0.048443 | 671.4076 | -0.01259 | 674.1249 | -0.035371 | 674.4503 | 0 | 674.4503 | 0 | 674.4503 | 0.00087121 | 565.6925 | 0.54926 | 674.4503 | 0 | 674.4503 | 0 |  |  | 674.1249 | 0.93157 | 668.92 | 0.034744 | 674.4503 | 0 | 674.1249 | 0.98497 | 567.8207 | 0.00088304 | 674.4503 | 0.019021 | 674.4503 | 0.15949 | 674.1249 | 10.2341 | 674.4503 | 2.797 | 674.4503 | 0.46879 | 674.4503 | 0.67459 | 848.3401 | 0.033051 | 674.1249 | 0.015981 | 674.1249 | -0.0066421 | 674.4503 | 0.0020936 | 847.6959 | 21.4232 | 674.1249 | -0.021889 | 851.2185 | 2.7261 | 848.3401 | 0.88522 | 674.1249 | 0 | 966.8419 | 0.13952 |  |  | 1198.8555 | 0.45179 | 1027.0123 | 0.012705 | 1119.2394 | 0 | 1118.5024 | 0 | 1118.4957 | 0.0041171 | 674.125 | 1.8128 | 674.4503 | 1.4231 | 674.1249 | 4.4033 | 674.1249 | 1.7181 | 674.4503 | #REF! | 674.1249 | 2.7081 | 670.8657 | 0.2095
| 341.6474 | 0 | 341.6474 | 0.041075 | 341.6474 | 0.035867 | 341.6474 | 0.013795 | 341.6474 | 0.0098629 | 341.6474 | 2.7843 | 565.8091 | 0.012938 | 674.3577 | 0.023946 | 341.6474 | 0.04687 | 565.8091 | 0.023858 | 674.3577 | 0.051599 | 674.3577 | 0.010814 | 666.8056 | 0.0074818 | 674.3577 | 0.026848 | 674.3577 | 0.041484 | 674.6828 | 0.033136 | 671.6376 | 0.0099691 | 674.3577 | 0.027765 | 674.6828 | 0.023913 | 674.6828 | 0.01933 | 674.6828 | 0.0043501 | 565.8091 | 0.55898 | 674.6828 | 0.0040991 | 674.6828 | 0.0054012 |  |  | 674.3577 | 0.92684 | 669.16 | -0.0054798 | 674.6828 | 0.005392 | 674.3577 | 0.97193 | 567.9392 | 0.00039293 | 674.6828 | 0.046669 | 674.6828 | 0.18253 | 674.3577 | 9.8104 | 674.6828 | 2.8539 | 674.6828 | 0.48132 | 674.6828 | 0.69408 | 848.507 | 0.026483 | 674.3577 | 0.028558 | 674.3577 | 0.00092409 | 674.6828 | 0.0076969 | 847.8631 | 21.5988 | 674.3577 | 0.0053986 | 851.3871 | 2.7434 | 848.507 | 0.88708 | 674.3577 | 0 | 966.935 | 0.13959 |  |  | 1198.9259 | 0.4522 | 1027.0253 | 0.012699 | 1119.3008 | 0 | 1118.5637 | 0 | 1118.557 | 0.0040978 | 674.358 | 1.8072 | 674.6828 | 1.4151 | 674.3577 | 4.3775 | 674.3577 | 1.703 | 674.6828 | #REF! | 674.3577 | 2.7092 | 671.0973 | 0.20935
| 341.7253 | 0 | 341.7253 | -0.038179 | 341.7253 | 0.035582 | 341.7253 | -0.0062278 | 341.7253 | 0.00041271 | 341.7253 | 2.8075 | 565.9258 | 0 | 674.5906 | 0.01563 | 341.7253 | -0.00025134 | 565.9258 | 0 | 674.5906 | -0.040487 | 674.5906 | -0.0092625 | 667.0361 | -0.007349 | 674.5906 | -0.034026 | 674.5906 | -0.021564 | 674.9153 | -0.017225 | 671.8677 | -0.011002 | 674.5906 | -0.017733 | 674.9153 | 0 | 674.9153 | 0 | 674.9153 | 0.00039052 | 565.9258 | 0.54456 | 674.9153 | 0 | 674.9153 | 0.00053295 |  |  | 674.5906 | 0.91398 | 669.39 | 0.0067623 | 674.9153 | 0 | 674.5906 | 0.96681 | 568.0578 | 0.00083578 | 674.9153 | 0.026239 | 674.9153 | 0.14932 | 674.5906 | 9.4188 | 674.9153 | 2.9188 | 674.9153 | 0.49407 | 674.9153 | 0.69901 | 848.6739 | 0.029847 | 674.5906 | 0.020209 | 674.5906 | -0.00033538 | 674.9153 | -0.00078512 | 848.0302 | 21.8349 | 674.5906 | -0.022764 | 851.5557 | 2.764 | 848.6739 | 0.89407 | 674.5906 | 0 | 967.028 | 0.1395 |  |  | 1198.9963 | 0.4526 | 1027.0382 | 0.012692 | 1119.3622 | 0 | 1118.625 | 0 | 1118.6183 | 0.0040807 | 674.591 | 1.8006 | 674.9153 | 1.4107 | 674.5906 | 4.333 | 674.5906 | 1.6986 | 674.9153 | #REF! | 674.5906 | 2.6781 | 671.3289 | 0.20941
| 341.8032 | 0 | 341.8032 | -0.002264 | 341.8032 | 0.035696 | 341.8032 | 0.010681 | 341.8032 | 0.011878 | 341.8032 | 2.8642 | 566.0424 | 0.024242 | 674.8234 | 0.0079107 | 341.8032 | 0.05282 | 566.0424 | 0.016771 | 674.8234 | 0.060801 | 674.8234 | 0.0071833 | 667.2667 | 0.014147 | 674.8234 | 0.028254 | 674.8234 | 0.038639 | 675.1478 | 0.030864 | 672.0978 | 0.0039828 | 674.8234 | 0.029688 | 675.1478 | 0.023178 | 675.1478 | 0.015385 | 675.1478 | 0.00020539 | 566.0424 | 0.53203 | 675.1478 | 0.0035238 | 675.1478 | 0.0044788 |  |  | 674.8234 | 0.91492 | 669.62 | -0.0054798 | 675.1478 | 0.0055319 | 674.8234 | 0.96346 | 568.1764 | 0.00044628 | 675.1478 | 0.044551 | 675.1478 | 0.17027 | 674.8234 | 9.075 | 675.1478 | 2.9749 | 675.1478 | 0.50372 | 675.1478 | 0.71965 | 848.8408 | 0.021518 | 674.8234 | 0.033903 | 674.8234 | 0.0067452 | 675.1478 | 0.0011095 | 848.1974 | 22.1494 | 674.8234 | 0.0037447 | 851.7242 | 2.7836 | 848.8408 | 0.89877 | 674.8234 | 0 | 967.1211 | 0.14005 |  |  | 1199.0668 | 0.45299 | 1027.0511 | 0.012685 | 1119.4235 | 0 | 1118.6863 | 0 | 1118.6796 | 0.0040603 | 674.823 | 1.8008 | 675.1478 | 1.3968 | 674.8234 | 4.3251 | 674.8234 | 1.6977 | 675.1478 | #REF! | 674.8234 | 2.6721 | 671.5606 | 0.209
| 341.8811 | 0 | 341.8811 | 0.0085487 | 341.8811 | 0.035411 | 341.8811 | -0.0084075 | 341.8811 | 0.00040572 | 341.8811 | 2.9302 | 566.1591 | 0 | 675.0563 | -0.0035222 | 341.8811 | 0.01488 | 566.1591 | 0 | 675.0563 | -0.022817 | 675.0563 | -0.0097681 | 667.4972 | -0.00019776 | 675.0563 | -0.035536 | 675.0563 | -0.068719 | 675.3804 | -0.054891 | 672.3279 | -0.0012108 | 675.0563 | -0.046844 | 675.3804 | 0 | 675.3804 | 0 | 675.3804 | -0.0030697 | 566.1591 | 0.49765 | 675.3804 | 0 | 675.3804 | 0 |  |  | 675.0563 | 0.89499 | 669.86 | -0.0065291 | 675.3804 | 0 | 675.0563 | 0.94905 | 568.295 | 0.0008697 | 675.3804 | 0.025285 | 675.3804 | 0.13914 | 675.0563 | 8.7065 | 675.3804 | 3.0409 | 675.3804 | 0.51076 | 675.3804 | 0.72367 | 849.0078 | 0.029634 | 675.0563 | 0.017997 | 675.0563 | -0.010315 | 675.3804 | -0.00067263 | 848.3646 | 22.1254 | 675.0563 | -0.016665 | 851.8928 | 2.8018 | 849.0078 | 0.90741 | 675.0563 | 0 | 967.2142 | 0.14064 |  |  | 1199.1372 | 0.45338 | 1027.064 | 0.012678 | 1119.4849 | 0 | 1118.7477 | 0 | 1118.741 | 0.0040342 | 675.056 | 1.7899 | 675.3804 | 1.3874 | 675.0563 | 4.2967 | 675.0563 | 1.688 | 675.3804 | #REF! | 675.0563 | 2.6346 | 671.7922 | 0.20781
| 341.9591 | 0 | 341.9591 | 0.0057517 | 341.9591 | 0.03638 | 341.9591 | 0.010276 | 341.9591 | 0.010735 | 341.9591 | 2.9893 | 566.2757 | 0 | 675.2892 | 0.0036314 | 341.9591 | 0.08699 | 566.2757 | 0.048145 | 675.2892 | 0.036572 | 675.2892 | 0.0047513 | 667.7278 | 0.011616 | 675.2892 | 0.023997 | 675.2892 | 0.024523 | 675.6129 | 0.019588 | 672.558 | 0.014672 | 675.2892 | 0.041753 | 675.6129 | 0.026522 | 675.6129 | 0.014362 | 675.6129 | 0.0017085 | 566.2757 | 0.49932 | 675.6129 | 0.0047844 | 675.6129 | 0.00355 |  |  | 675.2892 | 0.90314 | 670.09 | 0.012009 | 675.6129 | 0.0052213 | 675.2892 | 0.94489 | 568.4136 | 0.0004257 | 675.6129 | 0.046791 | 675.6129 | 0.16009 | 675.2892 | 8.3874 | 675.6129 | 3.1014 | 675.6129 | 0.52371 | 675.6129 | 0.75074 | 849.1747 | 0.018101 | 675.2892 | 0.031904 | 675.2892 | 0.0073425 | 675.6129 | 0.012522 | 848.5317 | 22.4145 | 675.2892 | 0.0016728 | 852.0614 | 2.8152 | 849.1747 | 0.9132 | 675.2892 | 0 | 967.3073 | 0.14056 |  |  | 1199.2076 | 0.45377 | 1027.0769 | 0.012671 | 1119.5463 | 0 | 1118.809 | 0 | 1118.8022 | 0.0040001 | 675.289 | 1.7888 | 675.6129 | 1.3796 | 675.2892 | 4.2714 | 675.2892 | 1.6827 | 675.6129 | #REF! | 675.2892 | 2.6235 | 672.0239 | 0.20798
| 342.037 | 0 | 342.037 | -0.036464 | 342.037 | 0.035639 | 342.037 | -0.004484 | 342.037 | 0.00020604 | 342.037 | 3.045 | 566.3924 | 0 | 675.522 | -0.012654 | 342.037 | 0.01687 | 566.3924 | 0 | 675.522 | -0.067855 | 675.5221 | -0.010338 | 667.9583 | -0.013783 | 675.522 | -0.033652 | 675.5221 | -0.056633 | 675.8455 | -0.045238 | 672.7882 | -0.006625 | 675.5221 | -0.042303 | 675.8455 | 0 | 675.8455 | 0 | 675.8455 | -0.0022368 | 566.3924 | 0.47393 | 675.8455 | 0 | 675.8455 | 0 |  |  | 675.522 | 0.8878 | 670.32 | -0.0058295 | 675.8455 | 0 | 675.5221 | 0.9278 | 568.5322 | 0.00090781 | 675.8455 | 0.01447 | 675.8455 | 0.13346 | 675.5221 | 8.048 | 675.8455 | 3.1752 | 675.8455 | 0.52981 | 675.8455 | 0.75274 | 849.3416 | 0.027711 | 675.522 | 0.014661 | 675.522 | -0.0012511 | 675.8455 | -0.0019366 | 848.6989 | 22.4291 | 675.522 | -0.027135 | 852.23 | 2.8301 | 849.3416 | 0.9214 | 675.5221 | 0.0072427 | 967.4004 | 0.14087 |  |  | 1199.2781 | 0.45414 | 1027.0898 | 0.012664 | 1119.6077 | 0 | 1118.8702 | 0 | 1118.8635 | 0.003958 | 675.522 | 1.7788 | 675.8455 | 1.369 | 675.5221 | 4.2474 | 675.5221 | 1.6711 | 675.8455 | #REF! | 675.5221 | 2.6169 | 672.2556 | 0.20825
| 342.1149 | 0 | 342.1149 | -0.042153 | 342.1149 | 0.036437 | 342.1149 | 0.013203 | 342.1149 | 0.01084 | 342.1149 | 3.1064 | 566.5091 | 0.0090743 | 675.7549 | 0.0010925 | 342.1149 | 0.0673 | 566.5091 | 0.038688 | 675.7549 | 0.060363 | 675.755 | -0.0036206 | 668.1889 | 0.014508 | 675.7549 | 0.023969 | 675.755 | 0.01509 | 676.078 | 0.012054 | 673.0183 | 0.014312 | 675.755 | 0.032434 | 676.078 | 0.018441 | 676.078 | 0.012071 | 676.078 | -0.0010717 | 566.5091 | 0.5082 | 676.078 | 0.0029399 | 676.0781 | 0.0031537 |  |  | 675.7549 | 0.90179 | 670.55 | -0.023318 | 676.078 | 0.0027129 | 675.755 | 0.94007 | 568.6508 | 0.00048439 | 676.078 | 0.048609 | 676.0781 | 0.14543 | 675.755 | 7.7741 | 676.078 | 3.2387 | 676.078 | 0.54646 | 676.078 | 0.77912 | 849.5086 | 0.030435 | 675.7549 | 0.037963 | 675.7549 | -0.0080743 | 676.0781 | 0.012358 | 848.8661 | 22.7296 | 675.7549 | 0.012711 | 852.3986 | 2.8462 | 849.5086 | 0.92468 | 675.755 | 0 | 967.4935 | 0.14207 |  |  | 1199.3485 | 0.45451 | 1027.1028 | 0.012657 | 1119.6691 | 0 | 1118.9316 | 0 | 1118.9249 | 0.0039103 | 675.755 | 1.7779 | 676.078 | 1.3709 | 675.755 | 4.2202 | 675.755 | 1.6649 | 676.0781 | #REF! | 675.755 | 2.6163 | 672.4873 | 0.20893
| 342.1928 | 0 | 342.1928 | -0.0040856 | 342.1928 | 0.035097 | 342.1928 | -0.012954 | 342.1928 | 0.0011865 | 342.1928 | 3.1755 | 566.6258 | 0 | 675.9879 | -0.0016667 | 342.1928 | 0.01865 | 566.6258 | 0 | 675.9879 | -0.041909 | 675.9879 | -0.016604 | 668.4195 | -0.0093324 | 675.9879 | -0.03561 | 675.9879 | -0.061311 | 676.3106 | -0.048974 | 673.2484 | -0.0091907 | 675.9879 | -0.067501 | 676.3106 | 0 | 676.3106 | 0 | 676.3106 | -0.0044255 | 566.6258 | 0.47602 | 676.3106 | 0 | 676.3106 | 0.00043307 |  |  | 675.9879 | 0.88363 | 670.79 | -0.026116 | 676.3106 | 0 | 675.9879 | 0.93708 | 568.7695 | 0.0009585 | 676.3106 | 0.022575 | 676.3106 | 0.12478 | 675.9879 | 7.4635 | 676.3106 | 3.3112 | 676.3106 | 0.55715 | 676.3106 | 0.78039 | 849.6755 | 0.023654 | 675.9879 | 0.01363 | 675.9879 | -0.0075069 | 676.3106 | 0.0022296 | 849.0333 | 22.9628 | 675.9879 | -0.014125 | 852.5672 | 2.8637 | 849.6755 | 0.932 | 675.9879 | 0 | 967.5867 | 0.14306 |  |  | 1199.4189 | 0.45488 | 1027.1157 | 0.01265 | 1119.7306 | 0 | 1118.9929 | 0 | 1118.9862 | 0.0038626 | 675.988 | 1.759 | 676.3106 | 1.3699 | 675.9879 | 4.2072 | 675.9879 | 1.6525 | 676.3106 | #REF! | 675.9879 | 2.5833 | 672.719 | 0.20757
| 342.2708 | 0 | 342.2708 | 0.019157 | 342.2708 | 0.036466 | 342.2708 | 0.014448 | 342.2708 | 0.011652 | 342.2708 | 3.2528 | 566.7424 | 0.012236 | 676.2208 | 0.018241 | 342.2708 | 0.07689 | 566.7424 | 0.0052178 | 676.2208 | 0.046697 | 676.2208 | 0.0094833 | 668.6501 | 0.012748 | 676.2208 | 0.023427 | 676.2208 | 0.030409 | 676.5432 | 0.02429 | 673.4786 | 0.0039757 | 676.2208 | 0.01888 | 676.5432 | 0.021368 | 676.5432 | 0.0124 | 676.5432 | 0.0036662 | 566.7424 | 0.48929 | 676.5432 | 0.0058809 | 676.5432 | 0.0048236 |  |  | 676.2208 | 0.88633 | 671.02 | 0.0064125 | 676.5432 | 0.0043467 | 676.2208 | 0.92866 | 568.8881 | 0.00047487 | 676.5432 | 0.04374 | 676.5432 | 0.14633 | 676.2208 | 7.2224 | 676.5432 | 3.3795 | 676.5432 | 0.57076 | 676.5432 | 0.81443 | 849.8425 | 0.02659 | 676.2208 | 0.03716 | 676.2208 | 0.005041 | 676.5432 | 0.0038522 | 849.2004 | 23.0729 | 676.2208 | 0.018764 | 852.7358 | 2.8783 | 849.8425 | 0.93758 | 676.2208 | 0 | 967.6799 | 0.14354 |  |  | 1199.4894 | 0.45523 | 1027.1287 | 0.012644 | 1119.792 | 0 | 1119.0543 | 0 | 1119.0476 | 0.0038216 | 676.221 | 1.7571 | 676.5432 | 1.3595 | 676.2208 | 4.1936 | 676.2208 | 1.6517 | 676.5432 | #REF! | 676.2208 | 2.5967 | 672.9507 | 0.20894
| 342.3487 | 0 | 342.3487 | -0.021515 | 342.3487 | 0.035668 | 342.3487 | -0.0097153 | 342.3487 | 0.00085257 | 342.3487 | 3.2771 | 566.8591 | 0 | 676.4537 | -0.00026625 | 342.3487 | 0.03654 | 566.8591 | 0 | 676.4537 | -0.080057 | 676.4537 | -0.0097051 | 668.8807 | -0.0087211 | 676.4537 | -0.034561 | 676.4537 | -0.041735 | 676.7758 | -0.033337 | 673.7088 | -0.0079975 | 676.4537 | -0.069979 | 676.7758 | 0 | 676.7758 | 0 | 676.7758 | -0.0030418 | 566.8591 | 0.49023 | 676.7758 | 0 | 676.7758 | 0 |  |  | 676.4537 | 0.8757 | 671.25 | -0.032062 | 676.7758 | 0 | 676.4537 | 0.91217 | 569.0067 | 0.00092115 | 676.7758 | 0.022293 | 676.7758 | 0.11042 | 676.4537 | 6.9168 | 676.7758 | 3.454 | 676.7758 | 0.58131 | 676.7758 | 0.80749 | 850.0094 | 0.018047 | 676.4537 | 0.02224 | 676.4537 | -0.0046431 | 676.7758 | -0.0037684 | 849.3676 | 23.1777 | 676.4537 | -0.0093045 | 852.9044 | 2.8986 | 850.0094 | 0.94479 | 676.4537 | 0 | 967.7731 | 0.14395 |  |  | 1199.5598 | 0.45558 | 1027.1415 | 0.012638 | 1119.8534 | 0 | 1119.1156 | 0 | 1119.1089 | 0.003791 | 676.454 | 1.7466 | 676.7758 | 1.3456 | 676.4537 | 4.1801 | 676.4537 | 1.6339 | 676.7758 | #REF! | 676.4537 | 2.5562 | 673.1824 | 0.20699
| 342.4266 | 0 | 342.4266 | -0.019634 | 342.4266 | 0.036494 | 342.4266 | 0.011428 | 342.4266 | 0.0080437 | 342.4266 | 3.3176 | 566.9758 | 0.028738 | 676.6866 | 0.0020253 | 342.4266 | 0.09983 | 566.9758 | 0.03439 | 676.6866 | 0.026322 | 676.6866 | -0.0050574 | 669.1113 | 0.0071046 | 676.6866 | 0.022554 | 676.6866 | -0.0079124 | 677.0084 | -0.0063202 | 673.9389 | 0.018064 | 676.6866 | 0.020181 | 677.0084 | 0.016997 | 677.0084 | 0.012315 | 677.0084 | 0.0006681 | 566.9758 | 0.48396 | 677.0084 | 0.0027839 | 677.0084 | 0.0039984 |  |  | 676.6866 | 0.87411 | 671.49 | -0.0068788 | 677.0084 | 0.0029448 | 676.6866 | 0.9073 | 569.1253 | 0.00044743 | 677.0084 | 0.04697 | 677.0084 | 0.13735 | 676.6866 | 6.657 | 677.0084 | 3.5089 | 677.0084 | 0.59365 | 677.0084 | 0.83145 | 850.1764 | 0.028352 | 676.6866 | 0.043086 | 676.6866 | 0.0067347 | 677.0084 | 0.0043839 | 849.5348 | 23.5382 | 676.6866 | 0.017445 | 853.073 | 2.9204 | 850.1764 | 0.94818 | 676.6866 | 0 | 967.8663 | 0.14458 |  |  | 1199.6304 | 0.45593 | 1027.1544 | 0.012632 | 1119.9148 | 0 | 1119.177 | 0 | 1119.1703 | 0.0037739 | 676.687 | 1.7424 | 677.0084 | 1.3423 | 676.6866 | 4.1344 | 676.6866 | 1.6339 | 677.0084 | #REF! | 676.6866 | 2.559 | 673.4141 | 0.20667
| 342.5046 | 0 | 342.5045 | 0.013734 | 342.5046 | 0.035297 | 342.5046 | -0.011615 | 342.5046 | 3.0031e-05 | 342.5046 | 3.3343 | 567.0925 | 0 | 676.9196 | -0.0089679 | 342.5046 | 0.04662 | 567.0925 | 0 | 676.9196 | -0.11352 | 676.9196 | -0.008171 | 669.342 | -0.006363 | 676.9196 | -0.033805 | 676.9196 | -0.062311 | 677.2411 | -0.049773 | 674.1691 | -0.0029844 | 676.9196 | -0.056521 | 677.2411 | 0 | 677.2411 | 0 | 677.2411 | -0.0020184 | 567.0925 | 0.46829 | 677.2411 | 0 | 677.2411 | 0 |  |  | 676.9196 | 0.85598 | 671.72 | -0.013874 | 677.2411 | 0 | 676.9196 | 0.89812 | 569.2439 | 0.00086513 | 677.2411 | 0.016676 | 677.2411 | 0.10623 | 676.9196 | 6.354 | 677.2411 | 3.5656 | 677.2411 | 0.60371 | 677.2411 | 0.83754 | 850.3433 | 0.023387 | 676.9196 | 0.015991 | 676.9196 | -0.010537 | 677.2411 | -0.0070605 | 849.702 | 23.5685 | 676.9196 | -0.013298 | 853.2416 | 2.9428 | 850.3433 | 0.95244 | 676.9196 | 0 | 967.9595 | 0.14512 |  |  | 1199.7008 | 0.45627 | 1027.1674 | 0.012626 | 1119.9763 | 0 | 1119.2384 | 0 | 1119.2317 | 0.0037682 | 676.92 | 1.7311 | 677.2411 | 1.3233 | 676.9196 | 4.0907 | 676.9196 | 1.6233 | 677.2411 | #REF! | 676.9196 | 2.5128 | 673.6459 | 0.20521
| 342.5825 | 0 | 342.5825 | 0.088112 | 342.5825 | 0.03601 | 342.5825 | 0.012393 | 342.5825 | 0.014719 | 342.5825 | 3.3797 | 567.2092 | 0 | 677.1525 | 0.011411 | 342.5825 | 0.09282 | 567.2092 | 0.037184 | 677.1525 | 0.030063 | 677.1526 | 0.0087869 | 669.5726 | 0.010265 | 677.1525 | 0.025648 | 677.1526 | 0.0019453 | 677.4737 | 0.0015539 | 674.3993 | 0.012343 | 677.1526 | 0.02218 | 677.4737 | 0.017447 | 677.4737 | 0.010013 | 677.4737 | 0.0015941 | 567.2092 | 0.47122 | 677.4737 | 0.0037554 | 677.4737 | 0.0047771 |  |  | 677.1525 | 0.84307 | 671.95 | 0.015507 | 677.4737 | 0.0081276 | 677.1526 | 0.89599 | 569.3625 | 0.00041884 | 677.4737 | 0.039717 | 677.4737 | 0.12628 | 677.1526 | 6.1361 | 677.4737 | 3.625 | 677.4737 | 0.61644 | 677.4737 | 0.86256 | 850.5103 | 0.030969 | 677.1525 | 0.034244 | 677.1525 | 0.01106 | 677.4737 | 0.0066111 | 849.8692 | 23.8413 | 677.1525 | 0.0091858 | 853.4102 | 2.9618 | 850.5103 | 0.95572 | 677.1526 | 0 | 968.0527 | 0.14555 |  |  | 1199.7714 | 0.4566 | 1027.1803 | 0.01262 | 1120.0377 | 0 | 1119.2997 | 0 | 1119.2931 | 0.0037751 | 677.153 | 1.7373 | 677.4737 | 1.3186 | 677.1526 | 4.061 | 677.1526 | 1.618 | 677.4737 | #REF! | 677.1526 | 2.5411 | 673.8776 | 0.2048
| 342.6604 | 0 | 342.6604 | -0.023433 | 342.6604 | 0.035325 | 342.6604 | -0.0048577 | 342.6604 | 0.0024206 | 342.6604 | 3.4237 | 567.3259 | 0 | 677.3855 | 0.0082415 | 342.6604 | 0.03605 | 567.3259 | 0 | 677.3855 | -0.086271 | 677.3855 | -0.0039938 | 669.8032 | -0.004624 | 677.3855 | -0.025513 | 677.3855 | -0.031015 | 677.7063 | -0.024774 | 674.6295 | -0.0079901 | 677.3855 | -0.048817 | 677.7063 | 0 | 677.7063 | 0 | 677.7063 | -0.0037848 | 567.3259 | 0.48166 | 677.7063 | 0.0010399 | 677.7064 | 0 |  |  | 677.3855 | 0.84203 | 672.18 | 0.0067623 | 677.7063 | 0 | 677.3855 | 0.8799 | 569.4812 | 0.00090857 | 677.7063 | 0.024864 | 677.7064 | 0.10174 | 677.3855 | 5.8611 | 677.7063 | 3.7029 | 677.7063 | 0.62881 | 677.7063 | 0.86804 | 850.6772 | 0.02328 | 677.3855 | 0.019187 | 677.3855 | -0.0097786 | 677.7064 | 0.0014733 | 850.0364 | 24.0158 | 677.3855 | -0.0081496 | 853.5788 | 2.9841 | 850.6772 | 0.96337 | 677.3855 | 0 | 968.146 | 0.14603 |  |  | 1199.8418 | 0.45693 | 1027.1932 | 0.012615 | 1120.0992 | 0 | 1119.3611 | 0 | 1119.3544 | 0.003791 | 677.386 | 1.722 | 677.7063 | 1.3097 | 677.3855 | 4.0405 | 677.3855 | 1.6056 | 677.7064 | #REF! | 677.3855 | 2.481 | 674.1094 | 0.20368
| 342.7384 | 0 | 342.7384 | -0.020386 | 342.7384 | 0.03638 | 342.7384 | 0.017313 | 342.7384 | 0.0075926 | 342.7384 | 3.482 | 567.4426 | 0.016802 | 677.6185 | 0.0083416 | 342.7384 | 0.10023 | 567.4426 | 0.025792 | 677.6185 | 0.017096 | 677.6185 | 0.0026577 | 670.0339 | 0.0049822 | 677.6185 | 0.028158 | 677.6185 | 0.0131 | 677.939 | 0.010464 | 674.8597 | 0.011074 | 677.6185 | 0.030699 | 677.939 | 0.023322 | 677.939 | 0.014419 | 677.939 | 0.0022893 | 567.4426 | 0.43527 | 677.939 | 0.0055961 | 677.939 | 0.0045244 |  |  | 677.6185 | 0.84884 | 672.42 | 0.0078116 | 677.939 | 0.0047928 | 677.6185 | 0.88001 | 569.5998 | 0.0004985 | 677.939 | 0.039587 | 677.939 | 0.12628 | 677.6185 | 5.7021 | 677.939 | 3.7805 | 677.939 | 0.64159 | 677.939 | 0.89015 | 850.8442 | 0.030969 | 677.6185 | 0.041357 | 677.6185 | 0.0061013 | 677.939 | 0.0094284 | 850.2036 | 24.1784 | 677.6185 | 0.014675 | 853.7474 | 3.0063 | 850.8442 | 0.96588 | 677.6185 | 0.0090425 | 968.2393 | 0.14625 |  |  | 1199.9124 | 0.45725 | 1027.2062 | 0.01261 | 1120.1606 | 0 | 1119.4225 | 0 | 1119.4158 | 0.0038137 | 677.619 | 1.7204 | 677.939 | 1.3042 | 677.6185 | 4.0203 | 677.6185 | 1.6083 | 677.939 | #REF! | 677.6185 | 2.4857 | 674.3411 | 0.20429
| 342.8163 | 0 | 342.8163 | 0.0063098 | 342.8163 | 0.035639 | 342.8163 | -0.010027 | 342.8163 | 0.0020447 | 342.8163 | 3.5559 | 567.5594 | 0 | 677.8515 | 0.00063604 | 342.8163 | 0.03607 | 567.5594 | 0 | 677.8515 | -0.11969 | 677.8515 | -0.013875 | 670.2646 | -0.0069145 | 677.8515 | -0.034042 | 677.8515 | -0.055463 | 678.1716 | -0.044302 | 675.0899 | -0.00316 | 677.8515 | -0.058507 | 678.1717 | 0 | 678.1717 | 0 | 678.1717 | -0.004747 | 567.5594 | 0.43862 | 678.1716 | 0 | 678.1716 | 0 |  |  | 677.8515 | 0.84002 | 672.65 | -0.0030314 | 678.1717 | 0 | 677.8515 | 0.87042 | 569.7184 | 0.00093678 | 678.1717 | 0.015246 | 678.1716 | 0.09007 | 677.8515 | 5.44 | 678.1717 | 3.8581 | 678.1717 | 0.65118 | 678.1717 | 0.89814 | 851.0112 | 0.015858 | 677.8515 | 0.0124 | 677.8515 | 0.0049044 | 678.1716 | -0.0042301 | 850.3708 | 24.4118 | 677.8515 | -0.011098 | 853.9161 | 3.0283 | 851.0112 | 0.96938 | 677.8515 | 0 | 968.3326 | 0.14644 |  |  | 1199.9829 | 0.45757 | 1027.2191 | 0.012606 | 1120.2222 | 0 | 1119.4839 | 0 | 1119.4772 | 0.0038432 | 677.851 | 1.7094 | 678.1716 | 1.2991 | 677.8515 | 3.9934 | 677.8515 | 1.5896 | 678.1716 | #REF! | 677.8515 | 2.4459 | 674.5729 | 0.20386
| 342.8943 | 0 | 342.8943 | 0.016905 | 342.8943 | 0.036608 | 342.8943 | 0.010214 | 342.8943 | 0.0072167 | 342.8943 | 3.6018 | 567.6761 | 0.03128 | 678.0845 | 0.022898 | 342.8943 | 0.11159 | 567.6761 | 0.040623 | 678.0845 | 0.054316 | 678.0845 | 0.0085844 | 670.4952 | 0.01721 | 678.0845 | 0.027154 | 678.0845 | 0.04597 | 678.4043 | 0.03672 | 675.3202 | 0.013253 | 678.0845 | 0.021345 | 678.4043 | 0.035389 | 678.4043 | 0.013369 | 678.4043 | 0.0057342 | 567.6761 | 0.43799 | 678.4043 | 0.0079574 | 678.4043 | 0.005458 |  |  | 678.0845 | 0.84489 | 672.88 | 0.01096 | 678.4043 | 0.0049241 | 678.0845 | 0.87204 | 569.8371 | 0.00044704 | 678.4043 | 0.044726 | 678.4043 | 0.11491 | 678.0845 | 5.2913 | 678.4043 | 3.9364 | 678.4043 | 0.67062 | 678.4043 | 0.92863 | 851.1781 | 0.027978 | 678.0845 | 0.043132 | 678.0845 | -0.0020034 | 678.4043 | 0.0089671 | 850.538 | 24.5112 | 678.0845 | 0.0086134 | 854.0847 | 3.048 | 851.1781 | 0.96829 | 678.0845 | 0.0036232 | 968.4259 | 0.14727 |  |  | 1200.0533 | 0.45788 | 1027.2319 | 0.012601 | 1120.2836 | 0 | 1119.5453 | 0 | 1119.5386 | 0.0038762 | 678.084 | 1.7078 | 678.4043 | 1.2955 | 678.0845 | 3.9847 | 678.0845 | 1.5941 | 678.4043 | #REF! | 678.0845 | 2.4921 | 674.8047 | 0.20457
| 342.9722 | 0 | 342.9722 | -0.018149 | 342.9722 | 0.035725 | 342.9722 | -0.011179 | 342.9722 | 0.0027664 | 342.9722 | 3.6329 | 567.7928 | 0 | 678.3175 | -0.0093342 | 342.9722 | 0.02237 | 567.7928 | 0 | 678.3175 | -0.013072 | 678.3175 | -0.014206 | 670.726 | -0.0021623 | 678.3175 | -0.038385 | 678.3175 | -0.052202 | 678.637 | -0.041698 | 675.5504 | 0.0020265 | 678.3175 | -0.04724 | 678.637 | 0 | 678.637 | 0 | 678.637 | -0.0032355 | 567.7928 | 0.4149 | 678.637 | 0 | 678.637 | 0 |  |  | 678.3175 | 0.83185 | 673.12 | -0.00513 | 678.637 | 0 | 678.3175 | 0.85667 | 569.9557 | 0.00086513 | 678.637 | 0.02148 | 678.637 | 0.091566 | 678.3175 | 5.0591 | 678.637 | 4.0297 | 678.637 | 0.67958 | 678.637 | 0.9339 | 851.3451 | 0.02627 | 678.3175 | 0.021243 | 678.3175 | -0.00087775 | 678.637 | 0.0026596 | 850.7052 | 24.6544 | 678.3175 | -0.014121 | 854.2533 | 3.0708 | 851.3451 | 0.97364 | 678.3175 | 0 | 968.5192 | 0.14864 |  |  | 1200.1239 | 0.45818 | 1027.2449 | 0.012597 | 1120.3451 | 0 | 1119.6067 | 0 | 1119.6 | 0.0039137 | 678.317 | 1.6961 | 678.637 | 1.2836 | 678.3175 | 3.9624 | 678.3175 | 1.5737 | 678.637 | #REF! | 678.3175 | 2.4431 | 675.0365 | 0.20455
| 343.0502 | 0 | 343.0502 | -0.022135 | 343.0502 | 0.035639 | 343.0502 | 0.013545 | 343.0502 | 0.010209 | 343.0502 | 3.6763 | 567.9096 | 0.014343 | 678.5505 | 0.028221 | 343.0502 | 0.05493 | 567.9096 | 0.038688 | 678.5505 | 0.0011011 | 678.5505 | 0.011989 | 670.9566 | 0.01077 | 678.5505 | 0.033116 | 678.5505 | 0.045578 | 678.8697 | 0.036407 | 675.7806 | 0.010195 | 678.5505 | 0.036256 | 678.8697 | 0.0082992 | 678.8697 | 0.017977 | 678.8697 | 0.0078961 | 567.9096 | 0.42733 | 678.8697 | 0.0061016 | 678.8697 | 0.007458 |  |  | 678.5505 | 0.83466 | 673.35 | 0.0078116 | 678.8697 | 0.0068234 | 678.5505 | 0.85439 | 570.0743 | 0.00042685 | 678.8697 | 0.034972 | 678.8697 | 0.11491 | 678.5505 | 4.9118 | 678.8697 | 4.1072 | 678.8697 | 0.69987 | 678.8697 | 0.96044 | 851.5121 | 0.020824 | 678.5505 | 0.048644 | 678.5505 | 0.0052503 | 678.8697 | 0.0041222 | 850.8725 | 24.8315 | 678.5505 | 0.028602 | 854.422 | 3.0916 | 851.5121 | 0.97725 | 678.5505 | 0 | 968.6126 | 0.14947 |  |  | 1200.1945 | 0.45848 | 1027.2578 | 0.012594 | 1120.4066 | 0 | 1119.6681 | 0 | 1119.6614 | 0.0039535 | 678.551 | 1.6935 | 678.8697 | 1.2844 | 678.5505 | 3.942 | 678.5505 | 1.5755 | 678.8697 | #REF! | 678.5505 | 2.4422 | 675.2683 | 0.20397
| 343.1281 | 0 | 343.1281 | 0.003247 | 343.1281 | 0.03467 | 343.1281 | -0.0058852 | 343.1281 | 0.0052321 | 343.1281 | 3.7067 | 568.0263 | 0 | 678.7835 | 0.0027246 | 343.1281 | -0.02566 | 568.0263 | 0 | 678.7835 | -0.068009 | 678.7835 | -0.019174 | 671.1873 | -0.0057653 | 678.7835 | -0.033691 | 678.7835 | -0.045531 | 679.1024 | -0.03637 | 676.0109 | -0.0070849 | 678.7835 | -0.040767 | 679.1024 | 0 | 679.1024 | 0 | 679.1024 | -0.0033148 | 568.0263 | 0.40989 | 679.1024 | 0 | 679.1024 | 5.1351e-05 |  |  | 678.7835 | 0.82059 | 673.58 | 0.021452 | 679.1024 | 0 | 678.7835 | 0.84464 | 570.193 | 0.00087237 | 679.1024 | 0.01473 | 679.1024 | 0.079597 | 678.7835 | 4.702 | 679.1024 | 4.1795 | 679.1024 | 0.70978 | 679.1024 | 0.95882 | 851.6791 | 0.018314 | 678.7835 | 0.024699 | 678.7835 | -0.0049966 | 679.1024 | -0.0025285 | 851.0397 | 24.9257 | 678.7835 | -0.019791 | 854.5906 | 3.1137 | 851.6791 | 0.98436 | 678.7835 | 0.0036213 | 968.7059 | 0.14947 |  |  | 1200.265 | 0.45877 | 1027.2708 | 0.012591 | 1120.4681 | 0 | 1119.7295 | 0 | 1119.7228 | 0.0039921 | 678.784 | 1.6791 | 679.1024 | 1.268 | 678.7835 | 3.8977 | 678.7835 | 1.5631 | 679.1024 | #REF! | 678.7835 | 2.3892 | 675.5001 | 0.20419
| 343.2061 | 0 | 343.2061 | 0.048841 | 343.2061 | 0.035696 | 343.2061 | 0.014386 | 343.2061 | 0.0092314 | 343.2061 | 3.7652 | 568.1431 | 0.011533 | 679.0166 | 0.012336 | 343.2061 | 0.03716 | 568.1431 | 0.028371 | 679.0166 | 0.012898 | 679.0166 | 0.0078524 | 671.418 | 0.0053708 | 679.0166 | 0.031158 | 679.0166 | 0.029159 | 679.3351 | 0.023291 | 676.2412 | 0.0098881 | 679.0166 | 0.021738 | 679.3351 | 0.0037771 | 679.3351 | 0.016372 | 679.3351 | 0.0044351 | 568.1431 | 0.4335 | 679.3351 | 0.00389 | 679.3351 | 0.0043603 |  |  | 679.0166 | 0.81927 | 673.82 | -0.017023 | 679.3351 | 0.0044471 | 679.0166 | 0.83901 | 570.3116 | 0.00045238 | 679.3351 | 0.043955 | 679.3351 | 0.10593 | 679.0166 | 4.5397 | 679.3351 | 4.2472 | 679.3351 | 0.72552 | 679.3351 | 0.98447 | 851.8461 | 0.013028 | 679.0166 | 0.042601 | 679.0166 | -0.0017839 | 679.3351 | 0.0068404 | 851.2069 | 25.0126 | 679.0166 | 0.015535 | 854.7593 | 3.1334 | 851.8461 | 0.98938 | 679.0166 | 0.0036213 | 968.7993 | 0.14949 |  |  | 1200.3356 | 0.45906 | 1027.2837 | 0.012588 | 1120.5295 | 0 | 1119.7909 | 0 | 1119.7843 | 0.0040262 | 679.017 | 1.6797 | 679.3351 | 1.2626 | 679.0166 | 3.8865 | 679.0166 | 1.5631 | 679.3351 | #REF! | 679.0166 | 2.3962 | 675.732 | 0.20336
| 343.2841 | 0 | 343.2841 | -0.031805 | 343.2841 | 0.034955 | 343.2841 | -0.0036744 | 343.2841 | 0.0006307 | 343.2841 | 3.7727 | 568.2598 | 0 | 679.2496 | -0.0044752 | 343.2841 | -0.0189 | 568.2598 | 0 | 679.2496 | -0.057456 | 679.2496 | -0.011424 | 671.6487 | -0.0092314 | 679.2496 | -0.036807 | 679.2496 | -0.047766 | 679.5679 | -0.038154 | 676.4714 | -0.015771 | 679.2496 | -0.040113 | 679.5679 | 0 | 679.5679 | 0 | 679.5679 | -0.0019329 | 568.2598 | 0.40717 | 679.5679 | 0 | 679.5679 | 0 |  |  | 679.2496 | 0.80237 | 674.05 | -0.036609 | 679.5679 | 0 | 679.2496 | 0.83303 | 570.4303 | 0.00087846 | 679.5679 | 0.020295 | 679.5679 | 0.076605 | 679.2496 | 4.3439 | 679.5679 | 4.336 | 679.5679 | 0.73357 | 679.5679 | 0.98989 | 852.013 | 0.02344 | 679.2496 | 0.015728 | 679.2496 | -0.0063736 | 679.5679 | -0.0004842 | 851.3741 | 25.0973 | 679.2496 | -0.0075716 | 854.9279 | 3.1561 | 852.013 | 0.99594 | 679.2496 | 0 | 968.8927 | 0.15002 |  |  | 1200.4061 | 0.45934 | 1027.2966 | 0.012586 | 1120.5911 | 0 | 1119.8524 | 0 | 1119.8457 | 0.0040512 | 679.25 | 1.662 | 679.5679 | 1.2505 | 679.2496 | 3.846 | 679.2496 | 1.5471 | 679.5679 | #REF! | 679.2496 | 2.3713 | 675.9638 | 0.20262
| 343.362 | 0 | 343.362 | -0.028408 | 343.362 | 0.035782 | 343.362 | 0.016192 | 343.362 | 0.0072919 | 343.362 | 3.8148 | 568.3766 | 0.0217 | 679.4827 | 0.0081354 | 343.362 | 0.05024 | 568.3766 | 0.027942 | 679.4827 | 0.043132 | 679.4827 | 0.0087316 | 671.8795 | 0.010411 | 679.4827 | 0.024548 | 679.4827 | 0.028818 | 679.8006 | 0.023019 | 676.7017 | 0.014735 | 679.4827 | 0.048153 | 679.8006 | 0.021397 | 679.8006 | 0.0067208 | 679.8006 | 0.0044666 | 568.3766 | 0.41302 | 679.8006 | 0.0064349 | 679.8006 | 0.0050372 |  |  | 679.4827 | 0.81082 | 674.28 | -0.02052 | 679.8006 | 0.0056135 | 679.4827 | 0.8242 | 570.5489 | 0.00043218 | 679.8006 | 0.031903 | 679.8006 | 0.09815 | 679.4827 | 4.2235 | 679.8006 | 4.4093 | 679.8006 | 0.75216 | 679.8006 | 1.0144 | 852.18 | 0.023867 | 679.4827 | 0.037762 | 679.4827 | -0.0030096 | 679.8006 | 0.0053715 | 851.5414 | 25.2802 | 679.4827 | 0.0068435 | 855.0966 | 3.1809 | 852.18 | 0.99813 | 679.4827 | 0 | 968.9861 | 0.15064 |  |  | 1200.4767 | 0.45962 | 1027.3096 | 0.012584 | 1120.6526 | 0 | 1119.9138 | 0 | 1119.9071 | 0.0040626 | 679.483 | 1.6632 | 679.8006 | 1.2452 | 679.4827 | 3.8364 | 679.4827 | 1.5463 | 679.8006 | #REF! | 679.4827 | 2.3753 | 676.1956 | 0.20328
| 343.44 | 0 | 343.44 | 0.053327 | 343.44 | 0.035069 | 343.44 | -0.0045463 | 343.44 | 0.003022 | 343.44 | 3.8494 | 568.4934 | 0 | 679.7158 | 0.0079732 | 343.44 | -0.01632 | 568.4934 | 0 | 679.7158 | -0.065703 | 679.7158 | -0.0096591 | 672.1102 | -0.005312 | 679.7158 | -0.029271 | 679.7158 | -0.036067 | 680.0333 | -0.02881 | 676.932 | -0.0047354 | 679.7158 | -0.026874 | 680.0333 | 0 | 680.0333 | 0 | 680.0333 | -0.0013991 | 568.4934 | 0.39505 | 680.0333 | 0 | 680.0333 | 0 |  |  | 679.7158 | 0.79851 | 674.51 | -0.036959 | 680.0333 | 0 | 679.7158 | 0.82491 | 570.6676 | 0.00088532 | 680.0333 | 0.013677 | 680.0333 | 0.075707 | 679.7158 | 4.0328 | 680.0333 | 4.4939 | 680.0333 | 0.7679 | 680.0333 | 1.029 | 852.347 | 0.022159 | 679.7158 | 0.029584 | 679.7158 | -0.003606 | 680.0333 | -0.0027206 | 851.7086 | 25.2575 | 679.7158 | -0.0038961 | 855.2653 | 3.2058 | 852.347 | 0.99911 | 679.7158 | 0 | 969.0795 | 0.15112 |  |  | 1200.5474 | 0.45989 | 1027.3225 | 0.012583 | 1120.7141 | 0 | 1119.9752 | 0 | 1119.9685 | 0.0040546 | 679.716 | 1.6451 | 680.0333 | 1.2427 | 679.7158 | 3.8014 | 679.7158 | 1.5303 | 680.0333 | #REF! | 679.7158 | 2.3466 | 676.4275 | 0.20248
| 343.518 | 0 | 343.518 | 0.019983 | 343.518 | 0.035382 | 343.518 | 0.020552 | 343.518 | 0.009487 | 343.518 | 3.8927 | 568.6101 | 0 | 679.9488 | 0.017097 | 343.518 | 0.01179 | 568.6101 | 0.039978 | 679.9488 | 0.073366 | 679.9488 | 0.0077344 | 672.341 | 0.01823 | 679.9488 | 0.024714 | 679.9488 | 0.017808 | 680.2661 | 0.014225 | 677.1623 | 0.010662 | 679.9488 | 0.0015513 | 680.2661 | 0.018189 | 680.2661 | 0.014115 | 680.2661 | 0.0053895 | 568.6101 | 0.4009 | 680.2661 | 0.0059439 | 680.2661 | 0.0051614 |  |  | 679.9488 | 0.80399 | 674.75 | 0.0011659 | 680.2661 | 0.0057342 | 679.9488 | 0.82263 | 570.7863 | 0.00046305 | 680.2661 | 0.034815 | 680.2661 | 0.090369 | 679.9488 | 3.9198 | 680.2661 | 4.5779 | 680.2661 | 0.78531 | 680.2661 | 1.0543 | 852.514 | 0.024027 | 679.9488 | 0.046566 | 679.9488 | 0.000409 | 680.2661 | 0.0018828 | 851.8759 | 25.6063 | 679.9488 | 0.024852 | 855.4339 | 3.2213 | 852.514 | 0.9978 | 679.9488 | 0 | 969.173 | 0.15148 |  |  | 1200.6179 | 0.46016 | 1027.3354 | 0.012582 | 1120.7756 | 0 | 1120.0367 | 0 | 1120.03 | 0.0040285 | 679.949 | 1.6511 | 680.2661 | 1.2374 | 679.9488 | 3.7864 | 679.9488 | 1.5312 | 680.2661 | #REF! | 679.9488 | 2.3438 | 676.6594 | 0.20317
| 343.5959 | 0 | 343.5959 | -0.040319 | 343.5959 | 0.034271 | 343.5959 | -0.013327 | 343.5959 | 9.0497e-05 | 343.5959 | 3.8862 | 568.7269 | 0 | 680.1819 | -0.0034799 | 343.5959 | -0.06145 | 568.7269 | 0 | 680.1819 | -0.066767 | 680.1819 | -0.01014 | 672.5718 | -0.012392 | 680.1819 | -0.033725 | 680.1819 | -0.052664 | 680.4989 | -0.042067 | 677.3926 | -0.003943 | 680.1819 | -0.040892 | 680.4989 | 0 | 680.4989 | 0 | 680.4989 | -0.0046709 | 568.7269 | 0.39087 | 680.4989 | 0 | 680.4988 | 0 |  |  | 680.1819 | 0.78901 | 674.98 | -0.0054798 | 680.4989 | 0 | 680.1819 | 0.81111 | 570.9049 | 0.00087122 | 680.4989 | 0.011512 | 680.4988 | 0.06643 | 680.1819 | 3.735 | 680.4989 | 4.6582 | 680.4989 | 0.79428 | 680.4989 | 1.0589 | 852.681 | 0.020343 | 680.1819 | 0.028098 | 680.1819 | 0.001943 | 680.4988 | 0.0040225 | 852.0431 | 25.4667 | 680.1819 | -0.021293 | 855.6026 | 3.2405 | 852.681 | 1.0017 | 680.1819 | 0 | 969.2665 | 0.15206 |  |  | 1200.6885 | 0.46042 | 1027.3483 | 0.012582 | 1120.8373 | 0 | 1120.0981 | 0 | 1120.0914 | 0.0039853 | 680.182 | 1.6327 | 680.4989 | 1.2252 | 680.1819 | 3.7511 | 680.1819 | 1.5126 | 680.4988 | #REF! | 680.1819 | 2.3161 | 676.8913 | 0.20332
| 343.6739 | 0 | 343.6739 | -0.007808 | 343.6739 | 0.035126 | 343.6739 | 0.014448 | 343.6739 | 0.010209 | 343.6739 | 3.9019 | 568.8437 | 0.022091 | 680.415 | 0.012641 | 343.6739 | -0.01219 | 568.8437 | 0.027512 | 680.415 | 0.012929 | 680.415 | 0.0038894 | 672.8026 | 0.0071202 | 680.415 | 0.025887 | 680.415 | 0.032621 | 680.7316 | 0.026057 | 677.6229 | 0.021327 | 680.415 | 0.021027 | 680.7316 | 0.0027986 | 680.7316 | 0.015812 | 680.7316 | 0.0013706 | 568.8437 | 0.39641 | 680.7316 | 0.0051519 | 680.7316 | 0.0054486 |  |  | 680.415 | 0.78205 | 675.21 | -0.021219 | 680.7316 | 0.0052502 | 680.415 | 0.80578 | 571.0236 | 0.00041237 | 680.7316 | 0.043653 | 680.7316 | 0.088275 | 680.415 | 3.6478 | 680.7316 | 4.7304 | 680.7316 | 0.81709 | 680.7316 | 1.0885 | 852.848 | 0.027498 | 680.415 | 0.046664 | 680.415 | 0.0030424 | 680.7316 | -0.0042239 | 852.2104 | 25.6595 | 680.415 | 0.017833 | 855.7713 | 3.2595 | 852.848 | 1.0044 | 680.415 | 0 | 969.36 | 0.15289 |  |  | 1200.7592 | 0.46067 | 1027.3612 | 0.012582 | 1120.8988 | 0 | 1120.1597 | 0 | 1120.1529 | 0.0039285 | 680.415 | 1.6318 | 680.7316 | 1.2172 | 680.415 | 3.7274 | 680.415 | 1.5153 | 680.7316 | #REF! | 680.415 | 2.3167 | 677.1231 | 0.20329
| 343.7519 | 0 | 343.7519 | 0.0094089 | 343.7519 | 0.033985 | 343.7519 | -0.0060721 | 343.7519 | 0.0035031 | 343.7519 | 3.9139 | 568.9605 | 0 | 680.6481 | 0.0030028 | 343.7519 | -0.0498 | 568.9605 | 0 | 680.6481 | -0.077307 | 680.6481 | -0.013198 | 673.0333 | -0.007684 | 680.6481 | -0.034909 | 680.6481 | -0.04816 | 680.9644 | -0.038469 | 677.8533 | -0.008974 | 680.6481 | -0.05576 | 680.9644 | 0 | 680.9644 | 0 | 680.9644 | -0.0011132 | 568.9605 | 0.42106 | 680.9644 | 0 | 680.9644 | 0 |  |  | 680.6481 | 0.78037 | 675.45 | 0.025301 | 680.9644 | 0 | 680.6481 | 0.79929 | 571.1422 | 0.00078242 | 680.9644 | 0.0063341 | 680.9644 | 0.064037 | 680.6481 | 3.4454 | 680.9644 | 4.8193 | 680.9644 | 0.83512 | 680.9644 | 1.0925 | 853.015 | 0.021945 | 680.6481 | 0.028025 | 680.6481 | 0.0076896 | 680.9644 | -0.0054639 | 852.3776 | 25.7865 | 680.6481 | -0.026825 | 855.94 | 3.2771 | 853.015 | 1.0123 | 680.6481 | 0 | 969.4535 | 0.15293 |  |  | 1200.8297 | 0.46093 | 1027.3741 | 0.012582 | 1120.9603 | 0 | 1120.2211 | 0 | 1120.2144 | 0.003866 | 680.648 | 1.6217 | 680.9644 | 1.2118 | 680.6481 | 3.7058 | 680.6481 | 1.5002 | 680.9644 | #REF! | 680.6481 | 2.2724 | 677.355 | 0.2025
| 343.8299 | 0 | 343.8299 | 0.025401 | 343.8299 | 0.034527 | 343.8299 | 0.012393 | 343.8299 | 0.010524 | 343.8299 | 3.941 | 569.0773 | 0.011533 | 680.8813 | 0.0043974 | 343.8299 | -0.01994 | 569.0773 | 0.021244 | 680.8813 | 0.012534 | 680.8813 | 0.003086 | 673.2641 | 0.0089858 | 680.8813 | 0.033994 | 680.8813 | 0.027622 | 681.1972 | 0.022064 | 678.0836 | 0.023029 | 680.8813 | 0.021329 | 681.1972 | 0.037679 | 681.1972 | 0.016579 | 681.1972 | 0.0030262 | 569.0773 | 0.37008 | 681.1972 | 0.0067399 | 681.1972 | 0.0048251 |  |  | 680.8813 | 0.77892 | 675.68 | -0.0058295 | 681.1972 | 0.0025516 | 680.8813 | 0.78483 | 571.2609 | 0.00037883 | 681.1972 | 0.030988 | 681.1972 | 0.086779 | 680.8813 | 3.3754 | 681.1972 | 4.9082 | 681.1972 | 0.84941 | 681.1972 | 1.1261 | 853.182 | 0.018047 | 680.8813 | 0.063869 | 680.8813 | 0.016806 | 681.1972 | 0.0053653 | 852.5449 | 25.8008 | 680.8813 | 0.025021 | 856.1087 | 3.291 | 853.182 | 1.0162 | 680.8813 | 0 | 969.5471 | 0.15273 |  |  | 1200.9004 | 0.46117 | 1027.3871 | 0.012583 | 1121.0219 | 0 | 1120.2826 | 0 | 1120.2759 | 0.0038057 | 680.881 | 1.6177 | 681.1972 | 1.1965 | 680.8813 | 3.6829 | 680.8813 | 1.502 | 681.1972 | #REF! | 680.8813 | 2.2724 | 677.5869 | 0.20263
| 343.9079 | 0 | 343.9079 | -0.02091 | 343.9079 | 0.033957 | 343.9079 | -0.013701 | 343.9079 | 0.0028115 | 343.9079 | 3.9469 | 569.1941 | 0 | 681.1144 | -0.0089136 | 343.9079 | -0.06164 | 569.1941 | 0 | 681.1144 | -0.10011 | 681.1144 | -0.012156 | 673.4949 | -0.0060652 | 681.1144 | -0.034711 | 681.1144 | -0.062766 | 681.43 | -0.050136 | 678.314 | -0.009953 | 681.1144 | -0.027538 | 681.43 | 0 | 681.43 | 0 | 681.43 | -0.0050015 | 569.1941 | 0.36569 | 681.43 | 0 | 681.4301 | 0 |  |  | 681.1144 | 0.77605 | 675.91 | -0.00513 | 681.43 | 0 | 681.1144 | 0.77859 | 571.3796 | 0.000803 | 681.43 | 0.0097853 | 681.4301 | 0.060446 | 681.1144 | 3.2381 | 681.43 | 4.988 | 681.43 | 0.86125 | 681.43 | 1.1335 | 853.349 | 0.023013 | 681.1144 | 0.022161 | 681.1144 | 0.00065271 | 681.4301 | 0.00025725 | 852.7121 | 25.8919 | 681.1144 | -0.025677 | 856.2773 | 3.311 | 853.349 | 1.0261 | 681.1144 | 0 | 969.6406 | 0.15351 |  |  | 1200.9711 | 0.46141 | 1027.4 | 0.012584 | 1121.0835 | 0 | 1120.3441 | 0 | 1120.3374 | 0.0037557 | 681.114 | 1.6039 | 681.43 | 1.1939 | 681.1144 | 3.6444 | 681.1144 | 1.486 | 681.4301 | #REF! | 681.1144 | 2.2347 | 677.8189 | 0.20225
| 343.9859 | 0 | 343.9859 | 0.0066272 | 343.9859 | 0.034413 | 343.9859 | 0.016846 | 343.9859 | 0.0083895 | 343.9859 | 3.9627 | 569.3109 | 0.025219 | 681.3475 | 0.015638 | 343.9859 | -0.01252 | 569.3109 | 0.030091 | 681.3475 | 0.020127 | 681.3475 | 0.0056833 | 673.7257 | 0.010181 | 681.3475 | 0.023358 | 681.3475 | 0.027771 | 681.6629 | 0.022183 | 678.5443 | 0.012386 | 681.3475 | 0.044708 | 681.6628 | 0.032378 | 681.6628 | 0.012293 | 681.6628 | 0.0027776 | 569.3109 | 0.37008 | 681.6629 | 0.0044686 | 681.6628 | 0.0038782 |  |  | 681.3475 | 0.76793 | 676.15 | -0.0058295 | 681.6628 | 0.0078593 | 681.3475 | 0.78767 | 571.4983 | 0.00043028 | 681.6628 | 0.031385 | 681.6628 | 0.076605 | 681.3475 | 3.1476 | 681.6628 | 5.0627 | 681.6628 | 0.88181 | 681.6628 | 1.1587 | 853.516 | 0.022425 | 681.3475 | 0.053187 | 681.3475 | 0.0038755 | 681.6628 | 0.0036023 | 852.8794 | 25.9365 | 681.3475 | 0.0081748 | 856.446 | 3.3287 | 853.516 | 1.0342 | 681.3475 | 0 | 969.7341 | 0.15456 |  |  | 1201.0416 | 0.46165 | 1027.413 | 0.012586 | 1121.145 | 0 | 1120.4056 | 0 | 1120.3989 | 0.0037216 | 681.348 | 1.6025 | 681.6629 | 1.187 | 681.3475 | 3.6229 | 681.3475 | 1.486 | 681.6628 | #REF! | 681.3475 | 2.2669 | 678.0508 | 0.20255
| 344.0639 | 0 | 344.0638 | 0.021659 | 344.0639 | 0.033586 | 344.0639 | -0.010867 | 344.0639 | 0.002571 | 344.0638 | 3.9751 | 569.4277 | 0 | 681.5807 | 0.0037895 | 344.0639 | -0.08954 | 569.4277 | 0 | 681.5807 | -0.059649 | 681.5807 | -0.013644 | 673.9565 | 0.0016825 | 681.5807 | -0.038197 | 681.5807 | -0.035932 | 681.8957 | -0.028702 | 678.7747 | -0.0042246 | 681.5807 | -0.034601 | 681.8957 | 0 | 681.8957 | 0 | 681.8957 | -0.0011152 | 569.4277 | 0.39265 | 681.8957 | 0 | 681.8957 | 0 |  |  | 681.5807 | 0.7582 | 676.38 | 0.0078116 | 681.8957 | 0 | 681.5807 | 0.77179 | 571.6169 | 0.00082168 | 681.8957 | 0.014596 | 681.8957 | 0.05865 | 681.5807 | 2.9764 | 681.8957 | 5.1527 | 681.8957 | 0.89423 | 681.8957 | 1.1692 | 853.6831 | 0.022052 | 681.5807 | 0.033393 | 681.5807 | -0.0076029 | 681.8957 | 0.00085647 | 853.0467 | 25.7589 | 681.5807 | -0.011786 | 856.6147 | 3.3494 | 853.6831 | 1.0459 | 681.5807 | 0 | 969.8278 | 0.15506 |  |  | 1201.1123 | 0.46188 | 1027.4259 | 0.012588 | 1121.2067 | 0 | 1120.467 | 0 | 1120.4603 | 0.0037091 | 681.581 | 1.5891 | 681.8957 | 1.18 | 681.5807 | 3.5872 | 681.5807 | 1.4736 | 681.8957 | #REF! | 681.5807 | 2.2119 | 678.2827 | 0.20208
| 344.1418 | 0 | 344.1418 | 0.0077391 | 344.1418 | 0.034584 | 344.1418 | 0.0090926 | 344.1418 | 0.0081038 | 344.1418 | 4.0042 | 569.5446 | 0.03128 | 681.8138 | 0.01226 | 344.1418 | 0.01786 | 569.5446 | 0.027297 | 681.8138 | 0.03416 | 681.8138 | 0.0090338 | 674.1874 | 0.0062642 | 681.8138 | 0.029217 | 681.8138 | 0.0176 | 682.1285 | 0.014058 | 679.0051 | 0.017214 | 681.8138 | 0.0236 | 682.1285 | 0.038698 | 682.1285 | 0.0047014 | 682.1285 | 0.001981 | 569.5446 | 0.35346 | 682.1285 | 0.001315 | 682.1285 | 0.0027807 |  |  | 681.8138 | 0.76202 | 676.61 | 0.011309 | 682.1285 | 0.001737 | 681.8138 | 0.77504 | 571.7356 | 0.0003975 | 682.1285 | 0.0348 | 682.1285 | 0.079896 | 681.8138 | 2.9105 | 682.1285 | 5.2318 | 682.1285 | 0.91455 | 682.1285 | 1.2017 | 853.8501 | 0.027605 | 681.8138 | 0.050486 | 681.8138 | 0.0063796 | 682.1285 | 0.00088761 | 853.2139 | 26.0852 | 681.8138 | 0.012833 | 856.7834 | 3.3686 | 853.8501 | 1.0498 | 681.8138 | 0 | 969.9213 | 0.15504 |  |  | 1201.183 | 0.4621 | 1027.4388 | 0.012591 | 1121.2682 | 0 | 1120.5286 | 0 | 1120.5219 | 0.003716 | 681.814 | 1.5919 | 682.1285 | 1.1755 | 681.8138 | 3.5653 | 681.8138 | 1.4692 | 682.1285 | #REF! | 681.8138 | 2.2153 | 678.5147 | 0.20171
| 344.2198 | 0 | 344.2198 | -0.024058 | 344.2198 | 0.03333 | 344.2198 | -0.010151 | 344.2198 | 0.0037136 | 344.2198 | 4.0153 | 569.6614 | 0.002111 | 682.047 | 0.0068341 | 344.2198 | -0.0339 | 569.6614 | 0 | 682.047 | -0.048286 | 682.047 | -0.0094712 | 674.4182 | -0.012664 | 682.047 | -0.04045 | 682.047 | -0.049711 | 682.3614 | -0.039708 | 679.2355 | -0.0099062 | 682.047 | -0.055455 | 682.3614 | 0 | 682.3614 | 0 | 682.3614 | -0.003311 | 569.6614 | 0.38585 | 682.3614 | 0 | 682.3614 | 0.00048975 |  |  | 682.047 | 0.73912 | 676.85 | -0.016322 | 682.3614 | 0 | 682.047 | 0.75769 | 571.8543 | 0.0008011 | 682.3614 | 0.0056322 | 682.3614 | 0.05476 | 682.047 | 2.7765 | 682.3614 | 5.3307 | 682.3614 | 0.93669 | 682.3614 | 1.2066 | 854.0171 | 0.028726 | 682.047 | 0.039599 | 682.047 | 0.0035334 | 682.3614 | -0.00032851 | 853.3812 | 25.7589 | 682.047 | -0.039473 | 856.9521 | 3.3937 | 854.0171 | 1.0553 | 682.047 | 0 | 970.015 | 0.15514 |  |  | 1201.2537 | 0.46232 | 1027.4518 | 0.012594 | 1121.3298 | 0 | 1120.5901 | 0 | 1120.5834 | 0.003741 | 682.047 | 1.5776 | 682.3614 | 1.1683 | 682.047 | 3.5397 | 682.047 | 1.4577 | 682.3614 | #REF! | 682.047 | 2.1938 | 678.7466 | 0.20123
| 344.2978 | 0 | 344.2978 | 0.0047311 | 344.2978 | 0.034071 | 344.2978 | 0.014729 | 344.2978 | 0.0087653 | 344.2978 | 4.04 | 569.7782 | 0.0038054 | 682.2802 | 0.018815 | 344.2978 | 0.03852 | 569.7782 | 0.026437 | 682.2802 | 0.033091 | 682.2802 | 0.014129 | 674.649 | 0.012498 | 682.2802 | 0.034136 | 682.2802 | 0.012601 | 682.5942 | 0.010066 | 679.4659 | 0.012743 | 682.2802 | 0.041507 | 682.5942 | 0.025168 | 682.5942 | 0.0085318 | 682.5942 | 0.0059269 | 569.7782 | 0.35461 | 682.5942 | 0.0060616 | 682.5942 | 0.0053387 |  |  | 682.2802 | 0.74571 | 677.08 | 0.007112 | 682.5942 | 0.0044262 | 682.2802 | 0.75906 | 571.973 | 0.00040627 | 682.5942 | 0.036401 | 682.5942 | 0.078699 | 682.2802 | 2.7346 | 682.5942 | 5.4093 | 682.5942 | 0.95255 | 682.5942 | 1.2408 | 854.1841 | 0.025522 | 682.2802 | 0.053588 | 682.2802 | 0.0041386 | 682.5942 | 0.0049676 | 853.5485 | 25.9819 | 682.2802 | 0.017383 | 857.1209 | 3.42 | 854.1841 | 1.0573 | 682.2802 | 0 | 970.1086 | 0.15573 |  |  | 1201.3243 | 0.46254 | 1027.4647 | 0.012597 | 1121.3914 | 0 | 1120.6516 | 0 | 1120.6449 | 0.0037751 | 682.28 | 1.576 | 682.5942 | 1.1597 | 682.2802 | 3.5204 | 682.2802 | 1.4524 | 682.5942 | #REF! | 682.2802 | 2.1893 | 678.9786 | 0.20134
| 344.3758 | 0 | 344.3758 | 0.0020862 | 344.3758 | 0.032246 | 344.3758 | -0.0098399 | 344.3758 | 0.00035048 | 344.3758 | 4.0237 | 569.8951 | 0 | 682.5134 | -0.0066707 | 344.3758 | -0.00553 | 569.8951 | 0 | 682.5134 | -0.11487 | 682.5134 | -0.012891 | 674.8799 | -0.0091413 | 682.5134 | -0.026687 | 682.5134 | -0.049654 | 682.8271 | -0.039663 | 679.6963 | -0.0096847 | 682.5134 | -0.011337 | 682.8271 | 0 | 682.8271 | 0 | 682.8271 | -0.0021075 | 569.8951 | 0.33811 | 682.8271 | 0 | 682.8271 | 0 |  |  | 682.5134 | 0.73686 | 677.31 | -0.015274 | 682.8271 | 0 | 682.5134 | 0.74805 | 572.0917 | 0.00075956 | 682.8271 | 0 | 682.8271 | 0.056256 | 682.5134 | 2.5836 | 682.8271 | 5.5096 | 682.8271 | 0.97407 | 682.8271 | 1.2505 | 854.3511 | 0.021037 | 682.5134 | 0.02943 | 682.5134 | -0.0092441 | 682.8271 | -0.011209 | 853.7158 | 26.0166 | 682.5134 | -0.02541 | 857.2896 | 3.4476 | 854.3511 | 1.0653 | 682.5134 | 0.0072427 | 970.2023 | 0.15617 |  |  | 1201.395 | 0.46275 | 1027.4775 | 0.0126 | 1121.453 | 0 | 1120.7131 | 0 | 1120.7064 | 0.0038114 | 682.513 | 1.5684 | 682.8271 | 1.1533 | 682.5134 | 3.5084 | 682.5134 | 1.4426 | 682.8271 | #REF! | 682.5134 | 2.1736 | 679.2106 | 0.20096
| 344.4538 | 0 | 344.4538 | 0.033681 | 344.4538 | 0.032988 | 344.4538 | 0.011085 | 344.4538 | 0.0082391 | 344.4538 | 4.0365 | 570.0119 | 0.024828 | 682.7466 | 0.0038501 | 344.4538 | 0.08207 | 570.0119 | 0.0022362 | 682.7466 | 0.044402 | 682.7466 | 0.010205 | 675.1108 | 0.010983 | 682.7466 | 0.020638 | 682.7466 | -0.0072936 | 683.06 | -0.005826 | 679.9267 | 0.014668 | 682.7466 | 0.017151 | 683.06 | 0.0080486 | 683.06 | 0.013883 | 683.06 | 0.0018298 | 570.0119 | 0.36444 | 683.06 | 0.0039745 | 683.06 | 0.0024319 |  |  | 682.7466 | 0.73759 | 677.54 | 0.00011659 | 683.06 | 0.0038771 | 682.7466 | 0.74993 | 572.2104 | 0.00035481 | 683.06 | 0.021314 | 683.06 | 0.071817 | 682.7466 | 2.496 | 683.06 | 5.5926 | 683.06 | 0.99319 | 683.06 | 1.287 | 854.5182 | 0.026857 | 682.7466 | 0.057669 | 682.7466 | 0.012302 | 683.06 | 0.0035384 | 853.8831 | 26.0674 | 682.7466 | 0.0059198 | 857.4583 | 3.4692 | 854.5182 | 1.0728 | 682.7466 | 0.0090425 | 970.296 | 0.1564 |  |  | 1201.4657 | 0.46296 | 1027.4905 | 0.012604 | 1121.5147 | 0 | 1120.7747 | 0 | 1120.7679 | 0.0038421 | 682.747 | 1.5646 | 683.06 | 1.1531 | 682.7466 | 3.4898 | 682.7466 | 1.4373 | 683.06 | #REF! | 682.7466 | 2.1806 | 679.4426 | 0.20089
| 344.5319 | 0 | 344.5319 | -0.02563 | 344.5319 | 0.03199 | 344.5319 | -0.0079093 | 344.5319 | 0.00041264 | 344.5318 | 4.0293 | 570.1288 | 0 | 682.9798 | -0.0050479 | 344.5319 | 0.00462 | 570.1288 | 0 | 682.9798 | -0.077117 | 682.9798 | -0.01861 | 675.3416 | -0.0023581 | 682.9798 | -0.035446 | 682.9798 | -0.045418 | 683.2929 | -0.036279 | 680.1571 | -0.011497 | 682.9798 | -0.037022 | 683.2929 | 0 | 683.2929 | 0 | 683.2929 | -0.0045554 | 570.1288 | 0.35085 | 683.2929 | 0 | 683.2929 | 0 |  |  | 682.9798 | 0.7427 | 677.78 | 0.0088609 | 683.2929 | 0 | 682.9798 | 0.74835 | 572.3291 | 0.00073555 | 683.2929 | 0 | 683.2929 | 0.04698 | 682.9798 | 2.4018 | 683.2929 | 5.6897 | 683.2929 | 1.0145 | 683.2929 | 1.2998 | 854.6852 | 0.02045 | 682.9798 | 0.037519 | 682.9798 | -0.0099685 | 683.2928 | -0.0089518 | 854.0503 | 25.9216 | 682.9798 | -0.02055 | 857.627 | 3.4918 | 854.6852 | 1.086 | 682.9798 | 0 | 970.3896 | 0.15667 |  |  | 1201.5364 | 0.46316 | 1027.5034 | 0.012608 | 1121.5763 | 0 | 1120.8362 | 0 | 1120.8295 | 0.0038603 | 682.98 | 1.553 | 683.2929 | 1.1467 | 682.9798 | 3.4792 | 682.9798 | 1.4285 | 683.2928 | #REF! | 682.9798 | 2.1555 | 679.6746 | 0.20087
| 344.6099 | 0 | 344.6099 | -0.031322 | 344.6099 | 0.032332 | 344.6099 | 0.015227 | 344.6099 | 0.0072167 | 344.6099 | 4.0431 | 570.2456 | 0.0038054 | 683.213 | 0.002394 | 344.6099 | 0.06254 | 570.2456 | 0.020871 | 683.213 | 0.012745 | 683.213 | 0.0064041 | 675.5725 | 0.012324 | 683.213 | 0.026307 | 683.213 | 0.050873 | 683.5258 | 0.040636 | 680.3875 | 0.013071 | 683.213 | 0.031283 | 683.5258 | 0.020917 | 683.5258 | 0.012013 | 683.5258 | 0.0014733 | 570.2456 | 0.34218 | 683.5258 | 0.0046843 | 683.5258 | 0.0043173 |  |  | 683.213 | 0.73644 | 678.01 | 0.032996 | 683.5258 | 0.0024325 | 683.213 | 0.73866 | 572.4478 | 0.00038226 | 683.5258 | 0.029008 | 683.5258 | 0.069124 | 683.213 | 2.3698 | 683.5258 | 5.7755 | 683.5258 | 1.0396 | 683.5258 | 1.3304 | 854.8523 | 0.03241 | 683.213 | 0.064604 | 683.213 | 0.0094892 | 683.5258 | 0.0028594 | 854.2176 | 26.0711 | 683.213 | 0.016057 | 857.7957 | 3.5157 | 854.8523 | 1.0943 | 683.213 | 0.0090425 | 970.4834 | 0.15738 |  |  | 1201.6072 | 0.46335 | 1027.5164 | 0.012613 | 1121.6378 | 0 | 1120.8978 | 0 | 1120.8911 | 0.0038637 | 683.213 | 1.5505 | 683.5258 | 1.1378 | 683.213 | 3.4753 | 683.213 | 1.4285 | 683.5258 | #REF! | 683.213 | 2.1416 | 679.9066 | 0.20153
| 344.6879 | 0 | 344.6879 | 0.020339 | 344.6879 | 0.03159 | 344.6879 | -0.0070997 | 344.6879 | 0.0021951 | 344.6879 | 4.0476 | 570.3625 | 0 | 683.4462 | -0.018313 | 344.6879 | 0.02952 | 570.3625 | 0 | 683.4462 | -0.075778 | 683.4462 | -0.021111 | 675.8034 | 0.00058632 | 683.4462 | -0.043505 | 683.4462 | -0.090394 | 683.7587 | -0.072205 | 680.618 | -0.0066136 | 683.4462 | -0.046599 | 683.7587 | 0 | 683.7587 | 0 | 683.7587 | -0.01041 | 570.3625 | 0.33717 | 683.7587 | 0 | 683.7587 | 0 |  |  | 683.4462 | 0.71658 | 678.24 | -0.011426 | 683.7587 | 0 | 683.4462 | 0.72593 | 572.5665 | 0.0007729 | 683.7587 | 0.0062865 | 683.7587 | 0.041594 | 683.4462 | 2.2406 | 683.7587 | 5.8607 | 683.7587 | 1.0562 | 683.7587 | 1.3381 | 855.0193 | 0.019809 | 683.4462 | 0.035326 | 683.4462 | -0.0033553 | 683.7587 | 2.4061e-05 | 854.3849 | 25.9597 | 683.4462 | -0.018423 | 857.9645 | 3.5384 | 855.0193 | 1.1028 | 683.4462 | 0 | 970.5771 | 0.1586 |  |  | 1201.6779 | 0.46354 | 1027.5293 | 0.012617 | 1121.6995 | 0 | 1120.9594 | 0 | 1120.9526 | 0.0038489 | 683.446 | 1.5362 | 683.7587 | 1.1306 | 683.4462 | 3.4442 | 683.4462 | 1.4152 | 683.7587 | #REF! | 683.4462 | 2.1367 | 680.1386 | 0.2002
| 344.7659 | 0 | 344.7659 | 0.023296 | 344.7659 | 0.032246 | 344.7659 | 0.015819 | 344.7659 | 0.0095622 | 344.7659 | 4.0288 | 570.4794 | 0.016451 | 683.6795 | 0.010105 | 344.7659 | 0.10008 | 570.4794 | 0.052229 | 683.6795 | 0.038461 | 683.6795 | 0.0035848 | 676.0343 | 0.015979 | 683.6795 | 0.028307 | 683.6795 | 0.014623 | 683.9916 | 0.01168 | 680.8484 | 0.0086316 | 683.6795 | 0.035408 | 683.9916 | 0.02596 | 683.9916 | 0.013059 | 683.9916 | 0.0017079 | 570.4794 | 0.35169 | 683.9916 | 0.0019323 | 683.9916 | 0.0037294 |  |  | 683.6795 | 0.73041 | 678.48 | 0.0085112 | 683.9916 | 0.0061994 | 683.6795 | 0.72487 | 572.6852 | 0.00039064 | 683.9916 | 0.040603 | 683.9916 | 0.064934 | 683.6795 | 2.203 | 683.9916 | 5.927 | 683.9916 | 1.0848 | 683.9916 | 1.3787 | 855.1863 | 0.02611 | 683.6795 | 0.063425 | 683.6795 | 0.0020942 | 683.9916 | 0.0018211 | 854.5522 | 25.8348 | 683.6795 | 0.020181 | 858.1332 | 3.5598 | 855.1863 | 1.1054 | 683.6795 | 0 | 970.6708 | 0.15897 |  |  | 1201.7485 | 0.46373 | 1027.5422 | 0.012622 | 1121.7611 | 0 | 1121.0209 | 0 | 1121.0142 | 0.0038194 | 683.679 | 1.5308 | 683.9916 | 1.1227 | 683.6795 | 3.4272 | 683.6795 | 1.4107 | 683.9916 | #REF! | 683.6795 | 2.141 | 680.3706 | 0.20033
| 344.8439 | 0 | 344.8439 | -0.054076 | 344.8439 | 0.030963 | 344.8439 | -0.0039858 | 344.8439 | 0.0033829 | 344.8439 | 4.0135 | 570.5962 | 0 | 683.9127 | -0.0098673 | 344.8439 | 0.03356 | 570.5962 | 0 | 683.9127 | -0.075066 | 683.9127 | -0.012469 | 676.2653 | -0.010795 | 683.9127 | -0.03831 | 683.9127 | -0.073389 | 684.2245 | -0.058622 | 681.0789 | -0.0089262 | 683.9127 | -0.048062 | 684.2245 | 0 | 684.2245 | 0 | 684.2245 | -0.003436 | 570.5962 | 0.32975 | 684.2245 | 0 | 684.2246 | 0 |  |  | 683.9127 | 0.70975 | 678.71 | -0.011426 | 684.2245 | 0 | 683.9127 | 0.71964 | 572.8039 | 0.00075842 | 684.2245 | 0.0058355 | 684.2246 | 0.046082 | 683.9127 | 2.0959 | 684.2245 | 5.9999 | 684.2245 | 1.1007 | 684.2245 | 1.3884 | 855.3534 | 0.020717 | 683.9127 | 0.039768 | 683.9127 | -0.0080295 | 684.2245 | -0.0026662 | 854.7195 | 25.8095 | 683.9127 | -0.0096064 | 858.302 | 3.5834 | 855.3534 | 1.1105 | 683.9127 | 0 | 970.7646 | 0.15911 |  |  | 1201.8193 | 0.46391 | 1027.5552 | 0.012627 | 1121.8228 | 0 | 1121.0824 | 0 | 1121.0757 | 0.0037773 | 683.913 | 1.5247 | 684.2245 | 1.1178 | 683.9127 | 3.3908 | 683.9127 | 1.4019 | 684.2245 | #REF! | 683.9127 | 2.109 | 680.6026 | 0.20016
| 344.9219 | 0 | 344.9219 | -0.031338 | 344.9219 | 0.03159 | 344.9219 | 0.020334 | 344.9219 | 0.0080888 | 344.9219 | 4.006 | 570.7131 | 0.015748 | 684.146 | -0.012131 | 344.9219 | 0.06082 | 570.7131 | 0.016399 | 684.146 | 0.030385 | 684.146 | 0.0056317 | 676.4962 | 0.0055903 | 684.146 | 0.029391 | 684.146 | 0.013185 | 684.4575 | 0.010532 | 681.3094 | 0.010299 | 684.146 | 0.015517 | 684.4575 | 0.0077739 | 684.4575 | 0.011558 | 684.4575 | 0.0032443 | 570.7131 | 0.36203 | 684.4575 | 0.0020529 | 684.4575 | 0.0036865 |  |  | 684.146 | 0.71409 | 678.94 | -0.0093273 | 684.4575 | 0.0040492 | 684.146 | 0.70351 | 572.9226 | 0.00036815 | 684.4575 | 0.029388 | 684.4575 | 0.065234 | 684.146 | 2.0278 | 684.4575 | 6.0456 | 684.4575 | 1.1128 | 684.4575 | 1.4193 | 855.5204 | 0.027017 | 684.146 | 0.064542 | 684.146 | -0.0039584 | 684.4575 | 0.0079404 | 854.8868 | 25.8285 | 684.146 | 0.019452 | 858.4707 | 3.6074 | 855.5204 | 1.1115 | 684.146 | 0 | 970.8584 | 0.16003 |  |  | 1201.89 | 0.46409 | 1027.5681 | 0.012632 | 1121.8844 | 0 | 1121.144 | 0 | 1121.1373 | 0.0037285 | 684.146 | 1.5206 | 684.4575 | 1.0975 | 684.146 | 3.3569 | 684.146 | 1.3966 | 684.4575 | #REF! | 684.146 | 2.089 | 680.8347 | 0.20034
| 344.9999 | 0 | 344.9999 | -0.019321 | 344.9999 | 0.030935 | 344.9999 | -0.01722 | 344.9999 | 0.0024357 | 344.9999 | 3.9829 | 570.83 | 0 | 684.3793 | -0.0015062 | 344.9999 | 0.01157 | 570.83 | 0 | 684.3793 | -0.10201 | 684.3793 | -0.01074 | 676.7271 | -0.0023336 | 684.3793 | -0.031118 | 684.3793 | -0.04671 | 684.6904 | -0.037311 | 681.5399 | -0.004603 | 684.3793 | -0.040277 | 684.6904 | 0 | 684.6904 | 0 | 684.6904 | -0.00046122 | 570.83 | 0.32525 | 684.6904 | 0 | 684.6904 | 0.00035291 |  |  | 684.3793 | 0.70133 | 679.18 | 0.017256 | 684.6904 | 0 | 684.3793 | 0.70127 | 573.0413 | 0.00075575 | 684.6904 | 0.0033792 | 684.6904 | 0.036806 | 684.3793 | 1.9189 | 684.6904 | 6.1209 | 684.6904 | 1.1373 | 684.6904 | 1.4311 | 855.6875 | 0.018581 | 684.3793 | 0.040037 | 684.3793 | -0.00029138 | 684.6904 | 0.0024887 | 855.0541 | 25.6603 | 684.3793 | -0.0061728 | 858.6395 | 3.6299 | 855.6875 | 1.1134 | 684.3793 | 0 | 970.9522 | 0.161 |  |  | 1201.9608 | 0.46427 | 1027.5811 | 0.012637 | 1121.9462 | 0 | 1121.2056 | 0 | 1121.1988 | 0.0036739 | 684.379 | 1.5136 | 684.6904 | 1.0925 | 684.3793 | 3.3393 | 684.3793 | 1.3851 | 684.6904 | #REF! | 684.3793 | 2.0619 | 681.0668 | 0.19855
| 345.078 | 0 | 345.078 | 0.011641 | 345.078 | 0.031334 | 345.078 | 0.01202 | 345.078 | 0.0095622 | 345.078 | 3.9856 | 570.9469 | 0.040273 | 684.6125 | 0.0015448 | 345.078 | 0.06602 | 570.9469 | 0.021708 | 684.6125 | 0.029484 | 684.6125 | 0.0075677 | 676.958 | 0.01155 | 684.6125 | 0.029039 | 684.6125 | 0.056127 | 684.9234 | 0.044833 | 681.7703 | 0.010696 | 684.6125 | 0.060921 | 684.9234 | 0.015791 | 684.9234 | 0.015012 | 684.9234 | 0.0034759 | 570.9469 | 0.34814 | 684.9234 | 0.0064642 | 684.9234 | 0.0047465 |  |  | 684.6125 | 0.70384 | 679.41 | -0.0016322 | 684.9234 | 0.0076775 | 684.6125 | 0.68195 | 573.16 | 0.00038797 | 684.9234 | 0.035303 | 684.9234 | 0.06284 | 684.6125 | 1.8692 | 684.9234 | 6.1667 | 684.9234 | 1.1528 | 684.9234 | 1.4611 | 855.8545 | 0.027391 | 684.6125 | 0.053967 | 684.6125 | 0.01357 | 684.9234 | 0.0015637 | 855.2215 | 25.6109 | 684.6125 | 0.02265 | 858.8082 | 3.6483 | 855.8545 | 1.1135 | 684.6125 | 0 | 971.046 | 0.16122 |  |  | 1202.0316 | 0.46443 | 1027.594 | 0.012643 | 1122.0078 | 0 | 1121.2672 | 0 | 1121.2605 | 0.0036182 | 684.613 | 1.5095 | 684.9234 | 1.0769 | 684.6125 | 3.3157 | 684.6125 | 1.3824 | 684.9234 | #REF! | 684.6125 | 2.0653 | 681.2988 | 0.19946
| 345.156 | 0 | 345.156 | -0.022194 | 345.156 | 0.030963 | 345.156 | -0.012611 | 345.156 | 0.0047661 | 345.156 | 3.9723 | 571.0638 | 0 | 684.8458 | -0.016975 | 345.156 | 0.00802 | 571.0638 | 0 | 684.8458 | -0.088625 | 684.8458 | -0.016494 | 677.189 | 6.4847e-05 | 684.8458 | -0.034034 | 684.8458 | -0.076618 | 685.1563 | -0.061201 | 682.0008 | -0.0082471 | 684.8458 | -0.038073 | 685.1564 | 0 | 685.1564 | 0 | 685.1564 | -0.003623 | 571.0638 | 0.32118 | 685.1563 | 0 | 685.1564 | 0 |  |  | 684.8458 | 0.68967 | 679.64 | -0.0089774 | 685.1564 | 0 | 684.8458 | 0.6929 | 573.2787 | 0.00077899 | 685.1564 | 0.0068419 | 685.1564 | 0.035609 | 684.8458 | 1.7812 | 685.1564 | 6.2261 | 685.1564 | 1.1755 | 685.1564 | 1.4757 | 856.0216 | 0.019542 | 684.8458 | 0.044112 | 684.8458 | -0.01093 | 685.1564 | -0.0018428 | 855.3888 | 25.4077 | 684.8458 | -0.01783 | 858.977 | 3.6688 | 856.0216 | 1.1189 | 684.8458 | 0 | 971.1399 | 0.16091 |  |  | 1202.1023 | 0.46459 | 1027.6069 | 0.012648 | 1122.0695 | 0 | 1121.3287 | 0 | 1121.322 | 0.0035648 | 684.846 | 1.4946 | 685.1563 | 1.0802 | 684.8458 | 3.2803 | 684.8458 | 1.3709 | 685.1564 | #REF! | 684.8458 | 2.0342 | 681.5309 | 0.19972
| 345.234 | 0 | 345.234 | -0.0026507 | 345.234 | 0.031191 | 345.234 | 0.016815 | 345.234 | 0.0066154 | 345.234 | 3.9528 | 571.1807 | 0.030498 | 685.0791 | 0.013813 | 345.234 | 0.05358 | 571.1807 | 0.023858 | 685.0791 | 0.019674 | 685.0791 | 0.0074737 | 677.4199 | 0.0090953 | 685.0791 | 0.034937 | 685.0791 | 0.029308 | 685.3893 | 0.023411 | 682.2314 | 0.016499 | 685.0791 | 0.014672 | 685.3893 | 0.016062 | 685.3893 | 0.0095904 | 685.3893 | 0.0042883 | 571.1807 | 0.31909 | 685.3893 | 0.0089703 | 685.3893 | 0.0046829 |  |  | 685.0791 | 0.69386 | 679.88 | 0.021452 | 685.3893 | 0.0056142 | 685.0791 | 0.69656 | 573.3975 | 0.0003914 | 685.3893 | 0.030521 | 685.3893 | 0.055957 | 685.0791 | 1.765 | 685.3893 | 6.2989 | 685.3893 | 1.2036 | 685.3893 | 1.5089 | 856.1887 | 0.0291 | 685.0791 | 0.059398 | 685.0791 | 0.014025 | 685.3893 | 0.0069964 | 855.5561 | 25.4289 | 685.0791 | 0.032545 | 859.1458 | 3.6899 | 856.1887 | 1.1244 | 685.0791 | 0 | 971.2338 | 0.16123 |  |  | 1202.1731 | 0.46475 | 1027.6199 | 0.012653 | 1122.1311 | 0 | 1121.3904 | 0 | 1121.3837 | 0.0035148 | 685.079 | 1.4925 | 685.3893 | 1.0803 | 685.0791 | 3.2675 | 685.0791 | 1.3674 | 685.3893 | #REF! | 685.0791 | 2.0391 | 681.763 | 0.19963
| 345.3121 | 0 | 345.3121 | 0.0033318 | 345.3121 | 0.029652 | 345.3121 | -0.0040792 | 345.3121 | 0.00046334 | 345.3121 | 3.9384 | 571.2976 | 0 | 685.3124 | 0.0045223 | 345.3121 | -0.02473 | 571.2976 | 0 | 685.3124 | -0.10297 | 685.3124 | -0.0094567 | 677.6509 | -0.020582 | 685.3124 | -0.037576 | 685.3124 | -0.041579 | 685.6223 | -0.033212 | 682.4619 | -0.00039426 | 685.3124 | -0.053658 | 685.6223 | 0 | 685.6223 | 0 | 685.6223 | -0.0022891 | 571.2976 | 0.33957 | 685.6223 | 0 | 685.6223 | 0 |  |  | 685.3124 | 0.68895 | 680.11 | -0.023668 | 685.6223 | 0 | 685.3124 | 0.68737 | 573.5162 | 0.00079614 | 685.6223 | 0 | 685.6223 | 0.030223 | 685.3124 | 1.6513 | 685.6223 | 6.359 | 685.6223 | 1.2245 | 685.6223 | 1.5162 | 856.3557 | 0.020717 | 685.3124 | 0.050753 | 685.3124 | -0.0001609 | 685.6223 | -0.0034144 | 855.7234 | 25.3222 | 685.3124 | -0.0091862 | 859.3145 | 3.7139 | 856.3557 | 1.1328 | 685.3124 | 0 | 971.3276 | 0.16176 |  |  | 1202.2439 | 0.46491 | 1027.6328 | 0.012658 | 1122.1929 | 0 | 1121.452 | 0 | 1121.4453 | 0.0034739 | 685.312 | 1.4823 | 685.6223 | 1.066 | 685.3124 | 3.2319 | 685.3124 | 1.3585 | 685.6223 | #REF! | 685.3124 | 2.0053 | 681.9951 | 0.19923
| 345.3901 | 0 | 345.3901 | 0.0047067 | 345.3901 | 0.030336 | 345.3901 | 0.012611 | 345.3901 | 0.0080136 | 345.3901 | 3.9394 | 571.4145 | 0.0090743 | 685.5458 | 0.0056677 | 345.3901 | 0.03048 | 571.4145 | 0.03396 | 685.5458 | 0.063722 | 685.5458 | 0.0107 | 677.8819 | 0.0095054 | 685.5458 | 0.029326 | 685.5458 | 0.0081712 | 685.8553 | 0.006527 | 682.6924 | 0.018542 | 685.5458 | 0.017246 | 685.8553 | 0.026753 | 685.8553 | 0.02452 | 685.8553 | -0.001908 | 571.4145 | 0.32024 | 685.8553 | 0.003697 | 685.8554 | 0.004754 |  |  | 685.5458 | 0.68686 | 680.34 | -0.015274 | 685.8553 | 0.0067833 | 685.5458 | 0.68829 | 573.6349 | 0.00040474 | 685.8553 | 0.036413 | 685.8554 | 0.061044 | 685.5458 | 1.6248 | 685.8553 | 6.4166 | 685.8553 | 1.2476 | 685.8553 | 1.55 | 856.5228 | 0.027391 | 685.5458 | 0.072724 | 685.5458 | 0.012321 | 685.8553 | 0.00055886 | 855.8908 | 25.4007 | 685.5458 | 0.011632 | 859.4833 | 3.7299 | 856.5228 | 1.1365 | 685.5458 | 0 | 971.4215 | 0.16214 |  |  | 1202.3147 | 0.46505 | 1027.6458 | 0.012664 | 1122.2545 | 0 | 1121.5137 | 0 | 1121.507 | 0.003441 | 685.546 | 1.475 | 685.8553 | 1.0645 | 685.5458 | 3.238 | 685.5458 | 1.3497 | 685.8553 | #REF! | 685.5458 | 2.0261 | 682.2272 | 0.20012
| 345.4681 | 0 | 345.4681 | -0.035486 | 345.4681 | 0.030136 | 345.4681 | -0.006944 | 345.4681 | 0.001381 | 345.4681 | 3.9003 | 571.5315 | 0 | 685.7791 | -0.0041524 | 345.4681 | -0.06062 | 571.5315 | 0 | 685.7791 | -0.14393 | 685.7791 | -0.010437 | 678.1129 | -0.014512 | 685.7791 | -0.037803 | 685.7791 | -0.067594 | 686.0883 | -0.053993 | 682.9229 | -0.0068644 | 685.7791 | -0.080063 | 686.0883 | 0 | 686.0883 | 0 | 686.0883 | -0.0041755 | 571.5315 | 0.31167 | 686.0883 | 0 | 686.0883 | 0 |  |  | 685.7791 | 0.67768 | 680.58 | 0.015157 | 686.0883 | 0 | 685.7791 | 0.67652 | 573.7537 | 0.00071497 | 686.0883 | 0.0045318 | 686.0883 | 0.034412 | 685.7791 | 1.5559 | 686.0883 | 6.4912 | 686.0883 | 1.2765 | 686.0883 | 1.5814 | 856.6898 | 0.025255 | 685.7791 | 0.044307 | 685.7791 | -0.0085037 | 686.0883 | 0.0015536 | 856.0581 | 25.0827 | 685.7791 | -0.018561 | 859.6521 | 3.7523 | 856.6898 | 1.1426 | 685.7791 | 0 | 971.5154 | 0.1625 |  |  | 1202.3855 | 0.4652 | 1027.6587 | 0.012669 | 1122.3163 | 0 | 1121.5752 | 0 | 1121.5685 | 0.0034182 | 685.779 | 1.4681 | 686.0883 | 1.0594 | 685.7791 | 3.217 | 685.7791 | 1.3417 | 686.0883 | #REF! | 685.7791 | 2.0008 | 682.4593 | 0.2001
| 345.5462 | 0 | 345.5462 | -0.016038 | 345.5462 | 0.030022 | 345.5462 | 0.010587 | 345.5462 | 0.0085248 | 345.5462 | 3.8945 | 571.6484 | 0.030889 | 686.0124 | 0.010686 | 345.5462 | -0.00784 | 571.6484 | 0.030091 | 686.0124 | 0.024506 | 686.0124 | 0.01405 | 678.3439 | 0.0069244 | 686.0124 | 0.02834 | 686.0124 | 0.062078 | 686.3214 | 0.049587 | 683.1535 | 0.017477 | 686.0124 | 0.02366 | 686.3214 | 0.026567 | 686.3214 | 0.010369 | 686.3214 | 0.0021054 | 571.6484 | 0.32316 | 686.3214 | 0.0072746 | 686.3214 | 0.0037788 |  |  | 686.0124 | 0.68428 | 680.81 | -0.008278 | 686.3214 | 0.0056257 | 686.0124 | 0.66855 | 573.8724 | 0.00030984 | 686.3214 | 0.029343 | 686.3214 | 0.056556 | 686.0124 | 1.5416 | 686.3214 | 6.5454 | 686.3214 | 1.3009 | 686.3214 | 1.6198 | 856.8569 | 0.025362 | 686.0124 | 0.070042 | 686.0124 | -0.0017103 | 686.3214 | 0.0063544 | 856.2254 | 24.83 | 686.0124 | 0.023765 | 859.8208 | 3.7733 | 856.8569 | 1.1467 | 686.0124 | 0 | 971.6093 | 0.16262 |  |  | 1202.4563 | 0.46534 | 1027.6716 | 0.012673 | 1122.3779 | 0 | 1121.6368 | 0 | 1121.6301 | 0.0034069 | 686.012 | 1.4625 | 686.3214 | 1.0537 | 686.0124 | 3.2159 | 686.0124 | 1.3364 | 686.3214 | #REF! | 686.0124 | 2.017 | 682.6914 | 0.20011
| 345.6242 | 0 | 345.6242 | -0.00080823 | 345.6242 | 0.029167 | 345.6242 | -0.013483 | 345.6242 | 0.0032325 | 345.6242 | 3.8682 | 571.7654 | 0 | 686.2458 | 0.0010569 | 345.6242 | -0.10154 | 571.7654 | 0 | 686.2458 | -0.1292 | 686.2458 | -0.01398 | 678.5749 | -0.011564 | 686.2458 | -0.03829 | 686.2458 | -0.069152 | 686.5544 | -0.055237 | 683.384 | -0.0046648 | 686.2458 | -0.053541 | 686.5544 | 0 | 686.5544 | 0 | 686.5544 | -0.0031558 | 571.7654 | 0.30781 | 686.5544 | 0 | 686.5544 | 0 |  |  | 686.2458 | 0.67085 | 681.04 | -0.015623 | 686.5544 | 0 | 686.2458 | 0.66094 | 573.9911 | 0.0006921 | 686.5544 | 0.0018906 | 686.5544 | 0.026693 | 686.2458 | 1.4576 | 686.5544 | 6.6068 | 686.5544 | 1.3261 | 686.5544 | 1.6415 | 857.024 | 0.025736 | 686.2458 | 0.049273 | 686.2458 | -0.0010507 | 686.5544 | 0.0022156 | 856.3927 | 24.7196 | 686.2458 | -0.022256 | 859.9896 | 3.7925 | 857.024 | 1.155 | 686.2458 | 0 | 971.7032 | 0.16289 |  |  | 1202.5271 | 0.46547 | 1027.6846 | 0.012678 | 1122.4397 | 0 | 1121.6985 | 0 | 1121.6918 | 0.0034035 | 686.246 | 1.451 | 686.5544 | 1.044 | 686.2458 | 3.177 | 686.2458 | 1.3275 | 686.5544 | #REF! | 686.2458 | 1.9624 | 682.9236 | 0.20063
| 345.7023 | 0 | 345.7023 | 0.030836 | 345.7023 | 0.030678 | 345.7023 | 0.012175 | 345.7023 | 0.0076828 | 345.7023 | 3.8458 | 571.8823 | 0 | 686.4791 | 0.013704 | 345.7023 | -0.00027717 | 571.8823 | 0.038688 | 686.4791 | -0.0072782 | 686.4791 | 0.0091554 | 678.8059 | 0.0086666 | 686.4791 | 0.025357 | 686.4791 | 0.038648 | 686.7874 | 0.030871 | 683.6146 | 0.013802 | 686.4791 | 0.057848 | 686.7874 | 0.027982 | 686.7874 | 0.017201 | 686.7874 | 0.0033275 | 571.8823 | 0.31188 | 686.7874 | 0.0058131 | 686.7874 | 0.0054319 |  |  | 686.4791 | 0.6713 | 681.28 | -0.015623 | 686.7874 | 0.0066425 | 686.4791 | 0.672 | 574.1099 | 0.0003834 | 686.7874 | 0.027489 | 686.7874 | 0.052965 | 686.4791 | 1.4426 | 686.7874 | 6.6295 | 686.7874 | 1.3509 | 686.7874 | 1.6693 | 857.1911 | 0.030488 | 686.4791 | 0.083007 | 686.4791 | 0.0074164 | 686.7874 | 0.0074145 | 856.5601 | 24.6239 | 686.4791 | 0.0069137 | 860.1584 | 3.8062 | 857.1911 | 1.1595 | 686.4791 | 0 | 971.7972 | 0.16358 |  |  | 1202.598 | 0.4656 | 1027.6974 | 0.012683 | 1122.5013 | 0 | 1121.7601 | 0 | 1121.7534 | 0.003408 | 686.479 | 1.4411 | 686.7874 | 1.0475 | 686.4791 | 3.1786 | 686.4791 | 1.3222 | 686.7874 | #REF! | 686.4791 | 1.9797 | 683.1557 | 0.19963
| 345.7803 | 0 | 345.7803 | -0.034642 | 345.7803 | 0.02988 | 345.7803 | -0.0098399 | 345.7803 | 0.0047661 | 345.7803 | 3.8243 | 571.9992 | 0 | 686.7125 | -0.0020373 | 345.7803 | -0.04106 | 571.9992 | 0 | 686.7125 | -0.067438 | 686.7125 | -0.021678 | 679.0369 | -0.0097704 | 686.7125 | -0.047484 | 686.7125 | -0.046823 | 687.0205 | -0.037401 | 683.8452 | 0.00033401 | 686.7125 | -0.017227 | 687.0205 | 0 | 687.0205 | 0 | 687.0205 | -0.0050945 | 571.9992 | 0.2891 | 687.0205 | 0 | 687.0205 | 0 |  |  | 686.7125 | 0.65524 | 681.51 | 0.011309 | 687.0205 | 0 | 686.7125 | 0.65567 | 574.2286 | 0.00073822 | 687.0205 | 0.0031178 | 687.0205 | 0.03142 | 686.7125 | 1.3616 | 687.0205 | 6.6913 | 687.0205 | 1.3753 | 687.0205 | 1.6823 | 857.3582 | 0.030061 | 686.7125 | 0.045824 | 686.7125 | -0.018735 | 687.0205 | 0.0007271 | 856.7274 | 24.3205 | 686.7125 | -0.018148 | 860.3272 | 3.8284 | 857.3582 | 1.1668 | 686.7125 | 0 | 971.8912 | 0.16428 |  |  | 1202.6688 | 0.46572 | 1027.7103 | 0.012687 | 1122.5631 | 0 | 1121.8218 | 0 | 1121.8151 | 0.0034171 | 686.713 | 1.4335 | 687.0205 | 1.0352 | 686.7125 | 3.1406 | 686.7125 | 1.3134 | 687.0205 | #REF! | 686.7125 | 1.9501 | 683.3879 | 0.1996
| 345.8584 | 0 | 345.8584 | -0.015482 | 345.8584 | 0.030136 | 345.8584 | 0.016566 | 345.8584 | 0.011156 | 345.8584 | 3.8049 | 572.1162 | 0.013641 | 686.9459 | 0.039336 | 345.8584 | 0.03126 | 572.1162 | 0.016771 | 686.9459 | 0.04291 | 686.9459 | 0.0076471 | 679.268 | 0.013018 | 686.9459 | 0.030925 | 686.9459 | 0.070589 | 687.2536 | 0.056385 | 684.0758 | 0.0053592 | 686.9459 | 0.0050445 | 687.2536 | 0.027986 | 687.2536 | 0.023005 | 687.2536 | 0.0079231 | 572.1162 | 0.28524 | 687.2536 | 0.0085819 | 687.2535 | 0.0068635 |  |  | 686.9459 | 0.66315 | 681.74 | 0.00081613 | 687.2536 | 0.0077565 | 686.9459 | 0.65972 | 574.3474 | 0.00035596 | 687.2536 | 0.027796 | 687.2535 | 0.056556 | 686.9459 | 1.3686 | 687.2536 | 6.7166 | 687.2536 | 1.4103 | 687.2536 | 1.7305 | 857.5252 | 0.030808 | 686.9459 | 0.07701 | 686.9459 | 0.017425 | 687.2535 | 0.0081543 | 856.8948 | 24.3036 | 686.9459 | 0.029495 | 860.496 | 3.8515 | 857.5252 | 1.1702 | 686.9459 | 0 | 971.9852 | 0.16464 |  |  | 1202.7396 | 0.46584 | 1027.7233 | 0.012691 | 1122.6249 | 0 | 1121.8834 | 0 | 1121.8767 | 0.0034285 | 686.946 | 1.4295 | 687.2536 | 1.0353 | 686.9459 | 3.1263 | 686.9459 | 1.3071 | 687.2535 | #REF! | 686.9459 | 1.9497 | 683.62 | 0.19939
| 345.9364 | 0 | 345.9364 | 0.020187 | 345.9364 | 0.029053 | 345.9364 | -0.0066014 | 345.9364 | 0.0033829 | 345.9364 | 3.7586 | 572.2332 | 0 | 687.1793 | -0.0032331 | 345.9364 | -0.03561 | 572.2332 | 0 | 687.1793 | -0.039379 | 687.1793 | -0.013637 | 679.499 | -0.010202 | 687.1793 | -0.040274 | 687.1793 | -0.033637 | 687.4866 | -0.026869 | 684.3064 | -0.012608 | 687.1793 | -0.044904 | 687.4866 | 0 | 687.4866 | 0 | 687.4866 | -0.0026949 | 572.2332 | 0.29004 | 687.4866 | 0 | 687.4866 | 0 |  |  | 687.1793 | 0.64455 | 681.98 | 0.00046636 | 687.4866 | 0 | 687.1793 | 0.64785 | 574.4661 | 0.00071344 | 687.4866 | 0.0064684 | 687.4866 | 0.029038 | 687.1793 | 1.2802 | 687.4866 | 6.7511 | 687.4866 | 1.4294 | 687.4866 | 1.7383 | 857.6923 | 0.020824 | 687.1793 | 0.051796 | 687.1793 | 0.0070908 | 687.4866 | -0.0040903 | 857.0621 | 24.1849 | 687.1793 | -0.0054774 | 860.6648 | 3.8769 | 857.6923 | 1.1777 | 687.1793 | 0 | 972.0792 | 0.16495 |  |  | 1202.8105 | 0.46596 | 1027.7362 | 0.012694 | 1122.6867 | 0 | 1121.9451 | 0 | 1121.9383 | 0.0034398 | 687.179 | 1.4267 | 687.4866 | 1.0235 | 687.1793 | 3.0863 | 687.1793 | 1.3027 | 687.4866 | #REF! | 687.1793 | 1.9281 | 683.8522 | 0.19924
| 346.0145 | 0 | 346.0145 | 0.017448 | 346.0145 | 0.030136 | 346.0145 | 0.013359 | 346.0145 | 0.010088 | 346.0145 | 3.7457 | 572.3501 | 0 | 687.4127 | 0.012263 | 346.0145 | 0.01956 | 572.3501 | 0.044706 | 687.4127 | 0.02878 | 687.4127 | 0.0091947 | 679.7301 | 0.014318 | 687.4127 | 0.033003 | 687.4127 | 0.019443 | 687.7197 | 0.01553 | 684.537 | 0.011721 | 687.4127 | 0.042101 | 687.7197 | 0.041478 | 687.7197 | 0.012083 | 687.7197 | 0.0033355 | 572.3501 | 0.31219 | 687.7197 | 0.0063759 | 687.7197 | 0.0037739 |  |  | 687.4127 | 0.64806 | 682.21 | -0.0068788 | 687.7197 | 0.0021835 | 687.4127 | 0.6443 | 574.5848 | 0.00035863 | 687.7197 | 0.021076 | 687.7197 | 0.054162 | 687.4127 | 1.2615 | 687.7197 | 6.7812 | 687.7197 | 1.4649 | 687.7197 | 1.7731 | 857.8594 | 0.024882 | 687.4127 | 0.079942 | 687.4127 | 0.0061366 | 687.7197 | 0.0060735 | 857.2295 | 23.822 | 687.4127 | 0.030591 | 860.8336 | 3.899 | 857.8594 | 1.1813 | 687.4127 | 0.0072409 | 972.1733 | 0.1658 |  |  | 1202.8814 | 0.46607 | 1027.7491 | 0.012697 | 1122.7483 | 0 | 1122.0068 | 0 | 1122.0001 | 0.0034501 | 687.413 | 1.4215 | 687.7197 | 1.0206 | 687.4127 | 3.0964 | 687.4127 | 1.2983 | 687.7197 | #REF! | 687.4127 | 1.9403 | 684.0844 | 0.19967
| 346.0926 | 0 | 346.0926 | -0.025183 | 346.0926 | 0.029595 | 346.0926 | -0.012269 | 346.0926 | 0.0020297 | 346.0925 | 3.7001 | 572.4671 | 0 | 687.6461 | -0.015719 | 346.0926 | -0.02231 | 572.4671 | 0 | 687.6461 | -0.06539 | 687.6461 | -0.012792 | 679.9611 | -0.010411 | 687.6461 | -0.045575 | 687.6461 | -0.057837 | 687.9528 | -0.046199 | 684.7676 | -0.0081032 | 687.6461 | -0.068305 | 687.9528 | 0 | 687.9528 | 0 | 687.9528 | -0.0030133 | 572.4671 | 0.29004 | 687.9528 | 0 | 687.9528 | 0 |  |  | 687.6461 | 0.6348 | 682.44 | -0.0072287 | 687.9528 | 0 | 687.6461 | 0.62071 | 574.7036 | 0.00075689 | 687.9528 | 0 | 687.9528 | 0.026159 | 687.6461 | 1.2103 | 687.9528 | 6.7851 | 687.9528 | 1.4883 | 687.9528 | 1.789 | 858.0265 | 0.021197 | 687.6461 | 0.061466 | 687.6461 | -0.00656 | 687.9528 | -0.0036831 | 857.3969 | 23.5069 | 687.6461 | -0.023217 | 861.0024 | 3.9207 | 858.0265 | 1.1918 | 687.6461 | 0.0072409 | 972.2673 | 0.1667 |  |  | 1202.9523 | 0.46617 | 1027.7621 | 0.0127 | 1122.8101 | 0 | 1122.0685 | 0 | 1122.0618 | 0.003458 | 687.646 | 1.4151 | 687.9528 | 1.002 | 687.6461 | 3.0527 | 687.6461 | 1.2886 | 687.9528 | #REF! | 687.6461 | 1.9034 | 684.3166 | 0.19961
| 346.1706 | 0 | 346.1706 | -0.042349 | 346.1706 | 0.03045 | 346.1706 | 0.012456 | 346.1706 | 0.0090811 | 346.1706 | 3.6823 | 572.5841 | 0.0090743 | 687.8795 | 0.010803 | 346.1706 | 0.03948 | 572.5841 | 0.041267 | 687.8795 | -0.052565 | 687.8795 | 0.0072115 | 680.1922 | 0.010479 | 687.8795 | 0.025344 | 687.8795 | 0.046001 | 688.1859 | 0.036744 | 684.9982 | 0.012443 | 687.8795 | -0.0011561 | 688.1859 | 0.042089 | 688.1859 | 0.009758 | 688.1859 | 0.0044679 | 572.5841 | 0.29412 | 688.1859 | 0.0061356 | 688.1859 | 0.0041803 |  |  | 687.8795 | 0.64277 | 682.68 | 0.016206 | 688.1859 | 0.005924 | 687.8795 | 0.64085 | 574.8224 | 0.00039826 | 688.1859 | 0.031631 | 688.1859 | 0.052666 | 687.8795 | 1.1978 | 688.1859 | 6.7904 | 688.1859 | 1.5195 | 688.1859 | 1.841 | 858.1936 | 0.025362 | 687.8795 | 0.082975 | 687.8795 | 0.0029525 | 688.1859 | 0.00063654 | 857.5642 | 23.5393 | 687.8795 | 0.036741 | 861.1713 | 3.9437 | 858.1936 | 1.1992 | 687.8795 | 0 | 972.3614 | 0.16697 |  |  | 1203.0231 | 0.46627 | 1027.775 | 0.012702 | 1122.8718 | 0 | 1122.1301 | 0 | 1122.1234 | 0.0034591 | 687.88 | 1.4028 | 688.1859 | 1.006 | 687.8795 | 3.0557 | 687.8795 | 1.2788 | 688.1859 | #REF! | 687.8795 | 1.8966 | 684.5488 | 0.20044
| 346.2487 | 0 | 346.2487 | 0.020681 | 346.2487 | 0.029623 | 346.2487 | -0.010027 | 346.2487 | 0.0056982 | 346.2487 | 3.6385 | 572.7011 | 0 | 688.1129 | 0.003505 | 346.2487 | -0.04874 | 572.7011 | 0 | 688.1129 | -0.10427 | 688.1129 | -0.013156 | 680.4233 | -0.012584 | 688.1129 | -0.043067 | 688.1129 | -0.031905 | 688.419 | -0.025485 | 685.2288 | -0.0056547 | 688.1129 | -0.053846 | 688.419 | 0 | 688.419 | 0 | 688.419 | -0.0022611 | 572.7011 | 0.26748 | 688.419 | 0 | 688.419 | 0 |  |  | 688.1129 | 0.62473 | 682.91 | -0.029614 | 688.419 | 0 | 688.1129 | 0.62837 | 574.9411 | 0.00077213 | 688.419 | 0 | 688.419 | 0.02324 | 688.1129 | 1.1212 | 688.419 | 6.8111 | 688.419 | 1.5392 | 688.419 | 1.8486 | 858.3607 | 0.020824 | 688.1129 | 0.053592 | 688.1129 | -0.012957 | 688.419 | -0.00052101 | 857.7316 | 23.1386 | 688.1129 | -0.0087656 | 861.3401 | 3.9662 | 858.3607 | 1.2089 | 688.1129 | 0 | 972.4555 | 0.1672 |  |  | 1203.094 | 0.46637 | 1027.788 | 0.012704 | 1122.9336 | 0 | 1122.1918 | 0 | 1122.1851 | 0.0034546 | 688.113 | 1.3953 | 688.419 | 1.0022 | 688.1129 | 3.0118 | 688.1129 | 1.2735 | 688.419 | #REF! | 688.1129 | 1.8772 | 684.781 | 0.19911
| 346.3268 | 0 | 346.3268 | 0.030793 | 346.3268 | 0.031819 | 346.3268 | 0.0082518 | 346.3268 | 0.0050818 | 346.3267 | 3.6189 | 572.8181 | 0 | 688.3464 | 0.014449 | 346.3268 | 0.01976 | 572.8181 | 0.029876 | 688.3464 | 0.020307 | 688.3464 | 0.011264 | 680.6544 | 0.007677 | 688.3464 | 0.030597 | 688.3464 | 0.051906 | 688.6522 | 0.041462 | 685.4595 | 0.01286 | 688.3464 | 0.048496 | 688.6522 | 0.019223 | 688.6522 | 0.019733 | 688.6522 | 0.0062416 | 572.8181 | 0.28168 | 688.6522 | 0.0092493 | 688.6522 | 0.0055629 |  |  | 688.3464 | 0.63297 | 683.14 | 0.030547 | 688.6522 | 0.0038244 | 688.3464 | 0.62178 | 575.0599 | 0.00037425 | 688.6522 | 0.021219 | 688.6522 | 0.043689 | 688.3464 | 1.1271 | 688.6522 | 6.7966 | 688.6522 | 1.5722 | 688.6522 | 1.886 | 858.5278 | 0.024294 | 688.3464 | 0.092334 | 688.3464 | 0.0046394 | 688.6522 | 0.0067195 | 857.899 | 22.8172 | 688.3464 | 0.028445 | 861.5089 | 3.9799 | 858.5278 | 1.2112 | 688.3464 | 0 | 972.5496 | 0.16766 |  |  | 1203.1649 | 0.46646 | 1027.8009 | 0.012705 | 1122.9954 | 0 | 1122.2535 | 0 | 1122.2468 | 0.003441 | 688.346 | 1.3938 | 688.6522 | 0.99177 | 688.3464 | 3.0049 | 688.3464 | 1.2673 | 688.6522 | #REF! | 688.3464 | 1.8793 | 685.0132 | 0.1998
| 346.4048 | 0 | 346.4048 | -0.061553 | 346.4048 | 0.031562 | 346.4048 | -0.013452 | 346.4048 | 0.0021801 | 346.4048 | 3.5819 | 572.9351 | 0 | 688.5798 | -0.00030936 | 346.4048 | -0.00499 | 572.9351 | 0 | 688.5798 | -0.073142 | 688.5798 | -0.016472 | 680.8855 | -0.018307 | 688.5798 | -0.045887 | 688.5798 | -0.07186 | 688.8853 | -0.0574 | 685.6901 | -0.010637 | 688.5798 | -0.053757 | 688.8853 | 0 | 688.8853 | 0 | 688.8853 | -0.0032453 | 572.9351 | 0.2704 | 688.8853 | 0 | 688.8853 | 0 |  |  | 688.5798 | 0.61645 | 683.38 | -0.012125 | 688.8853 | 0 | 688.5798 | 0.61407 | 575.1786 | 0.00064523 | 688.8853 | 0 | 688.8853 | 0.02663 | 688.5798 | 1.0458 | 688.8853 | 6.8055 | 688.8853 | 1.5963 | 688.8853 | 1.9119 | 858.6949 | 0.016445 | 688.5798 | 0.066491 | 688.5798 | 0.0011927 | 688.8853 | -0.0052655 | 858.0663 | 22.6226 | 688.5798 | -0.018333 | 861.6777 | 3.9999 | 858.6949 | 1.2177 | 688.5798 | 0 | 972.6437 | 0.16817 |  |  | 1203.2358 | 0.46654 | 1027.8138 | 0.012706 | 1123.0573 | 0 | 1122.3152 | 0 | 1122.3085 | 0.0034171 | 688.58 | 1.3886 | 688.8853 | 0.98226 | 688.5798 | 2.9673 | 688.5798 | 1.2602 | 688.8853 | #REF! | 688.5798 | 1.8467 | 685.2455 | 0.19934
| 346.4829 | 0 | 346.4829 | -0.028145 | 346.4829 | 0.033045 | 346.4829 | 0.010743 | 346.4829 | 0.005157 | 346.4829 | 3.5558 | 573.0521 | 0.0052105 | 688.8133 | 0.011845 | 346.4829 | 0.06329 | 573.0521 | 0.019008 | 688.8133 | 0.043736 | 688.8133 | -0.00041282 | 681.1166 | 0.0077196 | 688.8133 | 0.034884 | 688.8133 | 0.010563 | 689.1184 | 0.0084373 | 685.9208 | 0.012023 | 688.8133 | 0.0035913 | 689.1184 | 0.021544 | 689.1184 | 0.014662 | 689.1184 | 0.00321 | 573.0521 | 0.27333 | 689.1184 | 0.0051043 | 689.1185 | 0.002799 |  |  | 688.8133 | 0.62935 | 683.61 | 0.0029147 | 689.1184 | 0.0036396 | 688.8133 | 0.61681 | 575.2974 | 0.00027135 | 689.1184 | 0.020104 | 689.1185 | 0.045185 | 688.8133 | 1.0649 | 689.1184 | 6.8069 | 689.1184 | 1.6209 | 689.1184 | 1.9517 | 858.862 | 0.011159 | 688.8133 | 0.083728 | 688.8133 | 0.010763 | 689.1185 | 0.0016069 | 858.2337 | 22.2454 | 688.8133 | 0.017996 | 861.8466 | 4.0229 | 858.862 | 1.2235 | 688.8133 | 0 | 972.7379 | 0.16899 |  |  | 1203.3068 | 0.46662 | 1027.8268 | 0.012706 | 1123.119 | 0 | 1122.377 | 0 | 1122.3702 | 0.003383 | 688.813 | 1.3811 | 689.1184 | 0.98094 | 688.8133 | 2.9598 | 688.8133 | 1.254 | 689.1185 | #REF! | 688.8133 | 1.8655 | 685.4777 | 0.19872
| 346.561 | 0 | 346.561 | 0.02257 | 346.561 | 0.032674 | 346.561 | -0.0059787 | 346.561 | 0.0027514 | 346.561 | 3.5139 | 573.1691 | 0 | 689.0468 | -0.017671 | 346.561 | 0.01231 | 573.1691 | 0 | 689.0468 | -0.064616 | 689.0467 | -0.019453 | 681.3477 | -0.0052522 | 689.0468 | -0.042563 | 689.0467 | -0.11044 | 689.3516 | -0.088217 | 686.1514 | -0.0099637 | 689.0467 | -0.071226 | 689.3516 | 0 | 689.3516 | 0 | 689.3516 | -0.0084736 | 573.1691 | 0.27489 | 689.3516 | 0 | 689.3516 | 0 |  |  | 689.0468 | 0.61821 | 683.84 | 0.00011659 | 689.3516 | 0 | 689.0467 | 0.60316 | 575.4162 | 0.00059339 | 689.3516 | 0 | 689.3516 | 0.02018 | 689.0467 | 0.99496 | 689.3516 | 6.8268 | 689.3516 | 1.6657 | 689.3516 | 1.9822 | 859.0291 | 0.015698 | 689.0468 | 0.064096 | 689.0468 | 0.0025189 | 689.3516 | -0.0016892 | 858.4011 | 22.1505 | 689.0468 | -0.032166 | 862.0154 | 4.0451 | 859.0291 | 1.2337 | 689.0467 | 0 | 972.832 | 0.17006 |  |  | 1203.3777 | 0.4667 | 1027.8397 | 0.012705 | 1123.1808 | 0 | 1122.4386 | 0 | 1122.4319 | 0.0033398 | 689.047 | 1.3747 | 689.3516 | 0.96754 | 689.0467 | 2.9487 | 689.0467 | 1.2487 | 689.3516 | #REF! | 689.0467 | 1.8146 | 685.71 | 0.1983
| 346.639 | 0 | 346.639 | 0.042039 | 346.639 | 0.033159 | 346.639 | 0.010182 | 346.639 | 0.0091863 | 346.6391 | 3.5033 | 573.2861 | 0.02952 | 689.2802 | -0.0029836 | 346.639 | 0.09417 | 573.2861 | 0.026437 | 689.2802 | 0.015857 | 689.2802 | 0.0047992 | 681.5789 | 0.015228 | 689.2802 | 0.030797 | 689.2802 | -0.0084207 | 689.5848 | -0.0067263 | 686.3821 | 0.010065 | 689.2802 | 0.020806 | 689.5848 | 0.0097308 | 689.5848 | 0.0086807 | 689.5848 | -0.00032733 | 573.2861 | 0.25473 | 689.5848 | 0.0026827 | 689.5848 | 0.0049575 |  |  | 689.2802 | 0.62037 | 684.08 | -0.0023318 | 689.5848 | 0.0056514 | 689.2802 | 0.60833 | 575.5349 | 0.00032204 | 689.5848 | 0.028321 | 689.5848 | 0.040696 | 689.2802 | 1.0038 | 689.5848 | 6.8016 | 689.5848 | 1.6978 | 689.5848 | 2.0172 | 859.1962 | 0.025522 | 689.2802 | 0.093039 | 689.2802 | 0.010704 | 689.5848 | 0.0070215 | 858.5685 | 21.8578 | 689.2802 | 0.0077878 | 862.1843 | 4.0603 | 859.1962 | 1.2394 | 689.2802 | 0 | 972.9262 | 0.17062 |  |  | 1203.4486 | 0.46676 | 1027.8527 | 0.012704 | 1123.2425 | 0 | 1122.5004 | 0 | 1122.4936 | 0.0032898 | 689.28 | 1.3659 | 689.5848 | 0.96824 | 689.2802 | 2.9363 | 689.2802 | 1.239 | 689.5848 | #REF! | 689.2802 | 1.8342 | 685.9422 | 0.19871
| 346.7171 | 0 | 346.7171 | -0.052947 | 346.7171 | 0.032104 | 346.7171 | -0.012642 | 346.7171 | 0.0030521 | 346.7171 | 3.4724 | 573.4031 | 0 | 689.5137 | 0.0087695 | 346.7171 | 0.02381 | 573.4031 | 0 | 689.5137 | -0.077731 | 689.5137 | -0.010353 | 681.81 | -0.0078901 | 689.5137 | -0.032345 | 689.5137 | -0.043201 | 689.8179 | -0.034508 | 686.6128 | -0.0046335 | 689.5137 | -0.06933 | 689.8179 | 0 | 689.8179 | 0 | 689.8179 | -0.0032291 | 573.4031 | 0.26361 | 689.8179 | 0 | 689.8179 | 0 |  |  | 689.5137 | 0.61918 | 684.31 | -0.013874 | 689.8179 | 0 | 689.5137 | 0.60534 | 575.6537 | 0.00062198 | 689.8179 | 0.0027471 | 689.8179 | 0.0215 | 689.5137 | 0.93459 | 689.8179 | 6.8203 | 689.8179 | 1.7289 | 689.8179 | 2.0474 | 859.3633 | 0.020343 | 689.5137 | 0.074175 | 689.5137 | -0.0020663 | 689.8179 | 0.0022686 | 858.7359 | 21.3173 | 689.5137 | -0.029117 | 862.3531 | 4.0819 | 859.3633 | 1.2465 | 689.5137 | 0 | 973.0204 | 0.17055 |  |  | 1203.5195 | 0.46683 | 1027.8656 | 0.012703 | 1123.3044 | 0 | 1122.5621 | 0 | 1122.5554 | 0.0032398 | 689.514 | 1.3566 | 689.8179 | 0.9682 | 689.5137 | 2.9196 | 689.5137 | 1.2345 | 689.8179 | #REF! | 689.5137 | 1.8127 | 686.1745 | 0.19874
| 346.7952 | 0 | 346.7952 | -0.038425 | 346.7952 | 0.033102 | 346.7952 | 0.015787 | 346.7952 | 0.0085699 | 346.7952 | 3.451 | 573.5202 | 0.022091 | 689.7472 | -1.3463e-05 | 346.7952 | 0.08322 | 573.5202 | 0.017517 | 689.7472 | -0.005971 | 689.7472 | 0.00018648 | 682.0411 | 0.013324 | 689.7472 | 0.031083 | 689.7472 | 0.0426 | 690.0511 | 0.034028 | 686.8435 | 0.0017219 | 689.7472 | 0.060736 | 690.0511 | 0.011829 | 690.0511 | 0.0065256 | 690.0511 | 0.00020884 | 573.5202 | 0.25797 | 690.0511 | 0.0045245 | 690.0512 | 0.0044792 |  |  | 689.7472 | 0.613 | 684.54 | 0.023901 | 690.0511 | 0.0027841 | 689.7472 | 0.59448 | 575.7725 | 0.00029994 | 690.0511 | 0.023504 | 690.0512 | 0.043689 | 689.7472 | 0.93974 | 690.0511 | 6.7797 | 690.0511 | 1.7623 | 690.0511 | 2.0891 | 859.5305 | 0.019542 | 689.7472 | 0.096142 | 689.7472 | 0.0097617 | 690.0511 | 0.0058134 | 858.9033 | 21.3953 | 689.7472 | 0.0040551 | 862.5219 | 4.1023 | 859.5305 | 1.2514 | 689.7472 | 0 | 973.1147 | 0.17065 |  |  | 1203.5904 | 0.46689 | 1027.8785 | 0.0127 | 1123.3662 | 0 | 1122.6238 | 0 | 1122.6171 | 0.0031932 | 689.747 | 1.3502 | 690.0511 | 0.95844 | 689.7472 | 2.8996 | 689.7472 | 1.2265 | 690.0511 | #REF! | 689.7472 | 1.8357 | 686.4068 | 0.19887
| 346.8733 | 0 | 346.8733 | 0.02707 | 346.8733 | 0.031904 | 346.8733 | -0.0072554 | 346.8733 | 0.00072586 | 346.8733 | 3.4018 | 573.6372 | 0 | 689.9807 | -0.0087904 | 346.8733 | 0.0119 | 573.6372 | 0 | 689.9807 | -0.16546 | 689.9807 | -0.017259 | 682.2723 | -0.0058595 | 689.9807 | -0.037826 | 689.9807 | -0.082643 | 690.2843 | -0.066014 | 687.0742 | -0.0077524 | 689.9807 | -0.038228 | 690.2843 | 0 | 690.2843 | 0 | 690.2843 | -0.0037821 | 573.6372 | 0.25703 | 690.2843 | 0 | 690.2843 | 0 |  |  | 689.9807 | 0.59705 | 684.78 | -0.010726 | 690.2843 | 0 | 689.9807 | 0.59484 | 575.8913 | 0.00064408 | 690.2843 | 0 | 690.2843 | 0.016163 | 689.9807 | 0.88453 | 690.2843 | 6.7597 | 690.2843 | 1.7895 | 690.2843 | 2.1123 | 859.6976 | 0.017246 | 689.9807 | 0.07378 | 689.9807 | -0.011276 | 690.2843 | -0.0030518 | 859.0707 | 20.8008 | 689.9807 | -0.012939 | 862.6908 | 4.1217 | 859.6976 | 1.261 | 689.9807 | 0 | 973.2089 | 0.17131 |  |  | 1203.6614 | 0.46694 | 1027.8915 | 0.012697 | 1123.4281 | 0 | 1122.6855 | 0 | 1122.6788 | 0.0031535 | 689.981 | 1.3461 | 690.2843 | 0.95 | 689.9807 | 2.8872 | 689.9807 | 1.2212 | 690.2843 | #REF! | 689.9807 | 1.7937 | 686.6391 | 0.19918
| 346.9514 | 0 | 346.9514 | 0.019731 | 346.9514 | 0.032588 | 346.9514 | 0.013016 | 346.9514 | 0.010314 | 346.9514 | 3.3871 | 573.7542 | 0.026197 | 690.2142 | 0.00053607 | 346.9514 | 0.05351 | 573.7542 | 0.032885 | 690.2142 | 0.00051468 | 690.2142 | 0.0007081 | 682.5035 | 0.014489 | 690.2142 | 0.02516 | 690.2142 | 0.018549 | 690.5175 | 0.014817 | 687.3049 | 0.013328 | 690.2142 | 0.037867 | 690.5175 | 0.027729 | 690.5175 | 0.011541 | 690.5175 | 0.00034537 | 573.7542 | 0.24104 | 690.5175 | 0.0045009 | 690.5175 | 0.0047361 |  |  | 690.2142 | 0.60629 | 685.01 | -0.017023 | 690.5175 | 0.0049197 | 690.2142 | 0.59053 | 576.0101 | 0.00034529 | 690.5175 | 0.027445 | 690.5175 | 0.044885 | 690.2142 | 0.9033 | 690.5175 | 6.7064 | 690.5175 | 1.8275 | 690.5175 | 2.1514 | 859.8647 | 0.033211 | 690.2142 | 0.10578 | 690.2142 | 0.0019294 | 690.5175 | 0.0072618 | 859.2381 | 20.5627 | 690.2142 | 0.0089272 | 862.8597 | 4.1368 | 859.8647 | 1.2667 | 690.2142 | 0 | 973.3032 | 0.17209 |  |  | 1203.7324 | 0.46699 | 1027.9044 | 0.012694 | 1123.4899 | 0 | 1122.7473 | 0 | 1122.7406 | 0.0031239 | 690.214 | 1.3403 | 690.5175 | 0.94512 | 690.2142 | 2.8724 | 690.2142 | 1.2133 | 690.5175 | #REF! | 690.2142 | 1.8001 | 686.8714 | 0.19909
| 347.0295 | 0 | 347.0295 | -0.0098916 | 347.0295 | 0.032132 | 347.0295 | -0.011148 | 347.0295 | 0.0007801 | 347.0295 | 3.3555 | 573.8713 | 0 | 690.4478 | -0.0081214 | 347.0295 | -0.02501 | 573.8713 | 0 | 690.4478 | -0.11183 | 690.4478 | -0.016361 | 682.7347 | -0.0011619 | 690.4478 | -0.044181 | 690.4478 | -0.065658 | 690.7507 | -0.052447 | 687.5357 | -0.0040127 | 690.4478 | -0.070528 | 690.7507 | 0 | 690.7507 | 0 | 690.7507 | -0.0051961 | 573.8713 | 0.26862 | 690.7507 | 0 | 690.7507 | 0 |  |  | 690.4478 | 0.59722 | 685.25 | -0.0058295 | 690.7507 | 0 | 690.4478 | 0.57186 | 576.1289 | 0.00063151 | 690.7507 | 0.0025855 | 690.7507 | 0.019004 | 690.4478 | 0.82858 | 690.7507 | 6.6853 | 690.7507 | 1.8604 | 690.7507 | 2.1789 | 860.0318 | 0.022425 | 690.4478 | 0.079511 | 690.4478 | -0.013101 | 690.7507 | -0.0016948 | 859.4055 | 20.1539 | 690.4478 | -0.0043827 | 863.0285 | 4.1577 | 860.0318 | 1.2739 | 690.4478 | 0 | 973.3975 | 0.17197 |  |  | 1203.8033 | 0.46704 | 1027.9174 | 0.012689 | 1123.5518 | 0 | 1122.8091 | 0 | 1122.8024 | 0.0031057 | 690.448 | 1.3389 | 690.7507 | 0.93591 | 690.4478 | 2.8367 | 690.4478 | 1.208 | 690.7507 | #REF! | 690.4478 | 1.7639 | 687.1037 | 0.19849
| 347.1076 | 0 | 347.1076 | -0.03899 | 347.1076 | 0.032788 | 347.1076 | 0.012175 | 347.1076 | 0.0069762 | 347.1076 | 3.3318 | 573.9883 | 0.0048591 | 690.6813 | 0.010665 | 347.1076 | 0.04796 | 573.9883 | 0.030521 | 690.6813 | 0.035071 | 690.6813 | 0.012717 | 682.9659 | 0.0016665 | 690.6813 | 0.022935 | 690.6813 | 0.047756 | 690.984 | 0.038147 | 687.7664 | 0.0096314 | 690.6813 | 0.010143 | 690.984 | 0.030458 | 690.984 | 0.024221 | 690.984 | 0.0034243 | 573.9883 | 0.22715 | 690.984 | 0.0020219 | 690.984 | 0.0033901 |  |  | 690.6813 | 0.59712 | 685.48 | -0.012125 | 690.984 | 0.005204 | 690.6813 | 0.57774 | 576.2476 | 0.00028736 | 690.984 | 0.015353 | 690.984 | 0.040995 | 690.6813 | 0.84698 | 690.984 | 6.6087 | 690.984 | 1.888 | 690.984 | 2.2231 | 860.199 | 0.028726 | 690.6813 | 0.11483 | 690.6813 | 0.00070714 | 690.9839 | 0.0038751 | 859.5729 | 20.0363 | 690.6813 | 0.0089266 | 863.1974 | 4.1807 | 860.199 | 1.276 | 690.6813 | 0 | 973.4918 | 0.1715 |  |  | 1203.8743 | 0.46708 | 1027.9303 | 0.012684 | 1123.6135 | 0 | 1122.8709 | 0 | 1122.8641 | 0.0030978 | 690.681 | 1.3252 | 690.984 | 0.93092 | 690.6813 | 2.8271 | 690.6813 | 1.1982 | 690.9839 | #REF! | 690.6813 | 1.7862 | 687.336 | 0.19909
| 347.1857 | 0 | 347.1857 | 0.011856 | 347.1857 | 0.032731 | 347.1857 | -0.010338 | 347.1857 | 0.0016538 | 347.1857 | 3.2736 | 574.1054 | 0 | 690.9149 | 0.0056098 | 347.1857 | -0.0042 | 574.1054 | 0 | 690.9149 | -0.11679 | 690.9149 | -0.0076815 | 683.1971 | -0.0056604 | 690.9149 | -0.03786 | 690.9149 | -0.062577 | 691.2172 | -0.049986 | 687.9971 | -0.0056759 | 690.9149 | -0.081766 | 691.2172 | 0 | 691.2172 | 0 | 691.2172 | -0.003404 | 574.1054 | 0.24376 | 691.2172 | 0 | 691.2172 | 0 |  |  | 690.9149 | 0.57795 | 685.71 | -0.0068788 | 691.2172 | 0 | 690.9149 | 0.57125 | 576.3664 | 0.00062655 | 691.2172 | 0 | 691.2172 | 0.018251 | 690.9149 | 0.78146 | 691.2172 | 6.5842 | 691.2172 | 1.9199 | 691.2172 | 2.2448 | 860.3661 | 0.018421 | 690.9149 | 0.08473 | 690.9149 | 0.012309 | 691.2172 | -0.0061025 | 859.7403 | 19.3677 | 690.9149 | -0.022348 | 863.3663 | 4.2083 | 860.3661 | 1.2861 | 690.9149 | 0 | 973.5861 | 0.17224 |  |  | 1203.9453 | 0.46711 | 1027.9432 | 0.012679 | 1123.6754 | 0 | 1122.9326 | 0 | 1122.9259 | 0.0030978 | 690.915 | 1.3196 | 691.2172 | 0.92508 | 690.9149 | 2.8039 | 690.9149 | 1.1929 | 691.2172 | #REF! | 690.9149 | 1.743 | 687.5683 | 0.19819
| 347.2638 | 0 | 347.2638 | 0.050425 | 347.2638 | 0.034755 | 347.2638 | 0.015133 | 347.2638 | 0.010028 | 347.2638 | 3.2556 | 574.2225 | 0.0062641 | 691.1484 | -0.00078731 | 347.2638 | 0.04865 | 574.2225 | 0.024932 | 691.1484 | -0.01777 | 691.1484 | 0.00311 | 683.4283 | 0.015774 | 691.1484 | 0.034975 | 691.1484 | 0.021142 | 691.4505 | 0.016888 | 688.2279 | 0.016653 | 691.1484 | 0.036474 | 691.4505 | 0.035588 | 691.4505 | 0.009911 | 691.4505 | 0.0016295 | 574.2225 | 0.24731 | 691.4505 | 0.0065419 | 691.4504 | 0.0027454 |  |  | 691.1484 | 0.58578 | 685.95 | -0.0068788 | 691.4505 | 0.00040463 | 691.1484 | 0.56643 | 576.4852 | 0.00034071 | 691.4505 | 0.028773 | 691.4504 | 0.045185 | 691.1484 | 0.78846 | 691.4505 | 6.504 | 691.4505 | 1.9535 | 691.4505 | 2.2787 | 860.5332 | 0.013242 | 691.1484 | 0.098969 | 691.1484 | -0.0011597 | 691.4504 | 0.0095268 | 859.9077 | 19.2501 | 691.1484 | 0.015377 | 863.5351 | 4.2357 | 860.5332 | 1.2932 | 691.1484 | 0 | 973.6804 | 0.17348 |  |  | 1204.0162 | 0.46714 | 1027.9562 | 0.012672 | 1123.7373 | 0 | 1122.9944 | 0 | 1122.9877 | 0.0031069 | 691.148 | 1.3046 | 691.4505 | 0.91664 | 691.1484 | 2.788 | 691.1484 | 1.1814 | 691.4504 | #REF! | 691.1484 | 1.737 | 687.8007 | 0.1992
| 347.3419 | 0 | 347.3419 | -0.02795 | 347.3419 | 0.034156 | 347.3419 | -0.012798 | 347.3419 | 0.00070671 | 347.3419 | 3.2202 | 574.3395 | 0 | 691.382 | 0.0012349 | 347.3419 | 0.01227 | 574.3395 | 0 | 691.382 | -0.15538 | 691.382 | -0.016686 | 683.6595 | -0.0046693 | 691.382 | -0.048973 | 691.382 | -0.062306 | 691.6837 | -0.049769 | 688.4587 | -0.012733 | 691.382 | -0.057489 | 691.6837 | 0 | 691.6837 | 0 | 691.6837 | -0.0026599 | 574.3395 | 0.22119 | 691.6837 | 0 | 691.6837 | 0 |  |  | 691.382 | 0.57718 | 686.18 | -0.025417 | 691.6837 | 0 | 691.382 | 0.56166 | 576.604 | 0.00067685 | 691.6837 | 0 | 691.6837 | 0.016351 | 691.382 | 0.72956 | 691.6837 | 6.456 | 691.6837 | 1.9872 | 691.6837 | 2.3024 | 860.7004 | 0.021945 | 691.382 | 0.079004 | 691.382 | -0.0046796 | 691.6837 | 0.0015368 | 860.0751 | 18.7615 | 691.382 | -0.010158 | 863.704 | 4.2661 | 860.7004 | 1.3049 | 691.382 | 0 | 973.7747 | 0.17389 |  |  | 1204.0873 | 0.46716 | 1027.9691 | 0.012665 | 1123.7992 | 0 | 1123.0561 | 0 | 1123.0494 | 0.0031205 | 691.382 | 1.2952 | 691.6837 | 0.91374 | 691.382 | 2.7666 | 691.382 | 1.1761 | 691.6837 | #REF! | 691.382 | 1.7185 | 688.033 | 0.19855
| 347.42 | 0 | 347.42 | -0.017594 | 347.42 | 0.034727 | 347.42 | 0.014853 | 347.42 | 0.0068108 | 347.42 | 3.1961 | 574.4566 | 0.0069668 | 691.6156 | 0.018101 | 347.42 | 0.10575 | 574.4566 | 0.0055905 | 691.6156 | 0.053161 | 691.6156 | 0.012341 | 683.8907 | 0.0060762 | 691.6156 | 0.03158 | 691.6156 | 0.019069 | 691.917 | 0.015232 | 688.6894 | 0.0069449 | 691.6156 | 0.017529 | 691.917 | 0.02264 | 691.917 | 0.016474 | 691.917 | 0.0025627 | 574.4566 | 0.24376 | 691.917 | 0.0075714 | 691.917 | 0.0022835 |  |  | 691.6156 | 0.58533 | 686.41 | -0.0019821 | 691.917 | 0.0069266 | 691.6156 | 0.56739 | 576.7228 | 0.00033614 | 691.917 | 0.02996 | 691.917 | 0.041594 | 691.6156 | 0.74723 | 691.917 | 6.3759 | 691.917 | 2.0216 | 691.917 | 2.3465 | 860.8675 | 0.024775 | 691.6156 | 0.11155 | 691.6156 | -0.0021983 | 691.917 | 0.0055033 | 860.2425 | 18.6324 | 691.6156 | 0.024027 | 863.8729 | 4.2962 | 860.8675 | 1.3111 | 691.6156 | 0 | 973.8691 | 0.17402 |  |  | 1204.1583 | 0.46718 | 1027.9821 | 0.012657 | 1123.861 | 0 | 1123.1179 | 0 | 1123.1112 | 0.0031398 | 691.616 | 1.2872 | 691.917 | 0.90879 | 691.6156 | 2.7461 | 691.6156 | 1.1681 | 691.917 | #REF! | 691.6156 | 1.7443 | 688.2654 | 0.19791
| 347.4981 | 0 | 347.4981 | 0.029104 | 347.4981 | 0.034128 | 347.4981 | -0.0094974 | 347.4981 | 0.003443 | 347.4981 | 3.1687 | 574.5737 | 0 | 691.8491 | -0.0094 | 347.4981 | 0.0745 | 574.5737 | 0 | 691.8491 | -0.10791 | 691.8492 | -0.013427 | 684.1219 | -0.01209 | 691.8491 | -0.04188 | 691.8492 | -0.083338 | 692.1503 | -0.066569 | 688.9202 | -0.0062424 | 691.8492 | -0.07035 | 692.1503 | 0 | 692.1503 | 0 | 692.1503 | -0.0039902 | 574.5737 | 0.20991 | 692.1503 | 0 | 692.1503 | 0 |  |  | 691.8491 | 0.56142 | 686.65 | -0.0086277 | 692.1503 | 0 | 691.8492 | 0.55166 | 576.8416 | 0.00065018 | 692.1503 | 0 | 692.1503 | 0.011731 | 691.8492 | 0.68355 | 692.1503 | 6.3227 | 692.1503 | 2.0581 | 692.1503 | 2.3829 | 861.0347 | 0.019809 | 691.8491 | 0.086546 | 691.8491 | 0.00060304 | 692.1503 | -0.0044128 | 860.41 | 18.2732 | 691.8491 | -0.007233 | 864.0418 | 4.3287 | 861.0347 | 1.321 | 691.8492 | 0 | 973.9635 | 0.17432 |  |  | 1204.2294 | 0.46719 | 1027.995 | 0.012648 | 1123.9228 | 0 | 1123.1798 | 0 | 1123.1731 | 0.0031637 | 691.849 | 1.2838 | 692.1503 | 0.89928 | 691.8492 | 2.7157 | 691.8492 | 1.1646 | 692.1503 | #REF! | 691.8492 | 1.6895 | 688.4978 | 0.19769
| 347.5762 | 0 | 347.5762 | 0.10296 | 347.5762 | 0.034755 | 347.5762 | 0.013795 | 347.5762 | 0.0082842 | 347.5762 | 3.1371 | 574.6908 | 0.031475 | 692.0827 | 0.011009 | 347.5762 | 0.11211 | 574.6908 | 0.021923 | 692.0827 | 0.0088002 | 692.0827 | 0.0049161 | 684.3532 | 0.015068 | 692.0827 | 0.02707 | 692.0827 | 0.035773 | 692.3835 | 0.028575 | 689.151 | 0.012533 | 692.0827 | 0.032454 | 692.3835 | 0.023602 | 692.3835 | 0.018152 | 692.3835 | 0.00080774 | 574.6908 | 0.22652 | 692.3835 | 0.0049313 | 692.3835 | 0.0038337 |  |  | 692.0827 | 0.57727 | 686.88 | -0.032412 | 692.3835 | 0.0074469 | 692.0827 | 0.54958 | 576.9604 | 0.0003148 | 692.3835 | 0.024751 | 692.3835 | 0.039499 | 692.0827 | 0.71226 | 692.3835 | 6.2413 | 692.3835 | 2.0941 | 692.3835 | 2.4278 | 861.2018 | 0.032784 | 692.0827 | 0.10822 | 692.0827 | -0.0012781 | 692.3835 | 0.0068205 | 860.5774 | 17.9688 | 692.0827 | 0.018349 | 864.2107 | 4.3479 | 861.2018 | 1.3297 | 692.0827 | 0 | 974.0579 | 0.17461 |  |  | 1204.3004 | 0.46719 | 1028.0079 | 0.012639 | 1123.9847 | 0 | 1123.2416 | 0 | 1123.2349 | 0.0031921 | 692.083 | 1.2749 | 692.3835 | 0.89253 | 692.0827 | 2.6988 | 692.0827 | 1.1539 | 692.3835 | #REF! | 692.0827 | 1.7119 | 688.7301 | 0.19838
| 347.6543 | 0 | 347.6543 | 0.0064873 | 347.6543 | 0.033643 | 347.6543 | -0.016192 | 347.6543 | 0.00433 | 347.6543 | 3.0786 | 574.8079 | 0 | 692.3164 | -0.012314 | 347.6543 | 0.03213 | 574.8079 | 0 | 692.3164 | -0.097967 | 692.3164 | -0.017661 | 684.5845 | 0.0026527 | 692.3164 | -0.037778 | 692.3164 | -0.080782 | 692.6168 | -0.064527 | 689.3818 | -0.013076 | 692.3164 | -0.069157 | 692.6168 | 0 | 692.6168 | 0 | 692.6168 | -0.0061271 | 574.8079 | 0.22923 | 692.6168 | 0 | 692.6168 | 0 |  |  | 692.3164 | 0.55903 | 687.11 | -0.03521 | 692.6168 | 0 | 692.3164 | 0.54695 | 577.0792 | 0.00055299 | 692.6168 | 0 | 692.6168 | 0.016444 | 692.3164 | 0.65484 | 692.6168 | 6.187 | 692.6168 | 2.1328 | 692.6168 | 2.4484 | 861.369 | 0.030488 | 692.3164 | 0.07685 | 692.3164 | 0.0072715 | 692.6168 | -0.0036434 | 860.7448 | 17.4212 | 692.3164 | -0.027443 | 864.3796 | 4.3691 | 861.369 | 1.3428 | 692.3164 | 0 | 974.1523 | 0.17482 |  |  | 1204.3715 | 0.4672 | 1028.0209 | 0.012629 | 1124.0466 | 0 | 1123.3033 | 0 | 1123.2966 | 0.0032228 | 692.316 | 1.2752 | 692.6168 | 0.88849 | 692.3164 | 2.6702 | 692.3164 | 1.1522 | 692.6168 | #REF! | 692.3164 | 1.672 | 688.9625 | 0.19827
| 347.7324 | 0 | 347.7325 | -0.043316 | 347.7324 | 0.033985 | 347.7324 | 0.01915 | 347.7324 | 0.0072318 | 347.7324 | 3.0437 | 574.925 | 0.026588 | 692.55 | 0.003809 | 347.7324 | 0.06523 | 574.925 | 0.037614 | 692.55 | 0.063279 | 692.55 | 0.0055125 | 684.8157 | 0.026641 | 692.55 | 0.033925 | 692.55 | 0.026839 | 692.8501 | 0.021439 | 689.6126 | 0.0084287 | 692.55 | 0.029677 | 692.8501 | 0.022234 | 692.8501 | 0.011362 | 692.8501 | 0.0023321 | 574.925 | 0.22892 | 692.8501 | 0.0036057 | 692.8502 | 0.0032004 |  |  | 692.55 | 0.56679 | 687.35 | 0.012009 | 692.8501 | 0.0027091 | 692.55 | 0.54411 | 577.198 | 0.00023934 | 692.8501 | 0.016222 | 692.8502 | 0.037405 | 692.55 | 0.65889 | 692.8501 | 6.1191 | 692.8501 | 2.1692 | 692.8501 | 2.5089 | 861.5361 | 0.02029 | 692.55 | 0.10618 | 692.55 | -0.0027198 | 692.8502 | 0.0029318 | 860.9123 | 17.2102 | 692.55 | 0.027912 | 864.5485 | 4.3863 | 861.5361 | 1.3508 | 692.55 | 0 | 974.2468 | 0.17491 |  |  | 1204.4425 | 0.46719 | 1028.0338 | 0.012618 | 1124.1085 | 0 | 1123.3652 | 0 | 1123.3585 | 0.003258 | 692.55 | 1.271 | 692.8501 | 0.8828 | 692.55 | 2.6645 | 692.55 | 1.1442 | 692.8502 | #REF! | 692.55 | 1.6804 | 689.1949 | 0.19835
| 347.8106 | 0 | 347.8106 | 0.0047064 | 347.8106 | 0.033558 | 347.8106 | -0.014511 | 347.8106 | 0.0028867 | 347.8106 | 3.0014 | 575.0421 | 0 | 692.7836 | -0.0029168 | 347.8106 | 0.01505 | 575.0421 | 0 | 692.7836 | -0.14522 | 692.7836 | -0.023266 | 685.047 | 0.0093903 | 692.7836 | -0.032744 | 692.7836 | -0.073093 | 693.0835 | -0.058386 | 689.8434 | -0.009962 | 692.7836 | -0.048895 | 693.0835 | 0 | 693.0835 | 0 | 693.0835 | -0.0032717 | 575.0421 | 0.23895 | 693.0835 | 0 | 693.0834 | 0 |  |  | 692.7836 | 0.5458 | 687.58 | -0.00058295 | 693.0835 | 0 | 692.7836 | 0.53817 | 577.3169 | 0.00052594 | 693.0835 | 0 | 693.0834 | 0.012652 | 692.7836 | 0.61545 | 693.0835 | 6.056 | 693.0835 | 2.2162 | 693.0835 | 2.5398 | 861.7033 | 0.026483 | 692.7836 | 0.092724 | 692.7836 | -0.0026946 | 693.0834 | 0.00473 | 861.0797 | 16.7848 | 692.7836 | -0.022635 | 864.7174 | 4.4009 | 861.7033 | 1.3603 | 692.7836 | 0.0072409 | 974.3412 | 0.17525 |  |  | 1204.5135 | 0.46718 | 1028.0469 | 0.012607 | 1124.1705 | 0 | 1123.427 | 0 | 1123.4203 | 0.0032932 | 692.784 | 1.2657 | 693.0835 | 0.87884 | 692.7836 | 2.6568 | 692.7836 | 1.1424 | 693.0834 | #REF! | 692.7836 | 1.6608 | 689.4273 | 0.19757
| 347.8887 | 0 | 347.8887 | 0.0097025 | 347.8887 | 0.034356 | 347.8887 | 0.0091548 | 347.8887 | 0.0089458 | 347.8887 | 2.984 | 575.1592 | 0.021309 | 693.0172 | 0.020617 | 347.8887 | 0.08774 | 575.1592 | 0.041697 | 693.0172 | 0.11094 | 693.0172 | 0.0082632 | 685.2783 | 0.035496 | 693.0172 | 0.034564 | 693.0172 | 0.06315 | 693.3168 | 0.050443 | 690.0743 | 0.0082489 | 693.0172 | 0.047096 | 693.3168 | 0.023729 | 693.3168 | 0.018673 | 693.3168 | 0.0017084 | 575.1592 | 0.23122 | 693.3168 | 0.0094473 | 693.3168 | 0.0057951 |  |  | 693.0172 | 0.55862 | 687.81 | 0.0050134 | 693.3168 | 0.0070241 | 693.0172 | 0.53827 | 577.4357 | 0.00028736 | 693.3168 | 0.023129 | 693.3168 | 0.035011 | 693.0172 | 0.64416 | 693.3168 | 5.9759 | 693.3168 | 2.2571 | 693.3168 | 2.6004 | 861.8704 | 0.027498 | 693.0172 | 0.12504 | 693.0172 | 0.0074421 | 693.3168 | -0.00032211 | 861.2471 | 16.5012 | 693.0172 | 0.015523 | 864.8863 | 4.4057 | 861.8704 | 1.3642 | 693.0172 | 0 | 974.4357 | 0.17561 |  |  | 1204.5846 | 0.46717 | 1028.0598 | 0.012595 | 1124.2324 | 0 | 1123.4889 | 0 | 1123.4822 | 0.0033296 | 693.017 | 1.2499 | 693.3168 | 0.87642 | 693.0172 | 2.6387 | 693.0172 | 1.1327 | 693.3168 | #REF! | 693.0172 | 1.658 | 689.6598 | 0.19902
| 347.9668 | 0 | 347.9668 | -0.0395 | 347.9668 | 0.033216 | 347.9668 | -0.0089991 | 347.9668 | 0.0046007 | 347.9668 | 2.9597 | 575.2763 | 0 | 693.2509 | -0.0098941 | 347.9668 | 0.01339 | 575.2763 | 0 | 693.2509 | -0.11357 | 693.2509 | -0.016785 | 685.5096 | 0.026205 | 693.2509 | -0.043194 | 693.2509 | -0.095982 | 693.5501 | -0.076668 | 690.3051 | -0.0093344 | 693.2509 | -0.077692 | 693.5501 | 0 | 693.5501 | 0 | 693.5501 | -0.0066411 | 575.2763 | 0.21879 | 693.5501 | 0 | 693.5501 | 0 |  |  | 693.2509 | 0.54267 | 688.05 | -0.014924 | 693.5501 | 0 | 693.2509 | 0.52752 | 577.5545 | 0.00053318 | 693.5501 | 0 | 693.5501 | 0.0082097 | 693.2509 | 0.59521 | 693.5501 | 5.9004 | 693.5501 | 2.2927 | 693.5501 | 2.6248 | 862.0376 | 0.018101 | 693.2509 | 0.08971 | 693.2509 | -0.0039329 | 693.5501 | -0.0019013 | 861.4146 | 16.0366 | 693.2509 | -0.010284 | 865.0552 | 4.4202 | 862.0376 | 1.3756 | 693.2509 | 0 | 974.5302 | 0.17575 |  |  | 1204.6556 | 0.46715 | 1028.0728 | 0.012582 | 1124.2943 | 0 | 1123.5507 | 0 | 1123.5439 | 0.0033648 | 693.251 | 1.249 | 693.5501 | 0.87051 | 693.2509 | 2.6154 | 693.2509 | 1.13 | 693.5501 | #REF! | 693.2509 | 1.648 | 689.8922 | 0.19768
| 348.0449 | 0 | 348.045 | -0.01132 | 348.0449 | 0.034014 | 348.0449 | 0.01585 | 348.0449 | 0.00863 | 348.0449 | 2.9465 | 575.3935 | 0.017153 | 693.4845 | -0.012292 | 348.0449 | 0.07809 | 575.3935 | 0.021244 | 693.4845 | 0.046283 | 693.4845 | 0.001738 | 685.7408 | 0.036387 | 693.4845 | 0.030127 | 693.4845 | -0.0066573 | 693.7835 | -0.0053177 | 690.5359 | 0.013869 | 693.4845 | 0.013324 | 693.7835 | 0.014314 | 693.7835 | 0.011907 | 693.7835 | 0.002508 | 575.3935 | 0.21826 | 693.7835 | 0.0074436 | 693.7835 | 0.0022179 |  |  | 693.4845 | 0.54659 | 688.28 | -0.012125 | 693.7835 | 0.0015855 | 693.4845 | 0.51544 | 577.6733 | 0.00024582 | 693.7835 | 0.028269 | 693.7835 | 0.037105 | 693.4845 | 0.59815 | 693.7835 | 5.805 | 693.7835 | 2.3326 | 693.7835 | 2.6747 | 862.2047 | 0.030969 | 693.4845 | 0.12658 | 693.4845 | 0.0099791 | 693.7835 | 0.015878 | 861.582 | 15.896 | 693.4845 | 0.016821 | 865.2241 | 4.4362 | 862.2047 | 1.3803 | 693.4845 | 0 | 974.6246 | 0.17613 |  |  | 1204.7267 | 0.46712 | 1028.0857 | 0.012569 | 1124.3562 | 0 | 1123.6126 | 0 | 1123.6058 | 0.0033944 | 693.485 | 1.2391 | 693.7835 | 0.85704 | 693.4845 | 2.6149 | 693.4845 | 1.1176 | 693.7835 | #REF! | 693.4845 | 1.6512 | 690.1246 | 0.19799
| 348.1231 | 0 | 348.1231 | -0.0015386 | 348.1231 | 0.033301 | 348.1231 | -0.0074111 | 348.1231 | 0.00029036 | 348.1231 | 2.9149 | 575.5106 | 0 | 693.7182 | -0.0027847 | 348.1231 | 0.01368 | 575.5106 | 0 | 693.7182 | -0.097538 | 693.7182 | -0.01406 | 685.9722 | 0.0072658 | 693.7182 | -0.036579 | 693.7182 | -0.065961 | 694.0168 | -0.052688 | 690.7668 | -0.015081 | 693.7182 | -0.05224 | 694.0168 | 0 | 694.0168 | 0 | 694.0168 | -0.0046413 | 575.5106 | 0.21105 | 694.0168 | 0 | 694.0168 | 0 |  |  | 693.7182 | 0.53273 | 688.52 | -0.0065291 | 694.0168 | 0 | 693.7182 | 0.52158 | 577.7921 | 0.00054232 | 694.0168 | 0 | 694.0168 | 0.013705 | 693.7182 | 0.54735 | 694.0168 | 5.7203 | 694.0168 | 2.3703 | 694.0168 | 2.7104 | 862.3719 | 0.025362 | 693.7182 | 0.10253 | 693.7182 | -0.0066853 | 694.0168 | 0.00054885 | 861.7495 | 15.5228 | 693.7182 | -0.014732 | 865.3931 | 4.4556 | 862.3719 | 1.3916 | 693.7182 | 0 | 974.7192 | 0.17717 |  |  | 1204.7978 | 0.46709 | 1028.0986 | 0.012555 | 1124.4182 | 0 | 1123.6744 | 0 | 1123.6677 | 0.0034205 | 693.718 | 1.2383 | 694.0168 | 0.85623 | 693.7182 | 2.5797 | 693.7182 | 1.1167 | 694.0168 | #REF! | 693.7182 | 1.6196 | 690.3571 | 0.1974
| 348.2012 | 0 | 348.2012 | 0.080499 | 348.2012 | 0.034328 | 348.2012 | 0.011366 | 348.2012 | 0.0085849 | 348.2012 | 2.9065 | 575.6278 | 0.016802 | 693.9519 | 0.016991 | 348.2012 | 0.07867 | 575.6278 | 0.01789 | 693.9519 | 0.035471 | 693.9519 | 0.011524 | 686.2035 | 0.042169 | 693.9519 | 0.029983 | 693.9519 | 0.063356 | 694.2502 | 0.050608 | 690.9977 | 0.0007147 | 693.9519 | 0.0083385 | 694.2502 | 0.031584 | 694.2502 | 0.02154 | 694.2502 | 0.0029972 | 575.6278 | 0.25295 | 694.2502 | 0.0077929 | 694.2502 | 0.0047565 |  |  | 693.9519 | 0.54791 | 688.75 | -0.0012825 | 694.2502 | 0.0081651 | 693.9519 | 0.51803 | 577.911 | 0.00029651 | 694.2502 | 0.031079 | 694.2502 | 0.030821 | 693.9519 | 0.56429 | 694.2502 | 5.6026 | 694.2502 | 2.4011 | 694.2502 | 2.7549 | 862.5391 | 0.028245 | 693.9519 | 0.12503 | 693.9519 | 0.00044006 | 694.2502 | 0.0056317 | 861.9169 | 15.0817 | 693.9519 | 0.031051 | 865.562 | 4.4727 | 862.5391 | 1.3991 | 693.9519 | 0 | 974.8137 | 0.17821 |  |  | 1204.8689 | 0.46705 | 1028.1116 | 0.012541 | 1124.4801 | 0 | 1123.7362 | 0 | 1123.7295 | 0.0034387 | 693.952 | 1.226 | 694.2502 | 0.85234 | 693.9519 | 2.552 | 693.9519 | 1.107 | 694.2502 | #REF! | 693.9519 | 1.6284 | 690.5895 | 0.19726
| 348.2793 | 0 | 348.2793 | -0.047245 | 348.2793 | 0.03256 | 348.2793 | -0.006944 | 348.2793 | 0.00050226 | 348.2793 | 2.8647 | 575.7449 | 0 | 694.1856 | -0.015972 | 348.2793 | 0.00574 | 575.7449 | 0 | 694.1856 | -0.091565 | 694.1856 | -0.026878 | 686.4348 | 0.035407 | 694.1856 | -0.051311 | 694.1856 | -0.079619 | 694.4836 | -0.063598 | 691.2285 | -0.015166 | 694.1856 | -0.085654 | 694.4836 | 0 | 694.4836 | 0 | 694.4836 | -0.0044382 | 575.7449 | 0.22537 | 694.4836 | 0 | 694.4836 | 0 |  |  | 694.1856 | 0.53411 | 688.98 | 0.021452 | 694.4836 | 0 | 694.1856 | 0.50961 | 578.0298 | 0.00050116 | 694.4836 | 0 | 694.4836 | 0.010274 | 694.1856 | 0.50355 | 694.4836 | 5.4904 | 694.4836 | 2.4363 | 694.4836 | 2.7835 | 862.7062 | 0.023173 | 694.1856 | 0.10772 | 694.1856 | 0.00086062 | 694.4836 | 0.00011626 | 862.0844 | 14.6854 | 694.1856 | -0.029551 | 865.7309 | 4.4961 | 862.7062 | 1.4118 | 694.1856 | 0.0018107 | 974.9083 | 0.1786 |  |  | 1204.9401 | 0.46701 | 1028.1245 | 0.012526 | 1124.5421 | 0 | 1123.7981 | 0 | 1123.7914 | 0.0034501 | 694.186 | 1.2283 | 694.4836 | 0.83576 | 694.1856 | 2.5266 | 694.1856 | 1.1035 | 694.4836 | #REF! | 694.1856 | 1.5725 | 690.822 | 0.19662
| 348.3575 | 0 | 348.3575 | -0.032171 | 348.3575 | 0.033073 | 348.3575 | 0.012144 | 348.3575 | 0.0066154 | 348.3575 | 2.8135 | 575.8621 | 0.0031028 | 694.4193 | -0.015843 | 348.3575 | 0.05699 | 575.8621 | 0.032885 | 694.4193 | 0.022546 | 694.4193 | 0.0058516 | 686.6662 | 0.04889 | 694.4193 | 0.030345 | 694.4193 | -0.00032974 | 694.717 | -0.00026339 | 691.4594 | 0.0064395 | 694.4193 | 0.042777 | 694.717 | 0.014897 | 694.717 | 0.0084565 | 694.717 | 0.0012295 | 575.8621 | 0.22715 | 694.717 | 0.0045022 | 694.717 | 0.0016855 |  |  | 694.4193 | 0.52833 | 689.22 | 0.012708 | 694.717 | 0.0018277 | 694.4193 | 0.48835 | 578.1486 | 0.00020428 | 694.717 | 0.027252 | 694.717 | 0.034711 | 694.4193 | 0.5341 | 694.717 | 5.3847 | 694.717 | 2.4699 | 694.717 | 2.8385 | 862.8734 | 0.024775 | 694.4193 | 0.1317 | 694.4193 | -0.0012562 | 694.717 | 0.0092105 | 862.2519 | 14.3189 | 694.4193 | 0.026713 | 865.8999 | 4.513 | 862.8734 | 1.4185 | 694.4193 | 0 | 975.0029 | 0.17894 |  |  | 1205.0111 | 0.46696 | 1028.1375 | 0.012511 | 1124.604 | 0 | 1123.86 | 0 | 1123.8533 | 0.0034546 | 694.419 | 1.2091 | 694.717 | 0.825 | 694.4193 | 2.5207 | 694.4193 | 1.0893 | 694.717 | #REF! | 694.4193 | 1.5966 | 691.0545 | 0.19643
| 348.4356 | 0 | 348.4356 | 0.01358 | 348.4356 | 0.031733 | 348.4356 | -0.0071308 | 348.4356 | 0.00081687 | 348.4356 | 2.785 | 575.9792 | 0 | 694.653 | -0.013114 | 348.4356 | -0.00439 | 575.9792 | 0 | 694.653 | -0.083859 | 694.653 | -0.020748 | 686.8975 | 0.025844 | 694.653 | -0.043355 | 694.653 | -0.076233 | 694.9504 | -0.060893 | 691.6903 | -0.015286 | 694.653 | -0.074263 | 694.9504 | 0 | 694.9504 | 0 | 694.9504 | -0.0049563 | 575.9792 | 0.23247 | 694.9504 | 0 | 694.9504 | 0 |  |  | 694.653 | 0.52228 | 689.45 | -0.00023318 | 694.9504 | 0 | 694.653 | 0.50844 | 578.2675 | 0.00044895 | 694.9504 | 0 | 694.9504 | 0.0083712 | 694.653 | 0.47337 | 694.9504 | 5.3057 | 694.9504 | 2.5122 | 694.9504 | 2.8664 | 863.0406 | 0.028886 | 694.653 | 0.11206 | 694.653 | -0.01038 | 694.9504 | 0.00038281 | 862.4193 | 13.9003 | 694.653 | -0.024912 | 866.0688 | 4.5315 | 863.0406 | 1.4259 | 694.653 | 0 | 975.0975 | 0.17952 |  |  | 1205.0823 | 0.4669 | 1028.1504 | 0.012495 | 1124.666 | 0 | 1123.9219 | 0 | 1123.9152 | 0.0034535 | 694.653 | 1.2136 | 694.9504 | 0.83205 | 694.653 | 2.4958 | 694.653 | 1.0902 | 694.9504 | #REF! | 694.653 | 1.563 | 691.287 | 0.19682
| 348.5138 | 0 | 348.5138 | 0.030418 | 348.5138 | 0.032275 | 348.5138 | 0.018528 | 348.5138 | 0.0073821 | 348.5138 | 2.7858 | 576.0964 | 0 | 694.8867 | 0.0076981 | 348.5138 | 0.03296 | 576.0964 | 0.043632 | 694.8867 | -0.0030264 | 694.8867 | 0.00077256 | 687.1289 | 0.048293 | 694.8867 | 0.029429 | 694.8867 | 0.036991 | 695.1838 | 0.029548 | 691.9212 | 0.011025 | 694.8867 | 0.028331 | 695.1838 | 0.027982 | 695.1838 | 0.0168 | 695.1838 | 0.0020575 | 576.0964 | 0.21973 | 695.1838 | 0.0032728 | 695.1838 | 0.0046497 |  |  | 694.8867 | 0.53324 | 689.68 | 0.024951 | 695.1838 | 0.0038867 | 694.8867 | 0.50169 | 578.3863 | 0.00024467 | 695.1838 | 0.023602 | 695.1838 | 0.026234 | 694.8867 | 0.49545 | 695.1838 | 5.2218 | 695.1838 | 2.5624 | 695.1838 | 2.9432 | 863.2078 | 0.019916 | 694.8867 | 0.12901 | 694.8867 | 0.016618 | 695.1838 | 0.0069431 | 862.5868 | 13.6412 | 694.8867 | 0.014619 | 866.2377 | 4.5433 | 863.2078 | 1.4298 | 694.8867 | 0 | 975.1921 | 0.18012 |  |  | 1205.1533 | 0.46685 | 1028.1633 | 0.012478 | 1124.7279 | 0 | 1123.9838 | 0 | 1123.977 | 0.0034489 | 694.887 | 1.2036 | 695.1838 | 0.83014 | 694.8867 | 2.5111 | 694.8867 | 1.0813 | 695.1838 | #REF! | 694.8867 | 1.5787 | 691.5195 | 0.19717
| 348.5919 | 0 | 348.5919 | -0.014757 | 348.5919 | 0.031533 | 348.5919 | -0.0074422 | 348.5919 | 0.002135 | 348.5919 | 2.7472 | 576.2136 | 0 | 695.1204 | -0.015543 | 348.5919 | -0.04259 | 576.2136 | 0 | 695.1204 | -0.10545 | 695.1204 | -0.021258 | 687.3602 | 0.029664 | 695.1204 | -0.041318 | 695.1204 | -0.12158 | 695.4172 | -0.09712 | 692.1521 | -0.016064 | 695.1204 | -0.081766 | 695.4172 | 0 | 695.4172 | 0 | 695.4172 | -0.0042669 | 576.2136 | 0.20729 | 695.4172 | 0 | 695.4172 | 0 |  |  | 695.1204 | 0.52081 | 689.92 | 0.014807 | 695.4172 | 0 | 695.1204 | 0.48947 | 578.5051 | 0.00046839 | 695.4172 | 0 | 695.4172 | 0.004804 | 695.1204 | 0.46122 | 695.4172 | 5.1213 | 695.4172 | 2.6128 | 695.4172 | 2.9705 | 863.375 | 0.022692 | 695.1204 | 0.11247 | 695.1204 | -0.0018447 | 695.4172 | -0.0036082 | 862.7543 | 13.2064 | 695.1204 | -0.013877 | 866.4067 | 4.5564 | 863.375 | 1.4385 | 695.1204 | 0.0018107 | 975.2867 | 0.18053 |  |  | 1205.2245 | 0.46678 | 1028.1763 | 0.012462 | 1124.7899 | 0 | 1124.0457 | 0 | 1124.0389 | 0.003441 | 695.12 | 1.2027 | 695.4172 | 0.82207 | 695.1204 | 2.4778 | 695.1204 | 1.0787 | 695.4172 | #REF! | 695.1204 | 1.5836 | 691.752 | 0.19685
| 348.6701 | 0 | 348.6701 | -0.035647 | 348.6701 | 0.032303 | 348.6701 | 0.012767 | 348.6701 | 0.0080888 | 348.6701 | 2.7432 | 576.3307 | 0.017856 | 695.3541 | -0.001693 | 348.6701 | -0.02797 | 576.3307 | 0.01789 | 695.3541 | -0.024047 | 695.3541 | 0.0096086 | 687.5916 | 0.034959 | 695.3541 | 0.028634 | 695.3541 | 0.019413 | 695.6506 | 0.015507 | 692.383 | 0.012866 | 695.3541 | 0.0003687 | 695.6506 | 0.037501 | 695.6506 | 0.012262 | 695.6506 | 0.0016592 | 576.3307 | 0.20698 | 695.6506 | 0.0053594 | 695.6506 | 0.0017408 |  |  | 695.3541 | 0.52739 | 690.15 | -0.0093273 | 695.6506 | 0.0029409 | 695.3541 | 0.49626 | 578.624 | 0.00022371 | 695.6506 | 0.022435 | 695.6506 | 0.032617 | 695.3541 | 0.47226 | 695.6506 | 5.0031 | 695.6506 | 2.6545 | 695.6506 | 3.0328 | 863.5422 | 0.025042 | 695.3541 | 0.14246 | 695.3541 | -0.00028588 | 695.6506 | 0.0088309 | 862.9217 | 12.9899 | 695.3541 | 0.023027 | 866.5756 | 4.5704 | 863.5422 | 1.4402 | 695.3541 | 0 | 975.3814 | 0.18108 |  |  | 1205.2957 | 0.46671 | 1028.1892 | 0.012445 | 1124.8519 | 0 | 1124.1075 | 0 | 1124.1008 | 0.003433 | 695.354 | 1.1824 | 695.6506 | 0.82009 | 695.3541 | 2.4721 | 695.3541 | 1.0618 | 695.6506 | #REF! | 695.3541 | 1.5674 | 691.9845 | 0.19706
| 348.7482 | 0 | 348.7482 | 0.0080904 | 348.7482 | 0.032303 | 348.7482 | -0.014075 | 348.7482 | 0.0051419 | 348.7482 | 2.6856 | 576.4479 | 0 | 695.5879 | 0.0091665 | 348.7482 | -0.08679 | 576.4479 | 0.003362 | 695.5879 | -0.12446 | 695.5879 | -0.015721 | 687.823 | 0.011271 | 695.5879 | -0.046485 | 695.5879 | -0.054322 | 695.8841 | -0.043391 | 692.614 | -0.0025873 | 695.5879 | -0.063084 | 695.8841 | 0 | 695.8841 | 0 | 695.8841 | -0.004174 | 576.4479 | 0.19183 | 695.8841 | 0 | 695.8841 | 0 |  |  | 695.5879 | 0.5135 | 690.38 | -0.0040807 | 695.8841 | 0 | 695.5879 | 0.49353 | 578.7428 | 0.00041961 | 695.8841 | 0.00011962 | 695.8841 | 0.0046897 | 695.5879 | 0.42257 | 695.8841 | 4.8999 | 695.8841 | 2.6948 | 695.8841 | 3.0737 | 863.7093 | 0.018207 | 695.5879 | 0.11143 | 695.5879 | -0.0023266 | 695.8841 | -0.0068764 | 863.0892 | 12.5277 | 695.5879 | -0.0281 | 866.7446 | 4.5906 | 863.7093 | 1.4459 | 695.5879 | 0 | 975.4761 | 0.18169 |  |  | 1205.3668 | 0.46663 | 1028.2021 | 0.012427 | 1124.9139 | 0 | 1124.1694 | 0 | 1124.1627 | 0.0034251 | 695.588 | 1.1674 | 695.8841 | 0.81609 | 695.5879 | 2.4486 | 695.5879 | 1.0485 | 695.8841 | #REF! | 695.5879 | 1.5297 | 692.217 | 0.19672
| 348.8264 | 0 | 348.8264 | -0.0016933 | 348.8264 | 0.032389 | 348.8264 | 0.010774 | 348.8264 | 0.0056832 | 348.8264 | 2.6778 | 576.5651 | 0.03128 | 695.8216 | -0.0088369 | 348.8264 | -0.03942 | 576.5651 | 0.014163 | 695.8216 | 0.016651 | 695.8216 | 0.0076963 | 688.0544 | 0.024472 | 695.8216 | 0.033562 | 695.8216 | 0.041522 | 696.1175 | 0.033167 | 692.8449 | 0.020368 | 695.8216 | 0.032594 | 696.1175 | 0.026351 | 696.1175 | 0.016296 | 696.1175 | -0.00064395 | 576.5651 | 0.20991 | 696.1175 | 0.0034267 | 696.1175 | 0.0031866 |  |  | 695.8216 | 0.51552 | 690.62 | 0.016555 | 696.1175 | 0.0072639 | 695.8216 | 0.47607 | 578.8617 | 0.00019589 | 696.1175 | 0.019644 | 696.1175 | 0.031719 | 695.8216 | 0.44318 | 696.1175 | 4.7839 | 696.1175 | 2.7277 | 696.1175 | 3.1168 | 863.8765 | 0.02675 | 695.8216 | 0.14944 | 695.8216 | 0.0087563 | 696.1175 | 0.0008458 | 863.2567 | 12.403 | 695.8216 | 0.026329 | 866.9136 | 4.6055 | 863.8765 | 1.4453 | 695.8216 | 0.0036195 | 975.5708 | 0.18194 |  |  | 1205.438 | 0.46655 | 1028.2151 | 0.01241 | 1124.976 | 0 | 1124.2314 | 0 | 1124.2246 | 0.0034205 | 695.822 | 1.1692 | 696.1175 | 0.79854 | 695.8216 | 2.4292 | 695.8216 | 1.0512 | 696.1175 | #REF! | 695.8216 | 1.5489 | 692.4496 | 0.19736
| 348.9045 | 0 | 348.9045 | -0.00846 | 348.9045 | 0.032873 | 348.9045 | -0.013327 | 348.9045 | 0.0033227 | 348.9045 | 2.6567 | 576.6823 | 0 | 696.0554 | -0.013412 | 348.9045 | -0.0807 | 576.6823 | 0 | 696.0554 | -0.14022 | 696.0554 | -0.033771 | 688.2858 | 0.012278 | 696.0554 | -0.049021 | 696.0554 | -0.083334 | 696.351 | -0.066566 | 693.0759 | -0.0044637 | 696.0554 | -0.042382 | 696.351 | 0 | 696.351 | 0 | 696.351 | -0.0069478 | 576.6823 | 0.18587 | 696.351 | 0 | 696.351 | 0 |  |  | 696.0554 | 0.50933 | 690.85 | -0.00513 | 696.351 | 0 | 696.0554 | 0.47521 | 578.9805 | 0.00040093 | 696.351 | 0 | 696.351 | 0.0030809 | 696.0554 | 0.40674 | 696.351 | 4.6704 | 696.351 | 2.7616 | 696.351 | 3.15 | 864.0437 | 0.026377 | 696.0554 | 0.11679 | 696.0554 | -0.0036199 | 696.351 | -0.0029693 | 863.4242 | 11.9736 | 696.0554 | -0.02015 | 867.0825 | 4.6318 | 864.0437 | 1.4515 | 696.0554 | 0 | 975.6655 | 0.18243 |  |  | 1205.5092 | 0.46646 | 1028.228 | 0.012392 | 1125.0378 | 0 | 1124.2933 | 0 | 1124.2866 | 0.0034205 | 696.055 | 1.1552 | 696.351 | 0.79509 | 696.0554 | 2.399 | 696.0554 | 1.037 | 696.351 | #REF! | 696.0554 | 1.5074 | 692.6821 | 0.19656
| 348.9827 | 0 | 348.9827 | -0.0037326 | 348.9827 | 0.032988 | 348.9827 | 0.014355 | 348.9827 | 0.0092014 | 348.9827 | 2.6161 | 576.7995 | 0.046724 | 696.2892 | -0.0039557 | 348.9827 | -0.01712 | 576.7995 | 0.029446 | 696.2892 | 0.024984 | 696.2892 | -0.00063646 | 688.5172 | 0.02529 | 696.2892 | 0.03375 | 696.2892 | 0.025441 | 696.5844 | 0.020322 | 693.3068 | 0.01166 | 696.2892 | 0.010887 | 696.5844 | 0.020986 | 696.5844 | 0.01285 | 696.5844 | 0.0012466 | 576.7995 | 0.20876 | 696.5844 | 0.0026018 | 696.5845 | 0.0027364 |  |  | 696.2892 | 0.49545 | 691.09 | 0.011659 | 696.5844 | 0.0058351 | 696.2892 | 0.47602 | 579.0994 | 0.00020504 | 696.5844 | 0.016355 | 696.5845 | 0.026031 | 696.2892 | 0.42441 | 696.5844 | 4.5542 | 696.5844 | 2.8006 | 696.5844 | 3.2068 | 864.2109 | 0.024615 | 696.2892 | 0.14348 | 696.2892 | 0.004436 | 696.5845 | 0.0078417 | 863.5917 | 11.8844 | 696.2892 | 0.021284 | 867.2515 | 4.6602 | 864.2109 | 1.4545 | 696.2892 | 0 | 975.7603 | 0.18268 |  |  | 1205.5803 | 0.46637 | 1028.241 | 0.012374 | 1125.0999 | 0 | 1124.3552 | 0 | 1124.3485 | 0.0034251 | 696.289 | 1.1558 | 696.5844 | 0.79135 | 696.2892 | 2.3855 | 696.2892 | 1.0344 | 696.5845 | #REF! | 696.2892 | 1.5265 | 692.9147 | 0.19701
| 349.0609 | 0 | 349.0609 | 0.010405 | 349.0609 | 0.032731 | 349.0609 | -0.013327 | 349.0609 | 0.0014268 | 349.0608 | 2.5853 | 576.9167 | 0 | 696.523 | -0.010641 | 349.0609 | -0.08149 | 576.9167 | 0 | 696.523 | -0.067314 | 696.523 | -0.017607 | 688.7487 | 0.00050651 | 696.523 | -0.040111 | 696.523 | -0.043774 | 696.8179 | -0.034966 | 693.5378 | -0.01516 | 696.523 | -0.0431 | 696.8179 | 0 | 696.8179 | 0 | 696.8179 | -0.0055826 | 576.9167 | 0.18473 | 696.8179 | 0 | 696.8179 | 0 |  |  | 696.523 | 0.50076 | 691.32 | -0.0030314 | 696.8179 | 0 | 696.523 | 0.47349 | 579.2183 | 0.00039331 | 696.8179 | 0 | 696.8179 | 0.0075309 | 696.523 | 0.39165 | 696.8179 | 4.4537 | 696.8179 | 2.838 | 696.8179 | 3.2469 | 864.3781 | 0.022906 | 696.523 | 0.1267 | 696.523 | -0.0019244 | 696.8179 | -0.00021029 | 863.7592 | 11.2297 | 696.523 | -0.017489 | 867.4205 | 4.69 | 864.3781 | 1.4619 | 696.523 | 0 | 975.855 | 0.18263 |  |  | 1205.6515 | 0.46627 | 1028.2539 | 0.012356 | 1125.1619 | 0 | 1124.4171 | 0 | 1124.4104 | 0.0034353 | 696.523 | 1.1305 | 696.8179 | 0.78592 | 696.523 | 2.3618 | 696.523 | 1.0185 | 696.8179 | #REF! | 696.523 | 1.479 | 693.1472 | 0.19708
| 349.139 | 0 | 349.139 | 0.042483 | 349.139 | 0.032446 | 349.139 | 0.01367 | 349.139 | 0.0052622 | 349.139 | 2.5724 | 577.0339 | 0.0045078 | 696.7567 | 0.011544 | 349.139 | -0.0208 | 577.0339 | 0.045781 | 696.7567 | -0.0005801 | 696.7568 | 0.004827 | 688.9801 | 0.017905 | 696.7567 | 0.028014 | 696.7568 | 0.035837 | 697.0514 | 0.028626 | 693.7688 | 0.016684 | 696.7568 | 0.016992 | 697.0514 | 0.030324 | 697.0514 | 0.018581 | 697.0514 | 0.0029467 | 577.0339 | 0.21085 | 697.0514 | 0.0081933 | 697.0514 | 0.0060319 |  |  | 696.7567 | 0.5067 | 691.55 | 0.0043138 | 697.0514 | 0.00483 | 696.7568 | 0.46892 | 579.3371 | 0.00018827 | 697.0514 | 0.023109 | 697.0514 | 0.029226 | 696.7568 | 0.41521 | 697.0514 | 4.3441 | 697.0514 | 2.8799 | 697.0514 | 3.3129 | 864.5453 | 0.027017 | 696.7567 | 0.1584 | 696.7567 | -0.0077392 | 697.0514 | 0.0066042 | 863.9267 | 11.1509 | 696.7567 | 0.0067962 | 867.5894 | 4.7141 | 864.5453 | 1.4683 | 696.7568 | 0 | 975.9498 | 0.18337 |  |  | 1205.7227 | 0.46616 | 1028.267 | 0.012337 | 1125.224 | 0 | 1124.4791 | 0 | 1124.4724 | 0.0034523 | 696.757 | 1.1397 | 697.0514 | 0.78544 | 696.7568 | 2.346 | 696.7568 | 1.0255 | 697.0514 | #REF! | 696.7568 | 1.5103 | 693.3798 | 0.19757
| 349.2172 | 0 | 349.2172 | -0.043074 | 349.2172 | 0.032332 | 349.2172 | -0.0086877 | 349.2172 | 0.0012724 | 349.2172 | 2.5438 | 577.1512 | 0 | 696.9905 | -0.00045175 | 349.2172 | -0.09445 | 577.1512 | 0 | 696.9905 | -0.07818 | 696.9905 | -0.019694 | 689.2115 | -0.0023952 | 696.9905 | -0.039041 | 696.9905 | -0.058679 | 697.2849 | -0.046872 | 693.9998 | -0.015339 | 696.9905 | -0.06735 | 697.2849 | 0 | 697.2849 | 0 | 697.2849 | -0.0051323 | 577.1512 | 0.18943 | 697.2849 | 0 | 697.2849 | 0 |  |  | 696.9905 | 0.49486 | 691.79 | -0.016672 | 697.2849 | 0 | 696.9905 | 0.46593 | 579.456 | 0.00039293 | 697.2849 | 0 | 697.2849 | 0.0012276 | 696.9905 | 0.35521 | 697.2849 | 4.2437 | 697.2849 | 2.9165 | 697.2849 | 3.3532 | 864.7125 | 0.021197 | 696.9905 | 0.12805 | 696.9905 | 0.0085 | 697.2849 | -0.0031555 | 864.0942 | 10.6561 | 696.9905 | -0.020639 | 867.7584 | 4.7392 | 864.7125 | 1.482 | 696.9905 | 0 | 976.0446 | 0.18419 |  |  | 1205.7939 | 0.46605 | 1028.2799 | 0.012319 | 1125.286 | 0 | 1124.541 | 0 | 1124.5343 | 0.0034728 | 696.991 | 1.1265 | 697.2849 | 0.7795 | 696.9905 | 2.3318 | 696.9905 | 1.014 | 697.2849 | #REF! | 696.9905 | 1.4637 | 693.6124 | 0.19807
| 349.2953 | 0 | 349.2953 | -0.017381 | 349.2953 | 0.032788 | 349.2953 | 0.012238 | 349.2953 | 0.0073671 | 349.2953 | 2.5216 | 577.2684 | 0 | 697.2244 | -0.00091495 | 349.2953 | -0.02997 | 577.2684 | 0.0331 | 697.2244 | -0.027532 | 697.2244 | 0.0094242 | 689.443 | 0.0026906 | 697.2244 | 0.021008 | 697.2244 | 0.015911 | 697.5184 | 0.012709 | 694.2308 | 0.01875 | 697.2244 | 0.015841 | 697.5184 | 0.028255 | 697.5184 | 0.012152 | 697.5184 | 1.6605e-05 | 577.2684 | 0.20134 | 697.5184 | 0.0017632 | 697.5184 | 0.0019189 |  |  | 697.2244 | 0.48776 | 692.02 | 0.01061 | 697.5184 | 0.0042589 | 697.2244 | 0.46354 | 579.5748 | 0.00020428 | 697.5184 | 0.012688 | 697.5184 | 0.026557 | 697.2244 | 0.37545 | 697.5184 | 4.1389 | 697.5184 | 2.9565 | 697.5184 | 3.4226 | 864.8797 | 0.026377 | 697.2244 | 0.15756 | 697.2244 | 0.0086107 | 697.5184 | 0.0018317 | 864.2617 | 10.4163 | 697.2244 | 0.020681 | 867.9274 | 4.759 | 864.8797 | 1.4951 | 697.2244 | 0 | 976.1394 | 0.18397 |  |  | 1205.8651 | 0.46593 | 1028.2928 | 0.012301 | 1125.348 | 0 | 1124.603 | 0 | 1124.5963 | 0.0034978 | 697.224 | 1.1278 | 697.5184 | 0.77384 | 697.2244 | 2.3419 | 697.2244 | 1.0149 | 697.5184 | #REF! | 697.2244 | 1.4895 | 693.845 | 0.19949
| 349.3735 | 0 | 349.3735 | 0.0015465 | 349.3735 | 0.03313 | 349.3735 | -0.0061032 | 349.3735 | 0.0019846 | 349.3735 | 2.4866 | 577.3856 | 0 | 697.4582 | -0.013588 | 349.3735 | -0.11197 | 577.3856 | 0 | 697.4582 | -0.044646 | 697.4582 | -0.01523 | 689.6744 | -0.0079767 | 697.4582 | -0.050526 | 697.4582 | -0.090198 | 697.7519 | -0.072048 | 694.4618 | -0.019964 | 697.4582 | -0.055732 | 697.7519 | 0 | 697.7519 | 0 | 697.7519 | -0.0039316 | 577.3856 | 0.18859 | 697.7519 | 0 | 697.7519 | 0 |  |  | 697.4582 | 0.49285 | 692.25 | -0.013874 | 697.7519 | 0 | 697.4582 | 0.44974 | 579.6937 | 0.00036663 | 697.7519 | 0 | 697.7519 | 0.0059182 | 697.4582 | 0.32392 | 697.7519 | 4.0396 | 697.7519 | 2.9961 | 697.7519 | 3.4495 | 865.047 | 0.025255 | 697.4582 | 0.14869 | 697.4582 | -7.2771e-05 | 697.752 | 0.0014881 | 864.4292 | 10.1187 | 697.4582 | -0.032803 | 868.0964 | 4.7774 | 865.047 | 1.514 | 697.4582 | 0 | 976.2343 | 0.18374 |  |  | 1205.9364 | 0.46581 | 1028.3058 | 0.012282 | 1125.41 | 0 | 1124.6649 | 0 | 1124.6582 | 0.0035239 | 697.458 | 1.1137 | 697.7519 | 0.76019 | 697.4582 | 2.2975 | 697.4582 | 0.99895 | 697.752 | #REF! | 697.4582 | 1.4505 | 694.0776 | 0.19691
| 349.4517 | 0 | 349.4517 | 0.041115 | 349.4517 | 0.033273 | 349.4517 | 0.01476 | 349.4517 | 0.0068258 | 349.4517 | 2.4859 | 577.5029 | 0.0080204 | 697.692 | 0.013496 | 349.4517 | -0.06025 | 577.5029 | 0.020498 | 697.692 | -0.023143 | 697.692 | 4.6328e-06 | 689.9059 | 0.027822 | 697.692 | 0.034718 | 697.692 | 0.047185 | 697.9855 | 0.037691 | 694.6928 | 0.017351 | 697.692 | 0.02564 | 697.9855 | 0.007946 | 697.9855 | 0.011512 | 697.9855 | 0.0026981 | 577.5029 | 0.21492 | 697.9855 | 0.0074538 | 697.9855 | 0.0029927 |  |  | 697.692 | 0.49051 | 692.49 | -0.014574 | 697.9855 | 0.0083861 | 697.692 | 0.45314 | 579.8126 | 0.00016235 | 697.9855 | 0.021874 | 697.9855 | 0.027598 | 697.692 | 0.34822 | 697.9855 | 3.9136 | 697.9855 | 3.0175 | 697.9855 | 3.5183 | 865.2142 | 0.016072 | 697.692 | 0.16785 | 697.692 | 0.0034857 | 697.9855 | 0.0072419 | 864.5967 | 9.8012 | 697.692 | 0.037925 | 868.2654 | 4.7958 | 865.2142 | 1.5267 | 697.692 | 0 | 976.3291 | 0.18432 |  |  | 1206.0076 | 0.46568 | 1028.3187 | 0.012264 | 1125.4722 | 0 | 1124.7269 | 0 | 1124.7202 | 0.0035489 | 697.692 | 1.112 | 697.9855 | 0.75887 | 697.692 | 2.2955 | 697.692 | 1.0043 | 697.9855 | #REF! | 697.692 | 1.4633 | 694.3102 | 0.199
| 349.5299 | 0 | 349.5299 | -0.047496 | 349.5299 | 0.033045 | 349.5299 | -0.0082518 | 349.5299 | 5.761e-05 | 349.5299 | 2.4561 | 577.6201 | 0 | 697.9259 | -0.010757 | 349.5299 | -0.06982 | 577.6201 | 0 | 697.9259 | -0.14017 | 697.9259 | -0.021016 | 690.1374 | -0.012296 | 697.9259 | -0.053613 | 697.9259 | -0.067723 | 698.219 | -0.054096 | 694.9238 | -0.0072684 | 697.9259 | -0.068155 | 698.219 | 0 | 698.219 | 0 | 698.219 | -0.0045488 | 577.6201 | 0.1957 | 698.219 | 0 | 698.219 | 0 |  |  | 697.9259 | 0.47596 | 692.72 | -0.029264 | 698.219 | 0 | 697.9259 | 0.44812 | 579.9315 | 0.00037425 | 698.219 | 0 | 698.219 | 0.0021659 | 697.9259 | 0.3173 | 698.219 | 3.8082 | 698.219 | 3.0625 | 698.219 | 3.5462 | 865.3814 | 0.021785 | 697.9259 | 0.15639 | 697.9259 | -0.003447 | 698.219 | -0.0013714 | 864.7642 | 9.4984 | 697.9259 | -0.015435 | 868.4344 | 4.8158 | 865.3814 | 1.542 | 697.9259 | 0.0054338 | 976.424 | 0.18513 |  |  | 1206.0789 | 0.46555 | 1028.3317 | 0.012246 | 1125.5342 | 0 | 1124.7889 | 0 | 1124.7822 | 0.0035694 | 697.926 | 1.1098 | 698.219 | 0.75465 | 697.9259 | 2.2661 | 697.9259 | 0.99099 | 698.219 | #REF! | 697.9259 | 1.4262 | 694.5428 | 0.19904
| 349.6081 | 0 | 349.6081 | -0.020266 | 349.6081 | 0.0339 | 349.6081 | 0.012238 | 349.6081 | 0.0062094 | 349.6081 | 2.4436 | 577.7374 | 0.012938 | 698.1597 | 0.0087775 | 349.6081 | -0.05526 | 577.7374 | 0.025792 | 698.1597 | 0.060009 | 698.1597 | 0.010607 | 690.3689 | 0.024351 | 698.1597 | 0.033631 | 698.1597 | 0.061111 | 698.4526 | 0.048814 | 695.1548 | 0.013471 | 698.1597 | 0.022832 | 698.4526 | 0.02726 | 698.4526 | 0.01321 | 698.4526 | 0.0021349 | 577.7374 | 0.20217 | 698.4526 | 0.0099108 | 698.4526 | 0.0047731 |  |  | 698.1597 | 0.48027 | 692.96 | 0.017606 | 698.4526 | 0.0087186 | 698.1597 | 0.44163 | 580.0503 | 0.00021723 | 698.4526 | 0.016084 | 698.4526 | 0.023125 | 698.1597 | 0.35042 | 698.4526 | 3.6931 | 698.4526 | 3.0795 | 698.4526 | 3.6056 | 865.5486 | 0.022052 | 698.1597 | 0.17783 | 698.1597 | 0.0040298 | 698.4526 | 0.0047321 | 864.9318 | 9.338 | 698.1597 | 0.034316 | 868.6034 | 4.8339 | 865.5486 | 1.5545 | 698.1597 | 0 | 976.5188 | 0.1861 |  |  | 1206.15 | 0.46541 | 1028.3446 | 0.012228 | 1125.5962 | 0 | 1124.851 | 0 | 1124.8441 | 0.0035841 | 698.16 | 1.0996 | 698.4526 | 0.7476 | 698.1597 | 2.268 | 698.1597 | 0.99099 | 698.4526 | #REF! | 698.1597 | 1.4358 | 694.7755 | 0.19999
| 349.6862 | 0 | 349.6862 | 0.02532 | 349.6862 | 0.034442 | 349.6862 | 0.016472 | 349.6862 | 0.0084496 | 349.6862 | 2.4104 | 577.8546 | 0 | 698.3936 | 0.0038589 | 349.6862 | -0.06302 | 577.8546 | 0 | 698.3936 | 0.01123 | 698.3936 | 0.0051591 | 690.6004 | 0.012428 | 698.3936 | 0.040585 | 698.3936 | 0.0046026 | 698.6861 | 0.0036764 | 695.3859 | 0.0097964 | 698.3936 | 0.026894 | 698.6861 | 0.036221 | 698.6861 | 0.021649 | 698.6861 | 0.0025209 | 577.8546 | 0.18619 | 698.6861 | 0.0082214 | 698.6861 | 0.0042336 |  |  | 698.3936 | 0.472 | 693.19 | 0.017606 | 698.6861 | 0.0061843 | 698.3936 | 0.4431 | 580.1692 | 0.00022257 | 698.6861 | 0.023203 | 698.6861 | 0.020402 | 698.3936 | 0.31251 | 698.6861 | 3.4881 | 698.6861 | 3.1437 | 698.6861 | 3.7299 | 865.7158 | 0.028459 | 698.3936 | 0.1735 | 698.3936 | 0.012797 | 698.6861 | 0.0029427 | 865.0993 | 8.815 | 698.3936 | 0.029737 | 868.7724 | 4.8457 | 865.7158 | 1.5673 | 698.3936 | 0 | 976.6137 | 0.18698 |  |  | 1206.2213 | 0.46527 | 1028.3575 | 0.012211 | 1125.6583 | 0 | 1124.9128 | 0 | 1124.9061 | 0.0035921 | 698.394 | 1.0911 | 698.6861 | 0.73546 | 698.3936 | 2.2334 | 698.3936 | 0.97414 | 698.6861 | #REF! | 698.3936 | 1.4241 | 695.0081 | 0.19968
| 349.7644 | 0 | 349.7644 | -0.049492 | 349.7644 | 0.034071 | 349.7644 | -0.0055739 | 349.7644 | 0.0044203 | 349.7644 | 2.3695 | 577.9719 | 0.0013465 | 698.6274 | -0.021977 | 349.7644 | -0.0534 | 577.9719 | 0.030091 | 698.6274 | -0.12038 | 698.6274 | -0.028483 | 690.8319 | -0.0099806 | 698.6274 | -0.047937 | 698.6274 | -0.070332 | 698.9197 | -0.05618 | 695.6169 | -0.0063865 | 698.6274 | -0.043933 | 698.9197 | 0 | 698.9197 | 0 | 698.9197 | -0.0030415 | 577.9719 | 0.19476 | 698.9197 | 0 | 698.9197 | 0 |  |  | 698.6274 | 0.45858 | 693.42 | -0.0054798 | 698.9197 | 0 | 698.6274 | 0.42859 | 580.2881 | 2.3248e-05 | 698.9197 | 0 | 698.9197 | 0.00043433 | 698.6274 | 0.2676 | 698.9197 | 3.3851 | 698.9197 | 3.1729 | 698.9197 | 3.7526 | 865.8831 | 0.01746 | 698.6274 | 0.15466 | 698.6274 | 0.0054496 | 698.9197 | -0.00099397 | 865.2668 | 8.4573 | 698.6274 | -0.013195 | 868.9414 | 4.8562 | 865.8831 | 1.5786 | 698.6274 | 0 | 976.7086 | 0.1876 |  |  | 1206.2926 | 0.46512 | 1028.3705 | 0.012193 | 1125.7203 | 0 | 1124.9749 | 0 | 1124.9681 | 0.0035944 | 698.627 | 1.0919 | 698.9197 | 0.72702 | 698.6274 | 2.2002 | 698.6274 | 0.97684 | 698.9197 | #REF! | 698.6274 | 1.3844 | 695.2408 | 0.19968
| 349.8426 | 0 | 349.8426 | -0.013869 | 349.8426 | 0.034727 | 349.8426 | 0.01149 | 349.8426 | 0.006014 | 349.8426 | 2.3534 | 578.0892 | 0 | 698.8613 | 0.011695 | 349.8426 | -0.0222 | 578.0892 | 0 | 698.8613 | 0.044501 | 698.8613 | 0.0038046 | 691.0634 | 0.011603 | 698.8613 | 0.027606 | 698.8613 | 0.022693 | 699.1533 | 0.018127 | 695.848 | 0.00815 | 698.8613 | 0.038713 | 699.1533 | 0.031778 | 699.1533 | 0.015209 | 699.1533 | 0.006002 | 578.0892 | 0.17584 | 699.1533 | 0.0072865 | 699.1533 | 0.0033931 |  |  | 698.8613 | 0.45856 | 693.66 | 0.04139 | 699.1533 | 0.0045233 | 698.8613 | 0.43006 | 580.407 | 1.7912e-05 | 699.1533 | 0.02378 | 699.1533 | 0.027331 | 698.8613 | 0.30036 | 699.1533 | 3.295 | 699.1533 | 3.1943 | 699.1533 | 3.8401 | 866.0503 | 0.02376 | 698.8613 | 0.18771 | 698.8613 | 0.0078521 | 699.1533 | 0.011675 | 865.4343 | 8.3746 | 698.8613 | 0.0097668 | 869.1104 | 4.8661 | 866.0503 | 1.5821 | 698.8613 | 0 | 976.8036 | 0.18775 |  |  | 1206.3639 | 0.46496 | 1028.3834 | 0.012176 | 1125.7825 | 0 | 1125.0369 | 0 | 1125.0302 | 0.003591 | 698.861 | 1.0699 | 699.1533 | 0.73135 | 698.8613 | 2.1898 | 698.8613 | 0.96441 | 699.1533 | #REF! | 698.8613 | 1.4081 | 695.4734 | 0.20102
| 349.9208 | 0 | 349.9208 | 0.037093 | 349.9208 | 0.034926 | 349.9208 | -0.0061344 | 349.9208 | 0.0020898 | 349.9208 | 2.3185 | 578.2065 | 0.0052105 | 699.0952 | 0.014293 | 349.9208 | -0.02235 | 578.2065 | 0.039118 | 699.0952 | -0.057682 | 699.0952 | -0.0086511 | 691.2949 | -0.019343 | 699.0952 | -0.040257 | 699.0952 | -0.021482 | 699.3869 | -0.01716 | 696.0791 | -0.011667 | 699.0952 | -0.030087 | 699.3869 | 0 | 699.3869 | 0 | 699.3869 | 0.002908 | 578.2065 | 0.18713 | 699.3869 | 0 | 699.3868 | 0 |  |  | 699.0952 | 0.45998 | 693.89 | -0.013874 | 699.3869 | 0 | 699.0952 | 0.43067 | 580.5259 | 1.5245e-05 | 699.3869 | 0 | 699.3868 | 0.002426 | 699.0952 | 0.26135 | 699.3869 | 3.1966 | 699.3869 | 3.2222 | 699.3869 | 3.8861 | 866.2175 | 0.017086 | 699.0952 | 0.16601 | 699.0952 | -0.010314 | 699.3868 | -0.0014629 | 865.6019 | 7.9753 | 699.0952 | -0.018218 | 869.2794 | 4.8779 | 866.2175 | 1.5847 | 699.0952 | 0.0072409 | 976.8986 | 0.18767 |  |  | 1206.4352 | 0.4648 | 1028.3964 | 0.012159 | 1125.8446 | 0 | 1125.0989 | 0 | 1125.0922 | 0.0035853 | 699.095 | 1.0748 | 699.3869 | 0.72716 | 699.0952 | 2.1726 | 699.0952 | 0.96795 | 699.3868 | #REF! | 699.0952 | 1.3657 | 695.7061 | 0.20087
| 349.999 | 0 | 349.999 | 0.053002 | 349.999 | 0.034698 | 349.999 | 0.012051 | 349.999 | 0.006916 | 349.999 | 2.3087 | 578.3237 | 0 | 699.3291 | 0.0060282 | 349.999 | -0.02436 | 578.3237 | 0 | 699.3291 | 0.022998 | 699.3291 | 0.0078628 | 691.5265 | 0.011015 | 699.3291 | 0.024107 | 699.3291 | 0.021323 | 699.6205 | 0.017032 | 696.3101 | 0.0080145 | 699.3291 | 0.010631 | 699.6205 | 0.026703 | 699.6205 | 0.016347 | 699.6205 | 0.0017872 | 578.3237 | 0.18295 | 699.6205 | 0.0084453 | 699.6205 | 0.0039414 |  |  | 699.3291 | 0.45598 | 694.12 | -0.017722 | 699.6205 | 0.009045 | 699.3291 | 0.41707 | 580.6448 | 5.3356e-06 | 699.6205 | 0.025237 | 699.6205 | 0.0226 | 699.3291 | 0.28932 | 699.6205 | 3.102 | 699.6205 | 3.2499 | 699.6205 | 3.9582 | 866.3848 | 0.026163 | 699.3291 | 0.1886 | 699.3291 | -0.0047387 | 699.6205 | 0.0097394 | 865.7694 | 7.6537 | 699.3291 | 0.021832 | 869.4485 | 4.8851 | 866.3848 | 1.5868 | 699.3291 | 0 | 976.9935 | 0.18797 |  |  | 1206.5065 | 0.46463 | 1028.4094 | 0.012143 | 1125.9066 | 0 | 1125.1609 | 0 | 1125.1542 | 0.0035819 | 699.329 | 1.0609 | 699.6205 | 0.71531 | 699.3291 | 2.1669 | 699.3291 | 0.95203 | 699.6205 | #REF! | 699.3291 | 1.3889 | 695.9388 | 0.20137
| 350.0772 | 0 | 350.0772 | -0.0085608 | 350.0772 | 0.034499 | 350.0772 | -0.0089057 | 350.0772 | 0.0025559 | 350.0772 | 2.278 | 578.441 | 0.024828 | 699.563 | -0.013792 | 350.0772 | -0.03082 | 578.441 | 0.035679 | 699.563 | -0.12323 | 699.563 | -0.0187 | 691.7581 | -0.018649 | 699.563 | -0.058279 | 699.563 | -0.087242 | 699.8541 | -0.069687 | 696.5412 | -0.018038 | 699.563 | -0.069821 | 699.8541 | 0 | 699.8541 | 0 | 699.8541 | -0.0032487 | 578.441 | 0.18295 | 699.8541 | 0 | 699.8541 | 0 |  |  | 699.563 | 0.44589 | 694.36 | -0.036959 | 699.8541 | 0 | 699.563 | 0.42367 | 580.7637 | 1.6769e-05 | 699.8541 | 0 | 699.8541 | 0 | 699.563 | 0.23558 | 699.8541 | 3.0087 | 699.8541 | 3.2636 | 699.8541 | 4.0144 | 866.552 | 0.022906 | 699.563 | 0.17265 | 699.563 | 0.0064546 | 699.8541 | -0.0056571 | 865.937 | 7.5673 | 699.563 | -0.017858 | 869.6175 | 4.9011 | 866.552 | 1.5971 | 699.563 | 0 | 977.0885 | 0.18818 |  |  | 1206.5778 | 0.46446 | 1028.4224 | 0.012127 | 1125.9688 | 0 | 1125.2229 | 0 | 1125.2162 | 0.0035819 | 699.563 | 1.0652 | 699.8541 | 0.71263 | 699.563 | 2.1454 | 699.563 | 0.95203 | 699.8541 | #REF! | 699.563 | 1.3482 | 696.1715 | 0.20082
| 350.1554 | 0 | 350.1554 | -0.0098511 | 350.1554 | 0.033928 | 350.1554 | 0.012829 | 350.1554 | 0.0064049 | 350.1554 | 2.2727 | 578.5583 | 0 | 699.7969 | 0.0041699 | 350.1554 | -0.04702 | 578.5583 | 0 | 699.7969 | 0.020217 | 699.7969 | 0.00087956 | 691.9896 | -0.0031823 | 699.7969 | 0.039558 | 699.7969 | 0.014855 | 700.0877 | 0.011866 | 696.7723 | 0.012055 | 699.7969 | -0.0047865 | 700.0877 | 0.031912 | 700.0877 | 0.010326 | 700.0877 | 0.0018078 | 578.5583 | 0.19893 | 700.0877 | 0.0065925 | 700.0877 | 0.0030418 |  |  | 699.7969 | 0.44838 | 694.59 | 0.015856 | 700.0877 | 0.0036239 | 699.7969 | 0.41854 | 580.8826 | 1.4101e-05 | 700.0877 | 0.022339 | 700.0877 | 0.025719 | 699.7969 | 0.27828 | 700.0877 | 2.9189 | 700.0877 | 3.2816 | 700.0877 | 4.0848 | 866.7192 | 0.021892 | 699.7969 | 0.19522 | 699.7969 | -0.0034528 | 700.0877 | 0.0066742 | 866.1045 | 7.3511 | 699.7969 | 0.0077882 | 869.7865 | 4.9202 | 866.7192 | 1.6081 | 699.7969 | 0 | 977.1835 | 0.18844 |  |  | 1206.649 | 0.46429 | 1028.4353 | 0.012112 | 1126.0309 | 0 | 1125.2849 | 0 | 1125.2782 | 0.0035876 | 699.797 | 1.0511 | 700.0877 | 0.7109 | 699.7969 | 2.1318 | 699.7969 | 0.93606 | 700.0877 | #REF! | 699.7969 | 1.3584 | 696.4042 | 0.20158
| 350.2336 | 0 | 350.2336 | -0.0021298 | 350.2336 | 0.03467 | 350.2336 | -0.0045774 | 350.2336 | 0.0050217 | 350.2336 | 2.2293 | 578.6756 | 0.011182 | 700.0309 | 0.0060069 | 350.2336 | -0.04524 | 578.6756 | 0.035034 | 700.0309 | -0.060099 | 700.0309 | -0.014576 | 692.2211 | -0.0088451 | 700.0309 | -0.040526 | 700.0309 | -0.080899 | 700.3213 | -0.064621 | 697.0034 | -0.019395 | 700.0309 | -0.06294 | 700.3213 | 0 | 700.3213 | 0 | 700.3213 | -0.0022504 | 578.6756 | 0.21085 | 700.3213 | 0 | 700.3213 | 0 |  |  | 700.0309 | 0.44997 | 694.83 | -0.0058295 | 700.3213 | 0 | 700.0309 | 0.41905 | 581.0015 | 1.2577e-05 | 700.3213 | 0 | 700.3213 | 0 | 700.0309 | 0.22748 | 700.3213 | 2.8267 | 700.3213 | 3.2949 | 700.3213 | 4.1353 | 866.8865 | 0.021144 | 700.0309 | 0.18225 | 700.0309 | 0.0052665 | 700.3213 | 0.0020195 | 866.272 | 7.1672 | 700.0309 | -0.019701 | 869.9556 | 4.9391 | 866.8865 | 1.6202 | 700.0309 | 0 | 977.2786 | 0.18905 |  |  | 1206.7203 | 0.4641 | 1028.4482 | 0.012097 | 1126.093 | 0 | 1125.3471 | 0 | 1125.3403 | 0.0036001 | 700.031 | 1.0527 | 700.3213 | 0.70892 | 700.0309 | 2.0967 | 700.0309 | 0.94053 | 700.3213 | #REF! | 700.0309 | 1.3461 | 696.6369 | 0.2013
| 350.3118 | 0 | 350.3118 | 0.0088477 | 350.3118 | 0.034556 | 350.3118 | 0.0064146 | 350.3118 | 0.007743 | 350.3118 | 2.2229 | 578.7929 | 0 | 700.2648 | 0.0083793 | 350.3118 | -0.03201 | 578.7929 | 0 | 700.2648 | 0.054913 | 700.2648 | 0.010993 | 692.4527 | 0.010834 | 700.2648 | 0.02786 | 700.2648 | 0.051212 | 700.555 | 0.040907 | 697.2346 | 0.008726 | 700.2648 | 0.016192 | 700.555 | 0.031682 | 700.555 | 0.011678 | 700.555 | 0.0037671 | 578.7929 | 0.17198 | 700.555 | 0.0084489 | 700.5549 | 0.0034299 |  |  | 700.2648 | 0.44199 | 695.06 | -0.01912 | 700.555 | 0.005226 | 700.2648 | 0.41317 | 581.1204 | 1.5245e-06 | 700.555 | 0.028681 | 700.5549 | 0.02305 | 700.2648 | 0.26576 | 700.555 | 2.7444 | 700.555 | 3.3042 | 700.555 | 4.2106 | 867.0537 | 0.028459 | 700.2648 | 0.21069 | 700.2648 | 0.0015074 | 700.5549 | 0.0034704 | 866.4396 | 6.9149 | 700.2648 | 0.022849 | 870.1246 | 4.9519 | 867.0537 | 1.6215 | 700.2648 | 0 | 977.3736 | 0.18977 |  |  | 1206.7916 | 0.46392 | 1028.4612 | 0.012083 | 1126.1552 | 0 | 1125.4091 | 0 | 1125.4023 | 0.0036182 | 700.265 | 1.0336 | 700.555 | 0.69971 | 700.2648 | 2.0962 | 700.2648 | 0.9281 | 700.5549 | #REF! | 700.2648 | 1.351 | 696.8696 | 0.20162
| 350.39 | 0 | 350.39 | -0.033289 | 350.39 | 0.034926 | 350.39 | -0.012238 | 350.39 | 0.002571 | 350.39 | 2.1986 | 578.9103 | 0 | 700.4988 | -0.018778 | 350.39 | -0.02774 | 578.9103 | 0.014908 | 700.4988 | -0.16227 | 700.4988 | -0.023946 | 692.6843 | -0.013819 | 700.4988 | -0.039633 | 700.4988 | -0.10436 | 700.7886 | -0.083361 | 697.4657 | -0.016644 | 700.4988 | -0.068156 | 700.7886 | 0 | 700.7886 | 0 | 700.7886 | -0.0063514 | 578.9103 | 0.17584 | 700.7886 | 0 | 700.7886 | 0 |  |  | 700.4988 | 0.43003 | 695.29 | -0.0023318 | 700.7886 | 0 | 700.4988 | 0.39576 | 581.2393 | 1.5245e-06 | 700.7886 | 0 | 700.7886 | 0 | 700.4988 | 0.19914 | 700.7886 | 2.6544 | 700.7886 | 3.2982 | 700.7886 | 4.254 | 867.221 | 0.027498 | 700.4988 | 0.1682 | 700.4988 | -0.011232 | 700.7886 | -0.0028438 | 866.6071 | 6.5604 | 700.4988 | -0.014684 | 870.2936 | 4.9707 | 867.221 | 1.624 | 700.4988 | 0 | 977.4686 | 0.19012 |  |  | 1206.863 | 0.46372 | 1028.4741 | 0.012069 | 1126.2173 | 0 | 1125.4711 | 0 | 1125.4644 | 0.003641 | 700.499 | 1.0374 | 700.7886 | 0.6883 | 700.4988 | 2.0733 | 700.4988 | 0.92987 | 700.7886 | #REF! | 700.4988 | 1.3118 | 697.1024 | 0.2012
| 350.4682 | 0 | 350.4682 | -0.02895 | 350.4682 | 0.034755 | 350.4682 | 0.010836 | 350.4682 | 0.0045856 | 350.4682 | 2.1939 | 579.0276 | 0 | 700.7327 | 0.0044654 | 350.4682 | -0.00661 | 579.0276 | 0.0018678 | 700.7327 | -0.023985 | 700.7327 | 0.0074375 | 692.9159 | 0.0086224 | 700.7327 | 0.031943 | 700.7327 | 0 |  |  | 697.6968 | 0.012319 | 700.7327 | 0.036984 | 701.0223 | 0.031135 | 701.0223 | 0.014764 | 701.0223 | 0.002626 | 579.0276 | 0.17459 | 701.0223 | 0.0072662 | 701.0223 | 0.0054975 |  |  | 700.7327 | 0.44881 | 695.53 | 0.0029147 | 701.0223 | 0.0032719 | 700.7327 | 0.40053 | 581.3582 | 0 | 701.0223 | 0.02715 | 701.0223 | 0.020686 | 700.7327 | 0.25067 | 701.0223 | 2.5691 | 701.0223 | 3.2989 | 701.0223 | 4.333 | 867.3882 | 0.027391 | 700.7327 | 0.21161 | 700.7327 | -0.0070917 | 701.0223 | 0.0018724 | 866.7747 | 6.449 | 700.7327 | 0.016957 | 870.4627 | 4.989 | 867.3882 | 1.6253 | 700.7327 | 0 | 977.5637 | 0.18994 |  |  | 1206.9343 | 0.46352 | 1028.4871 | 0.012056 | 1126.2794 | 0 | 1125.5332 | 0 | 1125.5264 | 0.0036648 | 700.733 | 1.028 | 701.0223 | 0.68628 | 700.7327 | 2.0808 | 700.7327 | 0.91749 | 701.0223 | #REF! | 700.7327 | 1.345 | 697.3351 | 0.20156
| 350.5464 | 0 | 350.5464 | 0.035133 | 350.5464 | 0.034955 | 350.5464 | -0.013141 | 350.5464 | 0.0026161 | 350.5464 | 2.1725 | 579.1449 | 0.0094255 | 700.9667 | -0.013765 | 350.5464 | 0.01363 | 579.1449 | 0.030091 | 700.9667 | -0.086781 | 700.9667 | -0.028887 | 693.1475 | -0.020011 | 700.9667 | -0.040407 | 700.9667 | 0 |  |  | 697.928 | -0.0028438 | 700.9667 | -0.092372 | 701.2559 | 0 | 701.2559 | 0 | 701.2559 | -0.0053228 | 579.1449 | 0.16958 | 701.2559 | 0 | 701.2559 | 0 |  |  | 700.9667 | 0.43043 | 695.76 | -0.024017 | 701.2559 | 0 | 700.9667 | 0.39536 | 581.4771 | 4.5733e-06 | 701.2559 | 0 | 701.2559 | 0 | 700.9667 | 0.19914 | 701.2559 | 2.4914 | 701.2559 | 3.3018 | 701.2559 | 4.386 | 867.5555 | 0.027391 | 700.9667 | 0.191 | 700.9667 | -0.0089069 | 701.2559 | -0.00053944 | 866.9423 | 6.311 | 700.9667 | -0.0004189 | 870.6318 | 5.0081 | 867.5555 | 1.6379 | 700.9667 | 0 | 977.6588 | 0.19049 |  |  | 1207.0057 | 0.46332 | 1028.5 | 0.012044 | 1126.3416 | 0 | 1125.5952 | 0 | 1125.5885 | 0.0036876 | 700.967 | 1.0218 | 701.2559 | 0.67923 | 700.9667 | 2.0453 | 700.9667 | 0.91572 | 701.2559 | #REF! | 700.9667 | 1.3079 | 697.5678 | 0.2018
| 350.6246 | 0 | 350.6246 | 0.032547 | 350.6246 | 0.035639 | 350.6246 | 0.010058 | 350.6246 | 0.00645 | 350.6246 | 2.1753 | 579.2622 | 0 | 701.2007 | 0.0074919 | 350.6246 | 0.02197 | 579.2622 | 0 | 701.2007 | 0.029231 | 701.2007 | 0.019157 | 693.3791 | 0.011405 | 701.2007 | 0.035749 | 701.2007 | 0 |  |  | 698.1591 | 0.012618 | 701.2007 | 0.052222 | 701.4896 | 0.030272 | 701.4896 | 0.0061173 | 701.4896 | 0.0040951 | 579.2622 | 0.18023 | 701.4896 | 0.0050977 | 701.4896 | 0.0032283 |  |  | 701.2007 | 0.4355 | 696 | -0.0079281 | 701.4896 | 0.0041355 | 701.2007 | 0.39206 | 581.596 | 4.5733e-06 | 701.4896 | 0.03439 | 701.4896 | 0.019603 | 701.2007 | 0.23816 | 701.4896 | 2.4063 | 701.4896 | 3.2882 | 701.4896 | 4.4634 | 867.7227 | 0.016606 | 701.2007 | 0.21891 | 701.2007 | 0.0077068 | 701.4896 | 0.0012598 | 867.1098 | 6.1031 | 701.2007 | 0.039291 | 870.8008 | 5.0191 | 867.7227 | 1.6455 | 701.2007 | 0 | 977.7539 | 0.19191 |  |  | 1207.077 | 0.46311 | 1028.5131 | 0.012032 | 1126.4037 | 0 | 1125.6573 | 0 | 1125.6505 | 0.0037069 | 701.201 | 1.0145 | 701.4896 | 0.67945 | 701.2007 | 2.0431 | 701.2007 | 0.90864 | 701.4896 | #REF! | 701.2007 | 1.3141 | 697.8006 | 0.20111
| 350.7029 | 0 | 350.7029 | -0.022326 | 350.7029 | 0.034755 | 350.7029 | -0.0075356 | 350.7029 | 0.0020147 | 350.7029 | 2.1618 | 579.3796 | 0.012938 | 701.4347 | -0.017065 | 350.7029 | 0.01057 | 579.3796 | 0.020871 | 701.4347 | -0.058591 | 701.4347 | -0.02589 | 693.6107 | -0.0085304 | 701.4347 | -0.054273 | 701.4347 | 0 |  |  | 698.3903 | -0.013849 | 701.4347 | -0.067923 | 701.7233 | 0 | 701.7233 | 0 | 701.7233 | -0.0065289 | 579.3796 | 0.16843 | 701.7233 | 0 | 701.7233 | 0 |  |  | 701.4347 | 0.42059 | 696.23 | -0.021569 | 701.7233 | 0 | 701.4347 | 0.39358 | 581.7149 | 4.5733e-06 | 701.7233 | 0 | 701.7233 | 0 | 701.4347 | 0.18883 | 701.7233 | 2.3334 | 701.7233 | 3.282 | 701.7233 | 4.5219 | 867.89 | 0.018581 | 701.4347 | 0.19103 | 701.4347 | 0.0039996 | 701.7233 | -0.0035122 | 867.2774 | 5.8217 | 701.4347 | -0.0098142 | 870.9699 | 5.0329 | 867.89 | 1.6502 | 701.4347 | 0.0090425 | 977.8491 | 0.19286 |  |  | 1207.1484 | 0.46289 | 1028.526 | 0.012021 | 1126.4658 | 0 | 1125.7194 | 0 | 1125.7126 | 0.0037194 | 701.435 | 1.0179 | 701.7233 | 0.67087 | 701.4347 | 2.0183 | 701.4347 | 0.90953 | 701.7233 | #REF! | 701.4347 | 1.2915 | 698.0334 | 0.20189
| 350.7811 | 0 | 350.7811 | -0.016075 | 350.7811 | 0.035582 | 350.7811 | 0.015165 | 350.7811 | 0.0048112 | 350.7811 | 2.1463 | 579.4969 | 0 | 701.6686 | -0.0084195 | 350.7811 | 0.05091 | 579.4969 | 0 | 701.6686 | 0.019078 | 701.6686 | 0.0005894 | 693.8423 | 0.01232 | 701.6686 | 0.03137 | 701.6686 | 0 |  |  | 698.6215 | 0.014162 | 701.6686 | 0.052708 | 701.957 | 0.021541 | 701.957 | 0.017947 | 701.957 | 0.00056246 | 579.4969 | 0.16926 | 701.957 | 0.0025104 | 701.957 | 0.002943 |  |  | 701.6686 | 0.43197 | 696.46 | -0.0030314 | 701.957 | 0.0053014 | 701.6686 | 0.38227 | 581.8338 | 0 | 701.957 | 0.02677 | 701.957 | 0.022696 | 701.6686 | 0.20944 | 701.957 | 2.2554 | 701.957 | 3.2592 | 701.957 | 4.5846 | 868.0573 | 0.029954 | 701.6686 | 0.22388 | 701.6686 | 0.008968 | 701.957 | -0.0011515 | 867.445 | 5.7729 | 701.6686 | 0.012574 | 871.1389 | 5.0493 | 868.0573 | 1.6488 | 701.6686 | 0 | 977.9442 | 0.19271 |  |  | 1207.2198 | 0.46267 | 1028.5389 | 0.012011 | 1126.5281 | 0 | 1125.7815 | 0 | 1125.7748 | 0.0037216 | 701.669 | 1.0042 | 701.957 | 0.66162 | 701.6686 | 2.0101 | 701.6686 | 0.8971 | 701.957 | #REF! | 701.6686 | 1.3064 | 698.2662 | 0.20166
| 350.8593 | 0 | 350.8593 | 0.079755 | 350.8593 | 0.034299 | 350.8593 | -0.0072242 | 350.8593 | 0.00433 | 350.8593 | 2.0796 | 579.6143 | 0.023069 | 701.9027 | -0.017641 | 350.8593 | 0.01032 | 579.6143 | 0.036109 | 701.9027 | -0.087764 | 701.9027 | -0.022789 | 694.074 | -0.014002 | 701.9027 | -0.050127 | 701.9027 | 0 |  |  | 698.8527 | -0.015064 | 701.9027 | -0.070268 | 702.1907 | 0 | 702.1907 | 0 | 702.1907 | -0.0063952 | 579.6143 | 0.18943 | 702.1907 | 0 | 702.1907 | 0 |  |  | 701.9027 | 0.41 | 696.7 | 0.00046636 | 702.1907 | 0 | 701.9027 | 0.38379 | 581.9528 | 0 | 702.1907 | 0 | 702.1907 | 0 | 701.9027 | 0.16675 | 702.1907 | 2.1764 | 702.1907 | 3.2444 | 702.1907 | 4.6329 | 868.2245 | 0.022425 | 701.9027 | 0.2017 | 701.9027 | -0.012564 | 702.1907 | -0.0060653 | 867.6125 | 5.5744 | 701.9027 | -0.014958 | 871.308 | 5.0641 | 868.2245 | 1.658 | 701.9027 | 0 | 978.0394 | 0.19269 |  |  | 1207.2911 | 0.46245 | 1028.5519 | 0.012002 | 1126.5902 | 0 | 1125.8435 | 0 | 1125.8368 | 0.0037114 | 701.903 | 0.99713 | 702.1907 | 0.66129 | 701.9027 | 1.9871 | 701.9027 | 0.89621 | 702.1907 | #REF! | 701.9027 | 1.2689 | 698.4989 | 0.20018
| 350.9375 | 0 | 350.9375 | -0.0095852 | 350.9375 | 0.034869 | 350.9375 | 0.0082518 | 350.9375 | 0.0042098 | 350.9375 | 2.0438 | 579.7317 | 0 | 702.1367 | -0.0054268 | 350.9375 | 0.03768 | 579.7317 | 0 | 702.1367 | 0.055376 | 702.1367 | 0.0038271 | 694.3057 | 0.0060841 | 702.1367 | 0.032222 | 702.1367 | 0 |  |  | 699.0838 | 0.01449 | 702.1367 | 0.024805 | 702.4244 | 0.010864 | 702.4244 | 0.016371 | 702.4244 | 0.0040102 | 579.7317 | 0.15892 | 702.4244 | 0.0013044 | 702.4244 | 0.0025519 |  |  | 702.1367 | 0.42355 | 696.93 | -0.010027 | 702.4244 | 0.0071978 | 702.1367 | 0.38475 | 582.0717 | 0 | 702.4244 | 0.025111 | 702.4244 | 0.017384 | 702.1367 | 0.19509 | 702.4244 | 2.1012 | 702.4244 | 3.2212 | 702.4244 | 4.7116 | 868.3918 | 0.021197 | 702.1367 | 0.23124 | 702.1367 | -0.024967 | 702.4244 | 0.0076314 | 867.7801 | 5.3321 | 702.1367 | 0.026131 | 871.4771 | 5.0701 | 868.3918 | 1.6729 | 702.1367 | 0 | 978.1346 | 0.19335 |  |  | 1207.3626 | 0.46222 | 1028.5648 | 0.011993 | 1126.6523 | 0 | 1125.9056 | 0 | 1125.8989 | 0.0036887 | 702.137 | 0.98735 | 702.4244 | 0.6574 | 702.1367 | 1.9727 | 702.1367 | 0.88648 | 702.4244 | #REF! | 702.1367 | 1.2779 | 698.7317 | 0.20026
| 351.0158 | 0 | 351.0158 | -0.020808 | 351.0158 | 0.033928 | 351.0158 | -0.0059787 | 351.0158 | 0.0032475 | 351.0158 | 2.0561 | 579.849 | 0.022482 | 702.3707 | -0.005993 | 351.0158 | -0.02805 | 579.849 | 0.017144 | 702.3707 | -0.11234 | 702.3707 | -0.020398 | 694.5373 | -0.024422 | 702.3707 | -0.041936 | 702.3707 | 0 |  |  | 699.315 | -0.012622 | 702.3707 | -0.055347 | 702.6582 | 0 | 702.6582 | 0 | 702.6582 | -0.0037131 | 579.849 | 0.16393 | 702.6582 | 0 | 702.6581 | 0 |  |  | 702.3707 | 0.40186 | 697.17 | -0.0072287 | 702.6582 | 0 | 702.3707 | 0.38217 | 582.1906 | 1.5245e-06 | 702.6582 | 0 | 702.6581 | 0.0021424 | 702.3707 | 0.15644 | 702.6582 | 2.0376 | 702.6582 | 3.188 | 702.6582 | 4.7733 | 868.5591 | 0.014577 | 702.3707 | 0.20963 | 702.3707 | -0.011466 | 702.6581 | -0.0025698 | 867.9477 | 5.073 | 702.3707 | -0.0037531 | 871.6462 | 5.0819 | 868.5591 | 1.6967 | 702.3707 | 0 | 978.2298 | 0.19362 |  |  | 1207.434 | 0.46199 | 1028.5778 | 0.011985 | 1126.7146 | 0 | 1125.9678 | 0 | 1125.9611 | 0.0036557 | 702.371 | 0.98554 | 702.6582 | 0.65516 | 702.3707 | 1.9584 | 702.3707 | 0.88472 | 702.6581 | #REF! | 702.3707 | 1.253 | 698.9646 | 0.19933
| 351.094 | 0 | 351.094 | -0.0356 | 351.094 | 0.03447 | 351.094 | 0.0066637 | 351.094 | 0.0056381 | 351.094 | 2.0415 | 579.9664 | 0.0017592 | 702.6047 | 0.012108 | 351.094 | 0.03675 | 579.9664 | 0 | 702.6047 | 0.072682 | 702.6047 | 0.0071661 | 694.769 | 0.016717 | 702.6047 | 0.027203 | 702.6047 | 0 |  |  | 699.5463 | 0.0066005 | 702.6047 | 0.031893 | 702.8919 | 0.036471 | 702.8919 | 0.011094 | 702.8919 | 0.0052351 | 579.9664 | 0.17668 | 702.8919 | 0.011592 | 702.8919 | 0.0052249 |  |  | 702.6047 | 0.42377 | 697.4 | 0.034044 | 702.8919 | 0.0038696 | 702.6047 | 0.38389 | 582.3095 | 1.5245e-06 | 702.8919 | 0.024811 | 702.8919 | 0.023076 | 702.6047 | 0.19951 | 702.8919 | 1.972 | 702.8919 | 3.1564 | 702.8919 | 4.848 | 868.7263 | 0.030061 | 702.6047 | 0.24426 | 702.6047 | 0.0035218 | 702.8919 | 0.0048051 | 868.1153 | 4.9596 | 702.6047 | 0.033403 | 871.8152 | 5.0975 | 868.7263 | 1.7122 | 702.6047 | 0 | 978.325 | 0.19361 |  |  | 1207.5054 | 0.46175 | 1028.5907 | 0.011979 | 1126.7767 | 0 | 1126.0299 | 0 | 1126.0231 | 0.0036171 | 702.605 | 0.97566 | 702.8919 | 0.65281 | 702.6047 | 1.9679 | 702.6047 | 0.87499 | 702.8919 | #REF! | 702.6047 | 1.2796 | 699.1974 | 0.19989
| 351.1722 | 0 | 351.1722 | 0.010918 | 351.1722 | 0.03333 | 351.1722 | -0.0047331 | 351.1722 | 0.0008784 | 351.1722 | 2.0141 | 580.0838 | 0.011182 | 702.8388 | -0.016582 | 351.1722 | -0.00095232 | 580.0838 | 0.0331 | 702.8388 | -0.065118 | 702.8388 | -0.020127 | 695.0007 | -0.012366 | 702.8388 | -0.05191 | 702.8388 | 0 |  |  | 699.7775 | -0.0073597 | 702.8388 | -0.049599 | 703.1257 | 0 | 703.1257 | 0 | 703.1257 | -0.0064744 | 580.0838 | 0.15829 | 703.1257 | 0 | 703.1257 | 0 |  |  | 702.8388 | 0.4059 | 697.63 | -0.014574 | 703.1257 | 0 | 702.8388 | 0.36304 | 582.4285 | 1.9056e-06 | 703.1257 | 0 | 703.1257 | 0 | 702.8388 | 0.14797 | 703.1257 | 1.909 | 703.1257 | 3.1369 | 703.1257 | 4.9151 | 868.8936 | 0.019329 | 702.8388 | 0.22146 | 702.8388 | -0.010512 | 703.1257 | 0.00026983 | 868.2829 | 4.7945 | 702.8388 | -0.0088636 | 871.9843 | 5.1129 | 868.8936 | 1.7285 | 702.8388 | 0 | 978.4203 | 0.19388 |  |  | 1207.5768 | 0.4615 | 1028.6038 | 0.011973 | 1126.839 | 0 | 1126.0919 | 0 | 1126.0852 | 0.0035796 | 702.839 | 0.97114 | 703.1257 | 0.64448 | 702.8388 | 1.9274 | 702.8388 | 0.87233 | 703.1257 | #REF! | 702.8388 | 1.2191 | 699.4302 | 0.19846
| 351.2505 | 0 | 351.2505 | 0.015631 | 351.2505 | 0.033672 | 351.2505 | 0.0098399 | 351.2505 | 0.0060891 | 351.2505 | 2.009 | 580.2012 | 0 | 703.0728 | 0.0065332 | 351.2505 | 0.06629 | 580.2012 | 0 | 703.0728 | 0.070666 | 703.0728 | 0.010953 | 695.2324 | 0.014833 | 703.0728 | 0.032172 | 703.0728 | 0 |  |  | 700.0087 | 0.0070511 | 703.0728 | 0.036288 | 703.3594 | 0.034691 | 703.3594 | 0.0098747 | 703.3594 | 0.0014787 | 580.2012 | 0.17731 | 703.3594 | 0.0052805 | 703.3594 | 0.0045158 |  |  | 703.0728 | 0.4097 | 697.87 | 0.00011659 | 703.3594 | 0.007958 | 703.0728 | 0.37065 | 582.5474 | 7.6223e-07 | 703.3594 | 0.012679 | 703.3594 | 0.020179 | 703.0728 | 0.18331 | 703.3594 | 1.8462 | 703.3594 | 3.089 | 703.3594 | 4.9955 | 869.0609 | 0.021785 | 703.0728 | 0.24522 | 703.0728 | 0.0060999 | 703.3594 | -0.00090604 | 868.4505 | 4.7248 | 703.0728 | 0.015117 | 872.1534 | 5.1195 | 869.0609 | 1.7371 | 703.0728 | 0 | 978.5156 | 0.19394 |  |  | 1207.6482 | 0.46125 | 1028.6167 | 0.011968 | 1126.9011 | 0 | 1126.1541 | 0 | 1126.1473 | 0.0035489 | 703.073 | 0.9597 | 703.3594 | 0.64349 | 703.0728 | 1.9345 | 703.0728 | 0.86256 | 703.3594 | #REF! | 703.0728 | 1.2572 | 699.663 | 0.20015
| 351.3287 | 0 | 351.3287 | -0.043179 | 351.3287 | 0.032645 | 351.3287 | -0.013359 | 351.3287 | 0.0019696 | 351.3287 | 1.9827 | 580.3186 | 0.026197 | 703.3069 | -0.012807 | 351.3287 | 0.02111 | 580.3186 | 0.036109 | 703.3069 | -0.21325 | 703.3069 | -0.017074 | 695.4641 | -0.017587 | 703.3069 | -0.045232 | 703.3069 | 0 |  |  | 700.2399 | -0.012789 | 703.3069 | -0.037625 | 703.5932 | 0 | 703.5932 | 0 | 703.5932 | -0.0071353 | 580.3186 | 0.16153 | 703.5932 | 0 | 703.5932 | 0 |  |  | 703.3069 | 0.4036 | 698.1 | -0.0065291 | 703.5932 | 0 | 703.3069 | 0.35898 | 582.6663 | 6.0978e-06 | 703.5932 | 0 | 703.5932 | 0 | 703.3069 | 0.14687 | 703.5932 | 1.7846 | 703.5932 | 3.0513 | 703.5932 | 5.0506 | 869.2282 | 0.019062 | 703.3069 | 0.22636 | 703.3069 | -0.0014332 | 703.5932 | 0.00060798 | 868.6181 | 4.4355 | 703.3069 | -0.005167 | 872.3225 | 5.1379 | 869.2282 | 1.754 | 703.3069 | 0 | 978.6108 | 0.19407 |  |  | 1207.7196 | 0.46099 | 1028.6296 | 0.011963 | 1126.9634 | 0 | 1126.2162 | 0 | 1126.2095 | 0.0035296 | 703.307 | 0.96153 | 703.5932 | 0.63387 | 703.3069 | 1.9006 | 703.3069 | 0.86344 | 703.5932 | #REF! | 703.3069 | 1.2257 | 699.8959 | 0.19867
| 351.4069 | 0 | 351.407 | -0.034865 | 351.4069 | 0.033757 | 351.4069 | 0.009186 | 351.4069 | 0.006901 | 351.4069 | 1.9633 | 580.436 | 0 | 703.541 | 0.011433 | 351.4069 | 0.0704 | 580.436 | 0 | 703.541 | 0.081946 | 703.541 | 0.0050748 | 695.6957 | 0.025552 | 703.541 | 0.038055 | 703.541 | 0 |  |  | 700.4712 | 0.0091368 | 703.541 | 0.056184 | 703.827 | 0.032377 | 703.827 | 0.017155 | 703.827 | 0.0044269 | 580.436 | 0.15056 | 703.827 | 0.0067116 | 703.827 | 0.0045302 |  |  | 703.541 | 0.42309 | 698.34 | 0.016905 | 703.827 | 0.0057583 | 703.541 | 0.37116 | 582.7853 | 5.3356e-06 | 703.827 | 0.031206 | 703.827 | 0.018615 | 703.541 | 0.17337 | 703.827 | 1.7396 | 703.827 | 3.0011 | 703.827 | 5.1328 | 869.3955 | 0.023066 | 703.541 | 0.2595 | 703.541 | -0.0045724 | 703.827 | 0.0086221 | 868.7857 | 4.4859 | 703.541 | 0.012585 | 872.4916 | 5.1557 | 869.3955 | 1.7639 | 703.541 | 0 | 978.7062 | 0.19488 |  |  | 1207.7911 | 0.46073 | 1028.6426 | 0.01196 | 1127.0256 | 0 | 1126.2783 | 0 | 1126.2716 | 0.0035239 | 703.541 | 0.95131 | 703.827 | 0.63872 | 703.541 | 1.9034 | 703.541 | 0.85813 | 703.827 | #REF! | 703.541 | 1.23 | 700.1287 | 0.19889
| 351.4852 | 0 | 351.4852 | 0.035498 | 351.4852 | 0.033501 | 351.4852 | -0.0094039 | 351.4852 | 0.0035783 | 351.4852 | 1.9416 | 580.5534 | 0.007318 | 703.7751 | -0.0056776 | 351.4852 | 0.01847 | 580.5534 | 0.039978 | 703.7751 | -0.08794 | 703.7751 | -0.0081633 | 695.9275 | -0.019959 | 703.7751 | -0.05096 | 703.7751 | 0 |  |  | 700.7025 | -0.013225 | 703.7751 | -0.085654 | 704.0608 | 0 | 704.0608 | 0 | 704.0608 | -0.0054651 | 580.5534 | 0.18149 | 704.0608 | 0 | 704.0607 | 0 |  |  | 703.7751 | 0.40042 | 698.57 | -0.0040807 | 704.0608 | 0 | 703.7751 | 0.3601 | 582.9042 | 5.3356e-06 | 704.0608 | 0 | 704.0607 | 0 | 703.7751 | 0.11779 | 704.0608 | 1.6784 | 704.0608 | 2.9608 | 704.0608 | 5.2023 | 869.5627 | 0.019435 | 703.7751 | 0.24521 | 703.7751 | -0.0255 | 704.0607 | 0.0034332 | 868.9533 | 4.2871 | 703.7751 | -0.00764 | 872.6607 | 5.1728 | 869.5627 | 1.7771 | 703.7751 | 0 | 978.8015 | 0.19624 |  |  | 1207.8626 | 0.46047 | 1028.6555 | 0.011958 | 1127.0878 | 0 | 1126.3406 | 0 | 1126.3337 | 0.0035307 | 703.775 | 0.94915 | 704.0608 | 0.62917 | 703.7751 | 1.887 | 703.7751 | 0.85725 | 704.0607 | #REF! | 703.7751 | 1.1989 | 700.3616 | 0.19926
| 351.5634 | 0 | 351.5634 | 0.052338 | 351.5634 | 0.033871 | 351.5634 | 0.012549 | 351.5634 | 0.0071867 | 351.5634 | 1.9304 | 580.6708 | 0 | 704.0092 | 0.00071309 | 351.5634 | 0.07164 | 580.6708 | 0 | 704.0092 | -0.035564 | 704.0091 | 0.0085561 | 696.1592 | -0.00048109 | 704.0092 | 0.038116 | 704.0091 | 0 |  |  | 700.9337 | 0.0076362 | 704.0091 | -0.01763 | 704.2946 | 0.028926 | 704.2946 | 0.012953 | 704.2946 | 0.00232 | 580.6708 | 0.17229 | 704.2946 | 0.0035101 | 704.2946 | 0.0020914 |  |  | 704.0092 | 0.40709 | 698.8 | -0.032412 | 704.2946 | 0.0016781 | 704.0091 | 0.36056 | 583.0232 | 0 | 704.2946 | 0.017041 | 704.2946 | 0.018488 | 704.0091 | 0.17043 | 704.2946 | 1.6232 | 704.2946 | 2.9044 | 704.2946 | 5.288 | 869.73 | 0.0291 | 704.0092 | 0.27037 | 704.0092 | 0.020423 | 704.2946 | 0.0023012 | 869.1209 | 4.1562 | 704.0092 | 0.025444 | 872.8298 | 5.1851 | 869.73 | 1.7817 | 704.0091 | 0 | 978.8969 | 0.19704 |  |  | 1207.934 | 0.4602 | 1028.6685 | 0.011956 | 1127.15 | 0 | 1126.4027 | 0 | 1126.396 | 0.0035512 | 704.009 | 0.93985 | 704.2946 | 0.62528 | 704.0091 | 1.8553 | 704.0091 | 0.84487 | 704.2946 | #REF! | 704.0091 | 1.2116 | 700.5945 | 0.19851
| 351.6417 | 0 | 351.6417 | -0.054637 | 351.6417 | 0.033016 | 351.6417 | -0.0050445 | 351.6417 | 0.0024507 | 351.6417 | 1.9072 | 580.7882 | 0.037927 | 704.2433 | -0.0093829 | 351.6417 | 0.01534 | 580.7882 | 0.023428 | 704.2433 | -0.14507 | 704.2433 | -0.020774 | 696.3909 | -0.020144 | 704.2433 | -0.058193 | 704.2433 | 0 |  |  | 701.165 | -0.013845 | 704.2433 | -0.07153 | 704.5284 | 0 | 704.5284 | 0 | 704.5284 | -0.003173 | 580.7882 | 0.19152 | 704.5284 | 0 | 704.5284 | 0 |  |  | 704.2433 | 0.39304 | 699.04 | -0.0093273 | 704.5284 | 0 | 704.2433 | 0.35127 | 583.1421 | 4.5733e-06 | 704.5284 | 0 | 704.5284 | 0 | 704.2433 | 0.11889 | 704.5284 | 1.5766 | 704.5284 | 2.853 | 704.5284 | 5.3466 | 869.8973 | 0.016339 | 704.2433 | 0.24709 | 704.2433 | -0.007468 | 704.5284 | 0.0030547 | 869.2885 | 3.9929 | 704.2433 | -0.0038319 | 872.9989 | 5.205 | 869.8973 | 1.7992 | 704.2433 | 0 | 978.9922 | 0.19701 |  |  | 1208.0055 | 0.45992 | 1028.6815 | 0.011956 | 1127.2123 | 0 | 1126.4648 | 0 | 1126.4581 | 0.0035796 | 704.243 | 0.9367 | 704.5284 | 0.62004 | 704.2433 | 1.8469 | 704.2433 | 0.83956 | 704.5284 | #REF! | 704.2433 | 1.1726 | 700.8274 | 0.19883
| 351.7199 | 0 | 351.7199 | -0.0099215 | 351.7199 | 0.034042 | 351.7199 | 0.014106 | 351.7199 | 0.0029919 | 351.7199 | 1.8971 | 580.9056 | 0 | 704.4774 | -0.00699 | 351.7199 | 0.04843 | 580.9056 | 0 | 704.4774 | 0.018779 | 704.4774 | 0.0014599 | 696.6227 | 0.01794 | 704.4774 | 0.028506 | 704.4774 | 0 |  |  | 701.3963 | 0.015011 | 704.4774 | 0.039796 | 704.7622 | 0.03548 | 704.7622 | 0.013764 | 704.7622 | -0.00022325 | 580.9056 | 0.16895 | 704.7622 | 0.0035177 | 704.7622 | 0.0026596 |  |  | 704.4774 | 0.39879 | 699.27 | -0.00023318 | 704.7622 | 0.002851 | 704.4774 | 0.35016 | 583.261 | 4.5733e-06 | 704.7622 | 0.019541 | 704.7622 | 0.013346 | 704.4774 | 0.15938 | 704.7622 | 1.524 | 704.7622 | 2.7926 | 704.7622 | 5.4266 | 870.0646 | 0.023387 | 704.4774 | 0.28386 | 704.4774 | 0.00068922 | 704.7622 | 0.0042737 | 869.4561 | 3.827 | 704.4774 | 0.026165 | 873.168 | 5.2271 | 870.0646 | 1.8148 | 704.4774 | 0 | 979.0876 | 0.19761 |  |  | 1208.0769 | 0.45964 | 1028.6945 | 0.011956 | 1127.2745 | 0 | 1126.527 | 0 | 1126.5203 | 0.0036148 | 704.477 | 0.92213 | 704.7622 | 0.6109 | 704.4774 | 1.8503 | 704.4774 | 0.8289 | 704.7622 | #REF! | 704.4774 | 1.1897 | 701.0603 | 0.19927
| 351.7982 | 0 | 351.7982 | 0.039894 | 351.7982 | 0.032674 | 351.7982 | -0.0070685 | 351.7982 | 0.0011891 | 351.7982 | 1.868 | 581.0231 | 0.023851 | 704.7115 | 0.0003553 | 351.7982 | -0.01287 | 581.0231 | 0.03439 | 704.7115 | -0.13539 | 704.7115 | -0.015282 | 696.8544 | -0.014474 | 704.7115 | -0.04886 | 704.7115 | 0 |  |  | 701.6276 | -0.0098445 | 704.7115 | -0.089852 | 704.996 | 0 | 704.996 | 0 | 704.996 | -0.0034519 | 581.0231 | 0.14732 | 704.996 | 0 | 704.996 | 0 |  |  | 704.7115 | 0.38588 | 699.51 | 0.015157 | 704.996 | 0 | 704.7115 | 0.33833 | 583.38 | 9.9089e-06 | 704.996 | 0 | 704.996 | 0 | 704.7115 | 0.12221 | 704.996 | 1.4737 | 704.996 | 2.7354 | 704.996 | 5.4974 | 870.2319 | 0.01746 | 704.7115 | 0.25909 | 704.7115 | -0.013283 | 704.996 | -7.6585e-06 | 869.6237 | 3.6491 | 704.7115 | -0.026391 | 873.3372 | 5.2476 | 870.2319 | 1.8331 | 704.7115 | 0 | 979.183 | 0.19809 |  |  | 1208.1484 | 0.45936 | 1028.7074 | 0.011957 | 1127.3368 | 0 | 1126.5892 | 0 | 1126.5824 | 0.0036546 | 704.711 | 0.91802 | 704.996 | 0.61229 | 704.7115 | 1.8229 | 704.7115 | 0.82448 | 704.996 | #REF! | 704.7115 | 1.1752 | 701.2932 | 0.1986
| 351.8764 | 0 | 351.8764 | 0.0044301 | 351.8764 | 0.033273 | 351.8764 | 0.011708 | 351.8764 | 0.0055479 | 351.8764 | 1.854 | 581.1405 | 0 | 704.9456 | 0.006435 | 351.8764 | 0.02593 | 581.1405 | 0 | 704.9456 | 0.011821 | 704.9456 | 0.0083004 | 697.0862 | 0.012261 | 704.9456 | 0.031603 | 704.9456 | 0 |  |  | 701.8589 | 0.0076108 | 704.9456 | 0.0079569 | 705.2299 | 0.0066529 | 705.2299 | 0.0094822 | 705.2299 | 0.00068524 | 581.1405 | 0.15296 | 705.2299 | 0.0074201 | 705.2299 | 0.0045571 |  |  | 704.9456 | 0.39759 | 699.74 | 0.021103 | 705.2299 | 0.0028059 | 704.9456 | 0.35685 | 583.499 | 5.3356e-06 | 705.2299 | 0.024708 | 705.2299 | 0.021676 | 704.9456 | 0.14687 | 705.2299 | 1.4329 | 705.2299 | 2.6668 | 705.2299 | 5.5708 | 870.3992 | 0.021518 | 704.9456 | 0.28911 | 704.9456 | 0.0061057 | 705.2299 | 0.0050946 | 869.7913 | 3.6788 | 704.9456 | 0.033543 | 873.5063 | 5.2605 | 870.3992 | 1.8368 | 704.9456 | 0 | 979.2784 | 0.19814 |  |  | 1208.22 | 0.45907 | 1028.7203 | 0.011959 | 1127.399 | 0 | 1126.6514 | 0 | 1126.6446 | 0.0036944 | 704.946 | 0.91023 | 705.2299 | 0.60624 | 704.9456 | 1.8213 | 704.9456 | 0.81652 | 705.2299 | #REF! | 704.9456 | 1.1908 | 701.5261 | 0.19834
| 351.9547 | 0 | 351.9547 | -0.062512 | 351.9547 | 0.032645 | 351.9547 | -0.0083141 | 351.9547 | 0.0042098 | 351.9547 | 1.839 | 581.2579 | 0.0045078 | 705.1798 | -0.021683 | 351.9547 | -0.02949 | 581.2579 | 0.0331 | 705.1798 | -0.21454 | 705.1798 | -0.025508 | 697.3179 | -0.019204 | 705.1798 | -0.049224 | 705.1798 | 0 |  |  | 702.0902 | -0.015812 | 705.1798 | -0.092372 | 705.4637 | 0 | 705.4637 | 0 | 705.4637 | -0.0052171 | 581.2579 | 0.15328 | 705.4637 | 0 | 705.4637 | 0 |  |  | 705.1798 | 0.391 | 699.97 | -0.0093273 | 705.4637 | 0 | 705.1798 | 0.33519 | 583.6179 | 6.86e-06 | 705.4637 | 0 | 705.4637 | 0 | 705.1798 | 0.11521 | 705.4637 | 1.3883 | 705.4637 | 2.6106 | 705.4637 | 5.6503 | 870.5665 | 0.015751 | 705.1798 | 0.26412 | 705.1798 | 0.0066307 | 705.4637 | -0.0042738 | 869.959 | 3.3945 | 705.1798 | -0.019169 | 873.6754 | 5.2761 | 870.5665 | 1.8405 | 705.1798 | 0 | 979.3738 | 0.19851 |  |  | 1208.2914 | 0.45877 | 1028.7333 | 0.011962 | 1127.4613 | 0 | 1126.7135 | 0 | 1126.7068 | 0.0037341 | 705.18 | 0.91184 | 705.4637 | 0.59809 | 705.1798 | 1.7952 | 705.1798 | 0.81563 | 705.4637 | #REF! | 705.1798 | 1.1452 | 701.759 | 0.19842
| 352.033 | 0 | 352.033 | -0.033138 | 352.033 | 0.033586 | 352.033 | 0.010961 | 352.033 | 0.0049916 | 352.033 | 1.832 | 581.3754 | 0 | 705.4139 | 0.0086899 | 352.033 | 0.01875 | 581.3754 | 0 | 705.4139 | -0.041296 | 705.4139 | 0.0022273 | 697.5497 | 0.014181 | 705.4139 | 0.035137 | 705.4139 | 0 |  |  | 702.3215 | 0.010152 | 705.4139 | 0.013863 | 705.6976 | 0.024134 | 705.6976 | 0.0078331 | 705.6976 | 0.0022965 | 581.3754 | 0.15892 | 705.6976 | 0.0072568 | 705.6976 | 0.0031739 |  |  | 705.4139 | 0.39651 | 700.21 | 0.0085112 | 705.6976 | 0.0041376 | 705.4139 | 0.34123 | 583.7369 | 1.5245e-06 | 705.6976 | 0.027951 | 705.6976 | 0.016121 | 705.4139 | 0.14613 | 705.6976 | 1.3432 | 705.6976 | 2.5517 | 705.6976 | 5.723 | 870.7338 | 0.027017 | 705.4139 | 0.2993 | 705.4139 | 0.0064123 | 705.6976 | 0.0063629 | 870.1266 | 3.3099 | 705.4139 | 0.023683 | 873.8445 | 5.2913 | 870.7338 | 1.8414 | 705.4139 | 0 | 979.4693 | 0.19849 |  |  | 1208.3629 | 0.45847 | 1028.7462 | 0.011966 | 1127.5237 | 0 | 1126.7758 | 0 | 1126.769 | 0.0037694 | 705.414 | 0.90352 | 705.6976 | 0.60081 | 705.4139 | 1.7931 | 705.4139 | 0.81121 | 705.6976 | #REF! | 705.4139 | 1.1541 | 701.9919 | 0.19859
| 352.1112 | 0 | 352.1112 | -0.010265 | 352.1112 | 0.033472 | 352.1112 | -0.010992 | 352.1112 | 0.0017892 | 352.1112 | 1.794 | 581.4928 | 0.024828 | 705.6481 | -0.0081445 | 352.1112 | -0.00318 | 581.4928 | 0.01938 | 705.6481 | -0.153 | 705.6481 | -0.019238 | 697.7815 | -0.012426 | 705.6481 | -0.041388 | 705.6481 | 0 |  |  | 702.5529 | -0.0070623 | 705.6481 | -0.056034 | 705.9314 | 0 | 705.9314 | 0 | 705.9314 | -0.0058857 | 581.4928 | 0.16132 | 705.9314 | 0 | 705.9315 | 0 |  |  | 705.6481 | 0.38246 | 700.44 | -0.011776 | 705.9314 | 0 | 705.6481 | 0.33788 | 583.8559 | 4.5733e-06 | 705.9314 | 0 | 705.9315 | 0 | 705.6481 | 0.11632 | 705.9314 | 1.3057 | 705.9314 | 2.4873 | 705.9314 | 5.7942 | 870.9011 | 0.01794 | 705.6481 | 0.28175 | 705.6481 | -0.010197 | 705.9315 | 0.0010707 | 870.2942 | 3.2187 | 705.6481 | 0.0019728 | 874.0137 | 5.3012 | 870.9011 | 1.8489 | 705.6481 | 0 | 979.5648 | 0.19894 |  |  | 1208.4344 | 0.45817 | 1028.7593 | 0.011971 | 1127.5859 | 0 | 1126.8379 | 0 | 1126.8312 | 0.0037989 | 705.648 | 0.89968 | 705.9314 | 0.59464 | 705.6481 | 1.7649 | 705.6481 | 0.80944 | 705.9315 | #REF! | 705.6481 | 1.129 | 702.2249 | 0.19842
| 352.1895 | 0 | 352.1895 | 0.012144 | 352.1895 | 0.033843 | 352.1895 | 0.00875 | 352.1895 | 0.005608 | 352.1895 | 1.7784 | 581.6103 | 0 | 705.8822 | -0.00074044 | 352.1895 | 0.05046 | 581.6103 | 0 | 705.8822 | 0.020541 | 705.8822 | 0.0083065 | 698.0133 | 0.0086488 | 705.8822 | 0.031725 | 705.8822 | 0 |  |  | 702.7842 | 0.010002 | 705.8822 | 0.018719 | 706.1653 | 0.012987 | 706.1653 | 0.012584 | 706.1653 | 7.1922e-05 | 581.6103 | 0.15411 | 706.1653 | 0.0036844 | 706.1653 | 0.003107 |  |  | 705.8822 | 0.38659 | 700.68 | 0.017955 | 706.1653 | 0.0032883 | 705.8822 | 0.34067 | 583.9748 | 3.43e-06 | 706.1653 | 0.032518 | 706.1653 | 0.016537 | 705.8822 | 0.13067 | 706.1653 | 1.2617 | 706.1653 | 2.4198 | 706.1653 | 5.8817 | 871.0684 | 0.028619 | 705.8822 | 0.29518 | 705.8822 | 0.0010921 | 706.1653 | -0.00020446 | 870.4619 | 3.2004 | 705.8822 | 0.0074845 | 874.1828 | 5.3053 | 871.0684 | 1.8574 | 705.8822 | 0 | 979.6603 | 0.2003 |  |  | 1208.506 | 0.45786 | 1028.7722 | 0.011977 | 1127.6482 | 0 | 1126.9001 | 0 | 1126.8934 | 0.0038216 | 705.882 | 0.89595 | 706.1653 | 0.5902 | 705.8822 | 1.7638 | 705.8822 | 0.8059 | 706.1653 | #REF! | 705.8822 | 1.1484 | 702.4578 | 0.19885
| 352.2678 | 0 | 352.2678 | -0.035214 | 352.2678 | 0.033615 | 352.2678 | -0.0037989 | 352.2678 | 0.0022252 | 352.2678 | 1.7496 | 581.7278 | 0.022678 | 706.1164 | -0.01972 | 352.2678 | 0.016 | 581.7278 | 0.026007 | 706.1164 | -0.12326 | 706.1164 | -0.02015 | 698.2451 | -0.015922 | 706.1164 | -0.050072 | 706.1164 | 0 |  |  | 703.0155 | -0.010572 | 706.1164 | -0.067724 | 706.3992 | 0 | 706.3992 | 0 | 706.3992 | -0.0058432 | 581.7278 | 0.15119 | 706.3992 | 0 | 706.3992 | 0 |  |  | 706.1164 | 0.37017 | 700.91 | 0.0011659 | 706.3992 | 0 | 706.1164 | 0.33118 | 584.0938 | 4.5733e-06 | 706.3992 | 0 | 706.3992 | 0 | 706.1164 | 0.094232 | 706.3992 | 1.2221 | 706.3992 | 2.3566 | 706.3992 | 5.9588 | 871.2358 | 0.024134 | 706.1164 | 0.2859 | 706.1164 | -0.005861 | 706.3992 | -0.0017722 | 870.6295 | 3.0152 | 706.1164 | -0.036907 | 874.3519 | 5.3151 | 871.2358 | 1.8694 | 706.1164 | 0 | 979.7558 | 0.20105 |  |  | 1208.5775 | 0.45755 | 1028.7852 | 0.011983 | 1127.7105 | 0 | 1126.9624 | 0 | 1126.9557 | 0.0038398 | 706.116 | 0.89307 | 706.3992 | 0.58018 | 706.1164 | 1.7513 | 706.1164 | 0.80325 | 706.3992 | #REF! | 706.1164 | 1.1324 | 702.6908 | 0.19802
| 352.346 | 0 | 352.346 | -0.030625 | 352.346 | 0.034156 | 352.346 | 0.013919 | 352.346 | 0.0070514 | 352.346 | 1.7358 | 581.8453 | 0 | 706.3506 | 0.0021349 | 352.346 | 0.07494 | 581.8453 | 0 | 706.3506 | 0.077084 | 706.3506 | 0.0048609 | 698.4769 | 0.0024199 | 706.3506 | 0.019907 | 706.3506 | 0 |  |  | 703.2469 | 0.012087 | 706.3506 | -0.015588 | 706.6331 | 0.014608 | 706.6331 | 0.0050824 | 706.6331 | 0.0033568 | 581.8453 | 0.13698 | 706.6331 | 0.0066029 | 706.6331 | 0.0032803 |  |  | 706.3506 | 0.38914 | 701.14 | 0.017256 | 706.6331 | 0.0017379 | 706.3506 | 0.33483 | 584.2128 | 1.5245e-06 | 706.6331 | 0.024454 | 706.6331 | 0.012583 | 706.3506 | 0.1211 | 706.6331 | 1.1941 | 706.6331 | 2.2936 | 706.6331 | 6.0365 | 871.4031 | 0.024988 | 706.3506 | 0.31665 | 706.3506 | -0.0037878 | 706.6331 | 0.0055767 | 870.7971 | 2.8999 | 706.3506 | -0.0038082 | 874.5211 | 5.3258 | 871.4031 | 1.882 | 706.3506 | 0 | 979.8513 | 0.201 |  |  | 1208.649 | 0.45723 | 1028.7981 | 0.01199 | 1127.7728 | 0 | 1127.0245 | 0 | 1127.0178 | 0.0038535 | 706.351 | 0.88369 | 706.6331 | 0.58451 | 706.3506 | 1.7618 | 706.3506 | 0.79706 | 706.6331 | #REF! | 706.3506 | 1.1407 | 702.9238 | 0.19911
| 352.4243 | 0 | 352.4243 | 0.011912 | 352.4243 | 0.033216 | 352.4243 | -0.0061344 | 352.4243 | 0.0016689 | 352.4243 | 1.7144 | 581.9628 | 0.017153 | 706.5848 | -0.0035502 | 352.4243 | 0.04215 | 581.9628 | 0.011926 | 706.5848 | -0.10244 | 706.5848 | -0.016733 | 698.7087 | -0.012412 | 706.5848 | -0.052835 | 706.5848 | 0 |  |  | 703.4783 | -0.0079911 | 706.5848 | -0.056283 | 706.867 | 0 | 706.867 | 0 | 706.867 | -0.0066631 | 581.9628 | 0.13635 | 706.867 | 0 | 706.867 | 0 |  |  | 706.5848 | 0.36536 | 701.38 | 0.0074619 | 706.867 | 0 | 706.5848 | 0.32748 | 584.3317 | 1.2196e-05 | 706.867 | 0 | 706.867 | 0 | 706.5848 | 0.082085 | 706.867 | 1.1521 | 706.867 | 2.2333 | 706.867 | 6.1238 | 871.5704 | 0.021304 | 706.5848 | 0.29971 | 706.5848 | -0.013664 | 706.867 | -0.0032406 | 870.9648 | 2.7319 | 706.5848 | -0.0067835 | 874.6902 | 5.3358 | 871.5704 | 1.8957 | 706.5848 | 0 | 979.9469 | 0.20104 |  |  | 1208.7206 | 0.45691 | 1028.811 | 0.011998 | 1127.8351 | 0 | 1127.0868 | 0 | 1127.0801 | 0.0038637 | 706.585 | 0.87537 | 706.867 | 0.57992 | 706.5848 | 1.7235 | 706.5848 | 0.79263 | 706.867 | #REF! | 706.5848 | 1.1111 | 703.1568 | 0.19847
| 352.5026 | 0 | 352.5026 | 0.03071 | 352.5026 | 0.033729 | 352.5026 | 0.012611 | 352.5026 | 0.0045706 | 352.5026 | 1.7074 | 582.0802 | 0 | 706.819 | 0.014261 | 352.5026 | 0.08534 | 582.0802 | 0 | 706.819 | 0.058956 | 706.819 | 0.0079369 | 698.9406 | 0.0045707 | 706.819 | 0.024536 | 706.819 | 0 |  |  | 703.7097 | 0.016437 | 706.819 | 0.019202 | 707.1009 | 0.032834 | 707.1009 | 0.015318 | 707.1009 | 0.0038235 | 582.0802 | 0.15651 | 707.1009 | 0.0059382 | 707.101 | 0.004955 |  |  | 706.819 | 0.38099 | 701.61 | 0.0015157 | 707.1009 | 0.010843 | 706.819 | 0.32484 | 584.4507 | 1.0671e-05 | 707.1009 | 0.022696 | 707.101 | 0.01673 | 706.819 | 0.12368 | 707.1009 | 1.1185 | 707.1009 | 2.1635 | 707.1009 | 6.1848 | 871.7377 | 0.021678 | 706.819 | 0.34255 | 706.819 | 0.014213 | 707.101 | 0.0070267 | 871.1324 | 2.7533 | 706.819 | 0.020695 | 874.8594 | 5.3356 | 871.7377 | 1.9091 | 706.819 | 0 | 980.0425 | 0.2014 |  |  | 1208.7921 | 0.45658 | 1028.8241 | 0.012007 | 1127.8975 | 0 | 1127.149 | 0 | 1127.1423 | 0.0038739 | 706.819 | 0.87403 | 707.1009 | 0.57574 | 706.819 | 1.7257 | 706.819 | 0.78817 | 707.101 | #REF! | 706.819 | 1.1209 | 703.3898 | 0.19849
| 352.5809 | 0 | 352.5809 | -0.049315 | 352.5809 | 0.03256 | 352.5809 | -0.011303 | 352.5809 | 0.0032776 | 352.5809 | 1.6831 | 582.1977 | 0 | 707.0532 | -0.0056377 | 352.5809 | 0.03407 | 582.1977 | 0.044706 | 707.0532 | -0.15521 | 707.0533 | -0.026904 | 699.1724 | -0.01527 | 707.0532 | -0.052031 | 707.0533 | 0 |  |  | 703.941 | -0.021828 | 707.0533 | -0.055475 | 707.3349 | 0 | 707.3349 | 0 | 707.3349 | -0.0063721 | 582.1977 | 0.15056 | 707.3349 | 0 | 707.3348 | 0 |  |  | 707.0532 | 0.35632 | 701.85 | -0.0086277 | 707.3349 | 0 | 707.0533 | 0.32484 | 584.5697 | 1.8675e-05 | 707.3349 | 0 | 707.3348 | 0 | 707.0533 | 0.089078 | 707.3349 | 1.0748 | 707.3349 | 2.0966 | 707.3349 | 6.2483 | 871.905 | 0.02093 | 707.0532 | 0.30511 | 707.0532 | -0.010321 | 707.3348 | 0.0011108 | 871.3001 | 2.5832 | 707.0532 | -0.027337 | 875.0286 | 5.3416 | 871.905 | 1.9266 | 707.0533 | 0 | 980.1381 | 0.20184 |  |  | 1208.8638 | 0.45624 | 1028.837 | 0.012017 | 1127.9597 | 0 | 1127.2113 | 0 | 1127.2046 | 0.003883 | 707.053 | 0.87316 | 707.3349 | 0.57038 | 707.0533 | 1.6986 | 707.0533 | 0.78551 | 707.3348 | #REF! | 707.0533 | 1.1049 | 703.6228 | 0.19839
| 352.6592 | 0 | 352.6591 | -0.0024334 | 352.6592 | 0.033615 | 352.6592 | 0.009186 | 352.6592 | 0.0054126 | 352.6592 | 1.6769 | 582.3152 | 0 | 707.2875 | -0.0034445 | 352.6592 | 0.09158 | 582.3152 | 0 | 707.2875 | 0.053549 | 707.2875 | 0.0056885 | 699.4043 | 0.011751 | 707.2875 | 0.026167 | 707.2875 | 0 |  |  | 704.1724 | 0.016641 | 707.2875 | 0.03656 | 707.5688 | 0.035541 | 707.5688 | 0.013884 | 707.5688 | -3.2649e-05 | 582.3152 | 0.13698 | 707.5688 | 0.0016167 | 707.5688 | 0.0025315 |  |  | 707.2875 | 0.36835 | 702.08 | 0.02565 | 707.5688 | 0.0020553 | 707.2875 | 0.32017 | 584.6887 | 8.0034e-06 | 707.5688 | 0.0051336 | 707.5688 | 0.023154 | 707.2875 | 0.12957 | 707.5688 | 1.0511 | 707.5688 | 2.0356 | 707.5688 | 6.3476 | 872.0724 | 0.028726 | 707.2875 | 0.33106 | 707.2875 | 0.00066281 | 707.5688 | 0.008352 | 871.4677 | 2.6229 | 707.2875 | 0.0207 | 875.1977 | 5.3527 | 872.0724 | 1.9418 | 707.2875 | 0 | 980.2336 | 0.20225 |  |  | 1208.9353 | 0.45591 | 1028.85 | 0.012027 | 1128.0221 | 0 | 1127.2736 | 0 | 1127.2668 | 0.0038898 | 707.287 | 0.86206 | 707.5688 | 0.56271 | 707.2875 | 1.7013 | 707.2875 | 0.77755 | 707.5688 | #REF! | 707.2875 | 1.1064 | 703.8558 | 0.19862
| 352.7375 | 0 | 352.7375 | -0.0045013 | 352.7375 | 0.033216 | 352.7375 | -0.010681 | 352.7375 | 0.00047783 | 352.7374 | 1.6548 | 582.4328 | 0.007318 | 707.5217 | -0.012116 | 352.7375 | 0.035 | 582.4328 | 0.018635 | 707.5217 | -0.053673 | 707.5217 | -0.01397 | 699.6362 | -0.011246 | 707.5217 | -0.047513 | 707.5217 | 0 |  |  | 704.4039 | -0.019759 | 707.5217 | -0.037461 | 707.8028 | 0 | 707.8028 | 0 | 707.8028 | -0.0036411 | 582.4328 | 0.14857 | 707.8027 | 0 | 707.8027 | 0 |  |  | 707.5217 | 0.35118 | 702.32 | -0.011776 | 707.8028 | 0 | 707.5217 | 0.31642 | 584.8077 | 3.5443e-05 | 707.8028 | 0 | 707.8027 | 0 | 707.5217 | 0.072146 | 707.8028 | 1.0159 | 707.8028 | 1.9806 | 707.8028 | 6.4011 | 872.2397 | 0.021304 | 707.5217 | 0.32257 | 707.5217 | 0.00010529 | 707.8027 | -0.0013424 | 871.6354 | 2.3438 | 707.5217 | -0.0059613 | 875.3669 | 5.3617 | 872.2397 | 1.9564 | 707.5217 | 0 | 980.3292 | 0.20277 |  |  | 1209.0068 | 0.45557 | 1028.8629 | 0.012038 | 1128.0845 | 0 | 1127.3358 | 0 | 1127.3291 | 0.003891 | 707.522 | 0.85771 | 707.8027 | 0.56058 | 707.5217 | 1.6739 | 707.5217 | 0.77402 | 707.8027 | #REF! | 707.5217 | 1.0766 | 704.0888 | 0.19902
| 352.8157 | 0 | 352.8157 | 0.0294 | 352.8157 | 0.034185 | 352.8157 | 0.0068194 | 352.8157 | 0.008179 | 352.8157 | 1.6363 | 582.5503 | 0 | 707.756 | -0.0049606 | 352.8157 | 0.07246 | 582.5503 | 0 | 707.756 | 0.016373 | 707.756 | -0.0012183 | 699.868 | 0.0040844 | 707.756 | 0.029993 | 707.756 | 0 |  |  | 704.6353 | 0.01076 | 707.756 | -0.027577 | 708.0367 | 0.020749 | 708.0367 | 0.017045 | 708.0367 | -0.00054774 | 582.5503 | 0.13813 | 708.0367 | 0.0077173 | 708.0367 | 0.0020958 |  |  | 707.756 | 0.36214 | 702.55 | 0.0029147 | 708.0367 | 0.0043847 | 707.756 | 0.31317 | 584.9266 | 2.744e-05 | 708.0367 | 0.022799 | 708.0367 | 0.014706 | 707.756 | 0.10564 | 708.0367 | 0.98798 | 708.0367 | 1.9172 | 708.0367 | 6.5036 | 872.407 | 0.031983 | 707.756 | 0.35503 | 707.756 | -0.0009966 | 708.0367 | 0.0069909 | 871.803 | 2.3777 | 707.756 | 0.029735 | 875.5361 | 5.3644 | 872.407 | 1.9636 | 707.756 | 0 | 980.4248 | 0.20325 |  |  | 1209.0785 | 0.45522 | 1028.8759 | 0.012049 | 1128.1467 | 0 | 1127.3981 | 0 | 1127.3914 | 0.0038842 | 707.756 | 0.85643 | 708.0367 | 0.55379 | 707.756 | 1.6777 | 707.756 | 0.77136 | 708.0367 | #REF! | 707.756 | 1.0972 | 704.3218 | 0.19935
| 352.894 | 0 | 352.894 | -0.021283 | 352.894 | 0.033444 | 352.894 | -0.0087189 | 352.894 | 0.0023304 | 352.894 | 1.6303 | 582.6678 | 0.017856 | 707.9902 | -0.02725 | 352.894 | 0.03404 | 582.6678 | 0.013417 | 707.9902 | -0.14321 | 707.9902 | -0.020221 | 700.0999 | -0.016897 | 707.9902 | -0.060342 | 707.9902 | 0 |  |  | 704.8667 | -0.014707 | 707.9902 | -0.065835 | 708.2707 | 0 | 708.2707 | 0 | 708.2707 | -0.0084716 | 582.6678 | 0.14826 | 708.2707 | 0 | 708.2707 | 0 |  |  | 707.9902 | 0.35437 | 702.78 | -0.013525 | 708.2707 | 0 | 707.9902 | 0.30318 | 585.0456 | 0.00013568 | 708.2707 | 0 | 708.2707 | 0 | 707.9902 | 0.062944 | 708.2707 | 0.95538 | 708.2707 | 1.8519 | 708.2707 | 6.5781 | 872.5744 | 0.015324 | 707.9902 | 0.33273 | 707.9902 | -0.020036 | 708.2707 | 0.00388 | 871.9707 | 2.158 | 707.9902 | -0.0075732 | 875.7052 | 5.3743 | 872.5744 | 1.974 | 707.9902 | 0 | 980.5205 | 0.20376 |  |  | 1209.1501 | 0.45487 | 1028.8889 | 0.012061 | 1128.2091 | 0 | 1127.4603 | 0 | 1127.4536 | 0.0038705 | 707.99 | 0.84994 | 708.2707 | 0.54532 | 707.9902 | 1.6572 | 707.9902 | 0.76782 | 708.2707 | #REF! | 707.9902 | 1.0582 | 704.5549 | 0.19915
| 352.9723 | 0 | 352.9723 | -0.039913 | 352.9723 | 0.034128 | 352.9723 | 0.0058541 | 352.9723 | 0.0055779 | 352.9723 | 1.6224 | 582.7853 | 0 | 708.2245 | 0.011757 | 352.9723 | 0.11059 | 582.7853 | 0 | 708.2245 | -0.03156 | 708.2245 | 0.01579 | 700.3318 | 0.0013411 | 708.2245 | 0.025045 | 708.2245 | 0 |  |  | 705.0981 | 0.019137 | 708.2245 | 0.064565 | 708.5047 | 0.021925 | 708.5047 | 0.011621 | 708.5047 | 0.0053213 | 582.7853 | 0.15589 | 708.5047 | 0.0085453 | 708.5046 | 0.0044776 |  |  | 708.2245 | 0.36693 | 703.02 | -0.011426 | 708.5047 | 0.0041774 | 708.2245 | 0.32134 | 585.1646 | 0.00010824 | 708.5047 | 0.027026 | 708.5046 | 0.021789 | 708.2245 | 0.12037 | 708.5047 | 0.93445 | 708.5047 | 1.8003 | 708.5047 | 6.6864 | 872.7417 | 0.024401 | 708.2245 | 0.37163 | 708.2245 | -0.0071898 | 708.5046 | 0.0025694 | 872.1384 | 2.2118 | 708.2245 | 0.019682 | 875.8744 | 5.3857 | 872.7417 | 1.9858 | 708.2245 | 0 | 980.6161 | 0.20417 |  |  | 1209.2217 | 0.45452 | 1028.9019 | 0.012074 | 1128.2715 | 0 | 1127.5226 | 0 | 1127.5159 | 0.0038512 | 708.224 | 0.84653 | 708.5047 | 0.55534 | 708.2245 | 1.6554 | 708.2245 | 0.76075 | 708.5046 | #REF! | 708.2245 | 1.0791 | 704.7879 | 0.19991
| 353.0506 | 0 | 353.0506 | 0.032373 | 353.0506 | 0.033814 | 353.0506 | -0.0083141 | 353.0506 | 0.00067063 | 353.0506 | 1.5971 | 582.9028 | 0.0038054 | 708.4588 | 0.0015417 | 353.0506 | 0.04558 | 582.9028 | 0.036109 | 708.4588 | -0.1701 | 708.4588 | -0.012047 | 700.5637 | -0.024966 | 708.4588 | -0.049997 | 708.4588 | 0 |  |  | 705.3296 | -0.016857 | 708.4588 | -0.067511 | 708.7386 | 0 | 708.7386 | 0 | 708.7386 | -0.0016936 | 582.9028 | 0.13666 | 708.7387 | 0 | 708.7387 | 0 |  |  | 708.4588 | 0.34954 | 703.25 | -0.017373 | 708.7386 | 0 | 708.4588 | 0.30855 | 585.2836 | 0.00087046 | 708.7386 | 0 | 708.7387 | 0 | 708.4588 | 0.067361 | 708.7386 | 0.91046 | 708.7386 | 1.7467 | 708.7386 | 6.7521 | 872.909 | 0.016926 | 708.4588 | 0.35888 | 708.4588 | -0.01626 | 708.7386 | -0.0053678 | 872.3061 | 2.0657 | 708.4588 | 0.0016558 | 876.0436 | 5.3986 | 872.909 | 1.9982 | 708.4588 | 0.0090425 | 980.7119 | 0.20452 |  |  | 1209.2933 | 0.45416 | 1028.9148 | 0.012087 | 1128.3339 | 0 | 1127.5848 | 0 | 1127.5781 | 0.0038285 | 708.459 | 0.84208 | 708.7387 | 0.5426 | 708.4588 | 1.639 | 708.4588 | 0.75809 | 708.7386 | #REF! | 708.4588 | 1.0599 | 705.021 | 0.19863
| 353.1289 | 0 | 353.1289 | 0.044094 | 353.1289 | 0.03467 | 353.1289 | 0.0072554 | 353.1289 | 0.0049164 | 353.1289 | 1.5824 | 583.0204 | 0 | 708.693 | 0.022971 | 353.1289 | 0.10006 | 583.0204 | 0 | 708.693 | 0.014916 | 708.693 | 0.01989 | 700.7956 | 0.017676 | 708.693 | 0.04258 | 708.693 | 0 |  |  | 705.561 | 0.012922 | 708.693 | 0.029389 | 708.9726 | 0.03838 | 708.9726 | 0.013099 | 708.9726 | 0.003344 | 583.0204 | 0.14878 | 708.9726 | 0.0074886 | 708.9727 | 0.0058362 |  |  | 708.693 | 0.35373 | 703.49 | -0.0026815 | 708.9726 | 0.0090195 | 708.693 | 0.3082 | 585.4026 | 0.00076223 | 708.9726 | 0.027503 | 708.9727 | 0.015538 | 708.693 | 0.11926 | 708.9726 | 0.88715 | 708.9726 | 1.6885 | 708.9726 | 6.8298 | 873.0764 | 0.026377 | 708.693 | 0.38519 | 708.693 | 0.0036153 | 708.9727 | 0.0078068 | 872.4737 | 2.0459 | 708.693 | 0.043772 | 876.2128 | 5.4031 | 873.0764 | 2.0077 | 708.693 | 0 | 980.8076 | 0.20482 |  |  | 1209.365 | 0.45379 | 1028.9277 | 0.012101 | 1128.3962 | 0 | 1127.6472 | 0 | 1127.6405 | 0.003808 | 708.693 | 0.83196 | 708.9726 | 0.54748 | 708.693 | 1.6309 | 708.693 | 0.75097 | 708.9727 | #REF! | 708.693 | 1.0717 | 705.254 | 0.19995
| 353.2072 | 0 | 353.2072 | -0.00060674 | 353.2072 | 0.033957 | 353.2072 | -0.0042349 | 353.2072 | 0.0012508 | 353.2072 | 1.5582 | 583.1379 | 0.01891 | 708.9273 | -0.023373 | 353.2072 | 0.05109 | 583.1379 | 0.042772 | 708.9273 | -0.14666 | 708.9273 | -0.010138 | 701.0275 | -0.013558 | 708.9273 | -0.05896 | 708.9273 | 0 |  |  | 705.7925 | -0.0053008 | 708.9273 | -0.10245 | 709.2067 | 0 | 709.2067 | 0 | 709.2067 | -0.005401 | 583.1379 | 0.14136 | 709.2066 | 0 | 709.2067 | 0 |  |  | 708.9273 | 0.3418 | 703.72 | -0.02087 | 709.2067 | 0 | 708.9273 | 0.30374 | 585.5216 | 0.0013015 | 709.2067 | 0 | 709.2067 | 0 | 708.9273 | 0.04638 | 709.2067 | 0.85224 | 709.2067 | 1.626 | 709.2067 | 6.9064 | 873.2437 | 0.018314 | 708.9273 | 0.36671 | 708.9273 | -0.014461 | 709.2067 | 0.0030479 | 872.6414 | 1.8904 | 708.9273 | -0.0056864 | 876.382 | 5.4141 | 873.2437 | 2.019 | 708.9273 | 0.0090425 | 980.9033 | 0.20492 |  |  | 1209.4365 | 0.45342 | 1028.9407 | 0.012115 | 1128.4586 | 0 | 1127.7095 | 0 | 1127.7028 | 0.0037944 | 708.927 | 0.82706 | 709.2066 | 0.53699 | 708.9273 | 1.6001 | 708.9273 | 0.74655 | 709.2067 | #REF! | 708.9273 | 1.0433 | 705.4871 | 0.19952
| 353.2855 | 0 | 353.2855 | -0.044946 | 353.2855 | 0.034527 | 353.2855 | 0.0087189 | 353.2855 | 0.0064049 | 353.2855 | 1.5441 | 583.2555 | 0 | 709.1616 | -0.010152 | 353.2855 | 0.08738 | 583.2555 | 0 | 709.1616 | -0.013816 | 709.1617 | 0.0045986 | 701.2595 | 0.0012346 | 709.1616 | 0.023653 | 709.1617 | 0 |  |  | 706.024 | 0.020973 | 709.1617 | 0.032817 | 709.4407 | 0 | 709.4407 | 0.010959 | 709.4407 | 0.00029894 | 583.2555 | 0.1375 | 709.4407 | 0.0036079 | 709.4407 | 0.0025425 |  |  | 709.1616 | 0.35597 | 703.96 | 0.01061 | 709.4407 | 9.1713e-05 | 709.1617 | 0.30135 | 585.6406 | 0.00053928 | 709.4407 | 0.0090041 | 709.4407 | 0.010807 | 709.1617 | 0.093128 | 709.4407 | 0.82962 | 709.4407 | 1.5828 | 709.4407 | 6.9957 | 873.4111 | 0.023921 | 709.1616 | 0.39192 | 709.1616 | 0.0058461 | 709.4407 | 0.0032969 | 872.8091 | 1.9128 | 709.1616 | 0.02368 | 876.5512 | 5.4253 | 873.4111 | 2.028 | 709.1617 | 0.0036213 | 980.9991 | 0.20545 |  |  | 1209.5082 | 0.45305 | 1028.9537 | 0.012129 | 1128.521 | 0 | 1127.7717 | 0 | 1127.765 | 0.0037898 | 709.162 | 0.81963 | 709.4407 | 0.535 | 709.1617 | 1.5968 | 709.1617 | 0.74213 | 709.4407 | #REF! | 709.1617 | 1.0437 | 705.7202 | 0.19909
| 353.3638 | 0 | 353.3638 | 0.0059696 | 353.3638 | 0.033786 | 353.3638 | -0.0080338 | 353.3638 | 0.0023154 | 353.3638 | 1.5195 | 583.3731 | 0.029129 | 709.396 | -0.014206 | 353.3638 | 0.03346 | 583.3731 | 0.01379 | 709.396 | -0.14556 | 709.396 | -0.018277 | 701.4914 | -0.021656 | 709.396 | -0.052997 | 709.396 | 0 |  |  | 706.2554 | -0.016582 | 709.396 | -0.079004 | 709.6747 | 0 | 709.6747 | 0 | 709.6747 | -0.006705 | 583.3731 | 0.13196 | 709.6747 | 0 | 709.6747 | 0 |  |  | 709.396 | 0.33988 | 704.19 | -0.0061794 | 709.6747 | 0 | 709.396 | 0.29663 | 585.7596 | 0.0047681 | 709.6747 | 0 | 709.6747 | 0 | 709.396 | 0.065889 | 709.6747 | 0.80392 | 709.6747 | 1.5217 | 709.6747 | 7.0619 | 873.5784 | 0.015965 | 709.396 | 0.3601 | 709.396 | -0.006769 | 709.6747 | -0.0047549 | 872.9768 | 1.7772 | 709.396 | -0.019264 | 876.7204 | 5.4331 | 873.5784 | 2.043 | 709.396 | 0 | 981.0948 | 0.20619 |  |  | 1209.5798 | 0.45267 | 1028.9667 | 0.012144 | 1128.5834 | 0 | 1127.8341 | 0 | 1127.8274 | 0.0037932 | 709.396 | 0.81016 | 709.6747 | 0.52928 | 709.396 | 1.5856 | 709.396 | 0.73417 | 709.6747 | #REF! | 709.396 | 1.0203 | 705.9533 | 0.19903
| 353.4421 | 0 | 353.4421 | 0.055092 | 353.4421 | 0.034214 | 353.4421 | 0.012206 | 353.4421 | 0.0033227 | 353.4421 | 1.5028 | 583.4906 | 0 | 709.6303 | 0.0031442 | 353.4421 | 0.05646 | 583.4906 | 0 | 709.6303 | -0.010543 | 709.6303 | 0.0057326 | 701.7233 | 0.015296 | 709.6303 | 0.031794 | 709.6303 | 0 |  |  | 706.4869 | 0.010756 | 709.6303 | 0.040878 | 709.9087 | 0.030638 | 709.9087 | 0.020685 | 709.9087 | 0.0010622 | 583.4906 | 0.1328 | 709.9087 | 0.006901 | 709.9088 | 0.0019655 |  |  | 709.6303 | 0.34451 | 704.42 | 0.0095605 | 709.9087 | 0.0028852 | 709.6303 | 0.30688 | 585.8786 | 0.0042445 | 709.9087 | 0.016475 | 709.9088 | 0.012444 | 709.6303 | 0.0946 | 709.9087 | 0.78841 | 709.9087 | 1.4784 | 709.9087 | 7.1412 | 873.7458 | 0.022906 | 709.6303 | 0.39462 | 709.6303 | 0.016302 | 709.9088 | 0.0091586 | 873.1445 | 1.6149 | 709.6303 | 0.022512 | 876.8896 | 5.4239 | 873.7458 | 2.0532 | 709.6303 | 0 | 981.1907 | 0.20656 |  |  | 1209.6515 | 0.45229 | 1028.9796 | 0.012159 | 1128.6457 | 0 | 1127.8964 | 0 | 1127.8897 | 0.0038023 | 709.63 | 0.80403 | 709.9087 | 0.52821 | 709.6303 | 1.578 | 709.6303 | 0.72974 | 709.9088 | #REF! | 709.6303 | 1.0322 | 706.1864 | 0.19869
| 353.5204 | 0 | 353.5204 | -0.016517 | 353.5204 | 0.033159 | 353.5204 | -0.0020075 | 353.5204 | 0.00091562 | 353.5204 | 1.4753 | 583.6082 | 0.016451 | 709.8646 | -0.0048691 | 353.5204 | 0.00379 | 583.6082 | 0.023428 | 709.8646 | -0.048326 | 709.8646 | -0.015799 | 701.9553 | -0.0096088 | 709.8646 | -0.048165 | 709.8646 | 0 |  |  | 706.7184 | -0.021705 | 709.8646 | -0.040841 | 710.1428 | 0 | 710.1428 | 0 | 710.1428 | 0.00048606 | 583.6082 | 0.13572 | 710.1428 | 0 | 710.1428 | 0 |  |  | 709.8646 | 0.33801 | 704.66 | 0.014807 | 710.1428 | 0 | 709.8646 | 0.29704 | 585.9977 | 0.014838 | 710.1428 | 0 | 710.1428 | 0 | 709.8646 | 0.063312 | 710.1428 | 0.76299 | 710.1428 | 1.4252 | 710.1428 | 7.2337 | 873.9131 | 0.019542 | 709.8646 | 0.38312 | 709.8646 | -0.0044535 | 710.1428 | -4.3707e-05 | 873.3121 | 1.6885 | 709.8646 | -0.030236 | 877.0588 | 5.4204 | 873.9131 | 2.0739 | 709.8646 | 0 | 981.2864 | 0.20667 |  |  | 1209.7233 | 0.45191 | 1028.9926 | 0.012174 | 1128.7082 | 0 | 1127.9587 | 0 | 1127.952 | 0.0038137 | 709.865 | 0.79422 | 710.1428 | 0.52366 | 709.8646 | 1.5616 | 709.8646 | 0.71913 | 710.1428 | #REF! | 709.8646 | 1.0035 | 706.4195 | 0.19882
| 353.5988 | 0 | 353.5988 | -0.0080808 | 353.5988 | 0.033586 | 353.5988 | 0.001717 | 353.5988 | 0.0069612 | 353.5988 | 1.463 | 583.7258 | 0 | 710.099 | -0.0013818 | 353.5988 | 0.01754 | 583.7258 | 0 | 710.099 | 0.080179 | 710.099 | 0.0096878 | 702.1873 | 0.014508 | 710.099 | 0.028977 | 710.099 | 0 |  |  | 706.9499 | 0.023042 | 710.099 | 0.014004 | 710.3768 | 0.016364 | 710.3768 | 0.0099075 | 710.3768 | 0.0036344 | 583.7258 | 0.12183 | 710.3768 | 0.005923 | 710.3768 | 0.003006 |  |  | 710.099 | 0.34141 | 704.89 | 0.00046636 | 710.3768 | 0.0012908 | 710.099 | 0.29638 | 586.1167 | 0.014821 | 710.3768 | 0.022042 | 710.3768 | 0.017349 | 710.099 | 0.087238 | 710.3768 | 0.74387 | 710.3768 | 1.3762 | 710.3768 | 7.3047 | 874.0805 | 0.030061 | 710.099 | 0.414 | 710.099 | 0.0044612 | 710.3768 | 0.0028812 | 873.4799 | 1.5565 | 710.099 | 0.0075875 | 877.228 | 5.4194 | 874.0805 | 2.0875 | 710.099 | 0 | 981.3823 | 0.20705 |  |  | 1209.7949 | 0.45152 | 1029.0056 | 0.012189 | 1128.7706 | 0 | 1128.0211 | 0 | 1128.0143 | 0.0038228 | 710.099 | 0.78948 | 710.3768 | 0.52194 | 710.099 | 1.5539 | 710.099 | 0.7182 | 710.3768 | #REF! | 710.099 | 1.0173 | 706.6526 | 0.20019
| 353.6771 | 0 | 353.6771 | 0.0031227 | 353.6771 | 0.032816 | 353.6771 | -0.0071619 | 353.6771 | 0.0012938 | 353.6771 | 1.4448 | 583.8434 | 0.0020491 | 710.3333 | -0.00060634 | 353.6771 | -0.02962 | 583.8434 | 0.020498 | 710.3333 | -0.17689 | 710.3333 | -0.018431 | 702.4193 | -0.0081537 | 710.3333 | -0.047025 | 710.3333 | 0 |  |  | 707.1815 | -0.01746 | 710.3333 | -0.050596 | 710.6109 | 0 | 710.6109 | 0 | 710.6109 | -0.0061736 | 583.8434 | 0.1399 | 710.6109 | 0 | 710.6109 | 0 |  |  | 710.3333 | 0.3398 | 705.13 | -0.00093273 | 710.6109 | 0 | 710.3333 | 0.29131 | 586.2357 | 0.036124 | 710.6109 | 0 | 710.6109 | 0 | 710.3333 | 0.058895 | 710.6109 | 0.71508 | 710.6109 | 1.332 | 710.6109 | 7.3915 | 874.2479 | 0.018047 | 710.3333 | 0.38331 | 710.3333 | -0.0087302 | 710.6109 | -0.0032579 | 873.6476 | 1.3155 | 710.3333 | -0.018542 | 877.3972 | 5.4137 | 874.2479 | 2.1042 | 710.3333 | 0.0036232 | 981.4781 | 0.20787 |  |  | 1209.8666 | 0.45112 | 1029.0186 | 0.012205 | 1128.833 | 0 | 1128.0834 | 0 | 1128.0767 | 0.0038262 | 710.333 | 0.78698 | 710.6109 | 0.51739 | 710.3333 | 1.5427 | 710.3333 | 0.71643 | 710.6109 | #REF! | 710.3333 | 1.0077 | 706.8858 | 0.19961
| 353.7554 | 0 | 353.7554 | 0.0080066 | 353.7554 | 0.033843 | 353.7554 | 0.0052936 | 353.7554 | 0.0065402 | 353.7554 | 1.4334 | 583.961 | 0 | 710.5677 | 0.019181 | 353.7554 | 0.00493 | 583.961 | 0 | 710.5677 | 0.019369 | 710.5677 | 0.0060841 | 702.6512 | 0.0017443 | 710.5677 | 0.045412 | 710.5677 | 0 |  |  | 707.413 | 0.0031619 | 710.5677 | 0.028619 | 710.845 | 0.020127 | 710.845 | 0.0080395 | 710.845 | 0.0056866 | 583.961 | 0.1446 | 710.845 | 0.0042259 | 710.845 | 0.0027795 |  |  | 710.5677 | 0.33943 | 705.36 | -0.0023318 | 710.845 | 0.0061688 | 710.5677 | 0.29202 | 586.3547 | 0.02783 | 710.845 | 0.029386 | 710.845 | 0.015363 | 710.5677 | 0.090919 | 710.845 | 0.70092 | 710.845 | 1.2916 | 710.845 | 7.4895 | 874.4152 | 0.028085 | 710.5677 | 0.43248 | 710.5677 | -0.0051816 | 710.845 | 0.010835 | 873.8152 | 1.4402 | 710.5677 | 0.0076909 | 877.5664 | 5.4012 | 874.4152 | 2.1106 | 710.5677 | 0.0090425 | 981.574 | 0.2084 |  |  | 1209.9382 | 0.45072 | 1029.0315 | 0.012221 | 1128.8955 | 0 | 1128.1457 | 0 | 1128.139 | 0.0038228 | 710.568 | 0.7904 | 710.845 | 0.51581 | 710.5677 | 1.547 | 710.5677 | 0.71643 | 710.845 | #REF! | 710.5677 | 1.0067 | 707.1189 | 0.20142
| 353.8337 | 0 | 353.8337 | -0.053033 | 353.8337 | 0.033301 | 353.8337 | -0.009186 | 353.8337 | 0.0031122 | 353.8337 | 1.4219 | 584.0786 | 0.022482 | 710.802 | -0.08127 | 353.8337 | -0.0576 | 584.0786 | 0.026867 | 710.802 | -0.1027 | 710.8021 | -0.024127 | 702.8832 | -0.0025552 | 710.802 | -0.051543 | 710.8021 | 0 |  |  | 707.6445 | -0.01933 | 710.8021 | -0.092372 | 711.0791 | 0 | 711.0791 | 0 | 711.0791 | -0.0072976 | 584.0786 | 0.12987 | 711.0791 | 0 | 711.0791 | 0 |  |  | 710.802 | 0.32286 | 705.6 | -0.013175 | 711.0791 | 0 | 710.8021 | 0.28867 | 586.4737 | 0.050443 | 711.0791 | 0 | 711.0791 | 0 | 710.8021 | 0.040122 | 711.0791 | 0.67576 | 711.0791 | 1.243 | 711.0791 | 7.5603 | 874.5826 | 0.016499 | 710.802 | 0.40338 | 710.802 | -0.013731 | 711.0791 | 0.00024508 | 873.9829 | 1.2722 | 710.802 | -0.030965 | 877.7357 | 5.399 | 874.5826 | 2.1233 | 710.8021 | 0 | 981.6699 | 0.20865 |  |  | 1210.01 | 0.45031 | 1029.0444 | 0.012237 | 1128.9579 | 0 | 1128.2081 | 0 | 1128.2014 | 0.0038103 | 710.802 | 0.78261 | 711.0791 | 0.50682 | 710.8021 | 1.5239 | 710.8021 | 0.70936 | 711.0791 | #REF! | 710.8021 | 0.98154 | 707.3521 | 0.2009
| 353.912 | 0 | 353.912 | -0.02486 | 353.912 | 0.033843 | 353.912 | 0.0076602 | 353.912 | 0.0044804 | 353.912 | 1.4104 | 584.1962 | 0 | 711.0364 | 0.049366 | 353.912 | -0.02661 | 584.1962 | 0 | 711.0364 | 0.0079694 | 711.0364 | 0.006148 | 703.1152 | 0.016853 | 711.0364 | 0.028366 | 711.0364 | 0 |  |  | 707.8761 | 0.020311 | 711.0364 | -0.0036575 | 711.3132 | 0.039464 | 711.3132 | 0.01154 | 711.3132 | 0.0044773 | 584.1962 | 0.12266 | 711.3132 | 0.004961 | 711.3132 | 0.0037386 |  |  | 711.0364 | 0.33148 | 705.83 | -0.0065291 | 711.3132 | 0.0020656 | 711.0364 | 0.28694 | 586.5928 | 0.041656 | 711.3132 | 0.016812 | 711.3132 | 0.016168 | 711.0364 | 0.089078 | 711.3132 | 0.66165 | 711.3132 | 1.2079 | 711.3132 | 7.6655 | 874.75 | 0.028139 | 711.0364 | 0.45095 | 711.0364 | 0.0071915 | 711.3132 | 0.009171 | 874.1507 | 1.3577 | 711.0364 | 0.019651 | 877.9049 | 5.3974 | 874.75 | 2.1263 | 711.0364 | 0 | 981.7658 | 0.20888 |  |  | 1210.0817 | 0.44991 | 1029.0575 | 0.012253 | 1129.0204 | 0 | 1128.2705 | 0 | 1128.2637 | 0.003791 | 711.036 | 0.78008 | 711.3132 | 0.51185 | 711.0364 | 1.5283 | 711.0364 | 0.70582 | 711.3132 | #REF! | 711.0364 | 1.0071 | 707.5852 | 0.20175
| 353.9904 | 0 | 353.9904 | 0.0046645 | 353.9904 | 0.033301 | 353.9904 | -0.0071619 | 353.9904 | 0.0027063 | 353.9904 | 1.3864 | 584.3138 | 0.02737 | 711.2708 | -0.047477 | 353.9904 | -0.07939 | 584.3138 | 0.0067085 | 711.2708 | -0.12735 | 711.2708 | -0.022615 | 703.3472 | -0.010273 | 711.2708 | -0.050654 | 711.2708 | 0 |  |  | 708.1076 | -0.016391 | 711.2708 | -0.049179 | 711.5473 | 0 | 711.5473 | 0 | 711.5473 | -0.0055689 | 584.3138 | 0.12841 | 711.5473 | 0 | 711.5473 | 0 |  |  | 711.2708 | 0.32389 | 706.06 | -0.021569 | 711.5473 | 0 | 711.2708 | 0.28354 | 586.7118 | 0.070295 | 711.5473 | 0 | 711.5473 | 0 | 711.2708 | 0.052269 | 711.5473 | 0.63605 | 711.5473 | 1.1683 | 711.5473 | 7.7113 | 874.9173 | 0.020076 | 711.2708 | 0.42443 | 711.2708 | 0.0017025 | 711.5473 | -0.0023841 | 874.3184 | 1.3984 | 711.2708 | 0.0057412 | 878.0741 | 5.3957 | 874.9173 | 2.135 | 711.2708 | 0 | 981.8618 | 0.20867 |  |  | 1210.1534 | 0.44949 | 1029.0704 | 0.012268 | 1129.0828 | 0 | 1128.3329 | 0 | 1128.326 | 0.0037648 | 711.271 | 0.77052 | 711.5473 | 0.50293 | 711.2708 | 1.4934 | 711.2708 | 0.69874 | 711.5473 | #REF! | 711.2708 | 0.97195 | 707.8184 | 0.20055
| 354.0687 | 0 | 354.0687 | 0.00017355 | 354.0687 | 0.0337 | 354.0687 | 0.011677 | 354.0687 | 0.0053675 | 354.0687 | 1.3719 | 584.4314 | 0 | 711.5052 | -0.028915 | 354.0687 | -0.05028 | 584.4314 | 0 | 711.5052 | 0.0005512 | 711.5052 | -0.0067655 | 703.5793 | 0.0068177 | 711.5052 | 0.034097 | 711.5052 | 0 |  |  | 708.3392 | 0.02646 | 711.5052 | 0.011235 | 711.7814 | 0.029759 | 711.7814 | 0.013726 | 711.7814 | -0.0015037 | 584.4314 | 0.10814 | 711.7814 | 0.0012608 | 711.7814 | 0.0014067 |  |  | 711.5052 | 0.32649 | 706.3 | 0.007112 | 711.7814 | 0.0061601 | 711.5052 | 0.2842 | 586.8308 | 0.081034 | 711.7814 | 0.015508 | 711.7814 | 0.010297 | 711.5052 | 0.078404 | 711.7814 | 0.62022 | 711.7814 | 1.1232 | 711.7814 | 7.7852 | 875.0847 | 0.021411 | 711.5052 | 0.46143 | 711.5052 | 0.0012811 | 711.7814 | 0.010049 | 874.4861 | 1.3958 | 711.5052 | 0.019536 | 878.2434 | 5.3949 | 875.0847 | 2.1365 | 711.5052 | 0.0018107 | 981.9577 | 0.20874 |  |  | 1210.2251 | 0.44907 | 1029.0834 | 0.012284 | 1129.1453 | 0 | 1128.3953 | 0 | 1128.3884 | 0.0037341 | 711.505 | 0.76943 | 711.7814 | 0.50029 | 711.5052 | 1.4941 | 711.5052 | 0.69786 | 711.7814 | #REF! | 711.5052 | 0.97344 | 708.0516 | 0.20149
| 354.147 | 0 | 354.147 | -0.029848 | 354.147 | 0.032845 | 354.147 | -0.0072242 | 354.147 | 0.002165 | 354.147 | 1.3379 | 584.549 | 0.012938 | 711.7396 | 0.026783 | 354.147 | -0.12194 | 584.549 | 0.023428 | 711.7396 | -0.081515 | 711.7396 | -0.019064 | 703.8113 | -0.0093071 | 711.7396 | -0.046797 | 711.7396 | 0 |  |  | 708.5708 | -0.0041236 | 711.7396 | -0.049869 | 712.0155 | 0 | 712.0155 | 2.2624e-05 | 712.0155 | -0.0021789 | 584.549 | 0.13071 | 712.0155 | 0 | 712.0155 | 0 |  |  | 711.7396 | 0.31357 | 706.53 | -0.0072287 | 712.0155 | 0 | 711.7396 | 0.27614 | 586.9498 | 0.10381 | 712.0155 | 0 | 712.0155 | 0 | 711.7396 | 0.043803 | 712.0155 | 0.59925 | 712.0155 | 1.0896 | 712.0155 | 7.869 | 875.2521 | 0.022639 | 711.7396 | 0.45045 | 711.7396 | 0.012385 | 712.0155 | 0.0051567 | 874.6538 | 1.3436 | 711.7396 | -0.017462 | 878.4126 | 5.4046 | 875.2521 | 2.1501 | 711.7396 | 0.0036213 | 982.0536 | 0.20958 |  |  | 1210.2969 | 0.44865 | 1029.0963 | 0.0123 | 1129.2078 | 0 | 1128.4576 | 0 | 1128.4508 | 0.0037012 | 711.74 | 0.76126 | 712.0155 | 0.49841 | 711.7396 | 1.4819 | 711.7396 | 0.69255 | 712.0155 | #REF! | 711.7396 | 0.94979 | 708.2848 | 0.20066
| 354.2254 | 0 | 354.2254 | -0.047351 | 354.2254 | 0.03333 | 354.2254 | 0.0090926 | 354.2254 | 0.0038339 | 354.2254 | 1.3382 | 584.6667 | 0 | 711.9741 | -0.013649 | 354.2254 | -0.07909 | 584.6667 | 0 | 711.9741 | 0.04496 | 711.9741 | 0.0028337 | 704.0433 | 0.015549 | 711.9741 | 0.022815 | 711.9741 | 0 |  |  | 708.8024 | 0.014315 | 711.9741 | 0.05655 | 712.2497 | 0.01731 | 712.2497 | 0.010486 | 712.2497 | -0.00087859 | 584.6667 | 0.11796 | 712.2497 | 0.0033906 | 712.2496 | 0.00063218 |  |  | 711.9741 | 0.31753 | 706.77 | -0.0079281 | 712.2497 | 0.0050448 | 711.9741 | 0.27147 | 587.0689 | 0.096655 | 712.2497 | 0.015593 | 712.2496 | 0.014371 | 711.9741 | 0.085029 | 712.2497 | 0.58643 | 712.2497 | 1.0522 | 712.2497 | 7.9581 | 875.4195 | 0.025789 | 711.9741 | 0.47556 | 711.9741 | -0.0035483 | 712.2496 | 0.0034711 | 874.8215 | 1.2299 | 711.9741 | 0.024654 | 878.5818 | 5.4184 | 875.4195 | 2.1618 | 711.9741 | 0 | 982.1496 | 0.21032 |  |  | 1210.3686 | 0.44823 | 1029.1094 | 0.012315 | 1129.2701 | 0 | 1128.52 | 0 | 1128.5132 | 0.0036682 | 711.974 | 0.7591 | 712.2497 | 0.48843 | 711.9741 | 1.4694 | 711.9741 | 0.68901 | 712.2496 | #REF! | 711.9741 | 0.96151 | 708.518 | 0.20161
| 354.3037 | 0 | 354.3037 | -0.0047724 | 354.3037 | 0.03236 | 354.3037 | -0.0036744 | 354.3037 | 0.0013802 | 354.3037 | 1.3196 | 584.7843 | 0.007318 | 712.2085 | 0.0082637 | 354.3037 | -0.11385 | 584.7843 | 0.030951 | 712.2085 | -0.072677 | 712.2085 | -0.017034 | 704.2754 | -0.010133 | 712.2085 | -0.05303 | 712.2085 | 0 |  |  | 709.0339 | -0.0027251 | 712.2085 | -0.059736 | 712.4838 | 0 | 712.4838 | 0 | 712.4838 | -0.0049807 | 584.7843 | 0.12684 | 712.4838 | 0 | 712.4838 | 0 |  |  | 712.2085 | 0.30577 | 707 | -0.0058295 | 712.4838 | 0 | 712.2085 | 0.26893 | 587.1879 | 0.099258 | 712.4838 | 0 | 712.4838 | 0 | 712.2085 | 0.072514 | 712.4838 | 0.56716 | 712.4838 | 1.0139 | 712.4838 | 8.0277 | 875.5869 | 0.016339 | 712.2085 | 0.46484 | 712.2085 | -0.0053866 | 712.4838 | -0.0024408 | 874.9893 | 1.0666 | 712.2085 | -0.0077126 | 878.7511 | 5.437 | 875.5869 | 2.1774 | 712.2085 | 0 | 982.2456 | 0.21068 |  |  | 1210.4404 | 0.44779 | 1029.1223 | 0.012331 | 1129.3326 | 0 | 1128.5824 | 0 | 1128.5757 | 0.0036364 | 712.208 | 0.75287 | 712.4838 | 0.48873 | 712.2085 | 1.4473 | 712.2085 | 0.68193 | 712.4838 | #REF! | 712.2085 | 0.93829 | 708.7512 | 0.20089
| 354.382 | 0 | 354.382 | 0.023605 | 354.382 | 0.033729 | 354.382 | 0.012674 | 354.382 | 0.0046608 | 354.382 | 1.3149 | 584.902 | 0 | 712.4429 | 0.053792 | 354.382 | -0.05633 | 584.902 | 0 | 712.4429 | 0.00049993 | 712.4429 | 0.0011192 | 704.5074 | 0.01439 | 712.4429 | 0.031592 | 712.4429 | 0 |  |  | 709.2656 | 0.017035 | 712.4429 | 0.023596 | 712.718 | 0.022979 | 712.718 | 0.012498 | 712.718 | 0.0031443 | 584.902 | 0.1352 | 712.718 | 0.0037169 | 712.718 | 0.0030876 |  |  | 712.4429 | 0.32089 | 707.24 | 0.002565 | 712.718 | 0.000495 | 712.4429 | 0.27477 | 587.307 | 0.094702 | 712.718 | 0.024176 | 712.718 | 0.017875 | 712.4429 | 0.073251 | 712.718 | 0.55661 | 712.718 | 0.9811 | 712.718 | 8.1164 | 875.7542 | 0.024027 | 712.4429 | 0.47794 | 712.4429 | 0.0035831 | 712.718 | 0.0018583 | 875.157 | 0.9075 | 712.4429 | 0.033577 | 878.9203 | 5.4412 | 875.7542 | 2.185 | 712.4429 | 0.0090425 | 982.3416 | 0.21103 |  |  | 1210.5121 | 0.44736 | 1029.1353 | 0.012346 | 1129.3951 | 0 | 1128.6448 | 0 | 1128.6381 | 0.0036069 | 712.443 | 0.75484 | 712.718 | 0.48935 | 712.4429 | 1.447 | 712.4429 | 0.68101 | 712.718 | #REF! | 712.4429 | 0.95278 | 708.9844 | 0.20204
| 354.4604 | 0 | 354.4604 | -0.024674 | 354.4604 | 0.032617 | 354.4604 | -0.0025177 | 354.4604 | 0.0011719 | 354.4604 | 1.2965 | 585.0196 | 0.0013465 | 712.6774 | -0.041117 | 354.4604 | -0.10681 | 585.0196 | 0 | 712.6774 | -0.095198 | 712.6774 | -0.019087 | 704.7395 | -0.010635 | 712.6774 | -0.051302 | 712.6774 | 0 |  |  | 709.4972 | -0.0095755 | 712.6774 | -0.060395 | 712.9521 | 0 | 712.9521 | 0 | 712.9521 | -0.0035498 | 585.0196 | 0.10668 | 712.9521 | 0 | 712.9521 | 0 |  |  | 712.6774 | 0.3149 | 707.47 | -0.013874 | 712.9521 | 0 | 712.6774 | 0.2631 | 587.426 | 0.12009 | 712.9521 | 0 | 712.9521 | 0 | 712.6774 | 0.039018 | 712.9521 | 0.53463 | 712.9521 | 0.94584 | 712.9521 | 8.195 | 875.9216 | 0.023547 | 712.6774 | 0.4769 | 712.6774 | 0.0054182 | 712.9521 | 0.00085187 | 875.3247 | 0.74838 | 712.6774 | -0.0076592 | 879.0896 | 5.452 | 875.9216 | 2.1934 | 712.6774 | 0.0090425 | 982.4377 | 0.21186 |  |  | 1210.5839 | 0.44692 | 1029.1482 | 0.012361 | 1129.4576 | 0 | 1128.7071 | 0 | 1128.7004 | 0.0035796 | 712.677 | 0.74208 | 712.9521 | 0.48175 | 712.6774 | 1.4182 | 712.6774 | 0.67216 | 712.9521 | #REF! | 712.6774 | 0.93254 | 709.2177 | 0.20248
| 354.5387 | 0 | 354.5387 | -0.020573 | 354.5387 | 0.033073 | 354.5387 | 0.0075356 | 354.5387 | 0.0059989 | 354.5387 | 1.2922 | 585.1373 | 0 | 712.9118 | 0.014129 | 354.5387 | -0.06299 | 585.1373 | 0 | 712.9118 | -0.03276 | 712.9118 | 0.00021352 | 704.9716 | 0.0097144 | 712.9118 | 0.036768 | 712.9118 | 0 |  |  | 709.7288 | 0.020142 | 712.9118 | 0.007862 | 713.1863 | 0.010854 | 713.1863 | 0.014663 | 713.1863 | 0.0051459 | 585.1373 | 0.11326 | 713.1863 | 0.0070276 | 713.1863 | 0.0039048 |  |  | 712.9118 | 0.32019 | 707.7 | 0.025301 | 713.1863 | 0.0057451 | 712.9118 | 0.26893 | 587.5451 | 0.11455 | 713.1863 | 0.025876 | 713.1863 | 0.019082 | 712.9118 | 0.075091 | 713.1863 | 0.52407 | 713.1863 | 0.91778 | 713.1863 | 8.2913 | 876.089 | 0.022052 | 712.9118 | 0.50583 | 712.9118 | 0.0022628 | 713.1863 | 0.0066427 | 875.4925 | 1.0666 | 712.9118 | 0.014093 | 879.2589 | 5.4636 | 876.089 | 2.1956 | 712.9118 | 0.0090425 | 982.5338 | 0.21274 |  |  | 1210.6556 | 0.44648 | 1029.1613 | 0.012375 | 1129.5201 | 0 | 1128.7695 | 0 | 1128.7628 | 0.0035557 | 712.912 | 0.74273 | 713.1863 | 0.4812 | 712.9118 | 1.4215 | 712.9118 | 0.67305 | 713.1863 | #REF! | 712.9118 | 0.94915 | 709.4509 | 0.2036
| 354.6171 | 0 | 354.6171 | 0.0011351 | 354.6171 | 0.032389 | 354.6171 | -0.0075667 | 354.6171 | 0.0032926 | 354.6171 | 1.2738 | 585.2549 | 0.00029265 | 713.1463 | -0.017676 | 354.6171 | -0.10049 | 585.2549 | 0.012672 | 713.1463 | -0.13502 | 713.1463 | -0.011643 | 705.2037 | -0.020503 | 713.1463 | -0.049807 | 713.1463 | 0 |  |  | 709.9604 | -0.011817 | 713.1463 | -0.062779 | 713.4205 | 0 | 713.4205 | 0 | 713.4205 | -0.0019251 | 585.2549 | 0.12632 | 713.4205 | 0 | 713.4205 | 0 |  |  | 713.1463 | 0.30469 | 707.94 | -0.023318 | 713.4205 | 0 | 713.1463 | 0.26249 | 587.6641 | 0.13929 | 713.4205 | 0 | 713.4205 | 0 | 713.1463 | 0.041963 | 713.4205 | 0.50547 | 713.4205 | 0.88241 | 713.4205 | 8.3624 | 876.2564 | 0.018421 | 713.1463 | 0.4957 | 713.1463 | -0.0068439 | 713.4205 | -0.00044201 | 875.6602 | 0.67952 | 713.1463 | -0.02253 | 879.4281 | 5.4678 | 876.2564 | 2.2052 | 713.1463 | 0.0090425 | 982.6298 | 0.21298 |  |  | 1210.7275 | 0.44603 | 1029.1742 | 0.012389 | 1129.5826 | 0 | 1128.832 | 0 | 1128.8253 | 0.0035353 | 713.146 | 0.73196 | 713.4205 | 0.47577 | 713.1463 | 1.4143 | 713.1463 | 0.66774 | 713.4205 | #REF! | 713.1463 | 0.90867 | 709.6842 | 0.20433
| 354.6954 | 0 | 354.6954 | 0.0299 | 354.6954 | 0.03313 | 354.6954 | 0.013577 | 354.6954 | 0.0046157 | 354.6954 | 1.2547 | 585.3726 | 0 | 713.3808 | -0.10165 | 354.6954 | -0.06819 | 585.3726 | 0 | 713.3808 | 0.039212 | 713.3808 | 0.013239 | 705.4358 | 0.020167 | 713.3808 | 0.034884 | 713.3808 | 0 |  |  | 710.1921 | 0.0089475 | 713.3808 | 0.042543 | 713.6547 | 0.012108 | 713.6547 | 0.0060447 | 713.6547 | 0.0065147 | 585.3726 | 0.1236 | 713.6547 | 0.0093301 | 713.6547 | 0.0046645 |  |  | 713.3808 | 0.31292 | 708.17 | -0.012475 | 713.6547 | 0.0075491 | 713.3808 | 0.22505 | 587.7832 | 0.13213 | 713.6547 | 0.017215 | 713.6547 | 0.013284 | 713.3808 | 0.054846 | 713.6547 | 0.49923 | 713.6547 | 0.84915 | 713.6547 | 8.4386 | 876.4238 | 0.031983 | 713.3808 | 0.5297 | 713.3808 | 0.015869 | 713.6547 | 0.008194 | 875.8279 | 0.70091 | 713.3808 | 0.02572 | 879.5974 | 5.4602 | 876.4238 | 2.215 | 713.3808 | 0 | 982.7259 | 0.21322 |  |  | 1210.7993 | 0.44558 | 1029.1871 | 0.012403 | 1129.6451 | 0 | 1128.8944 | 0 | 1128.8877 | 0.003516 | 713.381 | 0.72835 | 713.6547 | 0.44267 | 713.3808 | 1.4068 | 713.3808 | 0.66597 | 713.6547 | #REF! | 713.3808 | 0.9287 | 709.9174 | 0.20468
| 354.7738 | 0 | 354.7738 | -0.034539 | 354.7738 | 0.032816 | 354.7738 | -0.0038301 | 354.7738 | 0.001125 | 354.7738 | 1.2349 | 585.4903 | 0.0076692 | 713.6153 | 0.017261 | 354.7738 | -0.09067 | 585.4903 | 0.030091 | 713.6153 | -0.13257 | 713.6152 | -0.0060268 | 705.6678 | -0.01145 | 713.6153 | -0.041045 | 713.6152 | 0 |  |  | 710.4237 | -0.0043159 | 713.6152 | -0.063187 | 713.8889 | 0 | 713.8889 | 0 | 713.8889 | -0.002554 | 585.4903 | 0.097273 | 713.8889 | 0 | 713.8889 | 0 |  |  | 713.6153 | 0.29245 | 708.41 | -0.026116 | 713.8889 | 0 | 713.6152 | 0.26183 | 587.9022 | 0.15719 | 713.8889 | 0 | 713.8889 | 0 | 713.6152 | 0.039018 | 713.8889 | 0.47832 | 713.8889 | 0.82189 | 713.8889 | 8.4841 | 876.5912 | 0.017834 | 713.6153 | 0.51683 | 713.6153 | 0.0036532 | 713.8889 | -0.0055328 | 875.9957 | 0.59657 | 713.6153 | -0.020083 | 879.7667 | 5.4654 | 876.5912 | 2.2304 | 713.6152 | 0 | 982.822 | 0.21379 |  |  | 1210.8711 | 0.44512 | 1029.2001 | 0.012416 | 1129.7076 | 0 | 1128.9569 | 0 | 1128.9502 | 0.0034989 | 713.615 | 0.72268 | 713.8889 | 0.47269 | 713.6152 | 1.3979 | 713.6152 | 0.65712 | 713.8889 | #REF! | 713.6152 | 0.91975 | 710.1507 | 0.20446
| 354.8521 | 0 | 354.8521 | -0.050492 | 354.8521 | 0.033387 | 354.8521 | 0.0084075 | 354.8521 | 0.0042248 | 354.8521 | 1.2349 | 585.608 | 0 | 713.8497 | 0.045035 | 354.8521 | -0.0413 | 585.608 | 0 | 713.8497 | 0.086184 | 713.8497 | 0.0084341 | 705.9 | 0.013471 | 713.8497 | 0.030511 | 713.8497 | 0 |  |  | 710.6554 | 0.02279 | 713.8497 | 0.048567 | 714.1231 | 0.018133 | 714.1231 | 0.012578 | 714.1231 | 0.0046867 | 585.608 | 0.1073 | 714.1231 | 0.0062475 | 714.1231 | 0.0032826 |  |  | 713.8497 | 0.3109 | 708.64 | -0.0054798 | 714.1231 | 0.0053866 | 713.8497 | 0.25732 | 588.0213 | 0.15133 | 714.1231 | 0.025351 | 714.1231 | 0.017574 | 713.8497 | 0.067361 | 714.1231 | 0.46482 | 714.1231 | 0.7921 | 714.1231 | 8.5642 | 876.7586 | 0.025789 | 713.8497 | 0.54693 | 713.8497 | 0.0038417 | 714.1231 | 0.010227 | 876.1634 | 0.73951 | 713.8497 | 0.017893 | 879.9359 | 5.4681 | 876.7586 | 2.2464 | 713.8497 | 0 | 982.9182 | 0.21405 |  |  | 1210.9429 | 0.44465 | 1029.2131 | 0.012429 | 1129.7701 | 0 | 1129.0193 | 0 | 1129.0126 | 0.0034853 | 713.85 | 0.7215 | 714.1231 | 0.467 | 713.8497 | 1.3977 | 713.8497 | 0.65624 | 714.1231 | #REF! | 713.8497 | 0.92337 | 710.384 | 0.20439
| 354.9305 | 0 | 354.9305 | 0.01267 | 354.9305 | 0.032759 | 354.9305 | -0.0099644 | 354.9305 | 0.0014391 | 354.9305 | 1.2155 | 585.7257 | 0 | 714.0843 | -0.064937 | 354.9305 | -0.07383 | 585.7257 | 0.013044 | 714.0843 | -0.15107 | 714.0842 | -0.022424 | 706.1321 | -0.018081 | 714.0843 | -0.043199 | 714.0842 | 0 |  |  | 710.887 | -0.0080042 | 714.0842 | -0.04377 | 714.3573 | 0 | 714.3573 | 0 | 714.3573 | -0.0078829 | 585.7257 | 0.13395 | 714.3573 | 0 | 714.3574 | 0 |  |  | 714.0843 | 0.2868 | 708.88 | 0.0099102 | 714.3573 | 0 | 714.0842 | 0.24834 | 588.1403 | 0.17867 | 714.3573 | 0 | 714.3574 | 0 | 714.0842 | 0.038282 | 714.3573 | 0.44228 | 714.3573 | 0.76205 | 714.3573 | 8.6166 | 876.926 | 0.019809 | 714.0843 | 0.51676 | 714.0843 | -0.00097269 | 714.3574 | -0.0025725 | 876.3312 | 0.75777 | 714.0843 | -0.012196 | 880.1052 | 5.4654 | 876.926 | 2.2647 | 714.0842 | 0 | 983.0143 | 0.21412 |  |  | 1211.0148 | 0.44419 | 1029.2261 | 0.012441 | 1129.8328 | 0 | 1129.0818 | 0 | 1129.0751 | 0.0034739 | 714.084 | 0.71191 | 714.3573 | 0.45647 | 714.0842 | 1.3612 | 714.0842 | 0.65005 | 714.3574 | #REF! | 714.0842 | 0.89206 | 710.6173 | 0.20449
| 355.0088 | 0 | 355.0089 | -0.0043528 | 355.0088 | 0.033558 | 355.0088 | 0.0094662 | 355.0088 | 0.004315 | 355.0089 | 1.2092 | 585.8434 | 0 | 714.3188 | 0.0055617 | 355.0088 | -0.03319 | 585.8434 | 0 | 714.3188 | 0.037986 | 714.3188 | 0.0023356 | 706.3643 | 0.016373 | 714.3188 | 0.021749 | 714.3188 | 0 |  |  | 711.1187 | 0.013662 | 714.3188 | 0.0066246 | 714.5916 | 0.014574 | 714.5916 | 0.019212 | 714.5916 | 0.00061013 | 585.8434 | 0.12151 | 714.5916 | 0.005284 | 714.5915 | 0.0027916 |  |  | 714.3188 | 0.30482 | 709.11 | -0.012475 | 714.5916 | 0.0069383 | 714.3188 | 0.25914 | 588.2594 | 0.17378 | 714.5916 | 0.015328 | 714.5915 | 0.014831 | 714.3188 | 0.057791 | 714.5916 | 0.43432 | 714.5916 | 0.73521 | 714.5916 | 8.6818 | 877.0934 | 0.027978 | 714.3188 | 0.56077 | 714.3188 | 0.002739 | 714.5916 | 0.0086029 | 876.4989 | 0.78908 | 714.3188 | 0.024813 | 880.2745 | 5.453 | 877.0934 | 2.2789 | 714.3188 | 0.0036195 | 983.1105 | 0.21483 |  |  | 1211.0865 | 0.44372 | 1029.239 | 0.012453 | 1129.8953 | 0 | 1129.1442 | 0 | 1129.1374 | 0.0034671 | 714.319 | 0.7133 | 714.5916 | 0.4586 | 714.3188 | 1.3631 | 714.3188 | 0.65005 | 714.5916 | #REF! | 714.3188 | 0.91187 | 710.8506 | 0.20494
| 355.0872 | 0 | 355.0872 | -0.044322 | 355.0872 | 0.032731 | 355.0872 | -0.0070062 | 355.0872 | 0.00066714 | 355.0872 | 1.1889 | 585.9611 | 0.0080204 | 714.5533 | -0.12033 | 355.0872 | -0.05694 | 585.9611 | 0.027512 | 714.5533 | -0.09701 | 714.5533 | -0.026967 | 706.5964 | -0.013498 | 714.5533 | -0.049181 | 714.5533 | 0 |  |  | 711.3504 | -0.021601 | 714.5533 | -0.045624 | 714.8258 | 0 | 714.8258 | 0 | 714.8258 | -0.0081927 | 585.9611 | 0.1165 | 714.8258 | 0 | 714.8258 | 0 |  |  | 714.5533 | 0.29716 | 709.35 | -0.011076 | 714.8258 | 0 | 714.5533 | 0.24549 | 588.3785 | 0.20698 | 714.8258 | 0 | 714.8258 | 0 | 714.5533 | 0.018136 | 714.8258 | 0.41184 | 714.8258 | 0.70611 | 714.8258 | 8.7796 | 877.2608 | 0.022639 | 714.5533 | 0.54109 | 714.5533 | -0.011859 | 714.8258 | -0.0036324 | 876.6667 | 0.72699 | 714.5533 | 0.0013139 | 880.4438 | 5.4456 | 877.2608 | 2.2897 | 714.5533 | 0 | 983.2067 | 0.21563 |  |  | 1211.1584 | 0.44324 | 1029.2521 | 0.012464 | 1129.9578 | 0 | 1129.2067 | 0 | 1129.1999 | 0.0034637 | 714.553 | 0.70727 | 714.8258 | 0.44894 | 714.5533 | 1.3458 | 714.5533 | 0.64381 | 714.8258 | #REF! | 714.5533 | 0.88311 | 711.0839 | 0.20433
| 355.1656 | 0 | 355.1656 | -0.0056214 | 355.1656 | 0.033045 | 355.1656 | 0.0084386 | 355.1656 | 0.0072318 | 355.1656 | 1.1854 | 586.0788 | 0 | 714.7878 | -0.031635 | 355.1656 | -0.00914 | 586.0788 | 0 | 714.7878 | 0.0069316 | 714.7878 | 0.008656 | 706.8286 | 0.020335 | 714.7878 | 0.028868 | 714.7878 | 0 |  |  | 711.5821 | 0.014418 | 714.7878 | 0.016487 | 715.0601 | 0.021283 | 715.0601 | 0.010041 | 715.0601 | 0.00045747 | 586.0788 | 0.10992 | 715.0601 | 0.0059609 | 715.0601 | 0.002916 |  |  | 714.7878 | 0.29981 | 709.58 | -0.011776 | 715.0601 | 0.0055531 | 714.7878 | 0.24473 | 588.4975 | 0.19852 | 715.0601 | 0.025065 | 715.0601 | 0.016579 | 714.7878 | 0.071778 | 715.0601 | 0.41013 | 715.0601 | 0.6878 | 715.0601 | 8.8623 | 877.4282 | 0.034332 | 714.7878 | 0.58455 | 714.7878 | -0.0019178 | 715.0601 | 0.0024487 | 876.8345 | 0.62317 | 714.7878 | 0.0069081 | 880.6131 | 5.4413 | 877.4282 | 2.2954 | 714.7878 | 0 | 983.3028 | 0.21588 |  |  | 1211.2302 | 0.44276 | 1029.265 | 0.012475 | 1130.0204 | 0 | 1129.2692 | 0 | 1129.2624 | 0.0034648 | 714.788 | 0.7078 | 715.0601 | 0.4488 | 714.7878 | 1.3448 | 714.7878 | 0.6447 | 715.0601 | #REF! | 714.7878 | 0.89738 | 711.3172 | 0.20532
| 355.2439 | 0 | 355.244 | -0.0049106 | 355.2439 | 0.032474 | 355.2439 | -0.0065392 | 355.2439 | 0.0021801 | 355.244 | 1.1658 | 586.1965 | 0.0090743 | 715.0224 | -0.073655 | 355.2439 | -0.0414 | 586.1965 | 0.03396 | 715.0224 | -0.12151 | 715.0224 | -0.020054 | 707.0607 | -0.0031103 | 715.0224 | -0.04886 | 715.0224 | 0 |  |  | 711.8138 | -0.0074854 | 715.0224 | -0.063688 | 715.2943 | 0 | 715.2943 | 0 | 715.2943 | -0.0039108 | 586.1965 | 0.11504 | 715.2943 | 0 | 715.2943 | 0 |  |  | 715.0224 | 0.28668 | 709.81 | -0.0019821 | 715.2943 | 0 | 715.0224 | 0.22901 | 588.6166 | 0.22813 | 715.2943 | 0 | 715.2943 | 0 | 715.0224 | 0.023491 | 715.2943 | 0.39147 | 715.2943 | 0.66105 | 715.2943 | 8.9411 | 877.5956 | 0.017193 | 715.0224 | 0.59354 | 715.0224 | 0.0018372 | 715.2943 | -0.00015815 | 877.0022 | 0.7703 | 715.0224 | -0.0080827 | 880.7824 | 5.4303 | 877.5956 | 2.3062 | 715.0224 | 0 | 983.399 | 0.21628 |  |  | 1211.3021 | 0.44228 | 1029.278 | 0.012484 | 1130.0829 | 0 | 1129.3317 | 0 | 1129.3249 | 0.0034705 | 715.022 | 0.69583 | 715.2943 | 0.43628 | 715.0224 | 1.329 | 715.0224 | 0.63497 | 715.2943 | #REF! | 715.0224 | 0.87842 | 711.5505 | 0.20446
| 355.3223 | 0 | 355.3223 | 0.021549 | 355.3223 | 0.032988 | 355.3223 | 0.012674 | 355.3223 | 0.0059538 | 355.3223 | 1.1567 | 586.3142 | 0 | 715.2569 | 0.021916 | 355.3223 | 0.00391 | 586.3142 | 0 | 715.2569 | 0.14192 | 715.2569 | 0.0010243 | 707.2928 | 0.010327 | 715.2569 | 0.022673 | 715.2569 | 0 |  |  | 712.0455 | 0.0071932 | 715.2569 | 0.037927 | 715.5286 | 0.021405 | 715.5286 | 0.014051 | 715.5286 | 0.0034558 | 586.3142 | 0.095393 | 715.5286 | 0.0051982 | 715.5286 | 0.0022024 |  |  | 715.2569 | 0.28841 | 710.05 | 0.0029147 | 715.5286 | 0.0057135 | 715.2569 | 0.24483 | 588.7357 | 0.22 | 715.5286 | 0.024435 | 715.5286 | 0.016675 | 715.2569 | 0.061472 | 715.5286 | 0.38568 | 715.5286 | 0.64356 | 715.5286 | 9.0319 | 877.7631 | 0.02093 | 715.2569 | 0.61154 | 715.2569 | -0.0023988 | 715.5286 | 0.007486 | 877.17 | 0.59918 | 715.2569 | 0.010818 | 880.9517 | 5.4126 | 877.7631 | 2.3177 | 715.2569 | 0 | 983.4952 | 0.21669 |  |  | 1211.374 | 0.44179 | 1029.2909 | 0.012494 | 1130.1455 | 0 | 1129.3942 | 0 | 1129.3873 | 0.0034807 | 715.257 | 0.69907 | 715.5286 | 0.44821 | 715.2569 | 1.3332 | 715.2569 | 0.63408 | 715.5286 | #REF! | 715.2569 | 0.88737 | 711.7838 | 0.20542
| 355.4007 | 0 | 355.4007 | -0.029846 | 355.4007 | 0.032104 | 355.4007 | -0.0086877 | 355.4007 | 0.0016238 | 355.4007 | 1.1393 | 586.432 | 0.012587 | 715.4915 | 0.010904 | 355.4007 | -0.03355 | 586.432 | 0.023858 | 715.4915 | -0.097489 | 715.4915 | -0.01733 | 707.525 | -0.015024 | 715.4915 | -0.047076 | 715.4915 | 0 |  |  | 712.2772 | -0.014947 | 715.4915 | -0.048407 | 715.7629 | 0 | 715.7629 | 0 | 715.7629 | -0.0048955 | 586.432 | 0.10406 | 715.7629 | 0 | 715.7629 | 0 |  |  | 715.4915 | 0.28805 | 710.28 | -0.00023318 | 715.7629 | 0 | 715.4915 | 0.23971 | 588.8547 | 0.25905 | 715.7629 | 0 | 715.7629 | 0 | 715.4915 | 0.02763 | 715.7629 | 0.36989 | 715.7629 | 0.6182 | 715.7629 | 9.091 | 877.9305 | 0.020183 | 715.4915 | 0.59968 | 715.4915 | -0.015228 | 715.7629 | 0.0019338 | 877.3378 | 0.59918 | 715.4915 | -0.027445 | 881.121 | 5.4096 | 877.9305 | 2.3366 | 715.4915 | 0.0018107 | 983.5915 | 0.21699 |  |  | 1211.4458 | 0.44129 | 1029.304 | 0.012502 | 1130.208 | 0 | 1129.4567 | 0 | 1129.4498 | 0.0034966 | 715.491 | 0.69169 | 715.7629 | 0.44638 | 715.4915 | 1.3133 | 715.4915 | 0.627 | 715.7629 | #REF! | 715.4915 | 0.85733 | 712.0172 | 0.20589
| 355.4791 | 0 | 355.4791 | -0.0043757 | 355.4791 | 0.033016 | 355.4791 | 0.0088434 | 355.4791 | 0.0037888 | 355.4791 | 1.1308 | 586.5497 | 0 | 715.726 | 0.063189 | 355.4791 | -0.00155 | 586.5497 | 0 | 715.726 | 0.06611 | 715.726 | 0.010582 | 707.7573 | 0.021075 | 715.726 | 0.032812 | 715.726 | 0 |  |  | 712.509 | 0.021355 | 715.726 | 0.055277 | 715.9972 | 0.031729 | 715.9972 | 0.017441 | 715.9972 | 0.0037986 | 586.5497 | 0.097169 | 715.9972 | 0.0077823 | 715.9972 | 0.0042633 |  |  | 715.726 | 0.29278 | 710.52 | -0.014223 | 715.9972 | 0.0049506 | 715.726 | 0.24524 | 588.9738 | 0.25547 | 715.9972 | 0.020601 | 715.9972 | 0.01494 | 715.726 | 0.062576 | 715.9972 | 0.363 | 715.9972 | 0.60239 | 715.9972 | 9.1634 | 878.0979 | 0.021785 | 715.726 | 0.62277 | 715.726 | 0.0096103 | 715.9972 | 0.0062479 | 877.5055 | 0.5684 | 715.726 | 0.025307 | 881.2903 | 5.4126 | 878.0979 | 2.3538 | 715.726 | 0 | 983.6878 | 0.21757 |  |  | 1211.5177 | 0.4408 | 1029.3169 | 0.01251 | 1130.2706 | 0 | 1129.5192 | 0 | 1129.5123 | 0.0035182 | 715.726 | 0.68583 | 715.9972 | 0.44344 | 715.726 | 1.3107 | 715.726 | 0.62435 | 715.9972 | #REF! | 715.726 | 0.86351 | 712.2505 | 0.20607
| 355.5575 | 0 | 355.5574 | 0.016805 | 355.5575 | 0.032645 | 355.5575 | -0.011864 | 355.5575 | 0.001729 | 355.5574 | 1.1112 | 586.6675 | 0.018207 | 715.9606 | -0.030824 | 355.5575 | -0.04044 | 586.6675 | 0.037184 | 715.9606 | -0.070284 | 715.9606 | -0.020269 | 707.9894 | -0.01962 | 715.9606 | -0.032591 | 715.9606 | 0 |  |  | 712.7407 | -0.0034395 | 715.9606 | -0.080086 | 716.2315 | 0 | 716.2315 | 0 | 716.2315 | -0.0024194 | 586.6675 | 0.11263 | 716.2315 | 0 | 716.2315 | 0 |  |  | 715.9606 | 0.28279 | 710.75 | 0.019004 | 716.2315 | 0 | 715.9606 | 0.23682 | 589.0929 | 0.28704 | 716.2315 | 0 | 716.2315 | 0 | 715.9606 | 0.013058 | 716.2315 | 0.34556 | 716.2315 | 0.57559 | 716.2315 | 9.229 | 878.2653 | 0.037483 | 715.9606 | 0.60268 | 715.9606 | -0.005491 | 716.2315 | -0.0035288 | 877.6733 | 0.4771 | 715.9606 | -0.018633 | 881.4596 | 5.4122 | 878.2653 | 2.3685 | 715.9606 | 0 | 983.7841 | 0.21814 |  |  | 1211.5896 | 0.4403 | 1029.3298 | 0.012517 | 1130.3332 | 0 | 1129.5817 | 0 | 1129.5748 | 0.0035455 | 715.961 | 0.67838 | 716.2315 | 0.43988 | 715.9606 | 1.2883 | 715.9606 | 0.61816 | 716.2315 | #REF! | 715.9606 | 0.85946 | 712.4839 | 0.20599
| 355.6358 | 0 | 355.6358 | 0.0054129 | 355.6358 | 0.033529 | 355.6358 | 0.0089369 | 355.6358 | 0.0050066 | 355.6358 | 1.1093 | 586.7852 | 0 | 716.1952 | -0.06523 | 355.6358 | -0.00042116 | 586.7852 | 0 | 716.1952 | 0.0021281 | 716.1952 | 0.0088145 | 708.2216 | 0.014478 | 716.1952 | 0.03528 | 716.1952 | 0 |  |  | 712.9725 | 0.01875 | 716.1952 | 0.018303 | 716.4658 | 0.031456 | 716.4658 | 0.013627 | 716.4658 | 0.003673 | 586.7852 | 0.097796 | 716.4658 | 0.0075881 | 716.4658 | 0.0039291 |  |  | 716.1952 | 0.28463 | 710.99 | 0.0099102 | 716.4658 | 0.0024674 | 716.1952 | 0.22677 | 589.212 | 0.27792 | 716.4658 | 0.016295 | 716.4658 | 0.00927 | 716.1952 | 0.057423 | 716.4658 | 0.33904 | 716.4658 | 0.55789 | 716.4658 | 9.3116 | 878.4328 | 0.015751 | 716.1952 | 0.64511 | 716.1952 | 0.016792 | 716.4658 | 0.0064229 | 877.8411 | 0.45258 | 716.1952 | 0.021305 | 881.6289 | 5.4099 | 878.4328 | 2.3776 | 716.1952 | 0 | 983.8804 | 0.21835 |  |  | 1211.6615 | 0.43979 | 1029.3429 | 0.012524 | 1130.3959 | 0 | 1129.6442 | 0 | 1129.6373 | 0.0035785 | 716.195 | 0.67371 | 716.4658 | 0.42491 | 716.1952 | 1.2926 | 716.1952 | 0.61993 | 716.4658 | #REF! | 716.1952 | 0.865 | 712.7173 | 0.20591
| 355.7142 | 0 | 355.7142 | -0.023008 | 355.7142 | 0.032959 | 355.7142 | -0.0079716 | 355.7142 | 0.00089769 | 355.7142 | 1.0878 | 586.903 | 0.0062641 | 716.4298 | -0.053062 | 355.7142 | -0.04318 | 586.903 | 0.019753 | 716.4298 | -0.083504 | 716.4298 | -0.014004 | 708.4539 | -0.015794 | 716.4298 | -0.055753 | 716.4298 | 0 |  |  | 713.2042 | -0.0074792 | 716.4298 | -0.077198 | 716.7001 | 0 | 716.7001 | 0 | 716.7001 | -0.0046709 | 586.903 | 0.10166 | 716.7001 | 0 | 716.7001 | 0 |  |  | 716.4298 | 0.27737 | 711.22 | -0.0026815 | 716.7001 | 0 | 716.4298 | 0.22885 | 589.3311 | 0.31372 | 716.7001 | 0 | 716.7001 | 0 | 716.4298 | 0.02395 | 716.7001 | 0.3239 | 716.7001 | 0.53431 | 716.7001 | 9.3648 | 878.6002 | 0.015698 | 716.4298 | 0.63632 | 716.4298 | 0.0026951 | 716.7001 | 8.8183e-05 | 878.0089 | 0.37328 | 716.4298 | -0.021103 | 881.7982 | 5.4178 | 878.6002 | 2.3898 | 716.4298 | 0 | 983.9767 | 0.21789 |  |  | 1211.7334 | 0.43928 | 1029.3558 | 0.012529 | 1130.4584 | 0 | 1129.7067 | 0 | 1129.6999 | 0.0036148 | 716.43 | 0.67097 | 716.7001 | 0.42931 | 716.4298 | 1.2751 | 716.4298 | 0.61197 | 716.7001 | #REF! | 716.4298 | 0.83687 | 712.9507 | 0.20689
| 355.7926 | 0 | 355.7926 | -0.03796 | 355.7926 | 0.033529 | 355.7926 | 0.0072865 | 355.7926 | 0.0042398 | 355.7926 | 1.0856 | 587.0207 | 0 | 716.6644 | -0.054418 | 355.7926 | 0.01751 | 587.0207 | 0 | 716.6644 | -0.0011191 | 716.6644 | 0.011152 | 708.6861 | 0.0089315 | 716.6644 | 0.018182 | 716.6644 | 0 |  |  | 713.436 | 0.010934 | 716.6644 | 0.019486 | 716.9345 | 0.022467 | 716.9345 | 0.012994 | 716.9345 | -6.9078e-05 | 587.0207 | 0.083586 | 716.9345 | 0.0036497 | 716.9344 | 0.0019005 |  |  | 716.6644 | 0.28072 | 711.46 | -0.0040807 | 716.9345 | 0.0025284 | 716.6644 | 0.21566 | 589.4502 | 0.30917 | 716.9345 | 0.013673 | 716.9344 | 0.011815 | 716.6644 | 0.059999 | 716.9345 | 0.31945 | 716.9345 | 0.51873 | 716.9345 | 9.4258 | 878.7676 | 0.023921 | 716.6644 | 0.6642 | 716.6644 | 0.0078582 | 716.9344 | 8.1644e-07 | 878.1767 | 0.38476 | 716.6644 | 0.0088555 | 881.9676 | 5.4275 | 878.7676 | 2.405 | 716.6644 | 0 | 984.0731 | 0.21731 |  |  | 1211.8053 | 0.43876 | 1029.3688 | 0.012534 | 1130.521 | 0 | 1129.7692 | 0 | 1129.7624 | 0.0036546 | 716.664 | 0.66602 | 716.9345 | 0.41936 | 716.6644 | 1.2724 | 716.6644 | 0.6102 | 716.9344 | #REF! | 716.6644 | 0.86074 | 713.1841 | 0.20692
| 355.871 | 0 | 355.871 | 0.0054188 | 355.871 | 0.033045 | 355.871 | -0.0055427 | 355.871 | 0.0016087 | 355.871 | 1.0696 | 587.1385 | 0.020723 | 716.899 | -0.0042765 | 355.871 | -0.02216 | 587.1385 | 0.032885 | 716.899 | -0.13642 | 716.899 | -0.01725 | 708.9183 | -0.0011454 | 716.899 | -0.042714 | 716.899 | 0 |  |  | 713.6678 | -0.021855 | 716.899 | -0.055528 | 717.1688 | 0 | 717.1688 | 0 | 717.1688 | -0.0012314 | 587.1385 | 0.092154 | 717.1688 | 0 | 717.1688 | 0 |  |  | 716.899 | 0.27647 | 711.69 | 0.012009 | 717.1688 | 0 | 716.899 | 0.23423 | 589.5693 | 0.34464 | 717.1688 | 0 | 717.1688 | 0 | 716.899 | 0.020693 | 717.1688 | 0.30664 | 717.1688 | 0.49775 | 717.1688 | 9.4932 | 878.9351 | 0.02045 | 716.899 | 0.65256 | 716.899 | 0.00052296 | 717.1688 | 0.0038317 | 878.3445 | 0.26789 | 716.899 | -0.01051 | 882.1369 | 5.4318 | 878.9351 | 2.4294 | 716.899 | 0 | 984.1695 | 0.21776 |  |  | 1211.8773 | 0.43824 | 1029.3818 | 0.012538 | 1130.5836 | 0 | 1129.8317 | 0 | 1129.8249 | 0.0036955 | 716.899 | 0.66008 | 717.1688 | 0.42718 | 716.899 | 1.2481 | 716.899 | 0.60308 | 717.1688 | #REF! | 716.899 | 0.83837 | 713.4175 | 0.20724
| 355.9494 | 0 | 355.9494 | 0.050323 | 355.9494 | 0.033672 | 355.9494 | 0.012238 | 355.9494 | 0.0045706 | 355.9494 | 1.0665 | 587.2563 | 0 | 717.1337 | -0.096317 | 355.9494 | -0.00729 | 587.2563 | 0 | 717.1337 | 0.058485 | 717.1337 | 0.00079675 | 709.1506 | 0.010774 | 717.1337 | 0.03321 | 717.1337 | 0 |  |  | 713.8996 | 0.016858 | 717.1337 | 0.019815 | 717.4032 | 0.017136 | 717.4032 | 0.0073793 | 717.4032 | 0.00024331 | 587.2563 | 0.095706 | 717.4032 | 0.0013385 | 717.4031 | 0.000864 |  |  | 717.1337 | 0.27672 | 711.92 | 0.01096 | 717.4032 | 0.0020547 | 717.1337 | 0.22835 | 589.6884 | 0.33553 | 717.4032 | 0.012957 | 717.4031 | 0.015929 | 717.1337 | 0.055214 | 717.4032 | 0.29678 | 717.4032 | 0.48319 | 717.4032 | 9.5763 | 879.1025 | 0.023547 | 717.1337 | 0.67614 | 717.1337 | -0.0056363 | 717.4031 | 0.0015588 | 878.5123 | 0.27989 | 717.1337 | 0.01732 | 882.3062 | 5.4282 | 879.1025 | 2.4455 | 717.1337 | 0 | 984.2659 | 0.21894 |  |  | 1211.9492 | 0.43772 | 1029.3948 | 0.012541 | 1130.6462 | 0 | 1129.8943 | 0 | 1129.8874 | 0.0037376 | 717.134 | 0.66378 | 717.4032 | 0.42065 | 717.1337 | 1.2495 | 717.1337 | 0.60843 | 717.4031 | #REF! | 717.1337 | 0.81983 | 713.6509 | 0.20774
| 356.0278 | 0 | 356.0278 | -0.05301 | 356.0278 | 0.033016 | 356.0278 | -0.006508 | 356.0278 | 0.002586 | 356.0278 | 1.045 | 587.3741 | 0.017505 | 717.3683 | -0.03526 | 356.0278 | -0.03717 | 587.3741 | 0.0081994 | 717.3683 | -0.035354 | 717.3683 | -0.013206 | 709.3828 | -0.016173 | 717.3683 | -0.049512 | 717.3683 | 0 |  |  | 714.1314 | -0.01474 | 717.3683 | -0.051818 | 717.6375 | 0 | 717.6375 | 0 | 717.6375 | -0.003664 | 587.3741 | 0.11232 | 717.6375 | 0 | 717.6375 | 0 |  |  | 717.3683 | 0.26473 | 712.16 | -0.0054798 | 717.6375 | 0 | 717.3683 | 0.22906 | 589.8075 | 0.37653 | 717.6375 | 0 | 717.6375 | 0 | 717.3683 | 0.0025654 | 717.6375 | 0.28855 | 717.6375 | 0.4672 | 717.6375 | 9.6598 | 879.2699 | 0.016499 | 717.3683 | 0.6758 | 717.3683 | 0.013811 | 717.6375 | -0.0028496 | 878.6801 | 0.28928 | 717.3683 | 0.00076151 | 882.4755 | 5.4304 | 879.2699 | 2.463 | 717.3683 | 0 | 984.3623 | 0.2201 |  |  | 1212.0211 | 0.43719 | 1029.4077 | 0.012544 | 1130.7089 | 0 | 1129.9568 | 0 | 1129.9501 | 0.0037796 | 717.368 | 0.6508 | 717.6375 | 0.41863 | 717.3683 | 1.2405 | 717.3683 | 0.59158 | 717.6375 | #REF! | 717.3683 | 0.81024 | 713.8843 | 0.20878
| 356.1062 | 0 | 356.1062 | -0.018476 | 356.1062 | 0.0339 | 356.1062 | 0.0045151 | 356.1062 | 0.0048563 | 356.1062 | 1.0353 | 587.4918 | 0 | 717.603 | 0.0072003 | 356.1062 | 0.00963 | 587.4918 | 0 | 717.603 | -0.025119 | 717.6029 | 0.00774 | 709.6151 | 0.0073408 | 717.603 | 0.025793 | 717.6029 | 0 |  |  | 714.3632 | 0.015473 | 717.6029 | -0.008148 | 717.8719 | 0.0098247 | 717.8719 | 0.017238 | 717.8719 | -0.0013623 | 587.4918 | 0.093094 | 717.8719 | 0.0064666 | 717.8719 | 0.0010595 |  |  | 717.603 | 0.27677 | 712.39 | -0.025767 | 717.8719 | 0.0031412 | 717.6029 | 0.22652 | 589.9266 | 0.3697 | 717.8719 | 0.02202 | 717.8719 | 0.012256 | 717.6029 | 0.051165 | 717.8719 | 0.28151 | 717.8719 | 0.44935 | 717.8719 | 9.7042 | 879.4374 | 0.027498 | 717.603 | 0.69818 | 717.603 | 0.010462 | 717.8719 | 0.0071503 | 878.8479 | 0.29294 | 717.603 | 0.021828 | 882.6449 | 5.4329 | 879.4374 | 2.4657 | 717.6029 | 0.0072427 | 984.4587 | 0.22057 |  |  | 1212.0931 | 0.43665 | 1029.4207 | 0.012545 | 1130.7715 | 0 | 1130.0193 | 0 | 1130.0126 | 0.0038228 | 717.603 | 0.6609 | 717.8719 | 0.41929 | 717.6029 | 1.2329 | 717.6029 | 0.59954 | 717.8719 | #REF! | 717.6029 | 0.83453 | 714.1177 | 0.20873
| 356.1846 | 0 | 356.1846 | 0.03547 | 356.1846 | 0.032873 | 356.1846 | -0.0071308 | 356.1846 | 0.00058213 | 356.1846 | 1.0202 | 587.6096 | 0.012587 | 717.8376 | 0.0014529 | 356.1846 | -0.03448 | 587.6096 | 0.0078267 | 717.8376 | -0.11639 | 717.8376 | -0.022696 | 709.8474 | -0.0046952 | 717.8376 | -0.051391 | 717.8376 | 0 |  |  | 714.595 | -0.012745 | 717.8376 | -0.012021 | 718.1063 | 0 | 718.1063 | 0 | 718.1063 | -0.0055707 | 587.6096 | 0.12569 | 718.1063 | 0 | 718.1063 | 0 |  |  | 717.8376 | 0.27273 | 712.63 | 0.0043138 | 718.1063 | 0 | 717.8376 | 0.23088 | 590.0457 | 0.40354 | 718.1063 | 0 | 718.1063 | 0 | 717.8376 | 0.018473 | 718.1063 | 0.26756 | 718.1063 | 0.43281 | 718.1063 | 9.7717 | 879.6048 | 0.013135 | 717.8376 | 0.69905 | 717.8376 | 0.004491 | 718.1063 | 0.00095493 | 879.0157 | 0.14269 | 717.8376 | -0.0036136 | 882.8142 | 5.4322 | 879.6048 | 2.4758 | 717.8376 | 0 | 984.5552 | 0.22029 |  |  | 1212.165 | 0.43612 | 1029.4337 | 0.012546 | 1130.8342 | 0 | 1130.0819 | 0 | 1130.0752 | 0.003866 | 717.838 | 0.63869 | 718.1063 | 0.41331 | 717.8376 | 1.2231 | 717.8376 | 0.58539 | 718.1063 | #REF! | 717.8376 | 0.79576 | 714.3512 | 0.2084
| 356.263 | 0 | 356.263 | 0.036488 | 356.263 | 0.033672 | 356.263 | 0.011241 | 356.263 | 0.0036835 | 356.263 | 1.0181 | 587.7275 | 0 | 718.0723 | 0.049471 | 356.263 | 0.00064853 | 587.7275 | 0 | 718.0723 | 0.012597 | 718.0723 | 0.0094546 | 710.0796 | 0.01406 | 718.0723 | 0.031615 | 718.0723 | 0 |  |  | 714.8268 | 0.014206 | 718.0723 | 0.018729 | 718.3407 | 0.016793 | 718.3407 | 0.002762 | 718.3407 | 0.0031975 | 587.7275 | 0.11472 | 718.3407 | 0.0053917 | 718.3407 | 0.0042676 |  |  | 718.0723 | 0.27063 | 712.86 | -0.014223 | 718.3407 | 0.0073169 | 718.0723 | 0.22627 | 590.1648 | 0.38271 | 718.3407 | 0.025598 | 718.3407 | 0.017955 | 718.0723 | 0.055582 | 718.3407 | 0.26398 | 718.3407 | 0.42157 | 718.3407 | 9.825 | 879.7723 | 0.023547 | 718.0723 | 0.72537 | 718.0723 | -0.0019861 | 718.3407 | 0.0092533 | 879.1835 | 0.18651 | 718.0723 | 0.03781 | 882.9836 | 5.4234 | 879.7723 | 2.4787 | 718.0723 | 0 | 984.6517 | 0.22055 |  |  | 1212.2371 | 0.43558 | 1029.4467 | 0.012546 | 1130.8969 | 0 | 1130.1444 | 0 | 1130.1377 | 0.0039092 | 718.072 | 0.64095 | 718.3407 | 0.41305 | 718.0723 | 1.2211 | 718.0723 | 0.58981 | 718.3407 | #REF! | 718.0723 | 0.81621 | 714.5846 | 0.20954
| 356.3414 | 0 | 356.3414 | -0.029784 | 356.3414 | 0.032731 | 356.3414 | -0.0094039 | 356.3414 | 0.001194 | 356.3414 | 0.99543 | 587.8453 | 0.00029265 | 718.3069 | -0.07575 | 356.3414 | -0.02821 | 587.8453 | 0.01938 | 718.3069 | -0.071718 | 718.307 | -0.029681 | 710.3119 | -0.0094078 | 718.3069 | -0.049521 | 718.307 | 0 |  |  | 715.0586 | -0.0058616 | 718.307 | -0.0543 | 718.5751 | 0 | 718.5751 | 0 | 718.5751 | -0.0081642 | 587.8453 | 0.10406 | 718.5751 | 0 | 718.5751 | 0 |  |  | 718.3069 | 0.25212 | 713.1 | 0.0043138 | 718.5751 | 0 | 718.307 | 0.22206 | 590.2839 | 0.41591 | 718.5751 | 0 | 718.5751 | 0 | 718.307 | 0.0044211 | 718.5751 | 0.2472 | 718.5751 | 0.40046 | 718.5751 | 9.9047 | 879.9397 | 0.02077 | 718.3069 | 0.72516 | 718.3069 | -0.0017062 | 718.5751 | -0.002493 | 879.3513 | 0.11973 | 718.3069 | -0.025494 | 883.1529 | 5.4164 | 879.9397 | 2.4907 | 718.307 | 0 | 984.7481 | 0.22114 |  |  | 1212.309 | 0.43503 | 1029.4596 | 0.012545 | 1130.9595 | 0 | 1130.207 | 0 | 1130.2003 | 0.0039467 | 718.307 | 0.63484 | 718.5751 | 0.40645 | 718.307 | 1.1942 | 718.307 | 0.58273 | 718.5751 | #REF! | 718.307 | 0.79895 | 714.8181 | 0.21021
| 356.4198 | 0 | 356.4198 | -0.036568 | 356.4198 | 0.033472 | 356.4198 | 0.0077224 | 356.4198 | 0.0064199 | 356.4198 | 0.99435 | 587.9631 | 0 | 718.5416 | 0.0066075 | 356.4198 | 0.03091 | 587.9631 | 0 | 718.5416 | 0.0037149 | 718.5416 | 0.0056741 | 710.5442 | 0.0088733 | 718.5416 | 0.027153 | 718.5416 | 0 |  |  | 715.2905 | 0.020006 | 718.5416 | 0.048852 | 718.8095 | 0.015138 | 718.8095 | 0.011559 | 718.8095 | 0.0010948 | 587.9631 | 0.1096 | 718.8095 | 0.0037688 | 718.8095 | 0.0030782 |  |  | 718.5416 | 0.26207 | 713.33 | -0.031013 | 718.8095 | 0.0050489 | 718.5416 | 0.21896 | 590.403 | 0.41233 | 718.8095 | 0.02848 | 718.8095 | 0.018899 | 718.5416 | 0.039754 | 718.8095 | 0.24393 | 718.8095 | 0.39386 | 718.8095 | 9.9476 | 880.1072 | 0.024775 | 718.5416 | 0.75122 | 718.5416 | 0.0040903 | 718.8095 | 0.01259 | 879.5191 | 0.16773 | 718.5416 | 0.033218 | 883.3223 | 5.4114 | 880.1072 | 2.4988 | 718.5416 | 0 | 984.8447 | 0.22142 |  |  | 1212.381 | 0.43448 | 1029.4727 | 0.012544 | 1131.0221 | 0 | 1130.2696 | 0 | 1130.2628 | 0.0039762 | 718.542 | 0.63636 | 718.8095 | 0.40802 | 718.5416 | 1.1969 | 718.5416 | 0.58096 | 718.8095 | #REF! | 718.5416 | 0.80385 | 715.0515 | 0.21122
| 356.4982 | 0 | 356.4982 | 0.041068 | 356.4982 | 0.032931 | 356.4982 | -0.0065703 | 356.4982 | 0.00085474 | 356.4982 | 0.98041 | 588.0809 | 0.019261 | 718.7763 | -0.017007 | 356.4982 | -0.01728 | 588.0809 | 0.025792 | 718.7763 | -0.12091 | 718.7763 | -0.016895 | 710.7765 | -0.018762 | 718.7763 | -0.053269 | 718.7763 | 0 |  |  | 715.5223 | -0.0090678 | 718.7763 | -0.048217 | 719.0439 | 0 | 719.0439 | 0 | 719.0439 | -0.0028068 | 588.0809 | 0.091318 | 719.0439 | 0 | 719.0439 | 0 |  |  | 718.7763 | 0.26645 | 713.57 | 0.0043138 | 719.0439 | 0 | 718.7763 | 0.21455 | 590.5221 | 0.45887 | 719.0439 | 0.0017454 | 719.0439 | 0 | 718.7763 | 0.021188 | 719.0439 | 0.22843 | 719.0439 | 0.37707 | 719.0439 | 10.0153 | 880.2746 | 0.017567 | 718.7763 | 0.74049 | 718.7763 | -0.004118 | 719.0439 | 0.0006858 | 879.687 | 0.074864 | 718.7763 | -0.008176 | 883.4916 | 5.3994 | 880.2746 | 2.5158 | 718.7763 | -0.0018089 | 984.9412 | 0.22172 |  |  | 1212.453 | 0.43392 | 1029.4856 | 0.012541 | 1131.0848 | 0 | 1130.3321 | 0 | 1130.3254 | 0.0039921 | 718.776 | 0.62595 | 719.0439 | 0.4023 | 718.7763 | 1.1791 | 718.7763 | 0.57123 | 719.0439 | #REF! | 718.7763 | 0.78468 | 715.285 | 0.21138
| 356.5766 | 0 | 356.5766 | 0.026902 | 356.5766 | 0.033159 | 356.5766 | 0.0104 | 356.5766 | 0.0048713 | 356.5766 | 0.97844 | 588.1988 | 0.0084438 | 719.011 | 0.043582 | 356.5766 | 0.03496 | 588.1988 | 0 | 719.011 | 0.032472 | 719.011 | 0.0069584 | 711.0089 | 0.010561 | 719.011 | 0.036732 | 719.011 | 0 |  |  | 715.7542 | 0.0019756 | 719.011 | 0.044067 | 719.2783 | 0.028371 | 719.2783 | 0.018306 | 719.2783 | 0.0047464 | 588.1988 | 0.097169 | 719.2783 | 0.00654 | 719.2783 | 0.0033157 |  |  | 719.011 | 0.27592 | 713.8 | 0.015157 | 719.2783 | 0.0057745 | 719.011 | 0.21774 | 590.6412 | 0.45008 | 719.2783 | 0.021075 | 719.2783 | 0.014649 | 719.011 | 0.070306 | 719.2783 | 0.23231 | 719.2783 | 0.36655 | 719.2783 | 10.0546 | 880.4421 | 0.028833 | 719.011 | 0.77323 | 719.011 | -0.0019707 | 719.2783 | 0.0081396 | 879.8548 | 0.095211 | 719.011 | 0.01926 | 883.661 | 5.3755 | 880.4421 | 2.5249 | 719.011 | 0 | 985.0377 | 0.22186 |  |  | 1212.525 | 0.43337 | 1029.4985 | 0.012538 | 1131.1475 | 0 | 1130.3948 | 0 | 1130.3881 | 0.0039898 | 719.011 | 0.62631 | 719.2783 | 0.40498 | 719.011 | 1.1856 | 719.011 | 0.57389 | 719.2783 | #REF! | 719.011 | 0.79341 | 715.5185 | 0.21161
| 356.655 | 0 | 356.655 | -0.048297 | 356.655 | 0.032104 | 356.655 | -0.0050134 | 356.655 | 0.0003047 | 356.655 | 0.95367 | 588.3166 | 0.012938 | 719.2457 | -0.010381 | 356.655 | 0.00498 | 588.3166 | 0.024503 | 719.2457 | -0.11977 | 719.2457 | -0.023355 | 711.2411 | -0.005982 | 719.2457 | -0.043611 | 719.2457 | 0 |  |  | 715.9861 | -0.01171 | 719.2457 | -0.05033 | 719.5128 | 0 | 719.5128 | 0 | 719.5128 | -0.0039934 | 588.3166 | 0.10699 | 719.5128 | 0 | 719.5128 | 0 |  |  | 719.2457 | 0.26923 | 714.04 | -0.021918 | 719.5128 | 0 | 719.2457 | 0.21866 | 590.7603 | 0.49239 | 719.5128 | 0 | 719.5128 | 0 | 719.2457 | 0.0042155 | 719.5128 | 0.21829 | 719.5128 | 0.35191 | 719.5128 | 10.1056 | 880.6096 | 0.013615 | 719.2457 | 0.77258 | 719.2457 | -0.011106 | 719.5128 | 0.004813 | 880.0226 | 0 | 719.2457 | -0.027509 | 883.8304 | 5.3581 | 880.6096 | 2.5375 | 719.2457 | 0.0090425 | 985.1343 | 0.22198 |  |  | 1212.5971 | 0.4328 | 1029.5116 | 0.012534 | 1131.2102 | 0 | 1130.4574 | 0 | 1130.4507 | 0.0039682 | 719.246 | 0.62321 | 719.5128 | 0.39936 | 719.2457 | 1.1577 | 719.2457 | 0.56854 | 719.5128 | #REF! | 719.2457 | 0.78105 | 715.752 | 0.21078
| 356.7334 | 0 | 356.7334 | -0.0085599 | 356.7334 | 0.032474 | 356.7334 | 0.015102 | 356.7334 | 0.0024507 | 356.7334 | 0.96013 | 588.4344 | 0 | 719.4805 | 0.035046 | 356.7334 | 0.03507 | 588.4344 | 0 | 719.4805 | 0.010385 | 719.4805 | 0.0020688 | 711.4735 | 0.014355 | 719.4805 | 0.028522 | 719.4805 | 0 |  |  | 716.2179 | 0.01272 | 719.4805 | 0.041938 | 719.7472 | 0.014 | 719.7472 | 0.018467 | 719.7472 | 0.0024986 | 588.4344 | 0.087138 | 719.7472 | 0.0052833 | 719.7473 | 0.0028423 |  |  | 719.4805 | 0.26272 | 714.27 | 0.015157 | 719.7472 | 0.0055252 | 719.4805 | 0.21282 | 590.8794 | 0.49141 | 719.7472 | 0.026632 | 719.7473 | 0.015404 | 719.4805 | 0.05411 | 719.7472 | 0.21483 | 719.7472 | 0.34243 | 719.7472 | 10.1376 | 880.777 | 0.03508 | 719.4805 | 0.80634 | 719.4805 | 0.0085271 | 719.7473 | 0.0087984 | 880.1904 | 0.092081 | 719.4805 | 0.013848 | 883.9997 | 5.3419 | 880.777 | 2.5437 | 719.4805 | 0.0054302 | 985.2309 | 0.22262 |  |  | 1212.6691 | 0.43223 | 1029.5245 | 0.012529 | 1131.2728 | 0 | 1130.52 | 0 | 1130.5133 | 0.0039285 | 719.48 | 0.61799 | 719.7472 | 0.39562 | 719.4805 | 1.1682 | 719.4805 | 0.56854 | 719.7473 | #REF! | 719.4805 | 0.7949 | 715.9855 | 0.21233
| 356.8118 | 0 | 356.8119 | 0.027077 | 356.8118 | 0.032047 | 356.8118 | -0.010089 | 356.8118 | 0.0025259 | 356.8118 | 0.94412 | 588.5523 | 0.031866 | 719.7152 | -0.018253 | 356.8118 | -0.00445 | 588.5523 | 0.026867 | 719.7152 | -0.10082 | 719.7152 | -0.015129 | 711.7058 | -0.0080841 | 719.7152 | -0.047841 | 719.7152 | 0 |  |  | 716.4498 | -0.014245 | 719.7152 | -0.0301 | 719.9817 | 0 | 719.9817 | 0 | 719.9817 | -0.002502 | 588.5523 | 0.091318 | 719.9817 | 0 | 719.9817 | 0 |  |  | 719.7152 | 0.24634 | 714.51 | 0.0064125 | 719.9817 | 0 | 719.7152 | 0.20942 | 590.9986 | 0.53469 | 719.9817 | 0 | 719.9817 | 0 | 719.7152 | 0.01213 | 719.9817 | 0.20255 | 719.9817 | 0.32941 | 719.9817 | 10.1696 | 880.9445 | 0.022746 | 719.7152 | 0.79066 | 719.7152 | -0.0070985 | 719.9817 | 0.0024843 | 880.3583 | 0.0091296 | 719.7152 | -0.01473 | 884.1691 | 5.3192 | 880.9445 | 2.561 | 719.7152 | 0 | 985.3275 | 0.22351 |  |  | 1212.7411 | 0.43167 | 1029.5375 | 0.012523 | 1131.3356 | 0 | 1130.5826 | 0 | 1130.5759 | 0.0038739 | 719.715 | 0.60782 | 719.9817 | 0.38714 | 719.7152 | 1.1439 | 719.7152 | 0.55792 | 719.9817 | #REF! | 719.7152 | 0.75506 | 716.219 | 0.21116
| 356.8903 | 0 | 356.8903 | 0.030783 | 356.8903 | 0.032389 | 356.8903 | 0.0087189 | 356.8903 | 0.0066905 | 356.8903 | 0.93456 | 588.6701 | 0 | 719.9499 | 0.018735 | 356.8903 | 0.04692 | 588.6701 | 0 | 719.9499 | 0.041118 | 719.9499 | 0.0070345 | 711.9382 | 0.015551 | 719.9499 | 0.02647 | 719.9499 | 0 |  |  | 716.6817 | 0.012567 | 719.9499 | 0.022164 | 720.2162 | 0.015473 | 720.2162 | 0.0051005 | 720.2162 | 0.0039947 | 588.6701 | 0.10103 | 720.2162 | 0.0061862 | 720.2162 | 0.0044053 |  |  | 719.9499 | 0.26167 | 714.74 | 0.017955 | 720.2162 | 0.0056232 | 719.9499 | 0.21434 | 591.1177 | 0.52233 | 720.2162 | 0.014607 | 720.2162 | 0.012895 | 719.9499 | 0.041226 | 720.2162 | 0.20103 | 720.2162 | 0.31876 | 720.2162 | 10.2352 | 881.1119 | 0.024401 | 719.9499 | 0.83256 | 719.9499 | 0.015233 | 720.2162 | 0.0025333 | 880.5261 | 0.00069566 | 719.9499 | 0.017723 | 884.3385 | 5.2939 | 881.1119 | 2.5765 | 719.9499 | 0 | 985.4241 | 0.22408 |  |  | 1212.8131 | 0.43109 | 1029.5505 | 0.012517 | 1131.3983 | 0 | 1130.6453 | 0 | 1130.6385 | 0.0038114 | 719.95 | 0.60696 | 720.2162 | 0.38953 | 719.9499 | 1.1415 | 719.9499 | 0.55792 | 720.2162 | #REF! | 719.9499 | 0.77615 | 716.4525 | 0.21133
| 356.9687 | 0 | 356.9687 | -0.024416 | 356.9687 | 0.031305 | 356.9687 | -0.0037678 | 356.9687 | 0.003022 | 356.9687 | 0.91835 | 588.788 | 0 | 720.1847 | -0.094419 | 356.9687 | -0.03042 | 588.788 | 0.035034 | 720.1847 | -0.14088 | 720.1847 | -0.01874 | 712.1705 | -0.017701 | 720.1847 | -0.042991 | 720.1847 | 0 |  |  | 716.9136 | -0.0089042 | 720.1847 | -0.056355 | 720.4506 | 0 | 720.4506 | 0 | 720.4506 | -0.0023174 | 588.788 | 0.09184 | 720.4506 | 0 | 720.4506 | 0 |  |  | 720.1847 | 0.24683 | 714.97 | -0.0012825 | 720.4506 | 0 | 720.1847 | 0.19776 | 591.2368 | 0.5757 | 720.4506 | 0 | 720.4506 | 0 | 720.1847 | 0.022624 | 720.4506 | 0.18974 | 720.4506 | 0.30411 | 720.4506 | 10.3157 | 881.2794 | 0.016072 | 720.1847 | 0.81434 | 720.1847 | 0.00036348 | 720.4506 | 0.0038183 | 880.6939 | 0 | 720.1847 | -0.0082266 | 884.5079 | 5.2769 | 881.2794 | 2.5965 | 720.1847 | 0.0090425 | 985.5208 | 0.22403 |  |  | 1212.8851 | 0.43051 | 1029.5635 | 0.01251 | 1131.4609 | 0 | 1130.7079 | 0 | 1130.7012 | 0.0037478 | 720.185 | 0.604 | 720.4506 | 0.37716 | 720.1847 | 1.1223 | 720.1847 | 0.55085 | 720.4506 | #REF! | 720.1847 | 0.75336 | 716.6861 | 0.2123
| 357.0471 | 0 | 357.0471 | -0.002325 | 357.0471 | 0.032047 | 357.0471 | 0.010836 | 357.0471 | 0.0053224 | 357.0471 | 0.92042 | 588.9059 | 0 | 720.4194 | 0.091027 | 357.0471 | 0.02354 | 588.9059 | 0 | 720.4194 | 0.022319 | 720.4194 | 0.01656 | 712.403 | 0.022709 | 720.4194 | 0.031032 | 720.4194 | 0 |  |  | 717.1456 | 0.010719 | 720.4194 | 0.029333 | 720.6851 | 0.02678 | 720.6851 | 0.017501 | 720.6851 | 0.0032273 | 588.9059 | 0.087138 | 720.6851 | 0.0055179 | 720.6851 | 0.0050653 |  |  | 720.4194 | 0.25681 | 715.21 | 0.0018654 | 720.6851 | 0.0073118 | 720.4194 | 0.20739 | 591.3559 | 0.57114 | 720.6851 | 0.01563 | 720.6851 | 0.015529 | 720.4194 | 0.041226 | 720.6851 | 0.19239 | 720.6851 | 0.29857 | 720.6851 | 10.3562 | 881.4469 | 0.027017 | 720.4194 | 0.8658 | 720.4194 | -0.0027584 | 720.6851 | 0.0091888 | 880.8618 | 0 | 720.4194 | 0.019917 | 884.6773 | 5.2662 | 881.4469 | 2.6103 | 720.4194 | 0 | 985.6174 | 0.22422 |  |  | 1212.9571 | 0.42992 | 1029.5765 | 0.012502 | 1131.5237 | 0 | 1130.7705 | 0 | 1130.7638 | 0.0036898 | 720.419 | 0.60119 | 720.6851 | 0.38956 | 720.4194 | 1.1341 | 720.4194 | 0.54819 | 720.6851 | #REF! | 720.4194 | 0.77104 | 716.9196 | 0.21248
| 357.1255 | 0 | 357.1255 | -0.02873 | 357.1255 | 0.031277 | 357.1255 | -0.0087189 | 357.1255 | 0.0041947 | 357.1256 | 0.90743 | 589.0238 | 0.0087231 | 720.6542 | -0.044394 | 357.1255 | -0.0068 | 589.0238 | 0.010808 | 720.6542 | -0.086026 | 720.6542 | -0.019232 | 712.6353 | -0.0010115 | 720.6542 | -0.040713 | 720.6542 | 0 |  |  | 717.3775 | -0.019329 | 720.6542 | -0.11756 | 720.9196 | 0 | 720.9196 | 0 | 720.9196 | -0.007325 | 589.0238 | 0.090691 | 720.9196 | 0 | 720.9196 | 0 |  |  | 720.6542 | 0.24781 | 715.44 | -0.010726 | 720.9196 | 0 | 720.6542 | 0.20643 | 591.4751 | 0.62972 | 720.9196 | 0 | 720.9196 | 0 | 720.6542 | 0.0017089 | 720.9196 | 0.17493 | 720.9196 | 0.28291 | 720.9196 | 10.4284 | 881.6144 | 0.024027 | 720.6542 | 0.84835 | 720.6542 | -0.0027201 | 720.9196 | -0.00096608 | 881.0296 | 0 | 720.6542 | -0.014977 | 884.8467 | 5.2542 | 881.6144 | 2.6258 | 720.6542 | 0 | 985.7141 | 0.22527 |  |  | 1213.0293 | 0.42934 | 1029.5895 | 0.012493 | 1131.5864 | 0 | 1130.8331 | 0 | 1130.8264 | 0.0036398 | 720.654 | 0.5915 | 720.9196 | 0.37844 | 720.6542 | 1.1038 | 720.6542 | 0.54112 | 720.9196 | #REF! | 720.6542 | 0.73823 | 717.1532 | 0.21302
| 357.204 | 0 | 357.204 | 0.013987 | 357.204 | 0.032389 | 357.204 | 0.0082829 | 357.204 | 0.001729 | 357.204 | 0.90103 | 589.1417 | 0 | 720.889 | 0.027691 | 357.204 | 0.01091 | 589.1417 | 0 | 720.889 | 0.047738 | 720.889 | 0.007377 | 712.8677 | -0.0028965 | 720.889 | 0.034976 | 720.889 | 0 |  |  | 717.6094 | 0.02037 | 720.889 | 0.050654 | 721.1541 | 0.01303 | 721.1541 | 0.0055156 | 721.1541 | 0.0038886 | 589.1417 | 0.094243 | 721.1541 | 0.0048117 | 721.1542 | 0.0030784 |  |  | 720.889 | 0.24373 | 715.68 | 0.026 | 721.1541 | 0.0088653 | 720.889 | 0.2079 | 591.5942 | 0.62451 | 721.1541 | 0.023014 | 721.1542 | 0.021395 | 720.889 | 0.034625 | 721.1541 | 0.17707 | 721.1541 | 0.27945 | 721.1541 | 10.4956 | 881.7818 | 0.021678 | 720.889 | 0.87759 | 720.889 | -0.0045506 | 721.1542 | 0.0089779 | 881.1975 | 0 | 720.889 | 0.012878 | 885.016 | 5.2419 | 881.7818 | 2.6334 | 720.889 | 0.0090425 | 985.8108 | 0.22634 |  |  | 1213.1013 | 0.42874 | 1029.6024 | 0.012484 | 1131.6492 | 0 | 1130.8957 | 0 | 1130.889 | 0.0036001 | 720.889 | 0.59724 | 721.1541 | 0.38175 | 720.889 | 1.1094 | 720.889 | 0.54377 | 721.1542 | #REF! | 720.889 | 0.75442 | 717.3867 | 0.21391
| 357.2824 | 0 | 357.2824 | -0.0018475 | 357.2824 | 0.031847 | 357.2824 | -0.0085009 | 357.2824 | 0.0021049 | 357.2824 | 0.88354 | 589.2595 | 0.01955 | 721.1238 | 0.024119 | 357.2824 | -0.01177 | 589.2595 | 0.014163 | 721.1238 | -0.079956 | 721.1238 | -0.01386 | 713.1001 | -0.0033316 | 721.1238 | -0.037858 | 721.1238 | 0 |  |  | 717.8414 | -0.015712 | 721.1238 | -0.012694 | 721.3887 | 0 | 721.3887 | 0 | 721.3887 | -0.0031632 | 589.2595 | 0.08181 | 721.3887 | 0 | 721.3887 | 0 |  |  | 721.1238 | 0.24675 | 715.91 | -0.029963 | 721.3887 | 0 | 721.1238 | 0.19923 | 591.7133 | 0.68537 | 721.3887 | 0 | 721.3887 | 0 | 721.1238 | 0.016707 | 721.3887 | 0.16702 | 721.3887 | 0.26883 | 721.3887 | 10.539 | 881.9493 | 0.018047 | 721.1238 | 0.87925 | 721.1238 | -0.013467 | 721.3887 | 0.0048253 | 881.3653 | 0 | 721.1238 | 0.0051773 | 885.1854 | 5.2339 | 881.9493 | 2.6442 | 721.1238 | 0 | 985.9075 | 0.22649 |  |  | 1213.1735 | 0.42814 | 1029.6155 | 0.012474 | 1131.7119 | 0 | 1130.9585 | 0 | 1130.9517 | 0.0035705 | 721.124 | 0.58924 | 721.3887 | 0.37665 | 721.1238 | 1.1065 | 721.1238 | 0.534 | 721.3887 | #REF! | 721.1238 | 0.73141 | 717.6203 | 0.21234
| 357.3609 | 0 | 357.3608 | 0.012522 | 357.3609 | 0.032332 | 357.3609 | 0.013857 | 357.3609 | 0.0052171 | 357.3609 | 0.88339 | 589.3774 | 0 | 721.3586 | 0.043544 | 357.3609 | 0.05623 | 589.3774 | 0 | 721.3586 | -0.017282 | 721.3586 | 0.0037815 | 713.3325 | 0.0061495 | 721.3586 | 0.041447 | 721.3586 | 0 |  |  | 718.0733 | 0.014321 | 721.3586 | 0.031283 | 721.6232 | 0 | 721.6232 | 0.021697 | 721.6232 | 0.0031306 | 589.3774 | 0.085362 | 721.6232 | 0.0053263 | 721.6232 | 0.0053759 |  |  | 721.3586 | 0.24959 | 716.15 | 0.0078116 | 721.6232 | 0.0074398 | 721.3586 | 0.20176 | 591.8325 | 0.69741 | 721.6232 | 0.020761 | 721.6232 | 0.013653 | 721.3586 | 0.053742 | 721.6232 | 0.16789 | 721.6232 | 0.26324 | 721.6232 | 10.6264 | 882.1168 | 0.032303 | 721.3586 | 0.89881 | 721.3586 | 0.004979 | 721.6232 | 0.0045871 | 881.5332 | 0 | 721.3586 | 0.027663 | 885.3549 | 5.2285 | 882.1168 | 2.6543 | 721.3586 | 0 | 986.0042 | 0.22636 |  |  | 1213.2455 | 0.42754 | 1029.6284 | 0.012464 | 1131.7747 | 0 | 1131.0211 | 0 | 1131.0144 | 0.0035489 | 721.359 | 0.58607 | 721.6232 | 0.37617 | 721.3586 | 1.1011 | 721.3586 | 0.53492 | 721.6232 | #REF! | 721.3586 | 0.75123 | 717.8539 | 0.2131
| 357.4393 | 0 | 357.4393 | 0.041154 | 357.4393 | 0.031876 | 357.4393 | -0.0085321 | 357.4393 | 0.0016238 | 357.4393 | 0.86669 | 589.4954 | 0.02561 | 721.5934 | -0.0064533 | 357.4393 | 0.00158 | 589.4954 | 0.014535 | 721.5934 | -0.071204 | 721.5934 | -0.018433 | 713.5649 | -0.016285 | 721.5934 | -0.040984 | 721.5934 | 0 |  |  | 718.3053 | -0.010882 | 721.5934 | -0.086493 | 721.8577 | 0 | 721.8577 | 0 | 721.8577 | -0.0043912 | 589.4954 | 0.083586 | 721.8577 | 0 | 721.8577 | 0 |  |  | 721.5934 | 0.24081 | 716.38 | 0.0036143 | 721.8577 | 0 | 721.5934 | 0.19486 | 591.9516 | 0.73972 | 721.8577 | 0 | 721.8577 | 0 | 721.5934 | -0.0027692 | 721.8577 | 0.15393 | 721.8577 | 0.24936 | 721.8577 | 10.6496 | 882.2843 | 0.018688 | 721.5934 | 0.9104 | 721.5934 | -0.010397 | 721.8577 | -0.0042152 | 881.7011 | 0 | 721.5934 | -0.012992 | 885.5243 | 5.2158 | 882.2843 | 2.6778 | 721.5934 | 0 | 986.101 | 0.2267 |  |  | 1213.3176 | 0.42694 | 1029.6414 | 0.012453 | 1131.8374 | 0 | 1131.0837 | 0 | 1131.077 | 0.0035353 | 721.593 | 0.57196 | 721.8577 | 0.37 | 721.5934 | 1.0783 | 721.5934 | 0.52692 | 721.8577 | #REF! | 721.5934 | 0.71288 | 718.0875 | 0.21219
| 357.5177 | 0 | 357.5177 | 0.0467 | 357.5177 | 0.032474 | 357.5177 | 0.0085632 | 357.5177 | 0.0054877 | 357.5177 | 0.86118 | 589.6133 | 0 | 721.8282 | -0.045657 | 357.5177 | 0.03412 | 589.6133 | 0 | 721.8282 | -0.011903 | 721.8282 | 0.0051599 | 713.7974 | 0.013934 | 721.8282 | 0.020532 | 721.8282 | 0 |  |  | 718.5373 | 0.010311 | 721.8282 | 0.037591 | 722.0923 | 0.020198 | 722.0923 | 0.017367 | 722.0923 | 0.0012152 | 589.6133 | 0.069272 | 722.0923 | 0.0011277 | 722.0923 | 0.00092051 |  |  | 721.8282 | 0.24277 | 716.62 | -0.012475 | 722.0923 | 0.0058809 | 721.8282 | 0.19958 | 592.0708 | 0.74688 | 722.0923 | 0.019595 | 722.0923 | 0.010347 | 721.8282 | 0.022939 | 722.0923 | 0.15205 | 722.0923 | 0.24306 | 722.0923 | 10.7039 | 882.4518 | 0.027711 | 721.8282 | 0.94672 | 721.8282 | 0.0063789 | 722.0923 | 0.0084959 | 881.8689 | 0 | 721.8282 | 0.028371 | 885.6937 | 5.2023 | 882.4518 | 2.7007 | 721.8282 | 0.0054338 | 986.1978 | 0.22713 |  |  | 1213.3897 | 0.42633 | 1029.6544 | 0.012441 | 1131.9001 | 0 | 1131.1465 | 0 | 1131.1398 | 0.0035285 | 721.828 | 0.5753 | 722.0923 | 0.36545 | 721.8282 | 1.0785 | 721.8282 | 0.52869 | 722.0923 | #REF! | 721.8282 | 0.73141 | 718.3211 | 0.21169
| 357.5962 | 0 | 357.5962 | -0.023371 | 357.5962 | 0.031448 | 357.5962 | -0.010245 | 357.5962 | 0.0031874 | 357.5962 | 0.84546 | 589.7312 | 0.014695 | 722.063 | -0.14046 | 357.5962 | -0.01882 | 589.7312 | 0.029876 | 722.063 | -0.079629 | 722.063 | -0.013645 | 714.0298 | -0.016474 | 722.063 | -0.041158 | 722.063 | 0 |  |  | 718.7692 | -0.022905 | 722.063 | -0.039211 | 722.3268 | 0 | 722.3268 | 0 | 722.3268 | -0.0044071 | 589.7312 | 0.078884 | 722.3268 | 0 | 722.3268 | 0 |  |  | 722.063 | 0.24118 | 716.85 | -0.010726 | 722.3268 | 0 | 722.063 | 0.16397 | 592.1899 | 0.76966 | 722.3268 | 0 | 722.3268 | 0 | 722.063 | 0.016564 | 722.3268 | 0.14489 | 722.3268 | 0.23341 | 722.3268 | 10.7347 | 882.6193 | 0.015751 | 722.063 | 0.92741 | 722.063 | 0.0044095 | 722.3268 | 0.0048722 | 882.0368 | 0 | 722.063 | 0.00032592 | 885.8631 | 5.1913 | 882.6193 | 2.7325 | 722.063 | 0 | 986.2944 | 0.2278 |  |  | 1213.4618 | 0.42571 | 1029.6674 | 0.012428 | 1131.9629 | 0 | 1131.2091 | 0 | 1131.2024 | 0.0035307 | 722.063 | 0.57095 | 722.3268 | 0.33958 | 722.063 | 1.0565 | 722.063 | 0.52161 | 722.3268 | #REF! | 722.063 | 0.71842 | 718.5547 | 0.21083
| 357.6746 | 0 | 357.6746 | -0.024845 | 357.6746 | 0.032161 | 357.6746 | 0.01012 | 357.6746 | 0.0056982 | 357.6746 | 0.84465 | 589.8491 | 0 | 722.2978 | 0.056854 | 357.6746 | 0.02974 | 589.8491 | 0 | 722.2978 | -0.023974 | 722.2979 | 0.016308 | 714.2622 | 0.014204 | 722.2978 | 0.031868 | 722.2979 | 0 |  |  | 719.0012 | 0.0080563 | 722.2979 | 0.05603 | 722.5614 | 0.024877 | 722.5614 | 0.019672 | 722.5614 | 0.0037739 | 589.8491 | 0.09393 | 722.5614 | 0.0077243 | 722.5614 | 0.0037158 |  |  | 722.2978 | 0.24792 | 717.09 | 0.02565 | 722.5614 | 0.0049473 | 722.2979 | 0.20024 | 592.3091 | 0.77291 | 722.5614 | 0.021868 | 722.5614 | 0.01216 | 722.2979 | 0.04049 | 722.5614 | 0.14747 | 722.5614 | 0.23076 | 722.5614 | 10.8004 | 882.7868 | 0.02328 | 722.2978 | 0.97988 | 722.2978 | 0.013335 | 722.5614 | 0.0073363 | 882.2047 | 0 | 722.2978 | 0.031264 | 886.0325 | 5.1852 | 882.7868 | 2.757 | 722.2979 | 0 | 986.3913 | 0.22849 |  |  | 1213.5339 | 0.4251 | 1029.6803 | 0.012415 | 1132.0258 | 0 | 1131.2719 | 0 | 1131.2651 | 0.0035387 | 722.298 | 0.57003 | 722.5614 | 0.36637 | 722.2979 | 1.0643 | 722.2979 | 0.52427 | 722.5614 | #REF! | 722.2979 | 0.72481 | 718.7883 | 0.21182
| 357.7531 | 0 | 357.7531 | 0.01547 | 357.7531 | 0.031248 | 357.7531 | -0.0074422 | 357.7531 | 0.0049465 | 357.7531 | 0.83417 | 589.967 | 0.017856 | 722.5327 | -0.059701 | 357.7531 | -0.02676 | 589.967 | 0.024288 | 722.5327 | -0.072951 | 722.5327 | -0.02008 | 714.4947 | -0.01977 | 722.5327 | -0.048144 | 722.5327 | 0 |  |  | 719.2332 | -0.0091772 | 722.5327 | -0.062364 | 722.796 | 0 | 722.796 | 0 | 722.796 | -0.0050383 | 589.967 | 0.093616 | 722.796 | 0 | 722.796 | 0 |  |  | 722.5327 | 0.22551 | 717.32 | -0.017722 | 722.796 | 0 | 722.5327 | 0.18325 | 592.4282 | 0.78398 | 722.796 | 0 | 722.796 | 0 | 722.5327 | -0.0012908 | 722.796 | 0.13142 | 722.796 | 0.21831 | 722.796 | 10.8608 | 882.9543 | 0.028566 | 722.5327 | 0.94703 | 722.5327 | 0.014034 | 722.796 | 0.0072374 | 882.3725 | 0 | 722.5327 | -0.016077 | 886.2019 | 5.1711 | 882.9543 | 2.7803 | 722.5327 | 0 | 986.4881 | 0.22875 |  |  | 1213.6061 | 0.42448 | 1029.6934 | 0.012402 | 1132.0885 | 0 | 1131.3346 | 0 | 1131.3278 | 0.0035535 | 722.533 | 0.5639 | 722.796 | 0.35466 | 722.5327 | 1.0435 | 722.5327 | 0.51896 | 722.796 | #REF! | 722.5327 | 0.70116 | 719.0219 | 0.21131
| 357.8315 | 0 | 357.8315 | 0.017132 | 357.8315 | 0.032218 | 357.8315 | 0.011303 | 357.8315 | 0.0066304 | 357.8315 | 0.83533 | 590.085 | 0 | 722.7675 | 0.0064781 | 357.8315 | 0.01269 | 590.085 | 0 | 722.7675 | -0.0045519 | 722.7675 | 0.013699 | 714.7272 | 0.018101 | 722.7675 | 0.02498 | 722.7675 | 0 |  |  | 719.4653 | 0.021197 | 722.7675 | 0.033054 | 723.0306 | 0.016167 | 723.0306 | 0.01901 | 723.0306 | 0.0020616 | 590.085 | 0.094243 | 723.0306 | 0.0081602 | 723.0306 | 0.0033761 |  |  | 722.7675 | 0.23634 | 717.56 | -0.015623 | 723.0306 | 0.0052369 | 722.7675 | 0.19288 | 592.5474 | 0.79179 | 723.0306 | 0.027455 | 723.0306 | 0.015976 | 722.7675 | 0.030265 | 723.0306 | 0.13576 | 723.0306 | 0.21284 | 723.0306 | 10.8943 | 883.1218 | 0.024027 | 722.7675 | 0.99896 | 722.7675 | 0.011686 | 723.0306 | 0.0076441 | 882.5404 | 0 | 722.7675 | 0.0068942 | 886.3713 | 5.1508 | 883.1218 | 2.7902 | 722.7675 | 0.0018107 | 986.585 | 0.22872 |  |  | 1213.6782 | 0.42385 | 1029.7063 | 0.012388 | 1132.1512 | 0 | 1131.3972 | 0 | 1131.3905 | 0.0035739 | 722.768 | 0.56227 | 723.0306 | 0.36131 | 722.7675 | 1.0461 | 722.7675 | 0.51807 | 723.0306 | #REF! | 722.7675 | 0.71735 | 719.2556 | 0.2117
| 357.91 | 0 | 357.91 | -0.024503 | 357.91 | 0.031419 | 357.91 | -0.0123 | 357.91 | 0.0018192 | 357.91 | 0.81796 | 590.2029 | 0.024242 | 723.0024 | -0.090836 | 357.91 | -0.04899 | 590.2029 | 0.01789 | 723.0024 | -0.16029 | 723.0024 | -0.014796 | 714.9596 | -0.0087903 | 723.0024 | -0.051394 | 723.0024 | 0 |  |  | 719.6973 | -0.013963 | 723.0024 | -0.040118 | 723.2652 | 0 | 723.2652 | 0 | 723.2652 | -0.0080968 | 590.2029 | 0.098423 | 723.2652 | 0 | 723.2651 | 0 |  |  | 723.0024 | 0.22116 | 717.79 | 0.0043138 | 723.2652 | 0 | 723.0024 | 0.18451 | 592.6666 | 0.79146 | 723.2652 | 0 | 723.2651 | 0 | 723.0024 | 0.0017729 | 723.2652 | 0.1223 | 723.2652 | 0.20258 | 723.2652 | 10.9457 | 883.2893 | 0.016339 | 723.0024 | 0.99646 | 723.0024 | -0.0087694 | 723.2651 | 0.0016136 | 882.7083 | 0 | 723.0024 | -0.00087346 | 886.5408 | 5.1343 | 883.2893 | 2.801 | 723.0024 | 0 | 986.6818 | 0.2287 |  |  | 1213.7504 | 0.42323 | 1029.7194 | 0.012374 | 1132.2141 | 0 | 1131.46 | 0 | 1131.4533 | 0.0035955 | 723.002 | 0.5595 | 723.2652 | 0.34861 | 723.0024 | 1.0361 | 723.0024 | 0.51011 | 723.2651 | #REF! | 723.0024 | 0.69093 | 719.4892 | 0.21124
| 357.9884 | 0 | 357.9884 | 0.0069555 | 357.9884 | 0.03199 | 357.9884 | 0.0089369 | 357.9884 | 0.0055178 | 357.9884 | 0.82294 | 590.3209 | 0 | 723.2373 | 0.018896 | 357.9884 | -0.01218 | 590.3209 | 0 | 723.2373 | -0.010803 | 723.2373 | 0.0037335 | 715.1921 | 0.0033227 | 723.2373 | 0.022833 | 723.2373 | 0 |  |  | 719.9293 | 0.010851 | 723.2373 | 0.018647 | 723.4998 | 0.023797 | 723.4998 | 0.012947 | 723.4998 | 0.0044631 | 590.3209 | 0.092467 | 723.4998 | 0.0071886 | 723.4998 | 0.0021223 |  |  | 723.2373 | 0.23801 | 718.03 | 0.005713 | 723.4998 | 0.0058435 | 723.2373 | 0.19136 | 592.7857 | 0.79927 | 723.4998 | 0.018021 | 723.4998 | 0.011336 | 723.2373 | 0.042331 | 723.4998 | 0.12699 | 723.4998 | 0.20367 | 723.4998 | 11.0035 | 883.4568 | 0.029634 | 723.2373 | 1.0291 | 723.2373 | -0.00035669 | 723.4998 | 0.0095393 | 882.8762 | 0 | 723.2373 | 0.023659 | 886.7102 | 5.1217 | 883.4568 | 2.8085 | 723.2373 | 0 | 986.7787 | 0.22878 |  |  | 1213.8225 | 0.42259 | 1029.7323 | 0.012359 | 1132.2769 | 0 | 1131.5227 | 0 | 1131.516 | 0.0036171 | 723.237 | 0.55498 | 723.4998 | 0.35334 | 723.2373 | 1.039 | 723.2373 | 0.51011 | 723.4998 | #REF! | 723.2373 | 0.70329 | 719.7229 | 0.21109
| 358.0669 | 0 | 358.0669 | -0.010875 | 358.0669 | 0.031277 | 358.0669 | -0.0057918 | 358.0669 | 0.0045105 | 358.0669 | 0.80657 | 590.4388 | 0.010128 | 723.4722 | -0.037975 | 358.0669 | -0.0443 | 590.4388 | 0.035464 | 723.4722 | -0.10893 | 723.4722 | -0.015206 | 715.4246 | -0.0053302 | 723.4722 | -0.040461 | 723.4722 | 0 |  |  | 720.1613 | 0.0057149 | 723.4722 | -0.044351 | 723.7344 | 0 | 723.7344 | 0 | 723.7344 | -0.0040194 | 590.4388 | 0.084213 | 723.7344 | 0 | 723.7344 | 0 |  |  | 723.4722 | 0.23042 | 718.26 | 0.016206 | 723.7344 | 0 | 723.4722 | 0.18172 | 592.9049 | 0.77617 | 723.7344 | 0 | 723.7344 | 0 | 723.4722 | 0.0015459 | 723.7344 | 0.1175 | 723.7344 | 0.19187 | 723.7344 | 11.0408 | 883.6243 | 0.02659 | 723.4722 | 1.0269 | 723.4722 | 0.010445 | 723.7344 | -0.00067525 | 883.044 | 0 | 723.4722 | -0.017381 | 886.8796 | 5.1019 | 883.6243 | 2.8234 | 723.4722 | 0 | 986.8756 | 0.22895 |  |  | 1213.8946 | 0.42196 | 1029.7452 | 0.012344 | 1132.3397 | 0 | 1131.5855 | 0 | 1131.5786 | 0.0036364 | 723.472 | 0.54922 | 723.7344 | 0.34424 | 723.4722 | 1.0139 | 723.4722 | 0.50569 | 723.7344 | #REF! | 723.4722 | 0.66664 | 719.9566 | 0.20992
| 358.1454 | 0 | 358.1454 | 0.036571 | 358.1454 | 0.032275 | 358.1454 | 0.0071931 | 358.1454 | 0.0049615 | 358.1454 | 0.80005 | 590.5568 | 0 | 723.707 | -0.04603 | 358.1454 | 0.02095 | 590.5568 | 0 | 723.707 | 0.050053 | 723.707 | 0.0022883 | 715.6571 | 0.0042937 | 723.707 | 0.020629 | 723.707 | 0 |  |  | 720.3934 | 0.0086524 | 723.707 | 0.021826 | 723.969 | 0 | 723.969 | 0.0087602 | 723.969 | 0.0037165 | 590.5568 | 0.060704 | 723.969 | 0.0034755 | 723.969 | 0.0038578 |  |  | 723.707 | 0.23238 | 718.5 | 0.0099102 | 723.969 | 0.0046526 | 723.707 | 0.18096 | 593.024 | 0.79407 | 723.969 | 0.011358 | 723.969 | 0.016254 | 723.707 | 0.039018 | 723.969 | 0.11881 | 723.969 | 0.18672 | 723.969 | 11.0808 | 883.7918 | 0.028886 | 723.707 | 1.065 | 723.707 | 0.015452 | 723.969 | 0.0077627 | 883.2119 | 0 | 723.707 | 0.021275 | 887.0491 | 5.0837 | 883.7918 | 2.8333 | 723.707 | 0 | 986.9725 | 0.22954 |  |  | 1213.9668 | 0.42132 | 1029.7583 | 0.012328 | 1132.4025 | 0 | 1131.6482 | 0 | 1131.6414 | 0.0036523 | 723.707 | 0.54775 | 723.969 | 0.3398 | 723.707 | 1.0247 | 723.707 | 0.50392 | 723.969 | #REF! | 723.707 | 0.68795 | 720.1902 | 0.21021
| 358.2238 | 0 | 358.2238 | 0.017547 | 358.2238 | 0.031904 | 358.2238 | -0.0094662 | 358.2238 | 0.0022252 | 358.2238 | 0.7925 | 590.6748 | 0 | 723.9419 | -0.12363 | 358.2238 | 0.01081 | 590.6748 | 0.030521 | 723.9419 | -0.10712 | 723.9419 | -0.019139 | 715.8896 | -0.014013 | 723.9419 | -0.045374 | 723.9419 | 0 |  |  | 720.6254 | -0.0069003 | 723.9419 | -0.064235 | 724.2037 | 0 | 724.2037 | 0 | 724.2037 | -0.0071725 | 590.6748 | 0.069899 | 724.2037 | 0 | 724.2037 | 0 |  |  | 723.9419 | 0.22759 | 718.73 | -0.0075784 | 724.2037 | 0 | 723.9419 | 0.17066 | 593.1432 | 0.76738 | 724.2037 | 0 | 724.2037 | 0 | 723.9419 | -0.0062404 | 724.2037 | 0.10727 | 724.2037 | 0.18102 | 724.2037 | 11.1754 | 883.9593 | 0.021945 | 723.9419 | 1.045 | 723.9419 | -0.0085636 | 724.2037 | 0.0020282 | 883.3798 | 0 | 723.9419 | -0.0047161 | 887.2185 | 5.071 | 883.9593 | 2.8508 | 723.9419 | 0 | 987.0695 | 0.23078 |  |  | 1214.0391 | 0.42067 | 1029.7712 | 0.012312 | 1132.4653 | 0 | 1131.7109 | 0 | 1131.7041 | 0.0036626 | 723.942 | 0.54328 | 724.2037 | 0.33345 | 723.9419 | 1.0009 | 723.9419 | 0.4995 | 724.2037 | #REF! | 723.9419 | 0.66622 | 720.4239 | 0.21017
| 358.3023 | 0 | 358.3023 | -0.028875 | 358.3023 | 0.032788 | 358.3023 | 0.010649 | 358.3023 | 0.0044503 | 358.3023 | 0.78648 | 590.7928 | 0 | 724.1769 | 0.049549 | 358.3023 | 0.08105 | 590.7928 | 0 | 724.1769 | -0.05257 | 724.1768 | 0.0051131 | 716.1221 | 0.0060233 | 724.1769 | 0.02418 | 724.1768 | 0 |  |  | 720.8575 | 0.016636 | 724.1768 | 0.016729 | 724.4383 | 0.034352 | 724.4383 | 0.016163 | 724.4383 | 0.0039838 | 590.7928 | 0.079407 | 724.4383 | 0.0080555 | 724.4383 | 0.0033905 |  |  | 724.1769 | 0.22906 | 718.97 | 0.0011659 | 724.4383 | 0.0062895 | 724.1768 | 0.18751 | 593.2624 | 0.80611 | 724.4383 | 0.020192 | 724.4383 | 0.011148 | 724.1768 | 0.053005 | 724.4383 | 0.11353 | 724.4383 | 0.18006 | 724.4383 | 11.1882 | 884.1268 | 0.026163 | 724.1769 | 1.094 | 724.1769 | 0.012971 | 724.4383 | 0.009307 | 883.5477 | 0 | 724.1769 | 0.032307 | 887.388 | 5.0591 | 884.1268 | 2.8616 | 724.1768 | 0 | 987.1664 | 0.2314 |  |  | 1214.1112 | 0.42002 | 1029.7842 | 0.012296 | 1132.5282 | 0 | 1131.7737 | 0 | 1131.7668 | 0.003666 | 724.177 | 0.54458 | 724.4383 | 0.34648 | 724.1768 | 1.0092 | 724.1768 | 0.50038 | 724.4383 | #REF! | 724.1768 | 0.6773 | 720.6576 | 0.21089
| 358.3808 | 0 | 358.3808 | 0.025363 | 358.3808 | 0.032389 | 358.3808 | -0.0085632 | 358.3808 | 0.0017591 | 358.3808 | 0.77527 | 590.9108 | 0.011182 | 724.4118 | -0.051031 | 358.3808 | 0.04797 | 590.9108 | 0.020871 | 724.4118 | -0.12381 | 724.4118 | -0.020223 | 716.3547 | -0.012249 | 724.4118 | -0.042877 | 724.4118 | 0 |  |  | 721.0896 | -0.0078624 | 724.4118 | -0.066791 | 724.673 | 0 | 724.673 | 0 | 724.673 | -0.006955 | 590.9108 | 0.080661 | 724.673 | 0 | 724.673 | 0 |  |  | 724.4118 | 0.21605 | 719.2 | -0.0016322 | 724.673 | 0 | 724.4118 | 0.17701 | 593.3815 | 0.77161 | 724.673 | 0 | 724.673 | 0 | 724.4118 | -0.0047944 | 724.673 | 0.10073 | 724.673 | 0.16733 | 724.673 | 11.2254 | 884.2943 | 0.020396 | 724.4118 | 1.0851 | 724.4118 | 0.00046952 | 724.673 | 0.0049381 | 883.7156 | 0 | 724.4118 | -0.016662 | 887.5574 | 5.0422 | 884.2943 | 2.8848 | 724.4118 | 0 | 987.2634 | 0.23098 |  |  | 1214.1835 | 0.41937 | 1029.7972 | 0.012279 | 1132.5909 | 0 | 1131.8364 | 0 | 1131.8296 | 0.0036637 | 724.412 | 0.53885 | 724.673 | 0.34024 | 724.4118 | 0.98192 | 724.4118 | 0.49415 | 724.673 | #REF! | 724.4118 | 0.65088 | 720.8913 | 0.20994
| 358.4592 | 0 | 358.4592 | 0.0086504 | 358.4592 | 0.033159 | 358.4592 | 0.014947 | 358.4592 | 0.0068258 | 358.4592 | 0.77728 | 591.0287 | 0 | 724.6467 | 0.037416 | 358.4592 | 0.07725 | 591.0287 | 0 | 724.6467 | 0.047576 | 724.6467 | 0.0063393 | 716.5872 | 0.0080987 | 724.6467 | 0.024911 | 724.6467 | 0 |  |  | 721.3217 | 0.006409 | 724.6467 | 0.032207 | 724.9076 | 0.036574 | 724.9076 | 0.017355 | 724.9076 | 0.0030394 | 591.0287 | 0.093094 | 724.9076 | 0.0071985 | 724.9076 | 0.0024231 |  |  | 724.6467 | 0.23168 | 719.44 | -0.021918 | 724.9076 | 0.0043966 | 724.6467 | 0.17975 | 593.5007 | 0.82303 | 724.9076 | 0.023052 | 724.9076 | 0.0085032 | 724.6467 | 0.041595 | 724.9076 | 0.10604 | 724.9076 | 0.16653 | 724.9076 | 11.2902 | 884.4618 | 0.020717 | 724.6467 | 1.126 | 724.6467 | 0.0090716 | 724.9076 | 0.0087165 | 883.8835 | 0 | 724.6467 | 0.02334 | 887.7269 | 5.0151 | 884.4618 | 2.9008 | 724.6467 | 0 | 987.3604 | 0.23123 |  |  | 1214.2556 | 0.41872 | 1029.8102 | 0.012262 | 1132.6538 | 0 | 1131.8992 | 0 | 1131.8925 | 0.0036557 | 724.647 | 0.534 | 724.9076 | 0.34116 | 724.6467 | 0.99178 | 724.6467 | 0.49238 | 724.9076 | #REF! | 724.6467 | 0.66537 | 721.125 | 0.20961
| 358.5377 | 0 | 358.5377 | -0.031763 | 358.5377 | 0.032503 | 358.5377 | -0.0061655 | 358.5377 | 0.0017591 | 358.5377 | 0.76056 | 591.1467 | 0 | 724.8816 | -0.046023 | 358.5377 | 0.03213 | 591.1467 | 0.019753 | 724.8816 | -0.080793 | 724.8816 | -0.019708 | 716.8197 | -0.01717 | 724.8816 | -0.04216 | 724.8816 | 0 |  |  | 721.5538 | -0.023869 | 724.8816 | -0.03319 | 725.1423 | 0 | 725.1423 | 0 | 725.1423 | -0.0075379 | 591.1467 | 0.089228 | 725.1423 | 0 | 725.1423 | 0 |  |  | 724.8816 | 0.22312 | 719.67 | -0.0058295 | 725.1423 | 0 | 724.8816 | 0.1768 | 593.6199 | 0.79895 | 725.1423 | 0 | 725.1423 | 0 | 724.8816 | -0.0068176 | 725.1423 | 0.093844 | 725.1423 | 0.15568 | 725.1423 | 11.3373 | 884.6294 | 0.02077 | 724.8816 | 1.134 | 724.8816 | 0.0062877 | 725.1423 | 0.0010634 | 884.0514 | 0 | 724.8816 | -0.014402 | 887.8963 | 4.9919 | 884.6294 | 2.9249 | 724.8816 | 0 | 987.4575 | 0.23239 |  |  | 1214.3279 | 0.41806 | 1029.8232 | 0.012245 | 1132.7167 | 0 | 1131.9619 | 0 | 1131.9552 | 0.003641 | 724.882 | 0.53434 | 725.1423 | 0.33741 | 724.8816 | 0.9757 | 724.8816 | 0.49061 | 725.1423 | #REF! | 724.8816 | 0.64832 | 721.3588 | 0.20911
| 358.6162 | 0 | 358.6162 | -0.02129 | 358.6162 | 0.03333 | 358.6162 | 0.0094351 | 358.6162 | 0.004315 | 358.6162 | 0.76117 | 591.2648 | 0 | 725.1166 | -0.029786 | 358.6162 | 0.09076 | 591.2648 | 0 | 725.1166 | 0.023673 | 725.1166 | 0.0037717 | 717.0523 | 0.0053359 | 725.1166 | 0.033854 | 725.1166 | 0 |  |  | 721.7859 | 0.019699 | 725.1166 | 0.013148 | 725.377 | 0.023067 | 725.377 | 0.0062703 | 725.377 | 0.0022695 | 591.2648 | 0.072302 | 725.377 | 0.0074078 | 725.3769 | 0.001579 |  |  | 725.1166 | 0.22689 | 719.91 | -0.0065291 | 725.377 | 0.00092379 | 725.1166 | 0.17919 | 593.7391 | 0.85069 | 725.377 | 0.0145 | 725.3769 | 0.016526 | 725.1166 | 0.039018 | 725.377 | 0.099316 | 725.377 | 0.15586 | 725.377 | 11.3973 | 884.7969 | 0.027338 | 725.1166 | 1.1816 | 725.1166 | 0.010216 | 725.377 | 0.0096426 | 884.2193 | 0 | 725.1166 | 0.019876 | 888.0658 | 4.976 | 884.7969 | 2.9383 | 725.1166 | 0 | 987.5545 | 0.23329 |  |  | 1214.4 | 0.4174 | 1029.8362 | 0.012228 | 1132.7795 | 0 | 1132.0247 | 0 | 1132.0179 | 0.0036228 | 725.117 | 0.5315 | 725.377 | 0.33492 | 725.1166 | 0.97661 | 725.1166 | 0.4853 | 725.377 | #REF! | 725.1166 | 0.6724 | 721.5925 | 0.21029
| 358.6947 | 0 | 358.6947 | 0.079656 | 358.6947 | 0.032674 | 358.6947 | -0.0081272 | 358.6947 | 0.0035031 | 358.6947 | 0.74267 | 591.3828 | 0.038904 | 725.3515 | -0.035022 | 358.6947 | 0.04799 | 591.3828 | 0.044706 | 725.3515 | -0.093375 | 725.3515 | -0.023431 | 717.2849 | -0.013598 | 725.3515 | -0.043881 | 725.3515 | 0 |  |  | 722.018 | -0.015366 | 725.3515 | -0.054281 | 725.6117 | 0 | 725.6117 | 0 | 725.6117 | -0.0065674 | 591.3828 | 0.092467 | 725.6117 | 0 | 725.6117 | 0 |  |  | 725.3515 | 0.21413 | 720.14 | -0.013175 | 725.6117 | 0 | 725.3515 | 0.17731 | 593.8583 | 0.83084 | 725.6117 | 0 | 725.6117 | 0 | 725.3515 | 0.0057753 | 725.6117 | 0.088188 | 725.6117 | 0.14956 | 725.6117 | 11.4492 | 884.9644 | 0.035881 | 725.3515 | 1.1677 | 725.3515 | -0.0047268 | 725.6117 | 2.6503e-05 | 884.3873 | 0 | 725.3515 | -0.023222 | 888.2353 | 4.9542 | 884.9644 | 2.9527 | 725.3515 | 0 | 987.6516 | 0.23369 |  |  | 1214.4723 | 0.41673 | 1029.8492 | 0.01221 | 1132.8424 | 0 | 1132.0875 | 0 | 1132.0807 | 0.0036001 | 725.352 | 0.5234 | 725.6117 | 0.33382 | 725.3515 | 0.95443 | 725.3515 | 0.48088 | 725.6117 | #REF! | 725.3515 | 0.63234 | 721.8262 | 0.2091
| 358.7731 | 0 | 358.7732 | 0.034918 | 358.7731 | 0.03313 | 358.7731 | 0.0077847 | 358.7731 | 0.0062244 | 358.7731 | 0.74314 | 591.5008 | 0 | 725.5865 | -0.041992 | 358.7731 | 0.08646 | 591.5008 | 0 | 725.5865 | 0.012879 | 725.5865 | 0.00058421 | 717.5174 | 0.0033346 | 725.5865 | 0.02851 | 725.5865 | 0 |  |  | 722.2501 | 0.015432 | 725.5865 | -0.0080968 | 725.8464 | 0.0090195 | 725.8464 | 0.009492 | 725.8464 | 0.00076392 | 591.5008 | 0.10041 | 725.8464 | 0 | 725.8464 | 0.0010218 |  |  | 725.5865 | 0.22371 | 720.37 | 0.019353 | 725.8464 | 0 | 725.5865 | 0.17482 | 593.9775 | 0.85688 | 725.8464 | 0.015239 | 725.8464 | 0.011061 | 725.5865 | 0.016496 | 725.8464 | 0.086207 | 725.8464 | 0.14471 | 725.8464 | 11.5286 | 885.1319 | 0.033959 | 725.5865 | 1.2092 | 725.5865 | 0.00053674 | 725.8464 | 0.010278 | 884.5552 | 0 | 725.5865 | 0.021308 | 888.4047 | 4.9273 | 885.1319 | 2.9563 | 725.5865 | 0 | 987.7487 | 0.23362 |  |  | 1214.5446 | 0.41607 | 1029.8622 | 0.012193 | 1132.9053 | 0 | 1132.1503 | 0 | 1132.1436 | 0.0035773 | 725.586 | 0.52306 | 725.8464 | 0.33081 | 725.5865 | 0.96247 | 725.5865 | 0.47823 | 725.8464 | #REF! | 725.5865 | 0.65557 | 722.06 | 0.20996
| 358.8516 | 0 | 358.8516 | -0.042804 | 358.8516 | 0.032702 | 358.8516 | -0.010151 | 358.8516 | 0.0038489 | 358.8516 | 0.72816 | 591.6188 | 0 | 725.8215 | -0.086474 | 358.8516 | 0.05304 | 591.6188 | 0.039118 | 725.8215 | -0.088058 | 725.8215 | -0.018779 | 717.75 | -0.005201 | 725.8215 | -0.034871 | 725.8215 | 0 |  |  | 722.4822 | -0.011257 | 725.8215 | -0.006011 | 726.0811 | 0 | 726.0811 | 0 | 726.0811 | -0.0062099 | 591.6188 | 0.084422 | 726.0811 | 0 | 726.0811 | 0 |  |  | 725.8215 | 0.21137 | 720.61 | 0.0060627 | 726.0811 | 0 | 725.8215 | 0.16955 | 594.0966 | 0.84581 | 726.0811 | 0 | 726.0811 | 0 | 725.8215 | -0.012122 | 726.0811 | 0.084253 | 726.0811 | 0.13753 | 726.0811 | 11.5625 | 885.2994 | 0.0173 | 725.8215 | 1.2012 | 725.8215 | 0.0053505 | 726.0811 | 0.0013586 | 884.7231 | 0 | 725.8215 | -0.0031185 | 888.5742 | 4.9091 | 885.2994 | 2.9676 | 725.8215 | 0 | 987.8458 | 0.2335 |  |  | 1214.6168 | 0.41539 | 1029.8751 | 0.012175 | 1132.9681 | 0 | 1132.213 | 0 | 1132.2063 | 0.0035535 | 725.821 | 0.51962 | 726.0811 | 0.32061 | 725.8215 | 0.9298 | 725.8215 | 0.47557 | 726.0811 | #REF! | 725.8215 | 0.64491 | 722.2937 | 0.208
| 358.9301 | 0 | 358.9301 | -0.013336 | 358.9301 | 0.033672 | 358.9301 | 0.010867 | 358.9301 | 0.0038189 | 358.9301 | 0.7354 | 591.7369 | 0 | 726.0564 | 0.071918 | 358.9301 | 0.09436 | 591.7369 | 0 | 726.0564 | 0.03979 | 726.0565 | 0.005866 | 717.9826 | 0.01046 | 726.0564 | 0.0245 | 726.0565 | 0 |  |  | 722.7144 | 0.015158 | 726.0565 | -0.0076946 | 726.3158 | 0.017922 | 726.3158 | 0.012218 | 726.3158 | 0.0030167 | 591.7369 | 0.074078 | 726.3158 | 0.0081125 | 726.3158 | 0.0052195 |  |  | 726.0564 | 0.21503 | 720.84 | -0.0030314 | 726.3158 | 0.0048257 | 726.0565 | 0.17777 | 594.2159 | 0.84907 | 726.3158 | 0.021115 | 726.3158 | 0.018891 | 726.0565 | 0.032839 | 726.3158 | 0.089172 | 726.3158 | 0.14025 | 726.3158 | 11.594 | 885.467 | 0.026644 | 726.0564 | 1.2611 | 726.0564 | 0.011038 | 726.3158 | 0.0061067 | 884.891 | 0 | 726.0564 | 0.029249 | 888.7437 | 4.8963 | 885.467 | 2.9736 | 726.0565 | 0 | 987.9429 | 0.23405 |  |  | 1214.6891 | 0.41471 | 1029.8882 | 0.012157 | 1133.031 | 0 | 1132.2759 | 0 | 1132.2692 | 0.0035296 | 726.056 | 0.51614 | 726.3158 | 0.3296 | 726.0565 | 0.95651 | 726.0565 | 0.47203 | 726.3158 | #REF! | 726.0565 | 0.65876 | 722.5275 | 0.20837
| 359.0086 | 0 | 359.0086 | 0.010621 | 359.0086 | 0.032902 | 359.0086 | -0.0096842 | 359.0086 | 0.0011247 | 359.0086 | 0.72716 | 591.8549 | 0.021309 | 726.2914 | -0.042813 | 359.0086 | 0.05728 | 591.8549 | 0.007454 | 726.2914 | -0.16024 | 726.2914 | -0.01292 | 718.2152 | -0.0090851 | 726.2914 | -0.03484 | 726.2914 | 0 |  |  | 722.9465 | -0.010631 | 726.2914 | -0.037197 | 726.5505 | 0 | 726.5505 | 0 | 726.5505 | -0.0047252 | 591.8549 | 0.07972 | 726.5505 | 0 | 726.5505 | 0 |  |  | 726.2914 | 0.20552 | 721.08 | -0.012475 | 726.5505 | 0 | 726.2914 | 0.16742 | 594.335 | 0.85525 | 726.5505 | 0 | 726.5505 | 0 | 726.2914 | -0.0021254 | 726.5505 | 0.075262 | 726.5505 | 0.13029 | 726.5505 | 11.6193 | 885.6345 | 0.019649 | 726.2914 | 1.2476 | 726.2914 | 0.0040198 | 726.5505 | 0.0026379 | 885.0589 | 0 | 726.2914 | -0.014339 | 888.9132 | 4.8714 | 885.6345 | 2.9901 | 726.2914 | 0 | 988.04 | 0.23489 |  |  | 1214.7613 | 0.41404 | 1029.9011 | 0.01214 | 1133.094 | 0 | 1132.3386 | 0 | 1132.3319 | 0.0035069 | 726.291 | 0.5115 | 726.5505 | 0.32064 | 726.2914 | 0.92487 | 726.2914 | 0.46673 | 726.5505 | #REF! | 726.2914 | 0.6121 | 722.7613 | 0.20741
| 359.0871 | 0 | 359.0871 | 0.061621 | 359.0871 | 0.033985 | 359.0871 | 0.010245 | 359.0871 | 0.0042549 | 359.0871 | 0.73644 | 591.9729 | 0 | 726.5264 | -0.00099658 | 359.0871 | 0.1049 | 591.9729 | 0 | 726.5264 | 0.02965 | 726.5264 | 0.0057379 | 718.4478 | 0.020079 | 726.5264 | 0.034574 | 726.5264 | 0 |  |  | 723.1787 | 0.0033501 | 726.5264 | -0.01637 | 726.7853 | 0.039743 | 726.7853 | 0.00868 | 726.7853 | 0.0025935 | 591.9729 | 0.080034 | 726.7853 | 0.0050044 | 726.7853 | 0.003436 |  |  | 726.5264 | 0.21597 | 721.31 | 0.020054 | 726.7853 | 0.0025859 | 726.5264 | 0.17006 | 594.4542 | 0.81945 | 726.7853 | 0.018452 | 726.7853 | 0.014599 | 726.5264 | 0.041595 | 726.7853 | 0.080166 | 726.7853 | 0.1286 | 726.7853 | 11.6129 | 885.8021 | 0.026644 | 726.5264 | 1.299 | 726.5264 | 0.010143 | 726.7853 | 0.0058346 | 885.2269 | 0 | 726.5264 | 0.026076 | 889.0827 | 4.8395 | 885.8021 | 3.001 | 726.5264 | 0 | 988.1371 | 0.23531 |  |  | 1214.8336 | 0.41336 | 1029.9142 | 0.012122 | 1133.1569 | 0 | 1132.4015 | 0 | 1132.3948 | 0.0034853 | 726.526 | 0.50676 | 726.7853 | 0.318 | 726.5264 | 0.92409 | 726.5264 | 0.46496 | 726.7853 | #REF! | 726.5264 | 0.63852 | 722.9951 | 0.20696
| 359.1656 | 0 | 359.1656 | -0.0044662 | 359.1656 | 0.032674 | 359.1656 | -0.0070374 | 359.1656 | 0.0022853 | 359.1656 | 0.72013 | 592.091 | 0.019261 | 726.7615 | -0.01806 | 359.1656 | 0.07253 | 592.091 | 0.023428 | 726.7615 | -0.028126 | 726.7614 | -0.017629 | 718.6804 | -0.011199 | 726.7615 | -0.046612 | 726.7614 | 0 |  |  | 723.4109 | -0.012953 | 726.7614 | -0.053454 | 727.02 | 0 | 727.02 | 0 | 727.02 | -0.0041567 | 592.091 | 0.091318 | 727.02 | 0 | 727.02 | 0 |  |  | 726.7615 | 0.20454 | 721.55 | -0.013874 | 727.02 | 0 | 726.7614 | 0.16351 | 594.5734 | 0.8149 | 727.02 | 0 | 727.02 | 0 | 726.7614 | 0.0043807 | 727.02 | 0.07123 | 727.02 | 0.12064 | 727.02 | 11.6495 | 885.9696 | 0.01164 | 726.7615 | 1.2781 | 726.7615 | -0.0055712 | 727.02 | 8.5703e-05 | 885.3948 | 0 | 726.7615 | -0.029613 | 889.2522 | 4.8095 | 885.9696 | 3.0219 | 726.7614 | 0 | 988.2343 | 0.23511 |  |  | 1214.9059 | 0.41267 | 1029.9271 | 0.012104 | 1133.2197 | 0 | 1132.4644 | 0 | 1132.4575 | 0.0034626 | 726.761 | 0.5052 | 727.02 | 0.31745 | 726.7614 | 0.89751 | 726.7614 | 0.4623 | 727.02 | #REF! | 726.7614 | 0.61636 | 723.2289 | 0.20694
| 359.2441 | 0 | 359.2441 | -0.053598 | 359.2441 | 0.033843 | 359.2441 | 0.0074422 | 359.2441 | 0.0036835 | 359.2441 | 0.71681 | 592.2091 | 0 | 726.9965 | 0.0048592 | 359.2441 | 0.10929 | 592.2091 | 0 | 726.9965 | 0.034618 | 726.9965 | 0.0061632 | 718.9131 | 0.0034248 | 726.9965 | 0.027234 | 726.9965 | 0 |  |  | 723.643 | 0.009311 | 726.9965 | 0.0094242 | 727.2548 | 0.026877 | 727.2548 | 0.0036161 | 727.2548 | 0.0035492 | 592.2091 | 0.076481 | 727.2548 | 0.0027527 | 727.2548 | 0.0019737 |  |  | 726.9965 | 0.20946 | 721.78 | 0.012009 | 727.2548 | 0.0022444 | 726.9965 | 0.1663 | 594.6926 | 0.76575 | 727.2548 | 0.023546 | 727.2548 | 0.012314 | 726.9965 | 0.03606 | 727.2548 | 0.075101 | 727.2548 | 0.11804 | 727.2548 | 11.6983 | 886.1371 | 0.024294 | 726.9965 | 1.3329 | 726.9965 | 0.0054682 | 727.2548 | 0.016648 | 885.5627 | 0 | 726.9965 | 0.0014728 | 889.4216 | 4.7901 | 886.1371 | 3.0402 | 726.9965 | 0 | 988.3315 | 0.23469 |  |  | 1214.9781 | 0.41198 | 1029.9401 | 0.012086 | 1133.2827 | 0 | 1132.5271 | 0 | 1132.5204 | 0.0034421 | 726.996 | 0.50256 | 727.2548 | 0.31708 | 726.9965 | 0.90646 | 726.9965 | 0.46142 | 727.2548 | #REF! | 726.9965 | 0.63383 | 723.4627 | 0.20711
| 359.3226 | 0 | 359.3226 | 0.026638 | 359.3226 | 0.033273 | 359.3226 | -0.012985 | 359.3226 | 0.0020147 | 359.3226 | 0.70459 | 592.3271 | 0.013992 | 727.2315 | -0.067299 | 359.3226 | 0.05669 | 592.3271 | 0.012672 | 727.2315 | -0.086184 | 727.2315 | -0.01811 | 719.1457 | -0.0076206 | 727.2315 | -0.04572 | 727.2315 | 0 |  |  | 723.8752 | -0.016417 | 727.2315 | -0.023364 | 727.4896 | 0 | 727.4896 | 0 | 727.4896 | -0.0078462 | 592.3271 | 0.081496 | 727.4896 | 0 | 727.4896 | 0 |  |  | 727.2315 | 0.20553 | 722.02 | -0.0012825 | 727.4896 | 0 | 727.2315 | 0.15681 | 594.8118 | 0.78138 | 727.4896 | 0 | 727.4896 | 0 | 727.2315 | 0.0040126 | 727.4896 | 0.065029 | 727.4896 | 0.11211 | 727.4896 | 11.7489 | 886.3047 | 0.030702 | 727.2315 | 1.3257 | 727.2315 | -0.0078353 | 727.4896 | 0.0051924 | 885.7307 | 0 | 727.2315 | -0.021739 | 889.5911 | 4.7638 | 886.3047 | 3.0609 | 727.2315 | 0 | 988.4287 | 0.23481 |  |  | 1215.0505 | 0.41129 | 1029.9531 | 0.012068 | 1133.3456 | 0 | 1132.59 | 0 | 1132.5832 | 0.0034216 | 727.231 | 0.49919 | 727.4896 | 0.3078 | 727.2315 | 0.89362 | 727.2315 | 0.45518 | 727.4896 | #REF! | 727.2315 | 0.59612 | 723.6965 | 0.20691
| 359.4011 | 0 | 359.4011 | 0.033896 | 359.4011 | 0.033472 | 359.4011 | 0.0090614 | 359.4011 | 0.0061793 | 359.4011 | 0.69705 | 592.4452 | 0 | 727.4665 | 0.019243 | 359.4011 | 0.06429 | 592.4452 | 0 | 727.4665 | -0.029078 | 727.4665 | 0.0036789 | 719.3784 | 0.00069498 | 727.4665 | 0.02242 | 727.4665 | 0 |  |  | 724.1074 | 0.0042919 | 727.4665 | 0.040873 | 727.7244 | 0.01906 | 727.7244 | 0.011164 | 727.7244 | -0.00035255 | 592.4452 | 0.1002 | 727.7243 | 0.0027946 | 727.7244 | 0 |  |  | 727.4665 | 0.21358 | 722.25 | -0.011776 | 727.7244 | 0.0038092 | 727.4665 | 0.16397 | 594.9311 | 0.7599 | 727.7244 | 0.016287 | 727.7244 | 0.010078 | 727.4665 | 0.040122 | 727.7244 | 0.067974 | 727.7244 | 0.11221 | 727.7244 | 11.7976 | 886.4722 | 0.030488 | 727.4665 | 1.3901 | 727.4665 | 0.0086448 | 727.7244 | 0.012323 | 885.8986 | 0 | 727.4665 | 0.015499 | 889.7607 | 4.7414 | 886.4722 | 3.0789 | 727.4665 | 0.0054302 | 988.5259 | 0.23605 |  |  | 1215.1228 | 0.41059 | 1029.9661 | 0.012051 | 1133.4086 | 0 | 1132.6528 | 0 | 1132.6461 | 0.0034057 | 727.467 | 0.49763 | 727.7243 | 0.31301 | 727.4665 | 0.8957 | 727.4665 | 0.45518 | 727.7244 | #REF! | 727.4665 | 0.6202 | 723.9303 | 0.20751
| 359.4796 | 0 | 359.4796 | -0.013853 | 359.4796 | 0.032702 | 359.4796 | -0.0097153 | 359.4796 | 0.0036835 | 359.4796 | 0.67689 | 592.5633 | 0.017505 | 727.7016 | -0.028843 | 359.4796 | 0.01182 | 592.5633 | 0.038043 | 727.7016 | -0.09457 | 727.7016 | -0.010311 | 719.611 | -0.010913 | 727.7016 | -0.047714 | 727.7016 | 0 |  |  | 724.3396 | -0.019073 | 727.7016 | -0.074136 | 727.9591 | 0 | 727.9591 | 0 | 727.9591 | -0.001863 | 592.5633 | 0.077317 | 727.9591 | 0 | 727.9592 | 0 |  |  | 727.7016 | 0.20111 | 722.49 | -0.015274 | 727.9591 | 0 | 727.7016 | 0.1593 | 595.0503 | 0.79277 | 727.9591 | 0 | 727.9592 | 0 | 727.7016 | -0.00015535 | 727.9591 | 0.063193 | 727.9591 | 0.10822 | 727.9591 | 11.8679 | 886.6398 | 0.015751 | 727.7016 | 1.3856 | 727.7016 | -0.016091 | 727.9592 | 0.0076871 | 886.0666 | 0 | 727.7016 | -0.012151 | 889.9302 | 4.7295 | 886.6398 | 3.0966 | 727.7016 | 0 | 988.6232 | 0.2374 |  |  | 1215.1951 | 0.40989 | 1029.9791 | 0.012033 | 1133.4714 | 0 | 1132.7157 | 0 | 1132.709 | 0.0033932 | 727.702 | 0.48957 | 727.9591 | 0.30831 | 727.7016 | 0.89388 | 727.7016 | 0.44988 | 727.9592 | #REF! | 727.7016 | 0.5908 | 724.1642 | 0.20785
| 359.5581 | 0 | 359.5581 | -0.02912 | 359.5581 | 0.033757 | 359.5581 | 0.010058 | 359.5581 | 0.0020898 | 359.5581 | 0.68001 | 592.6814 | 0 | 727.9366 | -0.0072478 | 359.5581 | 0.06465 | 592.6814 | 0 | 727.9366 | 0.039889 | 727.9366 | 0.0049277 | 719.8437 | 0.0069974 | 727.9366 | 0.025153 | 727.9366 | 0 |  |  | 724.5718 | 0.014447 | 727.9366 | 0.030481 | 728.1939 | 0.018236 | 728.1939 | 0.012863 | 728.1939 | 0.0017949 | 592.6814 | 0.077004 | 728.1939 | 0.0015357 | 728.194 | 0.0016929 |  |  | 727.9366 | 0.20168 | 722.72 | 0.015157 | 728.1939 | 0.0064723 | 727.9366 | 0.16508 | 595.1695 | 0.78951 | 728.1939 | 0.017681 | 728.194 | 0.010096 | 727.9366 | 0.028251 | 728.1939 | 0.067564 | 728.1939 | 0.10706 | 728.1939 | 11.9195 | 886.8073 | 0.026377 | 727.9366 | 1.4314 | 727.9366 | 0.025903 | 728.194 | 0.0086217 | 886.2345 | 0 | 727.9366 | 0.0139 | 890.0997 | 4.7291 | 886.8073 | 3.1161 | 727.9366 | 0 | 988.7205 | 0.23795 |  |  | 1215.2675 | 0.40919 | 1029.9921 | 0.012016 | 1133.5344 | 0 | 1132.7786 | 0 | 1132.7717 | 0.0033864 | 727.937 | 0.48527 | 728.1939 | 0.31279 | 727.9366 | 0.88831 | 727.9366 | 0.44634 | 728.194 | #REF! | 727.9366 | 0.62702 | 724.398 | 0.20803
| 359.6366 | 0 | 359.6366 | 0.042371 | 359.6366 | 0.032474 | 359.6366 | -0.0083141 | 359.6366 | 0.00074445 | 359.6366 | 0.66631 | 592.7995 | 0.029716 | 728.1717 | -0.0092433 | 359.6366 | 0.01539 | 592.7995 | 0.026867 | 728.1717 | -0.071745 | 728.1717 | -0.018776 | 720.0764 | -0.0060227 | 728.1717 | -0.048888 | 728.1717 | 0 |  |  | 724.8041 | -0.011711 | 728.1717 | -0.044346 | 728.4288 | 0 | 728.4288 | 0 | 728.4288 | -0.0056556 | 592.7995 | 0.062272 | 728.4288 | 0 | 728.4288 | 0 |  |  | 728.1717 | 0.1981 | 722.96 | 0.0085112 | 728.4288 | 0 | 728.1717 | 0.15798 | 595.2887 | 0.86404 | 728.4288 | 0 | 728.4288 | 0 | 728.1717 | -0.0067105 | 728.4288 | 0.061254 | 728.4288 | 0.10079 | 728.4288 | 11.9534 | 886.9749 | 0.018047 | 728.1717 | 1.428 | 728.1717 | 0.013558 | 728.4288 | 0.0092646 | 886.4025 | 0 | 728.1717 | -0.0082646 | 890.2692 | 4.7173 | 886.9749 | 3.1415 | 728.1717 | 0 | 988.8177 | 0.23827 |  |  | 1215.3398 | 0.40849 | 1030.0051 | 0.011998 | 1133.5974 | 0 | 1132.8414 | 0 | 1132.8346 | 0.0033841 | 728.172 | 0.48268 | 728.4288 | 0.30659 | 728.1717 | 0.87703 | 728.1717 | 0.44457 | 728.4288 | #REF! | 728.1717 | 0.58462 | 724.6319 | 0.20783
| 359.7151 | 0 | 359.7151 | 0.047406 | 359.7151 | 0.032788 | 359.7151 | 0.0092171 | 359.7151 | 0.0082692 | 359.7151 | 0.67849 | 592.9176 | 0 | 728.4068 | -0.0097129 | 359.7151 | 0.06893 | 592.9176 | 0 | 728.4068 | 0.061025 | 728.4068 | 0.0064873 | 720.309 | 0.014172 | 728.4068 | 0.030081 | 728.4068 | 0 |  |  | 725.0363 | 0.011937 | 728.4068 | 0.039307 | 728.6636 | 0.035674 | 728.6636 | 0.0080942 | 728.6636 | 0.0017256 | 592.9176 | 0.085049 | 728.6636 | 0.0030799 | 728.6636 | 0.0026329 |  |  | 728.4068 | 0.20339 | 723.19 | -0.008278 | 728.6636 | 0.0032758 | 728.4068 | 0.16554 | 595.4079 | 0.88779 | 728.6636 | 0.01442 | 728.6636 | 0.012704 | 728.4068 | 0.023182 | 728.6636 | 0.062471 | 728.6636 | 0.10105 | 728.6636 | 11.9591 | 887.1424 | 0.030061 | 728.4068 | 1.4643 | 728.4068 | 0.0059362 | 728.6636 | 0.011128 | 886.5704 | 0 | 728.4068 | 0.030708 | 890.4387 | 4.7 | 887.1424 | 3.1674 | 728.4068 | 0 | 988.9151 | 0.23828 |  |  | 1215.4121 | 0.40778 | 1030.0181 | 0.011981 | 1133.6603 | 0 | 1132.9043 | 0 | 1132.8976 | 0.0033864 | 728.407 | 0.47917 | 728.6636 | 0.30585 | 728.4068 | 0.8804 | 728.4068 | 0.44192 | 728.6636 | #REF! | 728.4068 | 0.60699 | 724.8657 | 0.20752
| 359.7937 | 0 | 359.7936 | -0.0085692 | 359.7937 | 0.031533 | 359.7937 | -0.01012 | 359.7937 | 0.0018944 | 359.7936 | 0.66764 | 593.0357 | 0.019941 | 728.6419 | -0.056922 | 359.7937 | 0.04623 | 593.0357 | 0.007454 | 728.6419 | -0.089891 | 728.6419 | -0.017017 | 720.5417 | -0.015221 | 728.6419 | -0.047259 | 728.6419 | 0 |  |  | 725.2685 | -0.015008 | 728.6419 | -0.080394 | 728.8984 | 0 | 728.8984 | 0 | 728.8984 | -0.0075358 | 593.0357 | 0.077631 | 728.8984 | 0 | 728.8984 | 0 |  |  | 728.6419 | 0.19879 | 723.43 | -0.015973 | 728.8984 | 0 | 728.6419 | 0.15565 | 595.5271 | 0.98803 | 728.8984 | 0 | 728.8984 | 0 | 728.6419 | 0.016036 | 728.8984 | 0.051609 | 728.8984 | 0.091557 | 728.8984 | 11.9214 | 887.31 | 0.023013 | 728.6419 | 1.4698 | 728.6419 | -0.0082091 | 728.8984 | 0.0097595 | 886.7384 | 0 | 728.6419 | -0.014992 | 890.6082 | 4.6797 | 887.31 | 3.193 | 728.6419 | 0 | 989.0124 | 0.23865 |  |  | 1215.4845 | 0.40707 | 1030.031 | 0.011964 | 1133.7233 | 0 | 1132.9672 | 0 | 1132.9605 | 0.0033921 | 728.642 | 0.47763 | 728.8984 | 0.29873 | 728.6419 | 0.85887 | 728.6419 | 0.43926 | 728.8984 | #REF! | 728.6419 | 0.58803 | 725.0996 | 0.20602
| 359.8722 | 0 | 359.8722 | -0.01761 | 359.8722 | 0.032417 | 359.8722 | 0.011085 | 359.8722 | 0.0078783 | 359.8722 | 0.6658 | 593.1538 | 0 | 728.877 | -0.016645 | 359.8722 | 0.08542 | 593.1538 | 0 | 728.877 | 0.020063 | 728.877 | 0.0131 | 720.7744 | 0.017791 | 728.877 | 0.023439 | 728.877 | 0 |  |  | 725.5008 | 0.0052243 | 728.877 | 0.042284 | 729.1332 | 0.013676 | 729.1332 | 0.012993 | 729.1332 | 0.0017899 | 593.1538 | 0.061018 | 729.1332 | 0.0024325 | 729.1332 | 0.0013179 |  |  | 728.877 | 0.20493 | 723.66 | 0.0074619 | 729.1332 | 0.0048143 | 728.877 | 0.15808 | 595.6463 | 0.97794 | 729.1332 | 0.014914 | 729.1332 | 0.014996 | 728.877 | 0.029762 | 729.1332 | 0.057186 | 729.1332 | 0.092973 | 729.1332 | 11.9355 | 887.4776 | 0.026483 | 728.877 | 1.5055 | 728.877 | 0.020336 | 729.1332 | 0.0037124 | 886.9063 | 0 | 728.877 | 0.013923 | 890.7777 | 4.6655 | 887.4776 | 3.2073 | 728.877 | 0.0090425 | 989.1097 | 0.2396 |  |  | 1215.5569 | 0.40635 | 1030.0441 | 0.011948 | 1133.7863 | 0 | 1133.03 | 0 | 1133.0233 | 0.0034001 | 728.877 | 0.47707 | 729.1332 | 0.29862 | 728.877 | 0.85563 | 728.877 | 0.43749 | 729.1332 | #REF! | 728.877 | 0.59399 | 725.3335 | 0.20609
| 359.9507 | 0 | 359.9507 | 0.037269 | 359.9507 | 0.03179 | 359.9507 | -0.0085009 | 359.9507 | 0.0048412 | 359.9507 | 0.64807 | 593.2719 | 0.0066155 | 729.1121 | -0.018591 | 359.9507 | 0.04685 | 593.2719 | 0.027942 | 729.1121 | -0.13583 | 729.1121 | -0.018986 | 721.0071 | -0.012386 | 729.1121 | -0.048941 | 729.1121 | 0 |  |  | 725.733 | -0.012608 | 729.1121 | -0.075069 | 729.3681 | 0 | 729.3681 | 0 | 729.3681 | -0.0042443 | 593.2719 | 0.087765 | 729.3681 | 0 | 729.3681 | 0 |  |  | 729.1121 | 0.19904 | 723.9 | 0.00081613 | 729.3681 | 0 | 729.1121 | 0.15301 | 595.7656 | 1.0961 | 729.3681 | 0 | 729.3681 | 0 | 729.1121 | -0.0082927 | 729.3681 | 0.049725 | 729.3681 | 0.087184 | 729.3681 | 11.9195 | 887.6451 | 0.024988 | 729.1121 | 1.5118 | 729.1121 | -0.0040417 | 729.3681 | 0.009062 | 887.0743 | 0 | 729.1121 | 0.001335 | 890.9473 | 4.6384 | 887.6451 | 3.2237 | 729.1121 | 0 | 989.2071 | 0.24048 |  |  | 1215.6293 | 0.40564 | 1030.057 | 0.011931 | 1133.8492 | 0 | 1133.0929 | 0 | 1133.0862 | 0.0034091 | 729.112 | 0.4715 | 729.3681 | 0.29319 | 729.1121 | 0.83852 | 729.1121 | 0.43395 | 729.3681 | #REF! | 729.1121 | 0.56992 | 725.5674 | 0.20486
| 360.0292 | 0 | 360.0292 | 0.043521 | 360.0292 | 0.03256 | 360.0292 | 0.011988 | 360.0292 | 0.0071716 | 360.0292 | 0.6484 | 593.3901 | 0 | 729.3472 | 0.1007 | 360.0292 | 0.10171 | 593.3901 | 0 | 729.3472 | 0.061406 | 729.3472 | 0.01254 | 721.2399 | 0.0063645 | 729.3472 | 0.023393 | 729.3472 | 0 |  |  | 725.9653 | 0.012418 | 729.3472 | 0.0047178 | 729.6029 | 0.013952 | 729.6029 | 0.013469 | 729.6029 | 0.0029423 | 593.3901 | 0.080243 | 729.6029 | 0.0052746 | 729.603 | 0.0051103 |  |  | 729.3472 | 0.20012 | 724.13 | 0.01061 | 729.6029 | 0.004295 | 729.3472 | 0.15798 | 595.8848 | 1.0844 | 729.6029 | 0.018624 | 729.603 | 0.014915 | 729.3472 | 0.032457 | 729.6029 | 0.058258 | 729.6029 | 0.09037 | 729.6029 | 11.9892 | 887.8127 | 0.029473 | 729.3472 | 1.5548 | 729.3472 | 0.0075343 | 729.603 | 0.0064219 | 887.2423 | 0 | 729.3472 | 0.023434 | 891.1168 | 4.6054 | 887.8127 | 3.2336 | 729.3472 | 0 | 989.3044 | 0.24156 |  |  | 1215.7015 | 0.40492 | 1030.0701 | 0.011915 | 1133.9122 | 0 | 1133.1559 | 0 | 1133.149 | 0.0034205 | 729.347 | 0.46455 | 729.6029 | 0.29712 | 729.3472 | 0.85174 | 729.3472 | 0.42776 | 729.603 | #REF! | 729.3472 | 0.58164 | 725.8013 | 0.20478
| 360.1077 | 0 | 360.1077 | -0.027239 | 360.1077 | 0.031248 | 360.1077 | -0.0052313 | 360.1077 | 0.0041196 | 360.1077 | 0.6367 | 593.5082 | 0.0013465 | 729.5823 | -0.020312 | 360.1077 | 0.05053 | 593.5082 | 0.03353 | 729.5823 | -0.089737 | 729.5823 | -0.015118 | 721.4726 | -0.016233 | 729.5823 | -0.042021 | 729.5823 | 0 |  |  | 726.1976 | -0.013639 | 729.5823 | -0.042281 | 729.8378 | 0 | 729.8378 | 0 | 729.8378 | -0.0043425 | 593.5082 | 0.0839 | 729.8378 | 0 | 729.8378 | 0 |  |  | 729.5823 | 0.19483 | 724.37 | -0.0068788 | 729.8378 | 0 | 729.5823 | 0.1524 | 596.004 | 1.1992 | 729.8378 | 0 | 729.8378 | 0 | 729.5823 | 0.0026691 | 729.8378 | 0.04849 | 729.8378 | 0.082242 | 729.8378 | 12.0426 | 887.9803 | 0.016712 | 729.5823 | 1.5518 | 729.5823 | 0.010597 | 729.8378 | 0.0013112 | 887.4103 | 0 | 729.5823 | -0.0053227 | 891.2863 | 4.579 | 887.9803 | 3.2512 | 729.5823 | 0 | 989.4018 | 0.24175 |  |  | 1215.774 | 0.40419 | 1030.083 | 0.011899 | 1133.9752 | 0 | 1133.2188 | 0 | 1133.212 | 0.003433 | 729.582 | 0.46328 | 729.8378 | 0.29426 | 729.5823 | 0.82413 | 729.5823 | 0.42688 | 729.8378 | #REF! | 729.5823 | 0.55458 | 726.0352 | 0.20514
| 360.1863 | 0 | 360.1862 | -0.016784 | 360.1863 | 0.031448 | 360.1863 | 0.0066014 | 360.1863 | 0.0063598 | 360.1863 | 0.63606 | 593.6264 | 0 | 729.8174 | 0.048283 | 360.1863 | 0.10391 | 593.6264 | 0 | 729.8174 | -0.022969 | 729.8174 | 0.0037037 | 721.7053 | 0.003333 | 729.8174 | 0.027418 | 729.8174 | 0 |  |  | 726.4299 | 0.012168 | 729.8174 | 0.013634 | 730.0727 | 0.025546 | 730.0727 | 0.016405 | 730.0727 | 0.0036771 | 593.6264 | 0.061645 | 730.0727 | 0.0092306 | 730.0727 | 0.0023944 |  |  | 729.8174 | 0.20014 | 724.6 | -0.016322 | 730.0727 | 0.0026309 | 729.8174 | 0.14824 | 596.1233 | 1.1511 | 730.0727 | 0.023093 | 730.0727 | 0.014514 | 729.8174 | 0.029267 | 730.0727 | 0.053988 | 730.0727 | 0.084677 | 730.0727 | 12.0914 | 888.1478 | 0.031449 | 729.8174 | 1.6117 | 729.8174 | 0.012186 | 730.0727 | 0.01658 | 887.5782 | 0 | 729.8174 | 0.039257 | 891.4559 | 4.55 | 888.1478 | 3.2591 | 729.8174 | 0 | 989.4992 | 0.24108 |  |  | 1215.8464 | 0.40347 | 1030.0961 | 0.011883 | 1134.0382 | 0 | 1133.2816 | 0 | 1133.2749 | 0.0034478 | 729.817 | 0.45325 | 730.0727 | 0.2936 | 729.8174 | 0.83943 | 729.8174 | 0.41268 | 730.0727 | #REF! | 729.8174 | 0.57716 | 726.2691 | 0.2057
| 360.2648 | 0 | 360.2648 | 0.0019629 | 360.2648 | 0.030621 | 360.2648 | -0.016223 | 360.2648 | 0.0059538 | 360.2648 | 0.62408 | 593.7445 | 0.015046 | 730.0526 | -0.079886 | 360.2648 | 0.06997 | 593.7445 | 0.022783 | 730.0526 | -0.16525 | 730.0526 | -0.020053 | 721.938 | -0.0095806 | 730.0526 | -0.044001 | 730.0526 | 0 |  |  | 726.6622 | -0.02373 | 730.0526 | -0.032444 | 730.3076 | 0 | 730.3076 | 0 | 730.3076 | -0.0073677 | 593.7445 | 0.075018 | 730.3076 | 0 | 730.3076 | 0 |  |  | 730.0526 | 0.18653 | 724.84 | 0.01026 | 730.3076 | 0 | 730.0526 | 0.14591 | 596.2425 | 1.2253 | 730.3076 | 0 | 730.3076 | 0 | 730.0526 | -0.0078966 | 730.3076 | 0.041251 | 730.3076 | 0.07503 | 730.3076 | 12.1483 | 888.3154 | 0.02328 | 730.0526 | 1.601 | 730.0526 | -0.0057817 | 730.3076 | 0.0038439 | 887.7462 | 0 | 730.0526 | -0.011623 | 891.6254 | 4.514 | 888.3154 | 3.2781 | 730.0526 | 0 | 989.5967 | 0.24117 |  |  | 1215.9188 | 0.40274 | 1030.109 | 0.011868 | 1134.1012 | 0 | 1133.3446 | 0 | 1133.3378 | 0.0034637 | 730.053 | 0.45092 | 730.3076 | 0.28604 | 730.0526 | 0.81635 | 730.0526 | 0.41003 | 730.3076 | #REF! | 730.0526 | 0.54563 | 726.503 | 0.20562
| 360.3433 | 0 | 360.3433 | 0.04825 | 360.3433 | 0.031362 | 360.3433 | 0.013608 | 360.3433 | 0.0033227 | 360.3433 | 0.62862 | 593.8627 | 0 | 730.2877 | -0.0054009 | 360.3433 | 0.12867 | 593.8627 | 0 | 730.2877 | 0.052158 | 730.2877 | 0.004671 | 722.1708 | 0.0035858 | 730.2877 | 0.026401 | 730.2877 | 0 |  |  | 726.8945 | 0.016079 | 730.2877 | 0.031581 | 730.5425 | 0.015834 | 730.5425 | 0.015618 | 730.5425 | 0.0021866 | 593.8627 | 0.070526 | 730.5425 | 0.0061363 | 730.5425 | 0.0010311 |  |  | 730.2877 | 0.19639 | 725.07 | -0.012125 | 730.5425 | 0.0049088 | 730.2877 | 0.14581 | 596.3617 | 1.2031 | 730.5425 | 0.012143 | 730.5425 | 0.0047089 | 730.2877 | 0.032784 | 730.5425 | 0.049739 | 730.5425 | 0.076295 | 730.5425 | 12.1354 | 888.483 | 0.024882 | 730.2877 | 1.6536 | 730.2877 | 0.0049041 | 730.5425 | 0.0093355 | 887.9142 | 0 | 730.2877 | 0.018414 | 891.795 | 4.4756 | 888.483 | 3.2907 | 730.2877 | 0 | 989.6942 | 0.24171 |  |  | 1215.9912 | 0.40201 | 1030.1221 | 0.011852 | 1134.1642 | 0 | 1133.4075 | 0 | 1133.4008 | 0.0034796 | 730.288 | 0.45282 | 730.5425 | 0.28424 | 730.2877 | 0.82555 | 730.2877 | 0.41445 | 730.5425 | #REF! | 730.2877 | 0.58291 | 726.737 | 0.20671
| 360.4219 | 0 | 360.4218 | -0.030041 | 360.4219 | 0.03065 | 360.4219 | -0.0080027 | 360.4219 | 0.00097911 | 360.4219 | 0.62133 | 593.9808 | 0 | 730.5229 | -0.021345 | 360.4219 | 0.07048 | 593.9808 | 0.026437 | 730.5229 | -0.05406 | 730.5229 | -0.019808 | 722.4036 | -0.018001 | 730.5229 | -0.046185 | 730.5229 | 0 |  |  | 727.1268 | -0.024379 | 730.5229 | -0.066409 | 730.7774 | 0 | 730.7774 | 0 | 730.7774 | -0.0054148 | 593.9808 | 0.072302 | 730.7774 | 0 | 730.7774 | 0 |  |  | 730.5229 | 0.18264 | 725.31 | 0.01096 | 730.7774 | 0 | 730.5229 | 0.14611 | 596.481 | 1.2487 | 730.7774 | 0 | 730.7774 | 0 | 730.5229 | -0.0021278 | 730.7774 | 0.040224 | 730.7774 | 0.070818 | 730.7774 | 12.131 | 888.6506 | 0.016339 | 730.5229 | 1.6748 | 730.5229 | 0.0015498 | 730.7774 | 0.0054351 | 888.0822 | 0 | 730.5229 | -0.02063 | 891.9645 | 4.4427 | 888.6506 | 3.3181 | 730.5229 | 0 | 989.7916 | 0.24213 |  |  | 1216.0636 | 0.40127 | 1030.135 | 0.011838 | 1134.2273 | 0 | 1133.4705 | 0 | 1133.4637 | 0.0034966 | 730.523 | 0.44907 | 730.7774 | 0.28548 | 730.5229 | 0.81103 | 730.5229 | 0.41445 | 730.7774 | #REF! | 730.5229 | 0.54563 | 726.9709 | 0.20636
| 360.5004 | 0 | 360.5004 | 0.0076814 | 360.5004 | 0.031305 | 360.5004 | 0.013016 | 360.5004 | 0.0068409 | 360.5004 | 0.62621 | 594.099 | 0.0038701 | 730.758 | 0.022979 | 360.5004 | 0.1374 | 594.099 | 0 | 730.758 | 0.037788 | 730.758 | 0.00053547 | 722.6364 | 0.0049791 | 730.758 | 0.028598 | 730.758 | 0 |  |  | 727.3591 | 0.014039 | 730.758 | 0.046558 | 731.0123 | 0.031603 | 731.0123 | 0.0049176 | 731.0123 | 0.0028377 | 594.099 | 0.070212 | 731.0123 | 0.0084651 | 731.0123 | 0.0025891 |  |  | 730.758 | 0.19541 | 725.54 | -0.00093273 | 731.0123 | 0.004867 | 730.758 | 0.14789 | 596.6002 | 1.2734 | 731.0123 | 0.017225 | 731.0123 | 0.015283 | 730.758 | 0.024955 | 731.0123 | 0.045667 | 731.0123 | 0.072206 | 731.0123 | 12.0944 | 888.8181 | 0.023387 | 730.758 | 1.7205 | 730.758 | 0.01145 | 731.0123 | 0.012741 | 888.2502 | 0 | 730.758 | 0.011534 | 892.1341 | 4.4133 | 888.8181 | 3.3415 | 730.758 | 0 | 989.8891 | 0.24286 |  |  | 1216.1361 | 0.40054 | 1030.1481 | 0.011823 | 1134.2903 | 0 | 1133.5334 | 0 | 1133.5266 | 0.0035148 | 730.758 | 0.4459 | 731.0123 | 0.28317 | 730.758 | 0.81764 | 730.758 | 0.41268 | 731.0123 | #REF! | 730.758 | 0.56544 | 727.2049 | 0.20646
| 360.5789 | 0 | 360.5789 | -0.0071422 | 360.5789 | 0.031305 | 360.5789 | -0.013452 | 360.5789 | 0.0043 | 360.5789 | 0.61615 | 594.2172 | 0.0048591 | 730.9932 | -0.13255 | 360.5789 | 0.0889 | 594.2172 | 0.0067085 | 730.9932 | -0.064124 | 730.9932 | -0.019087 | 722.8691 | -0.014437 | 730.9932 | -0.040583 | 730.9932 | 0 |  |  | 727.5915 | -0.006501 | 730.9932 | -0.059103 | 731.2472 | 0 | 731.2472 | 0 | 731.2472 | -0.005417 | 594.2172 | 0.073765 | 731.2472 | 0 | 731.2473 | 0 |  |  | 730.9932 | 0.17768 | 725.78 | 0.0081613 | 731.2472 | 0 | 730.9932 | 0.12287 | 596.7195 | 1.3021 | 731.2472 | 0 | 731.2473 | 0 | 730.9932 | -0.017004 | 731.2472 | 0.037406 | 731.2472 | 0.066221 | 731.2472 | 12.1196 | 888.9857 | 0.015858 | 730.9932 | 1.7071 | 730.9932 | -0.0055113 | 731.2473 | 0.009944 | 888.4181 | 0 | 730.9932 | -0.02234 | 892.3036 | 4.3886 | 888.9857 | 3.3756 | 730.9932 | 0.0090425 | 989.9866 | 0.24385 |  |  | 1216.2085 | 0.39979 | 1030.161 | 0.011809 | 1134.3533 | 0 | 1133.5963 | 0 | 1133.5896 | 0.0035341 | 730.993 | 0.44683 | 731.2472 | 0.26038 | 730.9932 | 0.79132 | 730.9932 | 0.41357 | 731.2473 | #REF! | 730.9932 | 0.53498 | 727.4388 | 0.20662
| 360.6575 | 0 | 360.6575 | 0.033185 | 360.6575 | 0.032132 | 360.6575 | 0.01093 | 360.6575 | 0.0037136 | 360.6575 | 0.60908 | 594.3354 | 0 | 731.2284 | 0.019214 | 360.6575 | 0.13371 | 594.3354 | 0 | 731.2284 | 0.017021 | 731.2284 | 0.0075946 | 723.1019 | 0.009575 | 731.2284 | 0.020422 | 731.2284 | 0 |  |  | 727.8238 | 0.010765 | 731.2284 | 0.041972 | 731.4822 | 0.013626 | 731.4822 | 0.017229 | 731.4822 | 0.0023015 | 594.3354 | 0.077004 | 731.4822 | 0.0053569 | 731.4822 | 0.0025219 |  |  | 731.2284 | 0.19251 | 726.01 | -0.017722 | 731.4822 | 0.00515 | 731.2284 | 0.14936 | 596.8387 | 1.387 | 731.4822 | 0.016977 | 731.4822 | 0.014129 | 731.2284 | 0.023663 | 731.4822 | 0.042059 | 731.4822 | 0.067526 | 731.4822 | 12.1057 | 889.1533 | 0.031609 | 731.2284 | 1.7526 | 731.2284 | 0.020907 | 731.4822 | 0.02213 | 888.5861 | 0 | 731.2284 | 0.02569 | 892.4732 | 4.357 | 889.1533 | 3.4052 | 731.2284 | 0 | 990.0842 | 0.24396 |  |  | 1216.281 | 0.39905 | 1030.1741 | 0.011795 | 1134.4164 | 0 | 1133.6593 | 0 | 1133.6526 | 0.0035546 | 731.228 | 0.43885 | 731.4822 | 0.27917 | 731.2284 | 0.80027 | 731.2284 | 0.40737 | 731.4822 | #REF! | 731.2284 | 0.55117 | 727.6728 | 0.20667
| 360.736 | 0 | 360.736 | -0.053131 | 360.736 | 0.031819 | 360.736 | -0.0028094 | 360.736 | 0.0041346 | 360.736 | 0.59532 | 594.4536 | 0 | 731.4636 | -0.052749 | 360.736 | 0.08678 | 594.4536 | 0.03353 | 731.4636 | -0.052046 | 731.4636 | -0.018483 | 723.3347 | -0.0071124 | 731.4636 | -0.041104 | 731.4636 | 0 |  |  | 728.0562 | -0.014213 | 731.4636 | -0.056337 | 731.7171 | 0 | 731.7171 | 0 | 731.7171 | -0.0029984 | 594.4536 | 0.052764 | 731.7171 | 0 | 731.7171 | 0 |  |  | 731.4636 | 0.17543 | 726.25 | -0.011076 | 731.7171 | 0 | 731.4636 | 0.13464 | 596.958 | 1.4166 | 731.7171 | 0 | 731.7171 | 0 | 731.4636 | -0.0025901 | 731.7171 | 0.035207 | 731.7171 | 0.060254 | 731.7171 | 12.1002 | 889.3209 | 0.016979 | 731.4636 | 1.7731 | 731.4636 | 0.01453 | 731.7171 | 0.015993 | 888.7541 | 0 | 731.4636 | -0.02194 | 892.6428 | 4.3303 | 889.3209 | 3.4419 | 731.4636 | 0 | 990.1817 | 0.24363 |  |  | 1216.3534 | 0.3983 | 1030.187 | 0.011782 | 1134.4794 | 0 | 1133.7223 | 0 | 1133.7154 | 0.0035773 | 731.464 | 0.43599 | 731.7171 | 0.27073 | 731.4636 | 0.77382 | 731.4636 | 0.40295 | 731.7171 | #REF! | 731.4636 | 0.5337 | 727.9068 | 0.20621
| 360.8146 | 0 | 360.8146 | -0.018758 | 360.8146 | 0.033187 | 360.8146 | 0.0094351 | 360.8146 | 0.0068108 | 360.8146 | 0.59833 | 594.5718 | 0 | 731.6988 | -0.006538 | 360.8146 | 0.13334 | 594.5718 | 0 | 731.6988 | 0.045095 | 731.6988 | 0.0055717 | 723.5675 | 0.0051206 | 731.6988 | 0.023693 | 731.6988 | 0 |  |  | 728.2885 | 0.015864 | 731.6988 | 0.010667 | 731.9521 | 0.026953 | 731.9521 | 0.013428 | 731.9521 | 0.0010544 | 594.5718 | 0.074914 | 731.9521 | 0.0051578 | 731.9521 | 0.0019096 |  |  | 731.6988 | 0.18561 | 726.48 | 0.0015157 | 731.9521 | 0.0027662 | 731.6988 | 0.14241 | 597.0772 | 1.4977 | 731.9521 | 0.024506 | 731.9521 | 0.0085628 | 731.6988 | 0.030318 | 731.9521 | 0.041143 | 731.9521 | 0.062038 | 731.9521 | 12.1358 | 889.4885 | 0.034813 | 731.6988 | 1.818 | 731.6988 | 0.0087746 | 731.9521 | 0.013842 | 888.9221 | 0 | 731.6988 | 0.02799 | 892.8123 | 4.3104 | 889.4885 | 3.4696 | 731.6988 | 0 | 990.2793 | 0.24462 |  |  | 1216.4259 | 0.39756 | 1030.2001 | 0.011769 | 1134.5425 | 0 | 1133.7853 | 0 | 1133.7784 | 0.0036012 | 731.699 | 0.43003 | 731.9521 | 0.27077 | 731.6988 | 0.79028 | 731.6988 | 0.39941 | 731.9521 | #REF! | 731.6988 | 0.54776 | 728.1408 | 0.20588
| 360.8931 | 0 | 360.8931 | 0.014875 | 360.8931 | 0.03199 | 360.8931 | -0.011148 | 360.8931 | 0.0062846 | 360.8931 | 0.58004 | 594.69 | 0.007318 | 731.934 | -0.048814 | 360.8931 | 0.0497 | 594.69 | 0.027512 | 731.934 | -0.10889 | 731.934 | -0.022839 | 723.8004 | -0.012135 | 731.934 | -0.046771 | 731.934 | 0 |  |  | 728.5209 | -0.013948 | 731.934 | -0.064708 | 732.187 | 0 | 732.187 | 0 | 732.187 | -0.0052845 | 594.69 | 0.098109 | 732.187 | 0 | 732.187 | 0 |  |  | 731.934 | 0.18163 | 726.72 | -0.024017 | 732.187 | 0 | 731.934 | 0.13825 | 597.1965 | 1.5208 | 732.187 | 0 | 732.187 | 0 | 731.934 | 0.0073932 | 732.187 | 0.032525 | 732.187 | 0.05746 | 732.187 | 12.148 | 889.6561 | 0.015858 | 731.934 | 1.8411 | 731.934 | 0.00036268 | 732.187 | 0.0075731 | 889.0901 | 0 | 731.934 | -0.012381 | 892.9819 | 4.2849 | 889.6561 | 3.4944 | 731.934 | 0 | 990.3769 | 0.24553 |  |  | 1216.4984 | 0.3968 | 1030.213 | 0.011756 | 1134.6055 | 0 | 1133.8483 | 0 | 1133.8414 | 0.0036228 | 731.934 | 0.42948 | 732.187 | 0.27106 | 731.934 | 0.76681 | 731.934 | 0.39676 | 732.187 | #REF! | 731.934 | 0.5256 | 728.3748 | 0.20531
| 360.9717 | 0 | 360.9717 | 0.01219 | 360.9717 | 0.033187 | 360.9717 | 0.010494 | 360.9717 | 0.005593 | 360.9717 | 0.59091 | 594.8082 | 0 | 732.1692 | 0.067639 | 360.9717 | 0.08059 | 594.8082 | 0 | 732.1692 | 0.070775 | 732.1692 | 0.015845 | 724.0332 | 0.02087 | 732.1692 | 0.035512 | 732.1692 | 0 |  |  | 728.7533 | 0.012726 | 732.1692 | 0.043541 | 732.422 | 0.016706 | 732.422 | 0.012344 | 732.422 | 0.0048436 | 594.8082 | 0.085362 | 732.422 | 0.0063819 | 732.422 | 0.0038653 |  |  | 732.1692 | 0.18267 | 726.96 | 0.005713 | 732.422 | 0.0057619 | 732.1692 | 0.14398 | 597.3157 | 1.5823 | 732.422 | 0.021487 | 732.422 | 0.015778 | 732.1692 | 0.033661 | 732.422 | 0.042762 | 732.422 | 0.061128 | 732.422 | 12.1488 | 889.8237 | 0.022532 | 732.1692 | 1.903 | 732.1692 | 0.010298 | 732.422 | 0.011965 | 889.2582 | 0 | 732.1692 | 0.031225 | 893.1515 | 4.2537 | 889.8237 | 3.5019 | 732.1692 | 0.0018107 | 990.4745 | 0.24504 |  |  | 1216.5708 | 0.39605 | 1030.2261 | 0.011743 | 1134.6686 | 0 | 1133.9111 | 0 | 1133.9044 | 0.0036444 | 732.169 | 0.42652 | 732.422 | 0.27653 | 732.1692 | 0.77498 | 732.1692 | 0.39676 | 732.422 | #REF! | 732.1692 | 0.5337 | 728.6088 | 0.20629
| 361.0502 | 0 | 361.0502 | -0.03503 | 361.0502 | 0.03199 | 361.0502 | -0.0089991 | 361.0502 | 0.0050968 | 361.0502 | 0.57183 | 594.9264 | 0.017505 | 732.4045 | -0.11918 | 361.0502 | 0.04163 | 594.9264 | 0.024932 | 732.4045 | -0.11988 | 732.4045 | -0.021705 | 724.266 | -0.011233 | 732.4045 | -0.047842 | 732.4045 | 0 |  |  | 728.9857 | -0.0023836 | 732.4045 | -0.065967 | 732.657 | 0 | 732.657 | 0 | 732.657 | -0.007229 | 594.9264 | 0.070839 | 732.657 | 0 | 732.657 | 0 |  |  | 732.4045 | 0.1705 | 727.19 | -0.036959 | 732.657 | 0 | 732.4045 | 0.13135 | 597.435 | 1.5959 | 732.657 | 0 | 732.657 | 0 | 732.4045 | -0.0014496 | 732.657 | 0.027954 | 732.657 | 0.051195 | 732.657 | 12.1424 | 889.9913 | 0.019222 | 732.4045 | 1.8703 | 732.4045 | -0.001311 | 732.657 | 0.01166 | 889.4262 | 0 | 732.4045 | -0.005014 | 893.3211 | 4.2257 | 889.9913 | 3.5098 | 732.4045 | 0 | 990.5721 | 0.24456 |  |  | 1216.6433 | 0.39529 | 1030.239 | 0.011731 | 1134.7317 | 0 | 1133.9742 | 0 | 1133.9674 | 0.0036626 | 732.404 | 0.42154 | 732.657 | 0.26262 | 732.4045 | 0.75929 | 732.4045 | 0.39234 | 732.657 | #REF! | 732.4045 | 0.50771 | 728.8428 | 0.20491
| 361.1288 | 0 | 361.1288 | -0.012061 | 361.1288 | 0.033102 | 361.1288 | 0.012549 | 361.1288 | 0.0093216 | 361.1288 | 0.57793 | 595.0446 | 0 | 732.6397 | -0.02372 | 361.1288 | 0.11672 | 595.0446 | 0 | 732.6397 | -0.0094366 | 732.6397 | 0.0020401 | 724.4988 | -0.0030217 | 732.6397 | 0.029419 | 732.6397 | 0 |  |  | 729.2181 | 0.012693 | 732.6397 | 0.04438 | 732.892 | 0.016955 | 732.892 | 0.011108 | 732.892 | -0.0018777 | 595.0446 | 0.07972 | 732.892 | 0.0053361 | 732.892 | 0.0016963 |  |  | 732.6397 | 0.18108 | 727.43 | 0.0085112 | 732.892 | 0 | 732.6397 | 0.14342 | 597.5543 | 1.6109 | 732.892 | 0.017062 | 732.892 | 0.011084 | 732.6397 | 0.032857 | 732.892 | 0.034669 | 732.892 | 0.054914 | 732.892 | 12.1502 | 890.1589 | 0.025149 | 732.6397 | 1.9334 | 732.6397 | 0.0099203 | 732.892 | 0.014774 | 889.5942 | 0 | 732.6397 | 0.028439 | 893.4906 | 4.202 | 890.1589 | 3.5126 | 732.6397 | 0 | 990.6698 | 0.24559 |  |  | 1216.7158 | 0.39453 | 1030.252 | 0.01172 | 1134.7947 | 0 | 1134.0372 | 0 | 1134.0304 | 0.0036796 | 732.64 | 0.41681 | 732.892 | 0.26849 | 732.6397 | 0.76811 | 732.6397 | 0.38699 | 732.892 | #REF! | 732.6397 | 0.52795 | 729.0769 | 0.20543
| 361.2073 | 0 | 361.2073 | -0.01262 | 361.2073 | 0.031648 | 361.2073 | -0.0064146 | 361.2073 | 0.0029168 | 361.2073 | 0.56198 | 595.1629 | 0.024242 | 732.8749 | -0.040837 | 361.2073 | 0.06175 | 595.1629 | 0.020126 | 732.8749 | -0.13266 | 732.875 | -0.01713 | 724.7317 | -0.0033242 | 732.8749 | -0.04749 | 732.875 | 0 |  |  | 729.4505 | -0.020493 | 732.875 | -0.074931 | 733.127 | 0 | 733.127 | 0 | 733.127 | -0.0052406 | 595.1629 | 0.090691 | 733.127 | 0 | 733.1269 | 0 |  |  | 732.8749 | 0.17016 | 727.66 | 0.0078116 | 733.127 | 0 | 732.875 | 0.13485 | 597.6735 | 1.5927 | 733.127 | 0 | 733.1269 | 0 | 732.875 | -0.016145 | 733.127 | 0.026516 | 733.127 | 0.050642 | 733.127 | 12.1537 | 890.3265 | 0.020076 | 732.8749 | 1.9579 | 732.8749 | 0.00039552 | 733.127 | 0.012405 | 889.7622 | 0 | 732.8749 | -0.0099253 | 893.6602 | 4.1727 | 890.3265 | 3.5221 | 732.875 | 0.0072445 | 990.7675 | 0.24709 |  |  | 1216.7883 | 0.39377 | 1030.265 | 0.011709 | 1134.8578 | 0 | 1134.1002 | 0 | 1134.0934 | 0.0036978 | 732.875 | 0.42392 | 733.127 | 0.2631 | 732.875 | 0.74296 | 732.875 | 0.38968 | 733.127 | #REF! | 732.875 | 0.50707 | 729.3109 | 0.20531
| 361.2859 | 0 | 361.2859 | 0.029565 | 361.2859 | 0.03256 | 361.2859 | 0.0104 | 361.2859 | 0.0014891 | 361.2859 | 0.56542 | 595.2811 | 0 | 733.1102 | -0.056758 | 361.2859 | 0.11713 | 595.2811 | 0 | 733.1102 | 0.014024 | 733.1102 | 0.00054256 | 724.9646 | 0.0063573 | 733.1102 | 0.021679 | 733.1102 | 0 |  |  | 729.6829 | 0.01831 | 733.1102 | -0.0104 | 733.362 | 0.022554 | 733.362 | 0.0069362 | 733.362 | -0.00067801 | 595.2811 | 0.062481 | 733.362 | 0.0045974 | 733.362 | 0.00077736 |  |  | 733.1102 | 0.18087 | 727.9 | -0.018072 | 733.362 | 0.002112 | 733.1102 | 0.13409 | 597.7928 | 1.5761 | 733.362 | 0.0067103 | 733.362 | 0.012403 | 733.1102 | 0.018915 | 733.362 | 0.029494 | 733.362 | 0.049048 | 733.362 | 12.1301 | 890.4941 | 0.033585 | 733.1102 | 1.9923 | 733.1102 | 0.011234 | 733.362 | 0.02075 | 889.9302 | 0 | 733.1102 | 0.015085 | 893.8298 | 4.1379 | 890.4941 | 3.5236 | 733.1102 | 0 | 990.8652 | 0.24718 |  |  | 1216.8608 | 0.393 | 1030.278 | 0.011698 | 1134.9209 | 0 | 1134.1632 | 0 | 1134.1565 | 0.0037171 | 733.11 | 0.41549 | 733.362 | 0.25994 | 733.1102 | 0.75035 | 733.1102 | 0.38433 | 733.362 | #REF! | 733.1102 | 0.52432 | 729.5449 | 0.20525
| 361.3645 | 0 | 361.3645 | -0.031798 | 361.3645 | 0.031705 | 361.3645 | -0.012642 | 361.3645 | 0.0061342 | 361.3645 | 0.55052 | 595.3994 | 0.014695 | 733.3455 | 0.00043383 | 361.3645 | 0.05706 | 595.3994 | 0.0085722 | 733.3455 | -0.10592 | 733.3455 | -0.0074809 | 725.1974 | -0.010252 | 733.3455 | -0.037688 | 733.3455 | 0 |  |  | 729.9153 | -0.012088 | 733.3455 | -0.063816 | 733.597 | 0 | 733.597 | 0 | 733.597 | 0.00038102 | 595.3994 | 0.059555 | 733.597 | 0 | 733.597 | 0 |  |  | 733.3455 | 0.17677 | 728.13 | 0.070421 | 733.597 | 0 | 733.3455 | 0.12993 | 597.9121 | 1.5566 | 733.597 | 0.0052387 | 733.597 | 0 | 733.3455 | 0.012012 | 733.597 | 0.029363 | 733.597 | 0.050263 | 733.597 | 12.1243 | 890.6617 | 0.021571 | 733.3455 | 2.0069 | 733.3455 | 0.0034531 | 733.597 | 0.011029 | 890.0982 | 0 | 733.3455 | -0.011167 | 893.9994 | 4.1072 | 890.6617 | 3.5326 | 733.3455 | 0 | 990.9629 | 0.24777 |  |  | 1216.9334 | 0.39223 | 1030.291 | 0.011687 | 1134.984 | 0 | 1134.2262 | 0 | 1134.2195 | 0.0037387 | 733.345 | 0.41493 | 733.597 | 0.26222 | 733.3455 | 0.73297 | 733.3455 | 0.38256 | 733.597 | #REF! | 733.3455 | 0.50835 | 729.779 | 0.20446
| 361.443 | 0 | 361.443 | -0.024029 | 361.443 | 0.032332 | 361.443 | 0.017625 | 361.443 | 0.0057884 | 361.443 | 0.55491 | 595.5176 | 0 | 733.5808 | -0.039822 | 361.443 | 0.10919 | 595.5176 | 0 | 733.5808 | 0.032874 | 733.5807 | 0.0056175 | 725.4304 | 0.012115 | 733.5808 | 0.025759 | 733.5807 | 0 |  |  | 730.1477 | 0.0052635 | 733.5807 | 0.033611 | 733.832 | 0.027222 | 733.832 | 0.015812 | 733.832 | 0.00023932 | 595.5176 | 0.072824 | 733.832 | 0.0034669 | 733.832 | 0.0017857 |  |  | 733.5808 | 0.17701 | 728.37 | -0.0079281 | 733.832 | 0.0040344 | 733.5807 | 0.13449 | 598.0313 | 1.5426 | 733.832 | 0.016036 | 733.832 | 0.013885 | 733.5807 | 0.026968 | 733.832 | 0.031371 | 733.832 | 0.047217 | 733.832 | 12.0887 | 890.8293 | 0.019702 | 733.5808 | 2.0757 | 733.5808 | 0.015139 | 733.832 | 0.020067 | 890.2663 | 0 | 733.5808 | 0.018335 | 894.169 | 4.0823 | 890.8293 | 3.5381 | 733.5807 | 0 | 991.0606 | 0.24952 |  |  | 1217.006 | 0.39146 | 1030.304 | 0.011677 | 1135.0471 | 0 | 1134.2893 | 0 | 1134.2825 | 0.0037603 | 733.581 | 0.40609 | 733.832 | 0.2598 | 733.5807 | 0.73738 | 733.5807 | 0.37283 | 733.832 | #REF! | 733.5807 | 0.52198 | 730.0131 | 0.20487
| 361.5216 | 0 | 361.5216 | 0.014381 | 361.5216 | 0.031533 | 361.5216 | -0.008968 | 361.5216 | 0.0021049 | 361.5216 | 0.54683 | 595.6359 | 0.0094255 | 733.816 | -0.00072527 | 361.5216 | 0.04043 | 595.6359 | 0.019753 | 733.816 | -0.072978 | 733.816 | -0.01275 | 725.6632 | -0.018745 | 733.816 | -0.048363 | 733.816 | 0 |  |  | 730.3802 | -0.0086118 | 733.816 | -0.045069 | 734.0671 | 0 | 734.0671 | 0 | 734.0671 | -0.00321 | 595.6359 | 0.067914 | 734.0671 | 0 | 734.0671 | 0 |  |  | 733.816 | 0.16732 | 728.6 | -0.027516 | 734.0671 | 0 | 733.816 | 0.13206 | 598.1506 | 1.5631 | 734.0671 | 0 | 734.0671 | 0 | 733.816 | -0.0063181 | 734.0671 | 0.02689 | 734.0671 | 0.043305 | 734.0671 | 12.0887 | 890.9969 | 0.016979 | 733.816 | 2.09 | 733.816 | -0.0058315 | 734.0671 | 0.014677 | 890.4343 | 0 | 733.816 | -0.017575 | 894.3386 | 4.0506 | 890.9969 | 3.5616 | 733.816 | 0 | 991.1584 | 0.2503 |  |  | 1217.0785 | 0.39069 | 1030.317 | 0.011667 | 1135.1102 | 0 | 1134.3523 | 0 | 1134.3456 | 0.0037773 | 733.816 | 0.40727 | 734.0671 | 0.2584 | 733.816 | 0.72493 | 733.816 | 0.37814 | 734.0671 | #REF! | 733.816 | 0.4945 | 730.2471 | 0.20391
| 361.6002 | 0 | 361.6002 | 0.021711 | 361.6002 | 0.032931 | 361.6002 | 0.016254 | 361.6002 | 0.0039241 | 361.6002 | 0.55407 | 595.7541 | 0 | 734.0513 | 0.022454 | 361.6002 | 0.10719 | 595.7541 | 0 | 734.0513 | 0.0088048 | 734.0513 | -0.0027407 | 725.8961 | 0.0035254 | 734.0513 | 0.02517 | 734.0513 | 0 |  |  | 730.6126 | 0.011411 | 734.0513 | 0.047365 | 734.3021 | 0.0039916 | 734.3021 | 0.016203 | 734.3021 | 0.0017024 | 595.7541 | 0.048584 | 734.3021 | 0.0027932 | 734.3021 | 0.0023493 |  |  | 734.0513 | 0.17896 | 728.84 | 0.0032645 | 734.3021 | 0.0049378 | 734.0513 | 0.13185 | 598.2699 | 1.5575 | 734.3021 | 0.011683 | 734.3021 | 0.0095213 | 734.0513 | 0.03865 | 734.3021 | 0.028003 | 734.3021 | 0.044104 | 734.3021 | 12.0546 | 891.1645 | 0.025736 | 734.0513 | 2.1335 | 734.0513 | 0.0086852 | 734.3021 | 0.01542 | 890.6023 | 0 | 734.0513 | 0.032433 | 894.5082 | 4.0159 | 891.1645 | 3.5822 | 734.0513 | 0 | 991.2561 | 0.24975 |  |  | 1217.151 | 0.38991 | 1030.33 | 0.011658 | 1135.1733 | 0 | 1134.4153 | 0 | 1134.4086 | 0.0037876 | 734.051 | 0.40246 | 734.3021 | 0.25624 | 734.0513 | 0.73245 | 734.0513 | 0.37283 | 734.3021 | #REF! | 734.0513 | 0.506 | 730.4812 | 0.20509
| 361.6787 | 0 | 361.6787 | -0.017595 | 361.6787 | 0.032702 | 361.6787 | -0.0083141 | 361.6787 | 0.0039692 | 361.6787 | 0.54438 | 595.8724 | 0.0016977 | 734.2866 | 0.0012895 | 361.6787 | 0.04229 | 595.8724 | 0.019753 | 734.2866 | -0.11358 | 734.2866 | -0.012795 | 726.129 | -0.0066937 | 734.2866 | -0.04602 | 734.2866 | 0 |  |  | 730.8451 | -0.003544 | 734.2866 | -0.062179 | 734.5372 | 0 | 734.5372 | 0 | 734.5372 | -0.0046333 | 595.8724 | 0.059555 | 734.5372 | 0 | 734.5372 | 0 |  |  | 734.2866 | 0.16644 | 729.07 | 0.007112 | 734.5372 | 0 | 734.2866 | 0.12764 | 598.3892 | 1.5982 | 734.5372 | 0 | 734.5372 | 0 | 734.2866 | -0.012574 | 734.5372 | 0.025429 | 734.5372 | 0.041643 | 734.5372 | 12.0471 | 891.3321 | 0.03257 | 734.2866 | 2.1566 | 734.2866 | -1.7103e-05 | 734.5372 | 0.01424 | 890.7704 | 0 | 734.2866 | -0.0060558 | 894.6778 | 3.9835 | 891.3321 | 3.6194 | 734.2866 | 0.0090425 | 991.3539 | 0.24908 |  |  | 1217.2236 | 0.38913 | 1030.343 | 0.011649 | 1135.2365 | 0 | 1134.4784 | 0 | 1134.4716 | 0.0037841 | 734.287 | 0.4052 | 734.5372 | 0.25455 | 734.2866 | 0.71002 | 734.2866 | 0.3746 | 734.5372 | #REF! | 734.2866 | 0.48938 | 730.7153 | 0.20464
| 361.7573 | 0 | 361.7573 | 0.0013741 | 361.7573 | 0.03333 | 361.7573 | 0.011646 | 361.7573 | 0.0048412 | 361.7573 | 0.54613 | 595.9907 | 0 | 734.5219 | 0.0046734 | 361.7573 | 0.11219 | 595.9907 | 0 | 734.5219 | 0.043919 | 734.5219 | 0.0044743 | 726.3619 | 0.0060365 | 734.5219 | 0.029888 | 734.5219 | 0 |  |  | 731.0776 | 0.020358 | 734.5219 | 0.018627 | 734.7723 | 0.022079 | 734.7723 | 0.019333 | 734.7723 | 0.0037125 | 595.9907 | 0.063107 | 734.7723 | 0.0049597 | 734.7723 | 0.0034635 |  |  | 734.5219 | 0.17573 | 729.31 | -0.011776 | 734.7723 | 0.0031887 | 734.5219 | 0.12475 | 598.5085 | 1.5894 | 734.7723 | 0.022773 | 734.7723 | 0.01091 | 734.5219 | 0.031254 | 734.7723 | 0.030099 | 734.7723 | 0.045252 | 734.7723 | 12.0236 | 891.4998 | 0.023013 | 734.5219 | 2.21 | 734.5219 | 0.028337 | 734.7723 | 0.018514 | 890.9384 | 0 | 734.5219 | 0.020898 | 894.8475 | 3.9581 | 891.4998 | 3.65 | 734.5219 | 0 | 991.4517 | 0.24955 |  |  | 1217.2961 | 0.38835 | 1030.3561 | 0.011641 | 1135.2997 | 0 | 1134.5414 | 0 | 1134.5347 | 0.003766 | 734.522 | 0.39715 | 734.7723 | 0.24875 | 734.5219 | 0.72416 | 734.5219 | 0.36929 | 734.7723 | #REF! | 734.5219 | 0.50835 | 730.9494 | 0.20376
| 361.8359 | 0 | 361.8359 | 0.00054446 | 361.8359 | 0.032702 | 361.8359 | -0.013826 | 361.8359 | 0.0033979 | 361.8359 | 0.52944 | 596.109 | 0.0045078 | 734.7573 | -0.071104 | 361.8359 | 0.05962 | 596.109 | 0.035464 | 734.7573 | -0.066767 | 734.7573 | -0.020081 | 726.5949 | -0.0045042 | 734.7573 | -0.041503 | 734.7573 | 0 |  |  | 731.3101 | -0.0028958 | 734.7573 | -0.075097 | 735.0073 | 0 | 735.0073 | 0 | 735.0073 | -0.0054286 | 596.109 | 0.083586 | 735.0073 | 0 | 735.0073 | 0 |  |  | 734.7573 | 0.1639 | 729.54 | 0.0081613 | 735.0073 | 0 | 734.7573 | 0.11958 | 598.6277 | 1.6444 | 735.0073 | 0 | 735.0073 | 0 | 734.7573 | -0.0026244 | 735.0073 | 0.020174 | 735.0073 | 0.037858 | 735.0073 | 11.9766 | 891.6674 | 0.02045 | 734.7573 | 2.2164 | 734.7573 | -0.0033354 | 735.0073 | 0.016138 | 891.1064 | 0 | 734.7573 | -0.0075278 | 895.0171 | 3.9284 | 891.6674 | 3.6923 | 734.7573 | 0 | 991.5496 | 0.25057 |  |  | 1217.3688 | 0.38756 | 1030.369 | 0.011632 | 1135.3628 | 0 | 1134.6045 | 0 | 1134.5978 | 0.003733 | 734.757 | 0.39056 | 735.0073 | 0.2431 | 734.7573 | 0.70354 | 734.7573 | 0.36664 | 735.0073 | #REF! | 734.7573 | 0.49045 | 731.1836 | 0.20402
| 361.9145 | 0 | 361.9145 | 0.015125 | 361.9145 | 0.033643 | 361.9145 | 0.012985 | 361.9145 | 0.0039391 | 361.9145 | 0.52896 | 596.2273 | 0 | 734.9926 | 0.019046 | 361.9145 | 0.12605 | 596.2273 | 0 | 734.9926 | -0.02415 | 734.9926 | 0.0034263 | 726.8278 | 0.0015123 | 734.9926 | 0.02655 | 734.9926 | 0 |  |  | 731.5426 | 0.010489 | 734.9926 | 0.029961 | 735.2424 | 0.015048 | 735.2424 | 0.0037912 | 735.2424 | 0.001953 | 596.2273 | 0.06572 | 735.2424 | 0.003852 | 735.2424 | 0.0018729 |  |  | 734.9926 | 0.17115 | 729.78 | 0.00046636 | 735.2424 | 0.0028975 | 734.9926 | 0.13028 | 598.747 | 1.6578 | 735.2424 | 0.018423 | 735.2424 | 0.0085406 | 734.9926 | 0.03449 | 735.2424 | 0.027985 | 735.2424 | 0.038541 | 735.2424 | 11.9259 | 891.835 | 0.030862 | 734.9926 | 2.2799 | 734.9926 | 0.010189 | 735.2424 | 0.024033 | 891.2745 | 0 | 734.9926 | 0.016814 | 895.1867 | 3.8976 | 891.835 | 3.7204 | 734.9926 | 0 | 991.6474 | 0.25158 |  |  | 1217.4413 | 0.38677 | 1030.3821 | 0.011625 | 1135.4259 | 0 | 1134.6676 | 0 | 1134.6608 | 0.0036887 | 734.993 | 0.39008 | 735.2424 | 0.24875 | 734.9926 | 0.69913 | 734.9926 | 0.36399 | 735.2424 | #REF! | 734.9926 | 0.50494 | 731.4177 | 0.20458
| 361.9931 | 0 | 361.9931 | -0.032422 | 361.9931 | 0.033387 | 361.9931 | -0.0039858 | 361.9931 | 0.0018192 | 361.9931 | 0.51485 | 596.3456 | 0.01955 | 735.2279 | -0.086938 | 361.9931 | 0.07733 | 596.3456 | 0.019753 | 735.2279 | 0.0011377 | 735.2279 | -0.021329 | 727.0608 | -0.0071137 | 735.2279 | -0.047155 | 735.2279 | 0 |  |  | 731.7751 | -0.0061631 | 735.2279 | -0.048509 | 735.4775 | 0 | 735.4775 | 0 | 735.4775 | -0.0048418 | 596.3456 | 0.083273 | 735.4775 | 0 | 735.4775 | 0 |  |  | 735.2279 | 0.16589 | 730.01 | -0.0058295 | 735.4775 | 0 | 735.2279 | 0.11978 | 598.8663 | 1.733 | 735.4775 | 0 | 735.4775 | 0 | 735.2279 | -0.011346 | 735.4775 | 0.016087 | 735.4775 | 0.033803 | 735.4775 | 11.9166 | 892.0026 | 0.024615 | 735.2279 | 2.3129 | 735.2279 | 0.010147 | 735.4775 | 0.0088586 | 891.4425 | 0 | 735.2279 | -0.020206 | 895.3563 | 3.8671 | 892.0026 | 3.7522 | 735.2279 | 0 | 991.7453 | 0.25243 |  |  | 1217.5139 | 0.38599 | 1030.395 | 0.011617 | 1135.4891 | 0 | 1134.7306 | 0 | 1134.7239 | 0.0036398 | 735.228 | 0.38847 | 735.4775 | 0.24082 | 735.2279 | 0.69485 | 735.2279 | 0.36487 | 735.4775 | #REF! | 735.2279 | 0.48044 | 731.6518 | 0.2042
| 362.0716 | 0 | 362.0717 | 0.038057 | 362.0716 | 0.034869 | 362.0716 | 0.011054 | 362.0716 | 0.0060591 | 362.0717 | 0.51357 | 596.4639 | 0 | 735.4633 | -0.03043 | 362.0716 | 0.12494 | 596.4639 | 0 | 735.4633 | -0.025508 | 735.4633 | 0.0013796 | 727.2937 | 0.0095006 | 735.4633 | 0.021313 | 735.4633 | 0 |  |  | 732.0076 | 0.008776 | 735.4633 | 0.016607 | 735.7126 | 0.0066587 | 735.7126 | 0.0073152 | 735.7126 | 0.0018509 | 596.4639 | 0.071048 | 735.7126 | 0.0057953 | 735.7127 | 0.001861 |  |  | 735.4633 | 0.16773 | 730.25 | 0.0095605 | 735.7126 | 0.0027428 | 735.4633 | 0.11455 | 598.9856 | 1.7694 | 735.7126 | 0.014363 | 735.7127 | 0.0095426 | 735.4633 | 0.01389 | 735.7126 | 0.026924 | 735.7126 | 0.036988 | 735.7126 | 11.8488 | 892.1703 | 0.024882 | 735.4633 | 2.3611 | 735.4633 | 0.022379 | 735.7126 | 0.022803 | 891.6106 | 0 | 735.4633 | 0.023455 | 895.5259 | 3.8468 | 892.1703 | 3.7676 | 735.4633 | 0 | 991.8431 | 0.25224 |  |  | 1217.5865 | 0.38519 | 1030.4081 | 0.01161 | 1135.5522 | 0 | 1134.7937 | 0 | 1134.787 | 0.0035932 | 735.463 | 0.38986 | 735.7126 | 0.23645 | 735.4633 | 0.6942 | 735.4633 | 0.35868 | 735.7126 | #REF! | 735.4633 | 0.49045 | 731.886 | 0.20419
| 362.1502 | 0 | 362.1502 | 0.022408 | 362.1502 | 0.033814 | 362.1502 | -0.01202 | 362.1502 | 0.0059839 | 362.1502 | 0.49421 | 596.5822 | 0.022678 | 735.6987 | 0.01746 | 362.1502 | 0.05727 | 596.5822 | 0.01789 | 735.6987 | -0.093572 | 735.6987 | -0.0080067 | 727.5267 | -0.019541 | 735.6987 | -0.042488 | 735.6987 | 0 |  |  | 732.2401 | -0.0051253 | 735.6987 | -0.059383 | 735.9477 | 0 | 735.9477 | 0 | 735.9477 | -0.0043285 | 596.5822 | 0.058092 | 735.9478 | 0 | 735.9478 | 0 |  |  | 735.6987 | 0.16573 | 730.48 | -0.00058295 | 735.9477 | 0 | 735.6987 | 0.12384 | 599.1049 | 1.8459 | 735.9477 | 0 | 735.9478 | 0 | 735.6987 | -0.012001 | 735.9477 | 0.019668 | 735.9477 | 0.033146 | 735.9477 | 11.8124 | 892.3379 | 0.016819 | 735.6987 | 2.3576 | 735.6987 | 0.0016466 | 735.9478 | 0.01683 | 891.7786 | 0 | 735.6987 | 0.0044688 | 895.6956 | 3.8185 | 892.3379 | 3.7876 | 735.6987 | 0.0072427 | 991.941 | 0.25174 |  |  | 1217.6592 | 0.3844 | 1030.421 | 0.011603 | 1135.6155 | 0 | 1134.8568 | 0 | 1134.8501 | 0.0035569 | 735.699 | 0.3894 | 735.9478 | 0.24361 | 735.6987 | 0.6802 | 735.6987 | 0.36045 | 735.9478 | #REF! | 735.6987 | 0.47085 | 732.1201 | 0.20385
| 362.2288 | 0 | 362.2288 | 0.0094613 | 362.2288 | 0.033871 | 362.2288 | 0.012424 | 362.2288 | 0.0057283 | 362.2288 | 0.49465 | 596.7006 | 0 | 735.934 | 0.014738 | 362.2288 | 0.09223 | 596.7006 | 0 | 735.934 | -0.0092901 | 735.934 | 0.0099354 | 727.7596 | 0.0073832 | 735.934 | 0.031398 | 735.934 | 0 |  |  | 732.4726 | 0.010951 | 735.934 | 0.046288 | 736.1829 | 0.026635 | 736.1829 | 0.014097 | 736.1829 | 0.0018774 | 596.7006 | 0.083795 | 736.1829 | 0.0049711 | 736.1829 | 0.0016882 |  |  | 735.934 | 0.16805 | 730.72 | 0.026349 | 736.1829 | 0.0067893 | 735.934 | 0.12729 | 599.2242 | 1.8888 | 736.1829 | 0.023616 | 736.1829 | 0.011952 | 735.934 | 0.036809 | 736.1829 | 0.024851 | 736.1829 | 0.033948 | 736.1829 | 11.758 | 892.5055 | 0.018474 | 735.934 | 2.4492 | 735.934 | 0.010526 | 736.1829 | 0.023877 | 891.9467 | 0 | 735.934 | 0.036288 | 895.8652 | 3.7835 | 892.5055 | 3.7992 | 735.934 | 0.0018107 | 992.039 | 0.25213 |  |  | 1217.7318 | 0.3836 | 1030.4341 | 0.011597 | 1135.6786 | 0 | 1134.9199 | 0 | 1134.9131 | 0.003533 | 735.934 | 0.38255 | 736.1829 | 0.24233 | 735.934 | 0.69343 | 735.934 | 0.35514 | 736.1829 | #REF! | 735.934 | 0.48832 | 732.3543 | 0.20354
| 362.3074 | 0 | 362.3074 | -0.04886 | 362.3074 | 0.033102 | 362.3074 | -0.014542 | 362.3074 | 0.001714 | 362.3074 | 0.48732 | 596.8189 | 0.012938 | 736.1694 | -0.060542 | 362.3074 | 0.03191 | 596.8189 | 0.019008 | 736.1694 | -0.15122 | 736.1694 | -0.020836 | 727.9927 | -0.01155 | 736.1694 | -0.032132 | 736.1694 | 0 |  |  | 732.7052 | -0.017582 | 736.1694 | -0.033336 | 736.418 | 0 | 736.418 | 0 | 736.418 | -0.0029565 | 596.8189 | 0.065511 | 736.418 | 0 | 736.418 | 0 |  |  | 736.1694 | 0.15864 | 730.95 | -0.0086277 | 736.418 | 0 | 736.1694 | 0.1212 | 599.3435 | 1.9494 | 736.418 | 0 | 736.418 | 0 | 736.1694 | 0.0022655 | 736.418 | 0.015673 | 736.418 | 0.02991 | 736.418 | 11.6907 | 892.6732 | 0.02611 | 736.1694 | 2.4501 | 736.1694 | 0.0027848 | 736.418 | 0.01468 | 892.1148 | 0.00026087 | 736.1694 | -0.0056639 | 896.0349 | 3.7528 | 892.6732 | 3.8208 | 736.1694 | 0 | 992.1369 | 0.2527 |  |  | 1217.8044 | 0.3828 | 1030.447 | 0.011591 | 1135.7418 | 0 | 1134.983 | 0 | 1134.9762 | 0.0035273 | 736.169 | 0.37996 | 736.418 | 0.23616 | 736.1694 | 0.67566 | 736.1694 | 0.35337 | 736.418 | #REF! | 736.1694 | 0.46978 | 732.5884 | 0.20361
| 362.386 | 0 | 362.386 | -0.05503 | 362.386 | 0.033529 | 362.386 | 0.010369 | 362.386 | 0.0063447 | 362.386 | 0.5002 | 596.9372 | 0 | 736.4048 | 0.020807 | 362.386 | 0.05926 | 596.9372 | 0 | 736.4048 | 0.028463 | 736.4048 | 0.0059141 | 728.2256 | -0.0032112 | 736.4048 | 0.027264 | 736.4048 | 0 |  |  | 732.9377 | 0.014357 | 736.4048 | -0.00046406 | 736.6532 | 0.0022705 | 736.6532 | 0.0119 | 736.6532 | -0.0004085 | 596.9372 | 0.069063 | 736.6532 | 0.0052085 | 736.6531 | 0.0022392 |  |  | 736.4048 | 0.15775 | 731.19 | 0.0078116 | 736.6532 | 0.002785 | 736.4048 | 0.11937 | 599.4628 | 1.9806 | 736.6532 | 0.024112 | 736.6531 | 0.0087949 | 736.4048 | 0.025809 | 736.6532 | 0.021569 | 736.6532 | 0.031463 | 736.6532 | 11.5997 | 892.8408 | 0.027124 | 736.4048 | 2.5101 | 736.4048 | 0.011908 | 736.6531 | 0.027116 | 892.2828 | 0 | 736.4048 | 0.017099 | 896.2045 | 3.7281 | 892.8408 | 3.8373 | 736.4048 | 0 | 992.2349 | 0.25281 |  |  | 1217.8771 | 0.38199 | 1030.4601 | 0.011585 | 1135.805 | 0 | 1135.0461 | 0 | 1135.0393 | 0.0035364 | 736.405 | 0.37986 | 736.6532 | 0.23745 | 736.4048 | 0.67903 | 736.4048 | 0.34891 | 736.6531 | #REF! | 736.4048 | 0.48363 | 732.8226 | 0.20285
| 362.4646 | 0 | 362.4646 | 0.061208 | 362.4646 | 0.032132 | 362.4646 | -0.009186 | 362.4646 | 0.0020898 | 362.4646 | 0.48337 | 597.0556 | 0.0059129 | 736.6402 | -0.07975 | 362.4646 | 0.01801 | 597.0556 | 0.014163 | 736.6402 | -0.10405 | 736.6402 | -0.019498 | 728.4586 | -0.010538 | 736.6402 | -0.045581 | 736.6402 | 0 |  |  | 733.1703 | -0.013654 | 736.6402 | -0.049917 | 736.8883 | 0 | 736.8883 | 0 | 736.8883 | -0.006394 | 597.0556 | 0.06457 | 736.8883 | 0 | 736.8883 | 0 |  |  | 736.6402 | 0.15395 | 731.42 | 0.01026 | 736.8883 | 0 | 736.6402 | 0.11846 | 599.5821 | 2.0298 | 736.8883 | 0 | 736.8883 | 0 | 736.6402 | -0.012457 | 736.8883 | 0.011806 | 736.8883 | 0.026346 | 736.8883 | 11.5113 | 893.0084 | 0.019222 | 736.6402 | 2.5302 | 736.6402 | 0.0041648 | 736.8883 | 0.02037 | 892.4509 | 0.00026087 | 736.6402 | -0.0072159 | 896.3742 | 3.6953 | 893.0084 | 3.8589 | 736.6402 | 0 | 992.3328 | 0.25352 |  |  | 1217.9497 | 0.38118 | 1030.473 | 0.01158 | 1135.8682 | 0 | 1135.1092 | 0 | 1135.1024 | 0.0035569 | 736.64 | 0.37349 | 736.8883 | 0.23271 | 736.6402 | 0.65583 | 736.6402 | 0.34448 | 736.8883 | #REF! | 736.6402 | 0.45508 | 733.0568 | 0.20215
| 362.5432 | 0 | 362.5432 | 0.028146 | 362.5432 | 0.032446 | 362.5432 | 0.016161 | 362.5432 | 0.0053524 | 362.5432 | 0.48436 | 597.1739 | 0 | 736.8756 | -0.066732 | 362.5432 | 0.0637 | 597.1739 | 0 | 736.8756 | 0.0025311 | 736.8756 | -0.0029793 | 728.6917 | 0.0039463 | 736.8756 | 0.022507 | 736.8756 | 0 |  |  | 733.4028 | 0.0082659 | 736.8756 | 0.01434 | 737.1235 | 0.013903 | 737.1235 | 0.012516 | 737.1235 | -0.0013722 | 597.1739 | 0.082646 | 737.1235 | 0.0011496 | 737.1235 | 0.001715 |  |  | 736.8756 | 0.15439 | 731.66 | 0.0064125 | 737.1235 | 0.005699 | 736.8756 | 0.11922 | 599.7014 | 2.0636 | 737.1235 | 0.01511 | 737.1235 | 0.0091315 | 736.8756 | 0.016685 | 737.1235 | 0.01836 | 737.1235 | 0.027855 | 737.1235 | 11.4472 | 893.1761 | 0.0291 | 736.8756 | 2.558 | 736.8756 | 0.0084555 | 737.1235 | 0.028636 | 892.619 | 0 | 736.8756 | 0.035658 | 896.5438 | 3.6603 | 893.1761 | 3.8744 | 736.8756 | 0 | 992.4308 | 0.25498 |  |  | 1218.0223 | 0.38037 | 1030.4861 | 0.011575 | 1135.9314 | 0 | 1135.1724 | 0 | 1135.1656 | 0.0035864 | 736.876 | 0.36515 | 737.1235 | 0.23143 | 736.8756 | 0.66399 | 736.8756 | 0.34095 | 737.1235 | #REF! | 736.8756 | 0.47191 | 733.291 | 0.20199
| 362.6218 | 0 | 362.6218 | -0.032145 | 362.6218 | 0.031961 | 362.6218 | -0.013732 | 362.6218 | 0.0038189 | 362.6218 | 0.46804 | 597.2923 | 0.031866 | 737.111 | -0.015565 | 362.6218 | 0.02395 | 597.2923 | 0.022353 | 737.111 | -0.12776 | 737.111 | -0.010335 | 728.9247 | -0.013913 | 737.111 | -0.037585 | 737.111 | 0 |  |  | 733.6354 | -0.0043961 | 737.111 | -0.052956 | 737.3586 | 0 | 737.3586 | 0 | 737.3586 | -0.0058297 | 597.2923 | 0.062794 | 737.3587 | 0 | 737.3586 | 0 |  |  | 737.111 | 0.15556 | 731.89 | -0.012125 | 737.3586 | 0 | 737.111 | 0.11719 | 599.8207 | 2.1202 | 737.3586 | 0 | 737.3586 | 0 | 737.111 | -0.025781 | 737.3586 | 0.017196 | 737.3586 | 0.027418 | 737.3586 | 11.3841 | 893.3437 | 0.016606 | 737.111 | 2.5979 | 737.111 | 0.0060502 | 737.3586 | 0.024476 | 892.7871 | 0 | 737.111 | 0.0032691 | 896.7135 | 3.6283 | 893.3437 | 3.8998 | 737.111 | 0.005432 | 992.5288 | 0.25553 |  |  | 1218.095 | 0.37956 | 1030.499 | 0.011571 | 1135.9946 | 0 | 1135.2355 | 0 | 1135.2288 | 0.0036171 | 737.111 | 0.36856 | 737.3587 | 0.22978 | 737.111 | 0.64636 | 737.111 | 0.34448 | 737.3586 | #REF! | 737.111 | 0.45274 | 733.5252 | 0.20196
| 362.7004 | 0 | 362.7004 | -0.026191 | 362.7004 | 0.032246 | 362.7004 | 0.014822 | 362.7004 | 0.0029468 | 362.7004 | 0.47246 | 597.4107 | 0 | 737.3464 | -0.055176 | 362.7004 | 0.09164 | 597.4107 | 0 | 737.3464 | 0.011485 | 737.3464 | 0.00011252 | 729.1577 | 0.0083938 | 737.3464 | 0.020993 | 737.3464 | 0 |  |  | 733.868 | 0.018554 | 737.3464 | 0.03712 | 737.5938 | 0 | 737.5938 | 0.015409 | 737.5938 | 0.0029398 | 597.4107 | 0.06363 | 737.5938 | 0.0032939 | 737.5938 | 0.0039867 |  |  | 737.3464 | 0.15388 | 732.13 | -0.0061794 | 737.5938 | 0.0049843 | 737.3464 | 0.10502 | 599.9401 | 2.1495 | 737.5938 | 0.025061 | 737.5938 | 0.011966 | 737.3464 | 0.02735 | 737.5938 | 0.019985 | 737.5938 | 0.02699 | 737.5938 | 11.3051 | 893.5114 | 0.025789 | 737.3464 | 2.6515 | 737.3464 | 0.030893 | 737.5938 | 0.031023 | 892.9551 | 0 | 737.3464 | 0.02568 | 896.8831 | 3.6012 | 893.5114 | 3.9242 | 737.3464 | 0.0036195 | 992.6268 | 0.25556 |  |  | 1218.1677 | 0.37874 | 1030.5121 | 0.011566 | 1136.0579 | 0 | 1135.2986 | 0 | 1135.2919 | 0.0036455 | 737.346 | 0.36455 | 737.5938 | 0.21715 | 737.3464 | 0.65531 | 737.3464 | 0.33918 | 737.5938 | #REF! | 737.3464 | 0.46723 | 733.7594 | 0.20191
| 362.779 | 0 | 362.7791 | 0.034376 | 362.779 | 0.030564 | 362.779 | -0.012269 | 362.779 | 0.0036234 | 362.779 | 0.45682 | 597.529 | 0.036167 | 737.5818 | -0.074038 | 362.779 | 0.04558 | 597.529 | 0.016399 | 737.5818 | -0.11589 | 737.5819 | -0.018834 | 729.3907 | -0.010667 | 737.5818 | -0.04349 | 737.5819 | 0 |  |  | 734.1006 | -0.012937 | 737.5819 | -0.072252 | 737.829 | 0 | 737.829 | 0 | 737.829 | -0.0063989 | 597.529 | 0.056003 | 737.829 | 0 | 737.829 | 0 |  |  | 737.5818 | 0.14933 | 732.37 | -0.0079281 | 737.829 | 0 | 737.5819 | 0.11146 | 600.0594 | 2.1974 | 737.829 | 0 | 737.829 | 0 | 737.5819 | -0.0051091 | 737.829 | 0.011044 | 737.829 | 0.022826 | 737.829 | 11.2388 | 893.679 | 0.02029 | 737.5818 | 2.6937 | 737.5818 | 0.0049324 | 737.829 | 0.015131 | 893.1232 | 0 | 737.5818 | 0.004614 | 897.0528 | 3.5706 | 893.679 | 3.9575 | 737.5819 | 0 | 992.7249 | 0.25589 |  |  | 1218.2404 | 0.37793 | 1030.525 | 0.011562 | 1136.1211 | 0 | 1135.3618 | 0 | 1135.355 | 0.0036648 | 737.582 | 0.36166 | 737.829 | 0.22486 | 737.5819 | 0.63858 | 737.5819 | 0.33564 | 737.829 | #REF! | 737.5819 | 0.44358 | 733.9936 | 0.20237
| 362.8576 | 0 | 362.8577 | 0.03906 | 362.8576 | 0.031533 | 362.8576 | 0.014262 | 362.8576 | 0.0069762 | 362.8577 | 0.45656 | 597.6474 | 0 | 737.8173 | -0.028167 | 362.8576 | 0.10071 | 597.6474 | 0 | 737.8173 | -0.017017 | 737.8173 | -0.00037668 | 729.6238 | -0.0015169 | 737.8173 | 0.019456 | 737.8173 | 0 |  |  | 734.3332 | 0.016622 | 737.8173 | 0.027538 | 738.0642 | 0.021077 | 738.0642 | 0.0045025 | 738.0642 | 0.00053749 | 597.6474 | 0.059242 | 738.0642 | 0.0065805 | 738.0642 | 0.0014183 |  |  | 737.8173 | 0.16001 | 732.6 | -0.0086277 | 738.0642 | 0.0017715 | 737.8173 | 0.11496 | 600.1787 | 2.2156 | 738.0642 | 0.012629 | 738.0642 | 0.011158 | 737.8173 | 0.025175 | 738.0642 | 0.017764 | 738.0642 | 0.026213 | 738.0642 | 11.1713 | 893.8467 | 0.03209 | 737.8173 | 2.7416 | 737.8173 | 0.024399 | 738.0642 | 0.030759 | 893.2913 | 0 | 737.8173 | 0.034145 | 897.2224 | 3.5344 | 893.8467 | 3.9822 | 737.8173 | 0 | 992.823 | 0.25633 |  |  | 1218.313 | 0.37711 | 1030.5381 | 0.011559 | 1136.1843 | 0 | 1135.4249 | 0 | 1135.4182 | 0.0036762 | 737.817 | 0.35335 | 738.0642 | 0.22453 | 737.8173 | 0.64338 | 737.8173 | 0.32414 | 738.0642 | #REF! | 737.8173 | 0.46126 | 734.2279 | 0.20185
| 362.9363 | 0 | 362.9363 | -0.02 | 362.9363 | 0.030307 | 362.9363 | -0.019244 | 362.9363 | 0.0028266 | 362.9363 | 0.44041 | 597.7658 | 0.020723 | 738.0527 | -0.018368 | 362.9363 | 0.02726 | 597.7658 | 0.023213 | 738.0527 | -0.12655 | 738.0527 | -0.010126 | 729.8568 | -0.018681 | 738.0527 | -0.044231 | 738.0527 | 0 |  |  | 734.5658 | -0.014593 | 738.0527 | -0.063876 | 738.2994 | 0 | 738.2994 | 0 | 738.2994 | -0.0063475 | 597.7658 | 0.050047 | 738.2994 | 0 | 738.2994 | 0 |  |  | 738.0527 | 0.14788 | 732.84 | -0.022269 | 738.2994 | 0 | 738.0527 | 0.11217 | 600.298 | 2.2618 | 738.2994 | 0 | 738.2994 | 0 | 738.0527 | -0.0031991 | 738.2994 | 0.012357 | 738.2994 | 0.022673 | 738.2994 | 11.0898 | 894.0143 | 0.021197 | 738.0527 | 2.7701 | 738.0527 | 0.014439 | 738.2994 | 0.020454 | 893.4594 | 0.00026087 | 738.0527 | 0.0014631 | 897.3921 | 3.5023 | 894.0143 | 4.0067 | 738.0527 | 0.0072445 | 992.9211 | 0.2571 |  |  | 1218.3857 | 0.37629 | 1030.5511 | 0.011556 | 1136.2476 | 0 | 1135.488 | 0 | 1135.4813 | 0.0036762 | 738.053 | 0.36186 | 738.2994 | 0.22588 | 738.0527 | 0.6321 | 738.0527 | 0.33652 | 738.2994 | #REF! | 738.0527 | 0.4342 | 734.4621 | 0.20153
| 363.0149 | 0 | 363.0149 | -0.025609 | 363.0149 | 0.031305 | 363.0149 | 0.012611 | 363.0149 | 0.0072318 | 363.0149 | 0.44914 | 597.8842 | 0 | 738.2882 | 0.010431 | 363.0149 | 0.06541 | 597.8842 | 0 | 738.2882 | 0.0088088 | 738.2882 | 0.0048082 | 730.0899 | 0.0054805 | 738.2882 | 0.034697 | 738.2882 | 0 |  |  | 734.7984 | 0.010592 | 738.2882 | 0.0036035 | 738.5347 | 0.010708 | 738.5347 | 0.011155 | 738.5347 | 0.0028598 | 597.8842 | 0.063421 | 738.5347 | 0.00315 | 738.5347 | 0.0021649 |  |  | 738.2882 | 0.15314 | 733.07 | 0.016555 | 738.5347 | 0.0022335 | 738.2882 | 0.11263 | 600.4173 | 2.2829 | 738.5347 | 0.015569 | 738.5347 | 0.011217 | 738.2882 | 0.02753 | 738.5347 | 0.0188 | 738.5347 | 0.023312 | 738.5347 | 10.9823 | 894.182 | 0.030862 | 738.2882 | 2.8433 | 738.2882 | 0.02422 | 738.5347 | 0.030728 | 893.6275 | 0 | 738.2882 | 0.028432 | 897.5618 | 3.4764 | 894.182 | 4.0219 | 738.2882 | 0 | 993.0192 | 0.25744 |  |  | 1218.4585 | 0.37546 | 1030.5641 | 0.011553 | 1136.3108 | 0 | 1135.5513 | 0 | 1135.5444 | 0.0036694 | 738.288 | 0.3564 | 738.5347 | 0.22526 | 738.2882 | 0.63832 | 738.2882 | 0.32768 | 738.5347 | #REF! | 738.2882 | 0.4651 | 734.6964 | 0.20175
| 363.0935 | 0 | 363.0935 | 0.015791 | 363.0935 | 0.03065 | 363.0935 | -0.014573 | 363.0935 | 0.0074272 | 363.0935 | 0.43636 | 598.0026 | 0.016802 | 738.5237 | -0.081836 | 363.0935 | -0.01474 | 598.0026 | 0.01938 | 738.5237 | -0.07841 | 738.5237 | -0.019773 | 730.3229 | -0.0096342 | 738.5237 | -0.044443 | 738.5237 | 0 |  |  | 735.031 | -0.016508 | 738.5237 | -0.080391 | 738.7699 | 0 | 738.7699 | 0 | 738.7699 | -0.0060704 | 598.0026 | 0.058719 | 738.7699 | 0 | 738.7699 | 0 |  |  | 738.5237 | 0.15635 | 733.31 | 0.0032645 | 738.7699 | 0 | 738.5237 | 0.10902 | 600.5367 | 2.3305 | 738.7699 | 0 | 738.7699 | 0 | 738.5237 | -0.0025632 | 738.7699 | 0.010564 | 738.7699 | 0.01883 | 738.7699 | 10.902 | 894.3496 | 0.023547 | 738.5237 | 2.8644 | 738.5237 | 0.01095 | 738.7699 | 0.024987 | 893.7956 | 0 | 738.5237 | 0.003815 | 897.7315 | 3.4458 | 894.3496 | 4.0488 | 738.5237 | 0 | 993.1173 | 0.2576 |  |  | 1218.5311 | 0.37463 | 1030.5771 | 0.01155 | 1136.374 | 0 | 1135.6144 | 0 | 1135.6077 | 0.0036557 | 738.524 | 0.35094 | 738.7699 | 0.21921 | 738.5237 | 0.61926 | 738.5237 | 0.32768 | 738.7699 | #REF! | 738.5237 | 0.42504 | 734.9306 | 0.20001
| 363.1721 | 0 | 363.1721 | 0.0021259 | 363.1721 | 0.031277 | 363.1721 | 0.014822 | 363.1721 | 0.0080437 | 363.1721 | 0.43436 | 598.121 | 0.0010555 | 738.7591 | 0.11308 | 363.1721 | 0.04381 | 598.121 | 0 | 738.7591 | 0.03315 | 738.7591 | 0.010285 | 730.556 | 0.0088051 | 738.7591 | 0.021061 | 738.7591 | 0 |  |  | 735.2637 | 0.014806 | 738.7591 | 0.040919 | 739.0051 | 0.035925 | 739.0051 | 0.014424 | 739.0051 | 0.0047578 | 598.121 | 0.051196 | 739.0051 | 0.006605 | 739.0051 | 0.006012 |  |  | 738.7591 | 0.15385 | 733.54 | 0.00011659 | 739.0051 | 0.0061294 | 738.7591 | 0.11755 | 600.656 | 2.3513 | 739.0051 | 0.015793 | 739.0051 | 0.010971 | 738.7591 | 0.024596 | 739.0051 | 0.022835 | 739.0051 | 0.026786 | 739.0051 | 10.7675 | 894.5173 | 0.025789 | 738.7591 | 2.9185 | 738.7591 | 0.025836 | 739.0051 | 0.039752 | 893.9637 | 0 | 738.7591 | 0.021752 | 897.9012 | 3.4117 | 894.5173 | 4.0756 | 738.7591 | 0 | 993.2155 | 0.25811 |  |  | 1218.6039 | 0.3738 | 1030.5901 | 0.011548 | 1136.4374 | 0 | 1135.6776 | 0 | 1135.6709 | 0.003641 | 738.759 | 0.34676 | 739.0051 | 0.22629 | 738.7591 | 0.62237 | 738.7591 | 0.3206 | 739.0051 | #REF! | 738.7591 | 0.45721 | 735.1649 | 0.2006
| 363.2507 | 0 | 363.2507 | -0.044259 | 363.2507 | 0.030593 | 363.2507 | -0.013514 | 363.2507 | 0.0027664 | 363.2507 | 0.42285 | 598.2394 | 0.0094255 | 738.9946 | -0.076949 | 363.2507 | 0.01719 | 598.2394 | 0.017517 | 738.9946 | -0.12135 | 738.9946 | -0.014801 | 730.7891 | -0.014094 | 738.9946 | -0.043196 | 738.9946 | 0 |  |  | 735.4963 | -0.0097991 | 738.9946 | -0.089852 | 739.2404 | 0 | 739.2404 | 0 | 739.2404 | -0.0056563 | 598.2394 | 0.059869 | 739.2404 | 0 | 739.2404 | 0 |  |  | 738.9946 | 0.14097 | 733.78 | -0.0030314 | 739.2404 | 0 | 738.9946 | 0.10928 | 600.7753 | 2.4034 | 739.2404 | 0 | 739.2404 | 0 | 738.9946 | -0.021022 | 739.2404 | 0.013025 | 739.2404 | 0.018875 | 739.2404 | 10.6688 | 894.685 | 0.024241 | 738.9946 | 2.9334 | 738.9946 | -0.0064054 | 739.2404 | 0.033189 | 894.1318 | 0 | 738.9946 | 0.0046166 | 898.0708 | 3.3827 | 894.685 | 4.1056 | 738.9946 | 0 | 993.3137 | 0.25849 |  |  | 1218.6766 | 0.37296 | 1030.6031 | 0.011547 | 1136.5006 | 0 | 1135.7408 | 0 | 1135.734 | 0.0036285 | 738.995 | 0.34955 | 739.2404 | 0.21443 | 738.9946 | 0.60707 | 738.9946 | 0.32502 | 739.2404 | #REF! | 738.9946 | 0.41886 | 735.3992 | 0.19939
| 363.3294 | 0 | 363.3294 | -0.010068 | 363.3294 | 0.031305 | 363.3294 | 0.015507 | 363.3294 | 0.0027815 | 363.3294 | 0.42469 | 598.3579 | 0 | 739.2301 | 0.015988 | 363.3294 | 0.06993 | 598.3579 | 0 | 739.2301 | 0.0047493 | 739.2301 | 0.0095059 | 731.0222 | 0.010241 | 739.2301 | 0.027371 | 739.2301 | 0 |  |  | 735.729 | 0.014667 | 739.2301 | 0.023998 | 739.4756 | 0.021194 | 739.4756 | 0.0073845 | 739.4756 | 0.0034209 | 598.3579 | 0.056525 | 739.4756 | 0.0035532 | 739.4756 | 0.0025672 |  |  | 739.2301 | 0.15434 | 734.01 | 0.0092106 | 739.4756 | 0.0053327 | 739.2301 | 0.11724 | 600.8946 | 2.4239 | 739.4756 | 0.0080279 | 739.4756 | 0.006883 | 739.2301 | 0.041963 | 739.4756 | 0.018346 | 739.4756 | 0.021837 | 739.4756 | 10.5729 | 894.8526 | 0.030328 | 739.2301 | 3.0073 | 739.2301 | 0.038355 | 739.4756 | 0.03622 | 894.2999 | 0 | 739.2301 | 0.03216 | 898.2405 | 3.3548 | 894.8526 | 4.1142 | 739.2301 | 0.0018089 | 993.4119 | 0.25886 |  |  | 1218.7494 | 0.37212 | 1030.6161 | 0.011545 | 1136.5638 | 0 | 1135.804 | 0 | 1135.7972 | 0.0036205 | 739.23 | 0.34714 | 739.4756 | 0.21913 | 739.2301 | 0.61589 | 739.2301 | 0.31972 | 739.4756 | #REF! | 739.2301 | 0.44336 | 735.6335 | 0.1991
| 363.408 | 0 | 363.408 | -0.0017288 | 363.408 | 0.030336 | 363.408 | -0.0104 | 363.408 | 0.0012399 | 363.408 | 0.40966 | 598.4763 | 0.007318 | 739.4656 | -0.021969 | 363.408 | 0.02461 | 598.4763 | 0.016026 | 739.4656 | -0.077991 | 739.4656 | -0.017414 | 731.2554 | -0.012656 | 739.4656 | -0.044439 | 739.4656 | 0 |  |  | 735.9616 | -0.0071382 | 739.4656 | -0.055553 | 739.7109 | 0 | 739.7109 | 0 | 739.7109 | -0.0021307 | 598.4763 | 0.063107 | 739.7109 | 0 | 739.7109 | 0 |  |  | 739.4656 | 0.13794 | 734.25 | -0.010377 | 739.7109 | 0 | 739.4656 | 0.10867 | 601.014 | 2.4658 | 739.7109 | 0 | 739.7109 | 0 | 739.4656 | -0.012746 | 739.7109 | 0.0093411 | 739.7109 | 0.017217 | 739.7109 | 10.4458 | 895.0203 | 0.02627 | 739.4656 | 3.0345 | 739.4656 | 0.016405 | 739.7109 | 0.032981 | 894.468 | 0.00078262 | 739.4656 | 0.00078564 | 898.4102 | 3.3252 | 895.0203 | 4.124 | 739.4656 | 0 | 993.5101 | 0.25914 |  |  | 1218.8221 | 0.37128 | 1030.6291 | 0.011544 | 1136.6272 | 0 | 1135.8672 | 0 | 1135.8605 | 0.0036182 | 739.466 | 0.34318 | 739.7109 | 0.21432 | 739.4656 | 0.59631 | 739.4656 | 0.31795 | 739.7109 | #REF! | 739.4656 | 0.41652 | 735.8678 | 0.19856
| 363.4866 | 0 | 363.4866 | 0.0084182 | 363.4866 | 0.031191 | 363.4866 | 0.0070997 | 363.4866 | 0.0052772 | 363.4866 | 0.41872 | 598.5947 | 0 | 739.7011 | -0.0057865 | 363.4866 | 0.08338 | 598.5947 | 0 | 739.7011 | 0.0065863 | 739.7011 | 0.0097416 | 731.4885 | 0.015939 | 739.7011 | 0.029959 | 739.7011 | 0 |  |  | 736.1943 | 0.008398 | 739.7011 | 0.031325 | 739.9462 | 0.019443 | 739.9462 | 0.0097079 | 739.9462 | 0.0010453 | 598.5947 | 0.069272 | 739.9462 | 0.0057274 | 739.9462 | 0.0034367 |  |  | 739.7011 | 0.14863 | 734.48 | -0.018421 | 739.9462 | 0.0042158 | 739.7011 | 0.10456 | 601.1333 | 2.4841 | 739.9462 | 0.021842 | 739.9462 | 0.016498 | 739.7011 | 0.024822 | 739.9462 | 0.017749 | 739.9462 | 0.019774 | 739.9462 | 10.33 | 895.188 | 0.028085 | 739.7011 | 3.1097 | 739.7011 | 0.026794 | 739.9462 | 0.039195 | 894.6361 | 0 | 739.7011 | 0.056038 | 898.5799 | 3.2917 | 895.188 | 4.1219 | 739.7011 | 0 | 993.6083 | 0.25953 |  |  | 1218.8949 | 0.37044 | 1030.6421 | 0.011544 | 1136.6904 | 0 | 1135.9304 | 0 | 1135.9236 | 0.0036251 | 739.701 | 0.33789 | 739.9462 | 0.21102 | 739.7011 | 0.60915 | 739.7011 | 0.31352 | 739.9462 | #REF! | 739.7011 | 0.43378 | 736.1021 | 0.19816
| 363.5653 | 0 | 363.5653 | -0.04192 | 363.5653 | 0.029851 | 363.5653 | -0.015476 | 363.5653 | 0.0060741 | 363.5653 | 0.40941 | 598.7132 | 0.015397 | 739.9367 | -0.058618 | 363.5653 | 0.0553 | 598.7132 | 0.016026 | 739.9367 | -0.032921 | 739.9367 | -0.013784 | 731.7216 | -0.017056 | 739.9367 | -0.046164 | 739.9367 | 0 |  |  | 736.427 | -0.01403 | 739.9367 | -0.063594 | 740.1815 | 0 | 740.1815 | 0 | 740.1815 | -0.0063112 | 598.7132 | 0.059555 | 740.1815 | 0 | 740.1815 | 0 |  |  | 739.9367 | 0.13812 | 734.72 | -0.012825 | 740.1815 | 0 | 739.9367 | 0.10177 | 601.2527 | 2.5417 | 740.1815 | 0 | 740.1815 | 0 | 739.9367 | -0.01324 | 740.1815 | 0.0082845 | 740.1815 | 0.015608 | 740.1815 | 10.2097 | 895.3556 | 0.015858 | 739.9367 | 3.1337 | 739.9367 | 0.027543 | 740.1815 | 0.036829 | 894.8042 | 0 | 739.9367 | -0.0049702 | 898.7496 | 3.2624 | 895.3556 | 4.1333 | 739.9367 | 0.0072409 | 993.7065 | 0.26003 |  |  | 1218.9677 | 0.3696 | 1030.6552 | 0.011543 | 1136.7538 | 0 | 1135.9936 | 0 | 1135.9868 | 0.0036387 | 739.937 | 0.34056 | 740.1815 | 0.20691 | 739.9367 | 0.58996 | 739.9367 | 0.31529 | 740.1815 | #REF! | 739.9367 | 0.41567 | 736.3364 | 0.19806
| 363.6439 | 0 | 363.6439 | -0.0093921 | 363.6439 | 0.03025 | 363.6439 | 0.01532 | 363.6439 | 0.005608 | 363.6439 | 0.41253 | 598.8316 | 0 | 740.1722 | 0.010014 | 363.6439 | 0.11653 | 598.8316 | 0 | 740.1722 | -0.047087 | 740.1722 | 0.0019808 | 731.9547 | 0.00027018 | 740.1722 | 0.02676 | 740.1722 | 0 |  |  | 736.6597 | 0.007786 | 740.1722 | 0.020209 | 740.4168 | 0.0015505 | 740.4168 | 0.010292 | 740.4168 | 0.00045123 | 598.8316 | 0.066973 | 740.4168 | 0.0034512 | 740.4168 | 0.0013947 |  |  | 740.1722 | 0.14179 | 734.95 | -0.0093273 | 740.4168 | 0.00075241 | 740.1722 | 0.1108 | 601.372 | 2.5755 | 740.4168 | 0.0128 | 740.4168 | 0.0037535 | 740.1722 | 0.013697 | 740.4168 | 0.013878 | 740.4168 | 0.018957 | 740.4168 | 10.0741 | 895.5233 | 0.024615 | 740.1722 | 3.1802 | 740.1722 | 0.033688 | 740.4168 | 0.049729 | 894.9723 | 0 | 740.1722 | 0.051366 | 898.9193 | 3.2367 | 895.5233 | 4.1428 | 740.1722 | 0.0036213 | 993.8048 | 0.26019 |  |  | 1219.0404 | 0.36875 | 1030.6682 | 0.011543 | 1136.8171 | 0 | 1136.0569 | 0 | 1136.0501 | 0.003658 | 740.172 | 0.3345 | 740.4168 | 0.21187 | 740.1722 | 0.5954 | 740.1722 | 0.30906 | 740.4168 | #REF! | 740.1722 | 0.43314 | 736.5707 | 0.19824
| 363.7225 | 0 | 363.7225 | 0.01069 | 363.7225 | 0.029737 | 363.7225 | -0.013265 | 363.7225 | 0.0061793 | 363.7225 | 0.40071 | 598.9501 | 0.010831 | 740.4077 | -0.014971 | 363.7225 | 0.07374 | 598.9501 | 0.032025 | 740.4077 | -0.045373 | 740.4077 | -0.01066 | 732.1879 | -0.015731 | 740.4077 | -0.040545 | 740.4077 | 0 |  |  | 736.8924 | -0.023704 | 740.4077 | -0.073967 | 740.6521 | 0 | 740.6521 | 0 | 740.6521 | -0.0040594 | 598.9501 | 0.047749 | 740.6521 | 0 | 740.6521 | 0 |  |  | 740.4077 | 0.14239 | 735.19 | -0.013525 | 740.6521 | 0 | 740.4077 | 0.10537 | 601.4913 | 2.6289 | 740.6521 | 0 | 740.6521 | 0 | 740.4077 | -0.020405 | 740.6521 | 0.010488 | 740.6521 | 0.014766 | 740.6521 | 9.9541 | 895.691 | 0.018207 | 740.4077 | 3.2144 | 740.4077 | 0.028599 | 740.6521 | 0.038412 | 895.1404 | 0 | 740.4077 | -0.0055463 | 899.089 | 3.2074 | 895.691 | 4.1708 | 740.4077 | 0 | 993.9031 | 0.26036 |  |  | 1219.1133 | 0.3679 | 1030.6812 | 0.011544 | 1136.8804 | 0 | 1136.1201 | 0 | 1136.1133 | 0.0036807 | 740.408 | 0.32943 | 740.6521 | 0.20739 | 740.4077 | 0.58438 | 740.4077 | 0.30375 | 740.6521 | #REF! | 740.4077 | 0.40587 | 736.8051 | 0.19731
| 363.8012 | 0 | 363.8012 | -0.0022113 | 363.8012 | 0.029794 | 363.8012 | 0.010556 | 363.8012 | 0.0044203 | 363.8012 | 0.40033 | 599.0686 | 0 | 740.6433 | 0.01295 | 363.8012 | 0.12899 | 599.0686 | 0 | 740.6433 | 0.030121 | 740.6433 | 0.0032427 | 732.421 | 0.011061 | 740.6433 | 0.028533 | 740.6433 | 0 |  |  | 737.1251 | 0.018076 | 740.6433 | 0.044335 | 740.8874 | 0.027903 | 740.8874 | 0.011962 | 740.8874 | 0.0017791 | 599.0686 | 0.079407 | 740.8874 | 0.0047689 | 740.8874 | 0.0047291 |  |  | 740.6433 | 0.14686 | 735.43 | -0.010726 | 740.8874 | 0.0074479 | 740.6433 | 0.10187 | 601.6107 | 2.6605 | 740.8874 | 0.015582 | 740.8874 | 0.014384 | 740.6433 | 0.027386 | 740.8874 | 0.015912 | 740.8874 | 0.017676 | 740.8874 | 9.8342 | 895.8587 | 0.025736 | 740.6433 | 3.3009 | 740.6433 | 0.026195 | 740.8874 | 0.047208 | 895.3085 | 0 | 740.6433 | 0.041573 | 899.2587 | 3.1744 | 895.8587 | 4.1972 | 740.6433 | 0 | 994.0014 | 0.26038 |  |  | 1219.186 | 0.36704 | 1030.6942 | 0.011545 | 1136.9437 | 0 | 1136.1834 | 0 | 1136.1765 | 0.0037035 | 740.643 | 0.32705 | 740.8874 | 0.20926 | 740.6433 | 0.58685 | 740.6433 | 0.30463 | 740.8874 | #REF! | 740.6433 | 0.41993 | 737.0394 | 0.19733
| 363.8798 | 0 | 363.8798 | -0.05552 | 363.8798 | 0.028711 | 363.8798 | -0.012954 | 363.8798 | 0.0071867 | 363.8798 | 0.39272 | 599.187 | 0.013992 | 740.8788 | -0.10282 | 363.8798 | 0.06597 | 599.187 | 0.030091 | 740.8788 | -0.089975 | 740.8788 | -0.022724 | 732.6542 | -0.0080444 | 740.8788 | -0.046916 | 740.8788 | 0 |  |  | 737.3578 | -0.009772 | 740.8788 | -0.00082275 | 741.1227 | 0 | 741.1227 | 0 | 741.1227 | -0.0079639 | 599.187 | 0.062481 | 741.1227 | 0 | 741.1227 | 0 |  |  | 740.8788 | 0.13562 | 735.66 | -0.00093273 | 741.1227 | 0 | 740.8788 | 0.10471 | 601.73 | 2.7194 | 741.1227 | 0 | 741.1227 | 0 | 740.8788 | -0.004029 | 741.1227 | 0.0043708 | 741.1227 | 0.011235 | 741.1227 | 9.6974 | 896.0263 | 0.018955 | 740.8788 | 3.3109 | 740.8788 | 0.033008 | 741.1227 | 0.048578 | 895.4767 | 0 | 740.8788 | 0.0035051 | 899.4284 | 3.144 | 896.0263 | 4.2293 | 740.8788 | 0 | 994.0998 | 0.26066 |  |  | 1219.2588 | 0.36619 | 1030.7072 | 0.011546 | 1137.0071 | 0 | 1136.2466 | 0 | 1136.2397 | 0.0037239 | 740.879 | 0.32277 | 741.1227 | 0.20166 | 740.8788 | 0.56714 | 740.8788 | 0.30021 | 741.1227 | #REF! | 740.8788 | 0.39671 | 737.2738 | 0.19682
| 363.9585 | 0 | 363.9585 | -0.022465 | 363.9585 | 0.029024 | 363.9585 | 0.010369 | 363.9585 | 0.006029 | 363.9585 | 0.40072 | 599.3055 | 0 | 741.1144 | -0.0084215 | 363.9585 | 0.08168 | 599.3055 | 0 | 741.1144 | 0.03984 | 741.1144 | 0.0027996 | 732.8874 | 0.006109 | 741.1144 | 0.026377 | 741.1144 | 0 |  |  | 737.5906 | 0.0070101 | 741.1144 | 0.03101 | 741.3581 | 0.015901 | 741.3581 | 0.0055364 | 741.3581 | 0.00011322 | 599.3055 | 0.062794 | 741.3581 | 0.0027891 | 741.3581 | 0.0025454 |  |  | 741.1144 | 0.14195 | 735.9 | 0.020404 | 741.3581 | 0.0027827 | 741.1144 | 0.10588 | 601.8494 | 2.7532 | 741.3581 | 0.0088311 | 741.3581 | 0.013638 | 741.1144 | 0.0075311 | 741.3581 | 0.012532 | 741.3581 | 0.016494 | 741.3581 | 9.5754 | 896.194 | 0.040633 | 741.1144 | 3.396 | 741.1144 | 0.027799 | 741.3581 | 0.052012 | 895.6448 | 0 | 741.1144 | 0.03931 | 899.5982 | 3.1161 | 896.194 | 4.2497 | 741.1144 | 0 | 994.1981 | 0.26168 |  |  | 1219.3317 | 0.36533 | 1030.7202 | 0.011548 | 1137.0704 | 0 | 1136.3098 | 0 | 1136.303 | 0.0037387 | 741.114 | 0.3189 | 741.3581 | 0.20412 | 741.1144 | 0.5792 | 741.1144 | 0.29933 | 741.3581 | #REF! | 741.1144 | 0.41482 | 737.5081 | 0.19666
| 364.0371 | 0 | 364.0371 | 0.014242 | 364.0371 | 0.027542 | 364.0371 | -0.0031762 | 364.0371 | 0.0068709 | 364.0371 | 0.38316 | 599.424 | 0.023069 | 741.35 | -0.090749 | 364.0371 | 0.03258 | 599.424 | 0.020871 | 741.35 | -0.13009 | 741.35 | -0.017596 | 733.1205 | -0.009982 | 741.35 | -0.04558 | 741.35 | 0 |  |  | 737.8233 | -0.0039643 | 741.35 | -0.053965 | 741.5934 | 0 | 741.5934 | 0 | 741.5934 | -0.0061163 | 599.424 | 0.071153 | 741.5934 | 0 | 741.5934 | 0 |  |  | 741.35 | 0.1308 | 736.13 | -0.013874 | 741.5934 | 0 | 741.35 | 0.098066 | 601.9688 | 2.7981 | 741.5934 | 0 | 741.5934 | 0 | 741.35 | -0.011079 | 741.5934 | 0.0037232 | 741.5934 | 0.010657 | 741.5934 | 9.4452 | 896.3617 | 0.021785 | 741.35 | 3.4119 | 741.35 | 0.037722 | 741.5934 | 0.051696 | 895.8129 | 0 | 741.35 | -0.0013662 | 899.7679 | 3.0831 | 896.3617 | 4.2788 | 741.35 | 0.005432 | 994.2965 | 0.26266 |  |  | 1219.4044 | 0.36447 | 1030.7333 | 0.01155 | 1137.1338 | 0 | 1136.373 | 0 | 1136.3663 | 0.0037455 | 741.35 | 0.32188 | 741.5934 | 0.19381 | 741.35 | 0.56986 | 741.35 | 0.3011 | 741.5934 | #REF! | 741.35 | 0.38691 | 737.7425 | 0.1961
| 364.1158 | 0 | 364.1158 | 0.0016858 | 364.1158 | 0.02911 | 364.1158 | 0.016223 | 364.1158 | 0.0048713 | 364.1158 | 0.38268 | 599.5425 | 0 | 741.5856 | 0.021633 | 364.1158 | 0.06617 | 599.5425 | 0 | 741.5856 | 0.060218 | 741.5856 | 0.012701 | 733.3538 | -0.00014266 | 741.5856 | 0.014692 | 741.5856 | 0 |  |  | 738.0561 | 0.013988 | 741.5856 | 0.016923 | 741.8288 | 0.018586 | 741.8288 | 0.010532 | 741.8288 | 0.0031388 | 599.5425 | 0.047644 | 741.8288 | 0.0031603 | 741.8288 | 0.0030149 |  |  | 741.5856 | 0.14068 | 736.37 | 0.017256 | 741.8288 | 0.0046911 | 741.5856 | 0.10182 | 602.0881 | 2.8307 | 741.8288 | 0.011402 | 741.8288 | 0.011839 | 741.5856 | 0.017641 | 741.8288 | 0.014551 | 741.8288 | 0.01643 | 741.8288 | 9.3206 | 896.5294 | 0.027765 | 741.5856 | 3.4824 | 741.5856 | 0.046185 | 741.8288 | 0.05789 | 895.9811 | 0 | 741.5856 | 0.030809 | 899.9376 | 3.049 | 896.5294 | 4.3062 | 741.5856 | 0 | 994.3949 | 0.26296 |  |  | 1219.4773 | 0.3636 | 1030.7462 | 0.011553 | 1137.1971 | 0 | 1136.4363 | 0 | 1136.4296 | 0.0037444 | 741.586 | 0.31991 | 741.8288 | 0.20137 | 741.5856 | 0.56804 | 741.5856 | 0.29579 | 741.8288 | #REF! | 741.5856 | 0.41247 | 737.9769 | 0.19617
| 364.1944 | 0 | 364.1944 | -0.028706 | 364.1944 | 0.029253 | 364.1944 | -0.011957 | 364.1944 | 0.0036986 | 364.1944 | 0.37279 | 599.661 | 0.0217 | 741.8212 | -0.058281 | 364.1944 | 0.00649 | 599.661 | 0.036109 | 741.8212 | -0.082451 | 741.8212 | -0.017759 | 733.5869 | -0.01404 | 741.8212 | -0.0447 | 741.8212 | 0 |  |  | 738.2888 | -0.0083837 | 741.8212 | -0.041067 | 742.0641 | 0 | 742.0641 | 0 | 742.0641 | -0.0068705 | 599.661 | 0.055689 | 742.0641 | 0 | 742.0642 | 0 |  |  | 741.8212 | 0.13138 | 736.6 | -0.0023318 | 742.0641 | 0 | 741.8212 | 0.098472 | 602.2075 | 2.8831 | 742.0641 | 0 | 742.0642 | 0 | 741.8212 | -0.0035056 | 742.0641 | 0.0049428 | 742.0641 | 0.011691 | 742.0641 | 9.166 | 896.6971 | 0.027017 | 741.8212 | 3.5191 | 741.8212 | 0.025294 | 742.0641 | 0.057915 | 896.1492 | 0 | 741.8212 | -0.0061391 | 900.1073 | 3.0182 | 896.6971 | 4.344 | 741.8212 | 0.0036195 | 994.4933 | 0.26254 |  |  | 1219.5502 | 0.36274 | 1030.7593 | 0.011556 | 1137.2605 | 0 | 1136.4996 | 0 | 1136.4928 | 0.0037341 | 741.821 | 0.3244 | 742.0641 | 0.19609 | 741.8212 | 0.55858 | 741.8212 | 0.29579 | 742.0641 | #REF! | 741.8212 | 0.38754 | 738.2113 | 0.1952
| 364.2731 | 0 | 364.2731 | -0.020596 | 364.2731 | 0.030307 | 364.2731 | 0.021891 | 364.2731 | 0.0091111 | 364.2731 | 0.37342 | 599.7795 | 0 | 742.0568 | -0.025405 | 364.2731 | 0.09074 | 599.7795 | 0 | 742.0568 | 0.025732 | 742.0568 | 0.006748 | 733.8201 | 0.013873 | 742.0568 | 0.023627 | 742.0568 | 0 |  |  | 738.5216 | 0.013853 | 742.0568 | -0.006367 | 742.2995 | 0.024607 | 742.2995 | 0.0063497 | 742.2995 | -0.00064583 | 599.7795 | 0.055062 | 742.2995 | 0.0030308 | 742.2995 | 0.00080542 |  |  | 742.0568 | 0.13548 | 736.84 | -0.00058295 | 742.2995 | 0.00023658 | 742.0568 | 0.10294 | 602.3268 | 2.9254 | 742.2995 | 0.011328 | 742.2995 | 0.010097 | 742.0568 | 0.016266 | 742.2995 | 0.010757 | 742.2995 | 0.013869 | 742.2995 | 9.0176 | 896.8648 | 0.026644 | 742.0568 | 3.6004 | 742.0568 | 0.041814 | 742.2995 | 0.063091 | 896.3174 | 0.00017392 | 742.0568 | 0.037976 | 900.2771 | 2.9948 | 896.8648 | 4.3767 | 742.0568 | 0 | 994.5917 | 0.26251 |  |  | 1219.6229 | 0.36187 | 1030.7722 | 0.01156 | 1137.3238 | 0 | 1136.5629 | 0 | 1136.5561 | 0.0037182 | 742.057 | 0.31308 | 742.2995 | 0.19755 | 742.0568 | 0.5648 | 742.0568 | 0.29048 | 742.2995 | #REF! | 742.0568 | 0.41801 | 738.4457 | 0.19543
| 364.3517 | 0 | 364.3517 | -0.0033512 | 364.3517 | 0.029709 | 364.3517 | -0.019368 | 364.3517 | 0.0039692 | 364.3517 | 0.35498 | 599.898 | 0.0059129 | 742.2924 | -0.042094 | 364.3517 | 0.02342 | 599.898 | 0.011554 | 742.2924 | -0.079886 | 742.2924 | -0.019791 | 734.0533 | -0.0073671 | 742.2924 | -0.041745 | 742.2924 | 0 |  |  | 738.7544 | -0.010178 | 742.2924 | -0.022945 | 742.5349 | 0 | 742.5349 | 0 | 742.5349 | -0.0040667 | 599.898 | 0.055689 | 742.5349 | 0 | 742.5349 | 0 |  |  | 742.2924 | 0.13589 | 737.07 | -0.014924 | 742.5349 | 0 | 742.2924 | 0.099689 | 602.4462 | 2.9859 | 742.5349 | 0 | 742.5349 | 0 | 742.2924 | -0.011837 | 742.5349 | 0.0096199 | 742.5349 | 0.011301 | 742.5349 | 8.8919 | 897.0325 | 0.025469 | 742.2924 | 3.641 | 742.2924 | 0.032772 | 742.5349 | 0.060227 | 896.4855 | 0.00026087 | 742.2924 | 0.012786 | 900.4468 | 2.9674 | 897.0325 | 4.4088 | 742.2924 | 0 | 994.6902 | 0.2634 |  |  | 1219.6958 | 0.361 | 1030.7853 | 0.011564 | 1137.3872 | 0 | 1136.6262 | 0 | 1136.6194 | 0.0036978 | 742.292 | 0.31142 | 742.5349 | 0.19748 | 742.2924 | 0.54652 | 742.2924 | 0.29048 | 742.5349 | #REF! | 742.2924 | 0.37966 | 738.6801 | 0.19451
| 364.4304 | 0 | 364.4304 | -0.0071499 | 364.4304 | 0.030792 | 364.4304 | 0.018154 | 364.4304 | 0.0016989 | 364.4304 | 0.36645 | 600.0166 | 0 | 742.528 | 0.022215 | 364.4304 | 0.07551 | 600.0166 | 0 | 742.528 | -0.013862 | 742.528 | 0.0046871 | 734.2866 | 0.012534 | 742.528 | 0.021284 | 742.528 | 0 |  |  | 738.9871 | 0.0089528 | 742.528 | 0.023326 | 742.7703 | 0.023964 | 742.7703 | 0.011616 | 742.7703 | 0.00020133 | 600.0166 | 0.06875 | 742.7703 | 0.0022757 | 742.7703 | 0.0027559 |  |  | 742.528 | 0.13974 | 737.31 | -0.00058295 | 742.7703 | 0.0077609 | 742.528 | 0.10223 | 602.5656 | 3.035 | 742.7703 | 0.012991 | 742.7703 | 0.014277 | 742.528 | 0.032287 | 742.7703 | 0.012542 | 742.7703 | 0.012104 | 742.7703 | 8.7646 | 897.2002 | 0.029473 | 742.528 | 3.7054 | 742.528 | 0.056459 | 742.7703 | 0.070385 | 896.6536 | 0.00017392 | 742.528 | 0.054324 | 900.6165 | 2.9375 | 897.2002 | 4.4283 | 742.528 | 0 | 994.7886 | 0.26404 |  |  | 1219.7687 | 0.36012 | 1030.7983 | 0.011569 | 1137.4506 | 0 | 1136.6895 | 0 | 1136.6827 | 0.0036751 | 742.528 | 0.30936 | 742.7703 | 0.19649 | 742.528 | 0.55404 | 742.528 | 0.28783 | 742.7703 | #REF! | 742.528 | 0.40288 | 738.9145 | 0.19524
| 364.5091 | 0 | 364.5091 | -0.029377 | 364.5091 | 0.029994 | 364.5091 | -0.015756 | 364.5091 | 0.00055533 | 364.5091 | 0.34979 | 600.1351 | 0.018207 | 742.7636 | -0.026301 | 364.5091 | 0.05559 | 600.1351 | 0.03439 | 742.7636 | -0.15975 | 742.7636 | -0.010359 | 734.5198 | -0.014095 | 742.7636 | -0.041617 | 742.7636 | 0 |  |  | 739.2199 | -0.006876 | 742.7636 | -0.047905 | 743.0057 | 0 | 743.0057 | 0 | 743.0057 | -0.0040811 | 600.1351 | 0.060495 | 743.0057 | 0 | 743.0057 | 0 |  |  | 742.7636 | 0.13004 | 737.55 | -0.032062 | 743.0057 | 0 | 742.7636 | 0.099334 | 602.6849 | 3.0998 | 743.0057 | 0 | 743.0057 | 0 | 742.7636 | -0.018495 | 743.0057 | 0.0049322 | 743.0057 | 0.010182 | 743.0057 | 8.6149 | 897.3679 | 0.015591 | 742.7636 | 3.7517 | 742.7636 | 0.031852 | 743.0057 | 0.067395 | 896.8218 | 0 | 742.7636 | 0.0051817 | 900.7863 | 2.9127 | 897.3679 | 4.4491 | 742.7636 | 0 | 994.8871 | 0.26388 |  |  | 1219.8416 | 0.35925 | 1030.8113 | 0.011574 | 1137.5139 | 0 | 1136.7528 | 0 | 1136.746 | 0.0036523 | 742.764 | 0.30871 | 743.0057 | 0.19242 | 742.7636 | 0.53952 | 742.7636 | 0.28606 | 743.0057 | #REF! | 742.7636 | 0.3771 | 739.1489 | 0.19355
| 364.5877 | 0 | 364.5877 | -0.028924 | 364.5877 | 0.030792 | 364.5877 | 0.013234 | 364.5877 | 0.0064349 | 364.5877 | 0.35083 | 600.2536 | 0 | 742.9993 | 0.0011713 | 364.5877 | 0.11819 | 600.2536 | 0 | 742.9993 | -0.016737 | 742.9993 | 0.0015665 | 734.7531 | 0.01061 | 742.9993 | 0.014342 | 742.9993 | 0 |  |  | 739.4527 | 0.011513 | 742.9993 | 0.049073 | 743.2411 | 0.0024243 | 743.2411 | 0.0086031 | 743.2411 | 0.00068061 | 600.2536 | 0.058928 | 743.2411 | 0.0023998 | 743.2411 | 0.0010051 |  |  | 742.9993 | 0.13349 | 737.78 | 0.0043138 | 743.2411 | 0.0039939 | 742.9993 | 0.099639 | 602.8043 | 3.1411 | 743.2411 | 0.011871 | 743.2411 | 0.012976 | 742.9993 | 0.010963 | 743.2411 | 0.011223 | 743.2411 | 0.013285 | 743.2411 | 8.4647 | 897.5356 | 0.024294 | 742.9993 | 3.8203 | 742.9993 | 0.063952 | 743.2411 | 0.077332 | 896.99 | 0.00017392 | 742.9993 | 0.041886 | 900.956 | 2.8912 | 897.5356 | 4.4609 | 742.9993 | 0 | 994.9856 | 0.26362 |  |  | 1219.9144 | 0.35837 | 1030.8243 | 0.01158 | 1137.5774 | 0 | 1136.816 | 0 | 1136.8093 | 0.0036307 | 742.999 | 0.30325 | 743.2411 | 0.19245 | 742.9993 | 0.54989 | 742.9993 | 0.28341 | 743.2411 | #REF! | 742.9993 | 0.39969 | 739.3834 | 0.1941
| 364.6664 | 0 | 364.6664 | 0.051884 | 364.6664 | 0.029823 | 364.6664 | -0.0062901 | 364.6664 | 0.0064349 | 364.6664 | 0.3472 | 600.3722 | 0 | 743.2349 | -0.032542 | 364.6664 | 0.04487 | 600.3722 | 0.031595 | 743.2349 | -0.067018 | 743.2349 | -0.018483 | 734.9863 | -0.013397 | 743.2349 | -0.037196 | 743.2349 | 0 |  |  | 739.6856 | -0.012331 | 743.2349 | -0.04945 | 743.4765 | 0 | 743.4765 | 0 | 743.4765 | -0.0047191 | 600.3722 | 0.050047 | 743.4765 | 0 | 743.4765 | 0 |  |  | 743.2349 | 0.126 | 738.02 | -0.0026815 | 743.4765 | 0 | 743.2349 | 0.095631 | 602.9237 | 3.2007 | 743.4765 | 0 | 743.4765 | 0 | 743.2349 | -0.0033378 | 743.4765 | 0.0032763 | 743.4765 | 0.0093775 | 743.4765 | 8.3375 | 897.7033 | 0.02077 | 743.2349 | 3.854 | 743.2349 | 0.037999 | 743.4765 | 0.070214 | 897.1581 | 0 | 743.2349 | 0.0060259 | 901.1258 | 2.8622 | 897.7033 | 4.4882 | 743.2349 | 0 | 995.0842 | 0.26382 |  |  | 1219.9873 | 0.35748 | 1030.8373 | 0.011586 | 1137.6408 | 0 | 1136.8794 | 0 | 1136.8726 | 0.0036103 | 743.235 | 0.30378 | 743.4765 | 0.18926 | 743.2349 | 0.52992 | 743.2349 | 0.28252 | 743.4765 | #REF! | 743.2349 | 0.38456 | 739.6178 | 0.1925
| 364.745 | 0 | 364.7451 | 0.041197 | 364.745 | 0.030992 | 364.745 | 0.015414 | 364.745 | 0.0076678 | 364.7451 | 0.34464 | 600.4907 | 0 | 743.4706 | 0.039272 | 364.745 | 0.09861 | 600.4907 | 0 | 743.4706 | 0.013721 | 743.4706 | 0.0027735 | 735.2195 | 0.012934 | 743.4706 | 0.020257 | 743.4706 | 0 |  |  | 739.9184 | 0.017815 | 743.4706 | 0.046885 | 743.7119 | 0.017396 | 743.7119 | 0.013362 | 743.7119 | 0.0027268 | 600.4907 | 0.068436 | 743.712 | 0.010958 | 743.712 | 0.0026887 |  |  | 743.4706 | 0.13295 | 738.25 | -0.0089774 | 743.7119 | 0.0037984 | 743.4706 | 0.096442 | 603.043 | 3.2479 | 743.7119 | 0.016214 | 743.712 | 0.010191 | 743.4706 | 0.019335 | 743.7119 | 0.011591 | 743.7119 | 0.010884 | 743.7119 | 8.19 | 897.871 | 0.028512 | 743.4706 | 3.9364 | 743.4706 | 0.053647 | 743.712 | 0.084476 | 897.3263 | 0.00017392 | 743.4706 | 0.050291 | 901.2956 | 2.8318 | 897.871 | 4.5068 | 743.4706 | 0 | 995.1827 | 0.26471 |  |  | 1220.0603 | 0.3566 | 1030.8503 | 0.011593 | 1137.7041 | 0 | 1136.9427 | 0 | 1136.9359 | 0.0035921 | 743.471 | 0.30097 | 743.712 | 0.19157 | 743.4706 | 0.53576 | 743.4706 | 0.27987 | 743.712 | #REF! | 743.4706 | 0.38882 | 739.8523 | 0.19317
| 364.8237 | 0 | 364.8237 | -0.046223 | 364.8237 | 0.030022 | 364.8237 | -0.014853 | 364.8237 | 0.0021199 | 364.8237 | 0.33413 | 600.6093 | 0.028738 | 743.7062 | -0.073681 | 364.8237 | 0.03346 | 600.6093 | 0.024932 | 743.7062 | -0.11865 | 743.7062 | -0.017337 | 735.4528 | -0.012915 | 743.7062 | -0.047358 | 743.7062 | 0 |  |  | 740.1512 | -0.0068289 | 743.7062 | -0.065795 | 743.9474 | 0 | 743.9474 | 0 | 743.9474 | -0.0070275 | 600.6093 | 0.059242 | 743.9474 | 0 | 743.9474 | 0 |  |  | 743.7062 | 0.12984 | 738.49 | -0.014223 | 743.9474 | 0 | 743.7062 | 0.084419 | 603.1624 | 3.312 | 743.9474 | 0 | 743.9474 | 0 | 743.7062 | -0.0069657 | 743.9474 | 0.0025817 | 743.9474 | 0.0076822 | 743.9474 | 8.0431 | 898.0387 | 0.022159 | 743.7062 | 3.9576 | 743.7062 | 0.057376 | 743.9474 | 0.082994 | 897.4944 | 0 | 743.7062 | 0.02121 | 901.4653 | 2.8008 | 898.0387 | 4.5363 | 743.7062 | 0.0090425 | 995.2812 | 0.26578 |  |  | 1220.1332 | 0.35572 | 1030.8634 | 0.011601 | 1137.7676 | 0 | 1137.006 | 0 | 1136.9993 | 0.0035785 | 743.706 | 0.30044 | 743.9474 | 0.17909 | 743.7062 | 0.52033 | 743.7062 | 0.28075 | 743.9474 | #REF! | 743.7062 | 0.36283 | 740.0867 | 0.19302
| 364.9024 | 0 | 364.9024 | -0.0080334 | 364.9024 | 0.031248 | 364.9024 | 0.0098399 | 364.9024 | 0.0056682 | 364.9024 | 0.34348 | 600.7278 | 0 | 743.9419 | 0.036613 | 364.9024 | 0.08191 | 600.7278 | 0 | 743.9419 | 0.0094973 | 743.9419 | 0.0015167 | 735.6861 | 0.013795 | 743.9419 | 0.02239 | 743.9419 | 0 |  |  | 740.3841 | 0.015959 | 743.9419 | 0.0083051 | 744.1828 | 0.019992 | 744.1828 | 0.013247 | 744.1828 | 0.0019535 | 600.7278 | 0.049107 | 744.1828 | 0.0038545 | 744.1829 | 0.0032254 |  |  | 743.9419 | 0.13848 | 738.72 | -0.0040807 | 744.1828 | 0 | 743.9419 | 0.095123 | 603.2818 | 3.3543 | 744.1828 | 0.012606 | 744.1829 | 0.011485 | 743.9419 | 0.014202 | 744.1828 | 0.010699 | 744.1828 | 0.011959 | 744.1828 | 7.882 | 898.2064 | 0.029847 | 743.9419 | 4.0526 | 743.9419 | 0.045873 | 744.1829 | 0.095402 | 897.6626 | 0.00017392 | 743.9419 | 0.050391 | 901.6351 | 2.7736 | 898.2064 | 4.5585 | 743.9419 | 0 | 995.3798 | 0.26644 |  |  | 1220.2061 | 0.35483 | 1030.8763 | 0.011609 | 1137.8309 | 0 | 1137.0693 | 0 | 1137.0626 | 0.0035682 | 743.942 | 0.29606 | 744.1828 | 0.18676 | 743.9419 | 0.52759 | 743.9419 | 0.27363 | 744.1829 | #REF! | 743.9419 | 0.37987 | 740.3212 | 0.19313
| 364.9811 | 0 | 364.9811 | -0.013803 | 364.9811 | 0.030678 | 364.9811 | -0.010899 | 364.9811 | 0.0038189 | 364.9811 | 0.33044 | 600.8464 | 0 | 744.1776 | -0.07431 | 364.9811 | 0.01095 | 600.8464 | 0.029876 | 744.1776 | -0.10741 | 744.1776 | -0.021664 | 735.9194 | -0.007939 | 744.1776 | -0.052813 | 744.1776 | 0 |  |  | 740.6169 | -0.016391 | 744.1776 | -0.036706 | 744.4183 | 0 | 744.4183 | 0 | 744.4183 | -0.0074602 | 600.8464 | 0.060495 | 744.4183 | 0 | 744.4183 | 0 |  |  | 744.1776 | 0.1191 | 738.96 | -0.015274 | 744.4183 | 0 | 744.1776 | 0.092333 | 603.4012 | 3.4226 | 744.4183 | 0 | 744.4183 | 0 | 744.1776 | -0.014392 | 744.4183 | -0.00036889 | 744.4183 | 0.0059336 | 744.4183 | 7.7343 | 898.3741 | 0.016926 | 744.1776 | 4.0945 | 744.1776 | 0.051811 | 744.4183 | 0.087838 | 897.8308 | 0.00026087 | 744.1776 | 0.0060467 | 901.8048 | 2.7415 | 898.3741 | 4.6004 | 744.1776 | 0 | 995.4783 | 0.26661 |  |  | 1220.2791 | 0.35394 | 1030.8894 | 0.011617 | 1137.8944 | 0 | 1137.1327 | 0 | 1137.126 | 0.0035637 | 744.178 | 0.29226 | 744.4183 | 0.18218 | 744.1776 | 0.51177 | 744.1776 | 0.27186 | 744.4183 | #REF! | 744.1776 | 0.35772 | 740.5557 | 0.19125
| 365.0598 | 0 | 365.0598 | 0.024079 | 365.0598 | 0.031705 | 365.0598 | 0.021548 | 365.0598 | 0.0073671 | 365.0598 | 0.33161 | 600.965 | 0 | 744.4133 | -0.015196 | 365.0598 | 0.08895 | 600.965 | 0 | 744.4133 | 0.018886 | 744.4133 | -0.00064458 | 736.1527 | 0.0042246 | 744.4133 | 0.019884 | 744.4133 | 0 |  |  | 740.8498 | 0.0022307 | 744.4133 | 0.020551 | 744.6538 | 0.018558 | 744.6538 | 0.0099531 | 744.6538 | -0.00035004 | 600.965 | 0.067809 | 744.6538 | 0.00078964 | 744.6537 | 0.0016865 |  |  | 744.4133 | 0.12701 | 739.19 | 0.0043138 | 744.6538 | 0.00027142 | 744.4133 | 0.092587 | 603.5206 | 3.474 | 744.6538 | 0.016723 | 744.6537 | 0.009075 | 744.4133 | 0.02478 | 744.6538 | 0.0089469 | 744.6538 | 0.010101 | 744.6538 | 7.5818 | 898.5418 | 0.02974 | 744.4133 | 4.1565 | 744.4133 | 0.074049 | 744.6537 | 0.098056 | 897.9989 | 0 | 744.4133 | 0.05151 | 901.9746 | 2.7068 | 898.5418 | 4.6362 | 744.4133 | 0 | 995.577 | 0.26609 |  |  | 1220.3519 | 0.35304 | 1030.9023 | 0.011627 | 1137.9579 | 0 | 1137.196 | 0 | 1137.1893 | 0.0035648 | 744.413 | 0.28678 | 744.6538 | 0.18258 | 744.4133 | 0.51748 | 744.4133 | 0.26479 | 744.6537 | #REF! | 744.4133 | 0.36453 | 740.7902 | 0.19122
| 365.1384 | 0 | 365.1384 | -0.055707 | 365.1384 | 0.03102 | 365.1384 | -0.01504 | 365.1384 | 0.0075776 | 365.1384 | 0.32183 | 601.0836 | 0.007318 | 744.649 | -0.0381 | 365.1384 | 0.03381 | 601.0836 | 0.022353 | 744.649 | -0.12113 | 744.649 | -0.013008 | 736.386 | -0.011948 | 744.649 | -0.040122 | 744.649 | 0 |  |  | 741.0826 | -0.016425 | 744.649 | -0.066439 | 744.8892 | 0 | 744.8892 | 0 | 744.8892 | -0.006097 | 601.0836 | 0.045868 | 744.8892 | 0 | 744.8892 | 0 |  |  | 744.649 | 0.11757 | 739.43 | -0.0072287 | 744.8892 | 0 | 744.649 | 0.090405 | 603.64 | 3.5382 | 744.8892 | 0 | 744.8892 | 0 | 744.649 | -0.010457 | 744.8892 | 0.0035113 | 744.8892 | 0.0068048 | 744.8892 | 7.425 | 898.7096 | 0.019329 | 744.649 | 4.2064 | 744.649 | 0.048912 | 744.8892 | 0.095469 | 898.1671 | 0 | 744.649 | 0.0067593 | 902.1444 | 2.6738 | 898.7096 | 4.6798 | 744.649 | 0 | 995.6756 | 0.26557 |  |  | 1220.4249 | 0.35215 | 1030.9154 | 0.011637 | 1138.0212 | 0 | 1137.2594 | 0 | 1137.2527 | 0.0035705 | 744.649 | 0.28883 | 744.8892 | 0.18078 | 744.649 | 0.50114 | 744.649 | 0.26832 | 744.8892 | #REF! | 744.649 | 0.34749 | 741.0247 | 0.19042
| 365.2171 | 0 | 365.2171 | -0.0059969 | 365.2171 | 0.031676 | 365.2171 | 0.01202 | 365.2171 | 0.0036535 | 365.2171 | 0.32354 | 601.2022 | 0 | 744.8847 | -0.0057269 | 365.2171 | 0.10524 | 601.2022 | 0 | 744.8847 | 0.002688 | 744.8847 | -0.00091681 | 736.6193 | 0.0089773 | 744.8847 | 0.028518 | 744.8847 | 0 |  |  | 741.3155 | 0.013893 | 744.8847 | -0.0019658 | 745.1247 | 0.0051316 | 745.1247 | 0.0052553 | 745.1247 | 0.00024537 | 601.2022 | 0.068123 | 745.1247 | 0.0018589 | 745.1248 | 0.00083454 |  |  | 744.8847 | 0.13604 | 739.67 | -0.0030314 | 745.1247 | 0.0035626 | 744.8847 | 0.092485 | 603.7594 | 3.571 | 745.1247 | 0.010063 | 745.1248 | 0.0068335 | 744.8847 | 0.013431 | 745.1247 | 0.0078397 | 745.1247 | 0.01051 | 745.1247 | 7.2724 | 898.8773 | 0.033959 | 744.8847 | 4.2856 | 744.8847 | 0.061906 | 745.1248 | 0.11073 | 898.3353 | 0 | 744.8847 | 0.062116 | 902.3142 | 2.6483 | 898.8773 | 4.709 | 744.8847 | 0 | 995.7743 | 0.26615 |  |  | 1220.4978 | 0.35125 | 1030.9285 | 0.011648 | 1138.0847 | 0 | 1137.3228 | 0 | 1137.316 | 0.0035807 | 744.885 | 0.28431 | 745.1247 | 0.1788 | 744.8847 | 0.50853 | 744.8847 | 0.2639 | 745.1248 | #REF! | 744.8847 | 0.37242 | 741.2592 | 0.19039
| 365.2958 | 0 | 365.2958 | -0.0086366 | 365.2958 | 0.031106 | 365.2958 | -0.010899 | 365.2958 | 0.0057584 | 365.2958 | 0.31262 | 601.3208 | 0 | 745.1204 | -0.075285 | 365.2958 | 0.10854 | 601.3208 | 0.019008 | 745.1204 | -0.14523 | 745.1204 | -0.017182 | 736.8527 | -0.011468 | 745.1204 | -0.041833 | 745.1204 | 0 |  |  | 741.5484 | -0.01687 | 745.1204 | -0.056598 | 745.3602 | 0 | 745.3602 | 0 | 745.3602 | -0.0071252 | 601.3208 | 0.056316 | 745.3602 | 0 | 745.3602 | 0 |  |  | 745.1204 | 0.11561 | 739.9 | 0.036143 | 745.3602 | 0 | 745.1204 | 0.08797 | 603.8788 | 3.6306 | 745.3602 | 0 | 745.3602 | 0 | 745.1204 | -0.025391 | 745.3602 | -0.00078989 | 745.3602 | 0.0055238 | 745.3602 | 7.1215 | 899.045 | 0.022372 | 745.1204 | 4.3259 | 745.1204 | 0.066515 | 745.3602 | 0.10703 | 898.5035 | 0.00026087 | 745.1204 | -0.0050129 | 902.4839 | 2.6162 | 899.045 | 4.7426 | 745.1204 | 0 | 995.873 | 0.2672 |  |  | 1220.5708 | 0.35036 | 1030.9414 | 0.011659 | 1138.1482 | 0 | 1137.3861 | 0 | 1137.3794 | 0.0035932 | 745.12 | 0.27955 | 745.3602 | 0.17484 | 745.1204 | 0.49271 | 745.1204 | 0.26213 | 745.3602 | #REF! | 745.1204 | 0.35026 | 741.4937 | 0.18965
| 365.3745 | 0 | 365.3745 | 0.053214 | 365.3745 | 0.032018 | 365.3745 | 0.0070685 | 365.3745 | 0.0064199 | 365.3745 | 0.3185 | 601.4394 | 0 | 745.3561 | 0.051219 | 365.3745 | 0.20391 | 601.4394 | 0 | 745.3561 | -0.0065117 | 745.3561 | 0.010054 | 737.086 | 0.0057084 | 745.3561 | 0.02627 | 745.3561 | 0 |  |  | 741.7813 | 0.018361 | 745.3561 | 0.019409 | 745.5957 | 0.016105 | 745.5957 | 0.012187 | 745.5957 | 0.0010086 | 601.4394 | 0.056525 | 745.5957 | 0.0039251 | 745.5957 | 0.003289 |  |  | 745.3561 | 0.12646 | 740.14 | 0.022503 | 745.5957 | 0.0081418 | 745.3561 | 0.092637 | 603.9982 | 3.6924 | 745.5957 | 0.017736 | 745.5957 | 0.0081076 | 745.3561 | 0.026582 | 745.5957 | 0.0098799 | 745.5957 | 0.009129 | 745.5957 | 6.9888 | 899.2127 | 0.026537 | 745.3561 | 4.38 | 745.3561 | 0.0772 | 745.5957 | 0.12158 | 898.6717 | 0 | 745.3561 | 0.038465 | 902.6537 | 2.5794 | 899.2127 | 4.7633 | 745.3561 | 0 | 995.9717 | 0.2676 |  |  | 1220.6438 | 0.34945 | 1030.9545 | 0.011672 | 1138.2117 | 0 | 1137.4496 | 0 | 1137.4427 | 0.0036069 | 745.356 | 0.28024 | 745.5957 | 0.17931 | 745.3561 | 0.50516 | 745.3561 | 0.25859 | 745.5957 | #REF! | 745.3561 | 0.36688 | 741.7282 | 0.18996
| 365.4532 | 0 | 365.4532 | -0.0064555 | 365.4532 | 0.031191 | 365.4532 | -0.00875 | 365.4532 | 0.0065552 | 365.4532 | 0.30723 | 601.558 | 0.014343 | 745.5919 | 0.016215 | 365.4532 | 0.16172 | 601.558 | 0.034604 | 745.5919 | -0.082607 | 745.5919 | -0.015816 | 737.3193 | -0.014223 | 745.5919 | -0.03955 | 745.5919 | 0 |  |  | 742.0142 | -0.013604 | 745.5919 | -0.027789 | 745.8312 | 0 | 745.8312 | 0 | 745.8312 | -0.0064533 | 601.558 | 0.058406 | 745.8312 | 0 | 745.8312 | 0 |  |  | 745.5919 | 0.11935 | 740.37 | -0.01912 | 745.8312 | 0 | 745.5919 | 0.087361 | 604.1176 | 3.7653 | 745.8312 | 0 | 745.8312 | 0 | 745.5919 | 0.0014607 | 745.8312 | 0.0036994 | 745.8312 | 0.0062945 | 745.8312 | 6.8469 | 899.3804 | 0.018314 | 745.5919 | 4.4438 | 745.5919 | 0.069815 | 745.8312 | 0.11746 | 898.8398 | 0.00026087 | 745.5919 | 0.030115 | 902.8235 | 2.5448 | 899.3804 | 4.7893 | 745.5919 | 0 | 996.0704 | 0.26804 |  |  | 1220.7168 | 0.34855 | 1030.9675 | 0.011685 | 1138.2751 | 0 | 1137.5129 | 0 | 1137.5061 | 0.0036228 | 745.592 | 0.27902 | 745.8312 | 0.17539 | 745.5919 | 0.48727 | 745.5919 | 0.26125 | 745.8312 | #REF! | 745.5919 | 0.35772 | 741.9628 | 0.18887
| 365.5319 | 0 | 365.5319 | -0.033476 | 365.5319 | 0.032417 | 365.5319 | 0.0097776 | 365.5319 | 0.0097576 | 365.5319 | 0.31038 | 601.6766 | 0 | 745.8276 | 0.0042748 | 365.5319 | 0.25744 | 601.6766 | 0 | 745.8276 | 0.054917 | 745.8276 | -0.0019691 | 737.5527 | 0.0057222 | 745.8276 | 0.031106 | 745.8276 | 0 |  |  | 742.2471 | 0.006161 | 745.8276 | 0.044036 | 746.0668 | 0.023833 | 746.0668 | 0.009178 | 746.0668 | -0.00035851 | 601.6766 | 0.044719 | 746.0668 | 0.0054271 | 746.0668 | 0.0020168 |  |  | 745.8276 | 0.12989 | 740.61 | -0.0030314 | 746.0668 | 0.0031078 | 745.8276 | 0.085231 | 604.237 | 3.7995 | 746.0668 | 0.019674 | 746.0668 | 0.010079 | 745.8276 | 0.015068 | 746.0668 | 0.0086098 | 746.0668 | 0.0093665 | 746.0668 | 6.6946 | 899.5482 | 0.033158 | 745.8276 | 4.517 | 745.8276 | 0.09368 | 746.0668 | 0.12741 | 899.008 | 0 | 745.8276 | 0.046818 | 902.9933 | 2.5153 | 899.5482 | 4.8102 | 745.8276 | 0 | 996.1691 | 0.2684 |  |  | 1220.7898 | 0.34764 | 1030.9805 | 0.011699 | 1138.3386 | 0 | 1137.5763 | 0 | 1137.5696 | 0.0036387 | 745.828 | 0.275 | 746.0668 | 0.17348 | 745.8276 | 0.49777 | 745.8276 | 0.25771 | 746.0668 | #REF! | 745.8276 | 0.35963 | 742.1973 | 0.18915
| 365.6106 | 0 | 365.6106 | 0.011342 | 365.6106 | 0.031819 | 365.6106 | -0.011739 | 365.6106 | 0.0084496 | 365.6106 | 0.29688 | 601.7953 | 0.012587 | 746.0634 | -0.084721 | 365.6106 | 0.21611 | 601.7953 | 0.028801 | 746.0634 | -0.098452 | 746.0634 | -0.026359 | 737.786 | -0.012308 | 746.0634 | -0.045685 | 746.0634 | 0 |  |  | 742.48 | -0.015977 | 746.0634 | -0.070828 | 746.3023 | 0 | 746.3023 | 0 | 746.3023 | -0.0091024 | 601.7953 | 0.053286 | 746.3023 | 0 | 746.3023 | 0 |  |  | 746.0634 | 0.11013 | 740.84 | -0.00093273 | 746.3023 | 0 | 746.0634 | 0.085078 | 604.3564 | 3.8522 | 746.3023 | 0 | 746.3023 | 0 | 746.0634 | -0.0070292 | 746.3023 | -0.0017059 | 746.3023 | 0.0040276 | 746.3023 | 6.5603 | 899.7159 | 0.019916 | 746.0634 | 4.5696 | 746.0634 | 0.088618 | 746.3023 | 0.1231 | 899.1762 | 0 | 746.0634 | 0.02023 | 903.1631 | 2.4812 | 899.7159 | 4.8375 | 746.0634 | 0 | 996.2679 | 0.26819 |  |  | 1220.8628 | 0.34673 | 1030.9935 | 0.011713 | 1138.4021 | 0 | 1137.6397 | 0 | 1137.6329 | 0.0036546 | 746.063 | 0.27111 | 746.3023 | 0.17183 | 746.0634 | 0.48078 | 746.0634 | 0.25506 | 746.3023 | #REF! | 746.0634 | 0.34003 | 742.4319 | 0.18872
| 365.6893 | 0 | 365.6893 | 0.044814 | 365.6893 | 0.032617 | 365.6893 | 0.020489 | 365.6893 | 0.0052021 | 365.6893 | 0.30668 | 601.9139 | 0 | 746.2992 | 0.034861 | 365.6893 | 0.28245 | 601.9139 | 0 | 746.2992 | 0.049329 | 746.2992 | 0.012804 | 738.0194 | 0.010906 | 746.2992 | 0.014698 | 746.2992 | 0 |  |  | 742.713 | 0.010138 | 746.2992 | 0.053853 | 746.5378 | 0.021486 | 746.5378 | 0.0035105 | 746.5378 | 0.0045371 | 601.9139 | 0.040226 | 746.5379 | 0.0041162 | 746.5378 | 0.0017005 |  |  | 746.2992 | 0.1234 | 741.08 | 0.0081613 | 746.5378 | 0.004813 | 746.2992 | 0.088579 | 604.4758 | 3.8945 | 746.5378 | 0.014972 | 746.5378 | 0.0080208 | 746.2992 | 0.020381 | 746.5378 | 0.011892 | 746.5378 | 0.01095 | 746.5378 | 6.4159 | 899.8836 | 0.016339 | 746.2992 | 4.6593 | 746.2992 | 0.095432 | 746.5378 | 0.13719 | 899.3444 | 0 | 746.2992 | 0.05865 | 903.3329 | 2.4468 | 899.8836 | 4.8526 | 746.2992 | 0 | 996.3666 | 0.26848 |  |  | 1220.9358 | 0.34582 | 1031.0066 | 0.011729 | 1138.4656 | 0 | 1137.7031 | 0 | 1137.6963 | 0.0036716 | 746.299 | 0.26885 | 746.5379 | 0.17506 | 746.2992 | 0.48662 | 746.2992 | 0.24975 | 746.5378 | #REF! | 746.2992 | 0.36049 | 742.6664 | 0.18872
| 365.768 | 0 | 365.768 | -0.049819 | 365.768 | 0.032246 | 365.768 | -0.017656 | 365.768 | 0.0079384 | 365.768 | 0.29405 | 602.0326 | 0.02561 | 746.5349 | -0.062007 | 365.768 | 0.26896 | 602.0326 | 0.0059633 | 746.5349 | -0.096711 | 746.5349 | -0.012021 | 738.2528 | -0.023909 | 746.5349 | -0.046376 | 746.5349 | 0 |  |  | 742.9459 | -0.010785 | 746.5349 | -0.051944 | 746.7734 | 0 | 746.7734 | 0 | 746.7734 | -0.0031094 | 602.0326 | 0.0676 | 746.7734 | 0 | 746.7734 | 0 |  |  | 746.5349 | 0.11701 | 741.31 | -0.02087 | 746.7734 | 0 | 746.5349 | 0.082187 | 604.5952 | 3.9716 | 746.7734 | 0 | 746.7734 | 0 | 746.5349 | -0.016397 | 746.7734 | 0.00010769 | 746.7734 | 0.0033737 | 746.7734 | 6.2675 | 900.0514 | 0.025362 | 746.5349 | 4.7005 | 746.5349 | 0.10187 | 746.7734 | 0.14166 | 899.5126 | 0 | 746.5349 | 0.024779 | 903.5027 | 2.4168 | 900.0514 | 4.8775 | 746.5349 | 0 | 996.4655 | 0.2691 |  |  | 1221.0088 | 0.34491 | 1031.0195 | 0.011745 | 1138.5291 | 0 | 1137.7665 | 0 | 1137.7598 | 0.0036876 | 746.535 | 0.26976 | 746.7734 | 0.16834 | 746.5349 | 0.4695 | 746.5349 | 0.24975 | 746.7734 | #REF! | 746.5349 | 0.3362 | 742.901 | 0.18882
| 365.8467 | 0 | 365.8467 | -0.0051564 | 365.8467 | 0.033415 | 365.8467 | 0.015601 | 365.8467 | 0.0075325 | 365.8467 | 0.29503 | 602.1512 | 0 | 746.7707 | 0.028858 | 365.8467 | 0.41211 | 602.1512 | 0 | 746.7707 | 0.003086 | 746.7707 | 0.0060705 | 738.4861 | 0.0045218 | 746.7707 | 0.033927 | 746.7707 | 0 |  |  | 743.1789 | 0.01293 | 746.7707 | 0.025498 | 747.009 | 0.022584 | 747.009 | 0.011205 | 747.009 | 0.0020903 | 602.1512 | 0.048793 | 747.009 | 0.0014874 | 747.009 | 0.0038185 |  |  | 746.7707 | 0.12082 | 741.55 | 0.0099102 | 747.009 | 0.0035856 | 746.7707 | 0.089949 | 604.7146 | 4.0113 | 747.009 | 0.015999 | 747.009 | 0.013158 | 746.7707 | 0.018805 | 747.009 | 0.0095396 | 747.009 | 0.0086092 | 747.009 | 6.137 | 900.2191 | 0.021518 | 746.7707 | 4.7766 | 746.7707 | 0.096848 | 747.009 | 0.14684 | 899.6808 | 0.00069566 | 746.7707 | 0.044381 | 903.6725 | 2.3897 | 900.2191 | 4.8996 | 746.7707 | 0 | 996.5643 | 0.26921 |  |  | 1221.0818 | 0.344 | 1031.0326 | 0.011762 | 1138.5925 | 0 | 1137.83 | 0 | 1137.8231 | 0.0037023 | 746.771 | 0.26907 | 747.009 | 0.17124 | 746.7707 | 0.48454 | 746.7707 | 0.2471 | 747.009 | #REF! | 746.7707 | 0.35537 | 743.1356 | 0.18832
| 365.9254 | 0 | 365.9254 | 0.015 | 365.9254 | 0.032702 | 365.9254 | -0.018185 | 365.9254 | 0.0053224 | 365.9254 | 0.28407 | 602.2699 | 0 | 747.0065 | -0.0019099 | 365.9254 | 0.39671 | 602.2699 | 0.03353 | 747.0065 | -0.091099 | 747.0065 | -0.015683 | 738.7195 | -0.0066705 | 747.0065 | -0.038951 | 747.0065 | 0 |  |  | 743.4118 | -0.015837 | 747.0065 | -0.094891 | 747.2445 | 0 | 747.2445 | 0 | 747.2445 | -0.00053072 | 602.2699 | 0.039703 | 747.2445 | 0 | 747.2445 | 0 |  |  | 747.0065 | 0.11387 | 741.79 | -0.013874 | 747.2445 | 0 | 747.0065 | 0.083556 | 604.834 | 4.0881 | 747.2445 | 0 | 747.2445 | 0 | 747.0065 | -0.0020121 | 747.2445 | 0.0024575 | 747.2445 | 0.004783 | 747.2445 | 5.9875 | 900.3868 | 0.028993 | 747.0065 | 4.8252 | 747.0065 | 0.089479 | 747.2445 | 0.14969 | 899.8491 | 0.00078262 | 747.0065 | 0.026797 | 903.8423 | 2.3546 | 900.3868 | 4.933 | 747.0065 | 0 | 996.6631 | 0.26941 |  |  | 1221.1548 | 0.34308 | 1031.0457 | 0.01178 | 1138.6561 | 0 | 1137.8934 | 0 | 1137.8866 | 0.0037137 | 747.006 | 0.26839 | 747.2445 | 0.16863 | 747.0065 | 0.46821 | 747.0065 | 0.24621 | 747.2445 | #REF! | 747.0065 | 0.33045 | 743.3702 | 0.1868
| 366.0041 | 0 | 366.0041 | 0.020396 | 366.0041 | 0.034385 | 366.0041 | 0.015196 | 366.0041 | 0.0051419 | 366.0041 | 0.28693 | 602.3885 | 0 | 747.2423 | -0.025286 | 366.0041 | 0.52199 | 602.3885 | 0 | 747.2423 | 0.041261 | 747.2423 | 0.0088371 | 738.953 | -0.0022672 | 747.2423 | 0.026086 | 747.2423 | 0 |  |  | 743.6448 | 0.018267 | 747.2423 | 0.03362 | 747.4801 | 0.013132 | 747.4801 | 0.0065645 | 747.4801 | 0.0029307 | 602.3885 | 0.049734 | 747.4801 | 0.0048799 | 747.4801 | 0.0041044 |  |  | 747.2423 | 0.11729 | 742.02 | 0.018654 | 747.4801 | 0.008225 | 747.2423 | 0.080766 | 604.9534 | 4.1331 | 747.4801 | 0.016214 | 747.4801 | 0.01299 | 747.2423 | 0.022287 | 747.4801 | 0.009873 | 747.4801 | 0.0083248 | 747.4801 | 5.865 | 900.5546 | 0.031556 | 747.2423 | 4.9159 | 747.2423 | 0.10769 | 747.4801 | 0.15651 | 900.0173 | 0 | 747.2423 | 0.071717 | 904.0121 | 2.3208 | 900.5546 | 4.9647 | 747.2423 | 0 | 996.762 | 0.27019 |  |  | 1221.2279 | 0.34217 | 1031.0586 | 0.011799 | 1138.7196 | 0 | 1137.9568 | 0 | 1137.9501 | 0.0037216 | 747.242 | 0.26279 | 747.4801 | 0.1617 | 747.2423 | 0.47508 | 747.2423 | 0.24356 | 747.4801 | #REF! | 747.2423 | 0.346 | 743.6048 | 0.18703
| 366.0828 | 0 | 366.0828 | -0.0578 | 366.0828 | 0.033216 | 366.0828 | -0.0068817 | 366.0828 | 0.0027815 | 366.0828 | 0.27548 | 602.5072 | 0.0052105 | 747.4781 | -0.01687 | 366.0828 | 0.53387 | 602.5072 | 0.017517 | 747.4781 | -0.066976 | 747.4781 | -0.0057275 | 739.1864 | -0.0073862 | 747.4781 | -0.036669 | 747.4781 | 0 |  |  | 743.8778 | -0.0079659 | 747.4781 | -0.083974 | 747.7157 | 0 | 747.7157 | 0 | 747.7157 | -0.0037043 | 602.5072 | 0.070212 | 747.7157 | 0 | 747.7157 | 0 |  |  | 747.4781 | 0.10976 | 742.26 | -0.00093273 | 747.7157 | 0 | 747.4781 | 0.079904 | 605.0728 | 4.2226 | 747.7157 | 0 | 747.7157 | 0 | 747.4781 | -0.0039428 | 747.7157 | 0.0026994 | 747.7157 | 0.0058701 | 747.7157 | 5.7509 | 900.7223 | 0.019222 | 747.4781 | 4.9675 | 747.4781 | 0.09266 | 747.7157 | 0.16241 | 900.1855 | 0.00026087 | 747.4781 | 0.031659 | 904.1819 | 2.2902 | 900.7223 | 5.0083 | 747.4781 | 0 | 996.8608 | 0.27082 |  |  | 1221.3009 | 0.34125 | 1031.0717 | 0.011818 | 1138.7831 | 0 | 1138.0203 | 0 | 1138.0134 | 0.0037273 | 747.478 | 0.26125 | 747.7157 | 0.16372 | 747.4781 | 0.46198 | 747.4781 | 0.24356 | 747.7157 | #REF! | 747.4781 | 0.33066 | 743.8394 | 0.18604
| 366.1615 | 0 | 366.1615 | -0.020844 | 366.1615 | 0.033558 | 366.1615 | 0.014168 | 366.1615 | 0.0067507 | 366.1615 | 0.28371 | 602.6259 | 0 | 747.7139 | -0.028748 | 366.1615 | 0.67271 | 602.6259 | 0 | 747.7139 | -0.021954 | 747.7139 | 0.0042135 | 739.4198 | 0.013519 | 747.7139 | 0.021629 | 747.7139 | 0 |  |  | 744.1108 | 0.0094871 | 747.7139 | 0.017927 | 747.9513 | 0.026589 | 747.9513 | 0.010371 | 747.9513 | -0.0019688 | 602.6259 | 0.03636 | 747.9513 | 0.0050683 | 747.9513 | 0.0024075 |  |  | 747.7139 | 0.11616 | 742.49 | 0.011659 | 747.9513 | 0.0031298 | 747.7139 | 0.083658 | 605.1923 | 4.2746 | 747.9513 | 0.012996 | 747.9513 | 0.0083443 | 747.7139 | 0.016211 | 747.9513 | 0.0059632 | 747.9513 | 0.0062787 | 747.9513 | 5.6246 | 900.8901 | 0.034813 | 747.7139 | 5.0725 | 747.7139 | 0.11067 | 747.9513 | 0.17917 | 900.3537 | 0 | 747.7139 | 0.058971 | 904.3517 | 2.265 | 900.8901 | 5.044 | 747.7139 | 0 | 996.9598 | 0.27093 |  |  | 1221.3739 | 0.34033 | 1031.0847 | 0.011839 | 1138.8467 | 0 | 1138.0837 | 0 | 1138.0769 | 0.0037285 | 747.714 | 0.25861 | 747.9513 | 0.16184 | 747.7139 | 0.46341 | 747.7139 | 0.24002 | 747.9513 | #REF! | 747.7139 | 0.34962 | 744.074 | 0.18665
| 366.2402 | 0 | 366.2402 | 0.0017529 | 366.2402 | 0.03236 | 366.2402 | -0.020334 | 366.2402 | 0.0042849 | 366.2402 | 0.27527 | 602.7446 | 0.0090743 | 747.9498 | -6.2084e-05 | 366.2402 | 0.6634 | 602.7446 | 0.022783 | 747.9498 | -0.11923 | 747.9497 | -0.019517 | 739.6533 | -0.0047465 | 747.9498 | -0.040324 | 747.9497 | 0 |  |  | 744.3438 | -0.01955 | 747.9497 | -0.050437 | 748.1869 | 0 | 748.1869 | 0 | 748.1869 | -0.0025169 | 602.7446 | 0.072929 | 748.1869 | 0 | 748.1869 | 0 |  |  | 747.9498 | 0.10909 | 742.73 | 0.018305 | 748.1869 | 0 | 747.9497 | 0.081375 | 605.3117 | 4.3703 | 748.1869 | 0 | 748.1869 | 0 | 747.9497 | -0.0013213 | 748.1869 | 0.0017472 | 748.1869 | 0.0047576 | 748.1869 | 5.4817 | 901.0578 | 0.016819 | 747.9498 | 5.124 | 747.9498 | 0.10436 | 748.1869 | 0.1731 | 900.5219 | 0.00078262 | 747.9498 | 0.023657 | 904.5216 | 2.2375 | 901.0578 | 5.0751 | 747.9497 | 0 | 997.0587 | 0.27127 |  |  | 1221.447 | 0.33941 | 1031.0977 | 0.01186 | 1138.9102 | 0 | 1138.1472 | 0 | 1138.1404 | 0.0037296 | 747.95 | 0.2583 | 748.1869 | 0.16221 | 747.9497 | 0.45148 | 747.9497 | 0.23909 | 748.1869 | #REF! | 747.9497 | 0.32214 | 744.3086 | 0.18631
| 366.3189 | 0 | 366.319 | 0.00027866 | 366.3189 | 0.033102 | 366.3189 | 0.010836 | 366.3189 | 0.006886 | 366.319 | 0.28237 | 602.8633 | 0 | 748.1856 | 0.074231 | 366.3189 | 0.82095 | 602.8633 | 0 | 748.1856 | 0.079581 | 748.1856 | 0.0031089 | 739.8867 | 0.010985 | 748.1856 | 0.025612 | 748.1856 | 0 |  |  | 744.5768 | 0.011505 | 748.1856 | 0.0031019 | 748.4225 | 0.030213 | 748.4225 | 0.014777 | 748.4225 | 0.0054101 | 602.8633 | 0.039599 | 748.4225 | 0.0042829 | 748.4226 | 0.0039602 |  |  | 748.1856 | 0.11416 | 742.96 | -0.008278 | 748.4225 | 0.0059326 | 748.1856 | 0.087919 | 605.4311 | 4.4312 | 748.4225 | 0.015432 | 748.4226 | 0.010992 | 748.1856 | 0.027097 | 748.4225 | 0.01075 | 748.4225 | 0.0080076 | 748.4225 | 5.3831 | 901.2256 | 0.022425 | 748.1856 | 5.1931 | 748.1856 | 0.11123 | 748.4225 | 0.18326 | 900.6901 | 0 | 748.1856 | 0.064783 | 904.6914 | 2.2133 | 901.2256 | 5.0858 | 748.1856 | 0 | 997.1576 | 0.27214 |  |  | 1221.5201 | 0.33848 | 1031.1107 | 0.011882 | 1138.9738 | 0 | 1138.2106 | 0 | 1138.2039 | 0.0037285 | 748.186 | 0.25698 | 748.4225 | 0.16606 | 748.1856 | 0.4647 | 748.1856 | 0.23732 | 748.4225 | #REF! | 748.1856 | 0.35069 | 744.5433 | 0.18577
| 366.3977 | 0 | 366.3977 | -0.027917 | 366.3977 | 0.032617 | 366.3977 | -0.012113 | 366.3977 | 0.0065101 | 366.3977 | 0.26884 | 602.982 | 0.0041566 | 748.4214 | -0.10169 | 366.3977 | 0.81907 | 602.982 | 0.036109 | 748.4214 | -0.10431 | 748.4214 | -0.020505 | 740.1201 | -0.014227 | 748.4214 | -0.046788 | 748.4214 | 0 |  |  | 744.8098 | -0.014177 | 748.4214 | -0.05967 | 748.6582 | 0 | 748.6582 | 0 | 748.6582 | -0.0059908 | 602.982 | 0.059242 | 748.6582 | 0 | 748.6581 | 0 |  |  | 748.4214 | 0.10791 | 743.2 | 0.0078116 | 748.6582 | 0 | 748.4214 | 0.075338 | 605.5505 | 4.522 | 748.6582 | 0 | 748.6581 | 0 | 748.4214 | -0.020093 | 748.6582 | -0.0023223 | 748.6582 | 0.0011862 | 748.6582 | 5.233 | 901.3933 | 0.017086 | 748.4214 | 5.2616 | 748.4214 | 0.12643 | 748.6581 | 0.18821 | 900.8583 | 0 | 748.4214 | 0.021136 | 904.8612 | 2.1893 | 901.3933 | 5.1079 | 748.4214 | 0 | 997.2566 | 0.27231 |  |  | 1221.5931 | 0.33756 | 1031.1238 | 0.011906 | 1139.0374 | 0 | 1138.274 | 0 | 1138.2673 | 0.0037273 | 748.421 | 0.25375 | 748.6582 | 0.15498 | 748.4214 | 0.44953 | 748.4214 | 0.23555 | 748.6581 | #REF! | 748.4214 | 0.31766 | 744.7779 | 0.18507
| 366.4764 | 0 | 366.4764 | -0.023865 | 366.4764 | 0.033472 | 366.4764 | 0.0099644 | 366.4764 | 0.0083594 | 366.4764 | 0.27185 | 603.1007 | 0 | 748.6573 | 0.01996 | 366.4764 | 0.94323 | 603.1007 | 0 | 748.6573 | 0.038757 | 748.6573 | 0.0042362 | 740.3536 | 0.0022077 | 748.6573 | 0.02646 | 748.6573 | 0 |  |  | 745.0428 | 0.0096429 | 748.6573 | 0.033097 | 748.8938 | 0.033688 | 748.8938 | 0.014199 | 748.8938 | 0.001522 | 603.1007 | 0.058301 | 748.8938 | 0.0036698 | 748.8938 | 0.0022635 |  |  | 748.6573 | 0.11344 | 743.44 | 0.017256 | 748.8938 | 0.0048543 | 748.6573 | 0.077976 | 605.67 | 4.5799 | 748.8938 | 0.0098783 | 748.8938 | 0.014039 | 748.6573 | 0.021264 | 748.8938 | 0.0052087 | 748.8938 | 0.0064883 | 748.8938 | 5.1222 | 901.5611 | 0.028886 | 748.6573 | 5.3761 | 748.6573 | 0.12714 | 748.8938 | 0.2082 | 901.0266 | 0.00017392 | 748.6573 | 0.067982 | 905.0311 | 2.1688 | 901.5611 | 5.1205 | 748.6573 | 0 | 997.3555 | 0.27201 |  |  | 1221.6663 | 0.33663 | 1031.1367 | 0.01193 | 1139.1008 | 0 | 1138.3375 | 0 | 1138.3308 | 0.0037273 | 748.657 | 0.25111 | 748.8938 | 0.16137 | 748.6573 | 0.4542 | 748.6573 | 0.23378 | 748.8938 | #REF! | 748.6573 | 0.33748 | 745.0126 | 0.18555
| 366.5551 | 0 | 366.5551 | -0.00040799 | 366.5551 | 0.032218 | 366.5551 | -0.010307 | 366.5551 | 0.0030972 | 366.5551 | 0.26118 | 603.2194 | 0.02561 | 748.8931 | 0.020128 | 366.5551 | 0.98436 | 603.2194 | 0.027942 | 748.8931 | -0.076862 | 748.8931 | -0.01566 | 740.587 | -0.016149 | 748.8931 | -0.035486 | 748.8931 | 0 |  |  | 745.2758 | -0.015243 | 748.8931 | -0.047497 | 749.1294 | 0 | 749.1294 | 0 | 749.1294 | -0.0026313 | 603.2194 | 0.041793 | 749.1294 | 0 | 749.1295 | 0 |  |  | 748.8931 | 0.1046 | 743.67 | -0.0054798 | 749.1294 | 0 | 748.8931 | 0.076606 | 605.7894 | 4.6697 | 749.1294 | 0 | 749.1295 | 0 | 748.8931 | -0.0007877 | 749.1294 | 0.0059298 | 749.1294 | 0.0038019 | 749.1294 | 4.9803 | 901.7288 | 0.019168 | 748.8931 | 5.4121 | 748.8931 | 0.12476 | 749.1295 | 0.19545 | 901.1948 | 0 | 748.8931 | 0.025158 | 905.2009 | 2.1434 | 901.7288 | 5.1455 | 748.8931 | 0 | 997.4545 | 0.27199 |  |  | 1221.7394 | 0.3357 | 1031.1498 | 0.011954 | 1139.1644 | 0 | 1138.401 | 0 | 1138.3943 | 0.0037262 | 748.893 | 0.24895 | 749.1294 | 0.16107 | 748.8931 | 0.43929 | 748.8931 | 0.2329 | 749.1295 | #REF! | 748.8931 | 0.31319 | 745.2472 | 0.18497
| 366.6338 | 0 | 366.6339 | 0.05648 | 366.6338 | 0.033244 | 366.6338 | 0.011366 | 366.6338 | 0.0085549 | 366.6339 | 0.27404 | 603.3381 | 0 | 749.129 | -0.017916 | 366.6338 | 1.1056 | 603.3381 | 0 | 749.129 | 0.046778 | 749.129 | -0.0032719 | 740.8206 | 0.0090791 | 749.129 | 0.024846 | 749.129 | 0 |  |  | 745.5089 | 0.007807 | 749.129 | 0.048144 | 749.3651 | 0.026792 | 749.3651 | 0.011649 | 749.3651 | 0.0029961 | 603.3381 | 0.058092 | 749.3651 | 0.0017817 | 749.3651 | 0.0022815 |  |  | 749.129 | 0.11117 | 743.91 | -0.010726 | 749.3651 | 0.0057461 | 749.129 | 0.076707 | 605.9088 | 4.7263 | 749.3651 | 0.012613 | 749.3651 | 0.0099313 | 749.129 | 0.01889 | 749.3651 | 0.0058258 | 749.3651 | 0.0063302 | 749.3651 | 4.8581 | 901.8966 | 0.018421 | 749.129 | 5.5204 | 749.129 | 0.13327 | 749.3651 | 0.21269 | 901.3631 | 0 | 749.129 | 0.065774 | 905.3707 | 2.1164 | 901.8966 | 5.1547 | 749.129 | 0 | 997.5535 | 0.27192 |  |  | 1221.8125 | 0.33478 | 1031.1628 | 0.01198 | 1139.228 | 0 | 1138.4646 | 0 | 1138.4578 | 0.0037273 | 749.129 | 0.2481 | 749.3651 | 0.15663 | 749.129 | 0.44966 | 749.129 | 0.2329 | 749.3651 | #REF! | 749.129 | 0.32938 | 745.4819 | 0.18495
| 366.7126 | 0 | 366.7126 | -0.023945 | 366.7126 | 0.032645 | 366.7126 | -0.0081272 | 366.7126 | 0.00091745 | 366.7126 | 0.25706 | 603.4569 | 0.0020491 | 749.3649 | -0.044336 | 366.7126 | 1.149 | 603.4569 | 0.032025 | 749.3649 | -0.053756 | 749.3649 | -0.021295 | 741.054 | -0.0078999 | 749.3649 | -0.039154 | 749.3649 | 0 |  |  | 745.7419 | -0.0047821 | 749.3649 | -0.060799 | 749.6008 | 0 | 749.6008 | 0 | 749.6008 | -0.0068951 | 603.4569 | 0.074705 | 749.6008 | 0 | 749.6008 | 0 |  |  | 749.3649 | 0.098356 | 744.14 | 0.0050134 | 749.6008 | 0 | 749.3649 | 0.079549 | 606.0283 | 4.8051 | 749.6008 | 0 | 749.6008 | 0 | 749.3649 | -0.0074589 | 749.6008 | -0.0016159 | 749.6008 | 0.0021703 | 749.6008 | 4.7313 | 902.0644 | 0.022799 | 749.3649 | 5.562 | 749.3649 | 0.1494 | 749.6008 | 0.2188 | 901.5313 | 0.00026087 | 749.3649 | 0.03345 | 905.5406 | 2.0905 | 902.0644 | 5.1722 | 749.3649 | 0 | 997.6526 | 0.2725 |  |  | 1221.8856 | 0.33384 | 1031.1758 | 0.012007 | 1139.2916 | 0 | 1138.5281 | 0 | 1138.5212 | 0.0037296 | 749.365 | 0.24633 | 749.6008 | 0.15318 | 749.3649 | 0.4341 | 749.3649 | 0.23025 | 749.6008 | #REF! | 749.3649 | 0.3183 | 745.7166 | 0.18457
| 366.7913 | 0 | 366.7913 | -0.053116 | 366.7913 | 0.033928 | 366.7913 | 0.016068 | 366.7913 | 0.0089157 | 366.7913 | 0.26114 | 603.5756 | 0 | 749.6008 | -0.0072042 | 366.7913 | 1.3489 | 603.5756 | 0 | 749.6008 | -0.051205 | 749.6008 | 0.0053438 | 741.2875 | -0.00047771 | 749.6008 | 0.021346 | 749.6008 | 0 |  |  | 745.975 | 0.006259 | 749.6008 | 0.027324 | 749.8364 | 0.014707 | 749.8364 | 0.0090659 | 749.8364 | 0.0020191 | 603.5756 | 0.055376 | 749.8364 | 0.0071615 | 749.8364 | 0.0016345 |  |  | 749.6008 | 0.11663 | 744.38 | -0.015973 | 749.8364 | 0.0025053 | 749.6008 | 0.08244 | 606.1477 | 4.8477 | 749.8364 | 0.011898 | 749.8364 | 0.012709 | 749.6008 | 0.018395 | 749.8364 | 0.0054756 | 749.8364 | 0.0062685 | 749.8364 | 4.6294 | 902.2321 | 0.029634 | 749.6008 | 5.6592 | 749.6008 | 0.1605 | 749.8364 | 0.22754 | 901.6995 | 0 | 749.6008 | 0.058628 | 905.7104 | 2.0672 | 902.2321 | 5.1831 | 749.6008 | 0 | 997.7516 | 0.27318 |  |  | 1221.9587 | 0.33291 | 1031.1888 | 0.012034 | 1139.3552 | 0 | 1138.5916 | 0 | 1138.5847 | 0.003733 | 749.601 | 0.24637 | 749.8364 | 0.15517 | 749.6008 | 0.44175 | 749.6008 | 0.22936 | 749.8364 | #REF! | 749.6008 | 0.3281 | 745.9513 | 0.18481
| 366.87 | 0 | 366.8701 | 0.039762 | 366.87 | 0.033045 | 366.87 | -0.0099022 | 366.87 | 0.0079084 | 366.87 | 0.24948 | 603.6944 | 0.010831 | 749.8367 | -0.13266 | 366.87 | 1.4082 | 603.6944 | 0.026867 | 749.8367 | -0.08667 | 749.8367 | -0.020545 | 741.521 | -0.0020343 | 749.8367 | -0.049546 | 749.8367 | 0 |  |  | 746.2081 | -0.016944 | 749.8367 | -0.03315 | 750.0721 | 0 | 750.0721 | 0 | 750.0721 | -0.0084308 | 603.6944 | 0.061018 | 750.0721 | 0 | 750.0721 | 0 |  |  | 749.8367 | 0.10042 | 744.61 | 0.0036143 | 750.0721 | 0 | 749.8367 | 0.070264 | 606.2672 | 4.9209 | 750.0721 | 0 | 750.0721 | 0 | 749.8367 | -0.013803 | 750.0721 | -0.0048973 | 750.0721 | -0.00093928 | 750.0721 | 4.4856 | 902.3999 | 0.022639 | 749.8367 | 5.7276 | 749.8367 | 0.1386 | 750.0721 | 0.22738 | 901.8678 | 0.00026087 | 749.8367 | 0.042495 | 905.8803 | 2.041 | 902.3999 | 5.2073 | 749.8367 | 0 | 997.8507 | 0.27338 |  |  | 1222.0319 | 0.33198 | 1031.2019 | 0.012063 | 1139.4188 | 0 | 1138.655 | 0 | 1138.6483 | 0.0037398 | 749.837 | 0.24318 | 750.0721 | 0.14845 | 749.8367 | 0.42749 | 749.8367 | 0.22582 | 750.0721 | #REF! | 749.8367 | 0.29955 | 746.186 | 0.18383
| 366.9488 | 0 | 366.9488 | 0.034923 | 366.9488 | 0.033843 | 366.9488 | 0.01395 | 366.9488 | 0.0056982 | 366.9488 | 0.2572 | 603.8131 | 0 | 750.0726 | 0.053609 | 366.9488 | 1.5564 | 603.8131 | 0 | 750.0726 | 0.045417 | 750.0726 | 0.01196 | 741.7545 | -0.0016599 | 750.0726 | 0.032423 | 750.0726 | 0 |  |  | 746.4411 | 0.0041132 | 750.0726 | 0.032631 | 750.3078 | 0.021802 | 750.3078 | 0.015964 | 750.3078 | 0.0025548 | 603.8131 | 0.047331 | 750.3078 | 0.0086018 | 750.3078 | 0.0043954 |  |  | 750.0726 | 0.11071 | 744.85 | 0.0039641 | 750.3078 | 0.0067738 | 750.0726 | 0.084013 | 606.3866 | 4.9766 | 750.3078 | 0.015917 | 750.3078 | 0.0092305 | 750.0726 | 0.019171 | 750.3078 | 0.0082431 | 750.3078 | 0.0068608 | 750.3078 | 4.3866 | 902.5676 | 0.020824 | 750.0726 | 5.8283 | 750.0726 | 0.151 | 750.3078 | 0.24563 | 902.036 | 0 | 750.0726 | 0.072767 | 906.0501 | 2.0154 | 902.5676 | 5.2308 | 750.0726 | 0 | 997.9498 | 0.27386 |  |  | 1222.105 | 0.33104 | 1031.2148 | 0.012092 | 1139.4824 | 0 | 1138.7186 | 0 | 1138.7118 | 0.0037489 | 750.073 | 0.24171 | 750.3078 | 0.15722 | 750.0726 | 0.43929 | 750.0726 | 0.22494 | 750.3078 | #REF! | 750.0726 | 0.32576 | 746.4207 | 0.18374
| 367.0275 | 0 | 367.0275 | -0.034857 | 367.0275 | 0.032759 | 367.0275 | -0.016037 | 367.0275 | 0.005157 | 367.0275 | 0.24442 | 603.9319 | 0.033235 | 750.3085 | -0.1081 | 367.0275 | 1.585 | 603.9319 | 0.027512 | 750.3085 | -0.12216 | 750.3085 | -0.021638 | 741.988 | -0.012508 | 750.3085 | -0.05294 | 750.3085 | 0 |  |  | 746.6742 | -0.0039489 | 750.3085 | -0.032112 | 750.5435 | 0 | 750.5435 | 0 | 750.5435 | -0.0061155 | 603.9319 | 0.057465 | 750.5435 | 0 | 750.5435 | 0 |  |  | 750.3085 | 0.099905 | 745.09 | 0.0078116 | 750.5435 | 0 | 750.3085 | 0.067626 | 606.506 | 5.0736 | 750.5435 | 0 | 750.5435 | 0 | 750.3085 | -0.028713 | 750.5435 | -0.0038275 | 750.5435 | -0.00045591 | 750.5435 | 4.259 | 902.7354 | 0.018795 | 750.3085 | 5.8884 | 750.3085 | 0.14068 | 750.5435 | 0.23722 | 902.2043 | 0.00078262 | 750.3085 | 0.037124 | 906.22 | 1.9897 | 902.7354 | 5.2608 | 750.3085 | 0 | 998.049 | 0.27456 |  |  | 1222.1781 | 0.3301 | 1031.2279 | 0.012122 | 1139.546 | 0 | 1138.7821 | 0 | 1138.7754 | 0.0037591 | 750.309 | 0.24022 | 750.5435 | 0.14665 | 750.3085 | 0.42153 | 750.3085 | 0.2214 | 750.5435 | #REF! | 750.3085 | 0.29316 | 746.6554 | 0.18339
| 367.1063 | 0 | 367.1063 | -0.025207 | 367.1063 | 0.034242 | 367.1063 | 0.016535 | 367.1063 | 0.0050668 | 367.1063 | 0.25124 | 604.0507 | 0 | 750.5444 | -0.069566 | 367.1063 | 1.7927 | 604.0507 | 0 | 750.5444 | 0.0042965 | 750.5444 | 0.005734 | 742.2216 | 0.010494 | 750.5444 | 0.024558 | 750.5444 | 0 |  |  | 746.9073 | 0.0097688 | 750.5444 | 0.027748 | 750.7792 | 0.021265 | 750.7792 | 0.0074873 | 750.7792 | 0.0013573 | 604.0507 | 0.046181 | 750.7792 | 0.0025744 | 750.7792 | 0.0012761 |  |  | 750.5444 | 0.11036 | 745.32 | -0.0026815 | 750.7792 | 0.0051374 | 750.5444 | 0.069605 | 606.6255 | 5.1387 | 750.7792 | 0.022825 | 750.7792 | 0.010884 | 750.5444 | 0.012339 | 750.7792 | 0.005301 | 750.7792 | 0.0051035 | 750.7792 | 4.1672 | 902.9032 | 0.02675 | 750.5444 | 5.9888 | 750.5444 | 0.16698 | 750.7792 | 0.25886 | 902.3725 | 0 | 750.5444 | 0.072593 | 906.3898 | 1.9687 | 902.9032 | 5.2843 | 750.5444 | 0 | 998.1481 | 0.2751 |  |  | 1222.2513 | 0.32917 | 1031.241 | 0.012153 | 1139.6096 | 0 | 1138.8456 | 0 | 1138.8389 | 0.0037694 | 750.544 | 0.23911 | 750.7792 | 0.14177 | 750.5444 | 0.43385 | 750.5444 | 0.2214 | 750.7792 | #REF! | 750.5444 | 0.31553 | 746.8902 | 0.18262
| 367.185 | 0 | 367.185 | 0.000474 | 367.185 | 0.033273 | 367.185 | -0.011833 | 367.185 | 0.0011656 | 367.185 | 0.23483 | 604.1694 | 0.0161 | 750.7804 | -0.062853 | 367.185 | 1.8766 | 604.1694 | 0.013044 | 750.7804 | -0.06476 | 750.7804 | -0.0086182 | 742.4551 | -0.010985 | 750.7804 | -0.044248 | 750.7804 | 0 |  |  | 747.1404 | -0.0099839 | 750.7804 | -0.072424 | 751.015 | 0 | 751.015 | 0 | 751.015 | -0.0028008 | 604.1694 | 0.056839 | 751.0149 | 0 | 751.0149 | 0 |  |  | 750.7804 | 0.11097 | 745.56 | -0.010027 | 751.015 | 0 | 750.7804 | 0.076352 | 606.745 | 5.2321 | 751.015 | 0 | 751.0149 | 0 | 750.7804 | -0.021488 | 751.015 | -0.0005206 | 751.015 | 0.0015772 | 751.015 | 4.0449 | 903.071 | 0.028993 | 750.7804 | 6.0736 | 750.7804 | 0.1644 | 751.015 | 0.25685 | 902.5408 | 0 | 750.7804 | 0.047571 | 906.5597 | 1.9422 | 903.071 | 5.3123 | 750.7804 | 0 | 998.2472 | 0.27487 |  |  | 1222.3245 | 0.32823 | 1031.2539 | 0.012184 | 1139.6732 | 0 | 1138.9092 | 0 | 1138.9025 | 0.0037807 | 750.78 | 0.23464 | 751.0149 | 0.14812 | 750.7804 | 0.41569 | 750.7804 | 0.21786 | 751.015 | #REF! | 750.7804 | 0.30573 | 747.1249 | 0.18237
| 367.2638 | 0 | 367.2638 | 0.073188 | 367.2638 | 0.034099 | 367.2638 | 0.0093417 | 367.2638 | 0.0041947 | 367.2638 | 0.2479 | 604.2882 | 0 | 751.0163 | 0.010036 | 367.2638 | 2.0688 | 604.2882 | 0 | 751.0163 | -0.0038839 | 751.0163 | 0.0083202 | 742.6887 | 0.010935 | 751.0163 | 0.02558 | 751.0163 | 0 |  |  | 747.3736 | 0.0090336 | 751.0163 | 0.054159 | 751.2507 | 0.01572 | 751.2507 | 0.013668 | 751.2507 | 0.0030914 | 604.2882 | 0.058928 | 751.2507 | 0.0024753 | 751.2507 | 0.0026629 |  |  | 751.0163 | 0.1105 | 745.79 | -0.0086277 | 751.2507 | 0.0039586 | 751.0163 | 0.080969 | 606.8644 | 5.2929 | 751.2507 | 0.014279 | 751.2507 | 0.012599 | 751.0163 | 0.027952 | 751.2507 | 0.0054786 | 751.2507 | 0.0044955 | 751.2507 | 3.9585 | 903.2387 | 0.027978 | 751.0163 | 6.1759 | 751.0163 | 0.18641 | 751.2507 | 0.27878 | 902.709 | 0 | 751.0163 | 0.076212 | 906.7296 | 1.9146 | 903.2387 | 5.3323 | 751.0163 | 0 | 998.3464 | 0.2743 |  |  | 1222.3977 | 0.32729 | 1031.267 | 0.012217 | 1139.7369 | 0 | 1138.9728 | 0 | 1138.9659 | 0.003791 | 751.016 | 0.23303 | 751.2507 | 0.15043 | 751.0163 | 0.42866 | 751.0163 | 0.21698 | 751.2507 | #REF! | 751.0163 | 0.31873 | 747.3596 | 0.18191
| 367.3425 | 0 | 367.3425 | -0.036157 | 367.3425 | 0.033444 | 367.3425 | -0.013421 | 367.3425 | 0.0050066 | 367.3425 | 0.23084 | 604.407 | 0.007318 | 751.2523 | -0.0089349 | 367.3425 | 2.1519 | 604.407 | 0.036539 | 751.2523 | -0.10224 | 751.2523 | -0.01101 | 742.9222 | -0.012577 | 751.2523 | -0.044054 | 751.2523 | 0 |  |  | 747.6067 | -0.011963 | 751.2523 | -0.053806 | 751.4864 | 0 | 751.4864 | 0 | 751.4864 | -0.0026632 | 604.407 | 0.042629 | 751.4864 | 0 | 751.4864 | 0 |  |  | 751.2523 | 0.09927 | 746.03 | 0.0088609 | 751.4864 | 0 | 751.2523 | 0.068286 | 606.9839 | 5.415 | 751.4864 | 0 | 751.4864 | 0 | 751.2523 | -0.015275 | 751.4864 | 0.0010685 | 751.4864 | 0.0032568 | 751.4864 | 3.8416 | 903.4065 | 0.022372 | 751.2523 | 6.2346 | 751.2523 | 0.17363 | 751.4865 | 0.27347 | 902.8773 | 0.00026087 | 751.2523 | 0.039255 | 906.8995 | 1.8898 | 903.4065 | 5.3539 | 751.2523 | 0 | 998.4455 | 0.2745 |  |  | 1222.4708 | 0.32636 | 1031.28 | 0.01225 | 1139.8005 | 0 | 1139.0363 | 0 | 1139.0295 | 0.0037978 | 751.252 | 0.23068 | 751.4864 | 0.14504 | 751.2523 | 0.40791 | 751.2523 | 0.21432 | 751.4865 | #REF! | 751.2523 | 0.28847 | 747.5944 | 0.18169
| 367.4213 | 0 | 367.4213 | -0.043948 | 367.4213 | 0.033985 | 367.4213 | 0.017313 | 367.4213 | 0.0069311 | 367.4213 | 0.23836 | 604.5258 | 0 | 751.4882 | 0.049962 | 367.4213 | 2.4026 | 604.5258 | 0 | 751.4882 | -0.019554 | 751.4882 | 0.011709 | 743.1558 | 0.0071146 | 751.4882 | 0.02096 | 751.4882 | 0 |  |  | 747.8398 | 0.0054605 | 751.4882 | 0.026321 | 751.7222 | 0.020715 | 751.7222 | 0.010864 | 751.7222 | 0.0069712 | 604.5258 | 0.06457 | 751.7222 | 0.0030043 | 751.7222 | 0.0033765 |  |  | 751.4882 | 0.1085 | 746.27 | -0.027516 | 751.7222 | 0.0054567 | 751.4882 | 0.07828 | 607.1033 | 5.4758 | 751.7222 | 0.025619 | 751.7222 | 0.0038092 | 751.4882 | 0.035829 | 751.7222 | 0.0072482 | 751.7222 | 0.0069285 | 751.7222 | 3.7373 | 903.5743 | 0.021518 | 751.4882 | 6.3393 | 751.4882 | 0.20508 | 751.7222 | 0.29082 | 903.0456 | 0 | 751.4882 | 0.066411 | 907.0693 | 1.8711 | 903.5743 | 5.3706 | 751.4882 | 0 | 998.5447 | 0.27522 |  |  | 1222.5441 | 0.32541 | 1031.293 | 0.012284 | 1139.8641 | 0 | 1139.0999 | 0 | 1139.093 | 0.0038001 | 751.488 | 0.2308 | 751.7222 | 0.14823 | 751.4882 | 0.41725 | 751.4882 | 0.21432 | 751.7222 | #REF! | 751.4882 | 0.30829 | 747.8292 | 0.18152
| 367.5 | 0 | 367.5 | -0.017081 | 367.5 | 0.033016 | 367.5 | -0.014324 | 367.5 | 0.0067958 | 367.5 | 0.2235 | 604.6446 | 0.011884 | 751.7242 | 0.0027594 | 367.5 | 2.5371 | 604.6446 | 0.0093174 | 751.7242 | -0.11056 | 751.7242 | -0.018103 | 743.3893 | -0.022589 | 751.7242 | -0.042784 | 751.7242 | 0 |  |  | 748.073 | -0.0059306 | 751.7242 | -0.034578 | 751.9579 | 0 | 751.9579 | 0 | 751.9579 | -0.0063788 | 604.6446 | 0.050674 | 751.9579 | 0 | 751.9579 | 0 |  |  | 751.7242 | 0.093491 | 746.5 | -0.0086277 | 751.9579 | 0 | 751.7242 | 0.068286 | 607.2228 | 5.5598 | 751.9579 | 0 | 751.9579 | 0 | 751.7242 | -0.00564 | 751.9579 | -0.0014513 | 751.9579 | 0.0015701 | 751.9579 | 3.6275 | 903.7421 | 0.023921 | 751.7242 | 6.3872 | 751.7242 | 0.19274 | 751.9579 | 0.29385 | 903.2138 | 0.00078262 | 751.7242 | 0.034126 | 907.2392 | 1.8475 | 903.7421 | 5.4009 | 751.7242 | 0 | 998.6439 | 0.27533 |  |  | 1222.6173 | 0.32447 | 1031.306 | 0.012318 | 1139.9279 | 0 | 1139.1635 | 0 | 1139.1566 | 0.0037978 | 751.724 | 0.22803 | 751.9579 | 0.14302 | 751.7242 | 0.40493 | 751.7242 | 0.21255 | 751.9579 | #REF! | 751.7242 | 0.29061 | 748.0639 | 0.18105
| 367.5788 | 0 | 367.5788 | 0.060446 | 367.5788 | 0.033957 | 367.5788 | 0.014511 | 367.5788 | 0.0061342 | 367.5788 | 0.2353 | 604.7634 | 0 | 751.9602 | -0.021843 | 367.5788 | 2.8053 | 604.7634 | 0 | 751.9602 | 0.015313 | 751.9602 | 0.0050894 | 743.6229 | 0.013662 | 751.9602 | 0.033796 | 751.9602 | 0 |  |  | 748.3061 | 0.00048664 | 751.9602 | 0.026953 | 752.1937 | 0.01744 | 752.1937 | 0.01198 | 752.1937 | 0.0014504 | 604.7634 | 0.040853 | 752.1937 | 0.0017995 | 752.1937 | 0.00066263 |  |  | 751.9602 | 0.10572 | 746.74 | 0.0046636 | 752.1937 | 0.0038525 | 751.9602 | 0.06925 | 607.3422 | 5.5917 | 752.1937 | 0.0084655 | 752.1937 | 0.012406 | 751.9602 | 0.012615 | 752.1937 | 0.0012999 | 752.1937 | 0.0051447 | 752.1937 | 3.5221 | 903.9099 | 0.029634 | 751.9602 | 6.5007 | 751.9602 | 0.19139 | 752.1937 | 0.30434 | 903.3821 | 0.00017392 | 751.9602 | 0.069657 | 907.4091 | 1.8252 | 903.9099 | 5.4306 | 751.9602 | 0 | 998.7432 | 0.27507 |  |  | 1222.6904 | 0.32353 | 1031.3191 | 0.012354 | 1139.9915 | 0 | 1139.227 | 0 | 1139.2202 | 0.0037887 | 751.96 | 0.2257 | 752.1937 | 0.13979 | 751.9602 | 0.40791 | 751.9602 | 0.21079 | 752.1937 | #REF! | 751.9602 | 0.30232 | 748.2987 | 0.18096
| 367.6575 | 0 | 367.6575 | -0.011334 | 367.6575 | 0.032588 | 367.6575 | -0.017625 | 367.6575 | 0.0044052 | 367.6575 | 0.225 | 604.8822 | 0.0097769 | 752.1961 | -0.011964 | 367.6575 | 2.969 | 604.8822 | 0.020871 | 752.1961 | -0.13809 | 752.1961 | -0.023612 | 743.8566 | -0.0034191 | 752.1961 | -0.047258 | 752.1961 | 0 |  |  | 748.5393 | -0.017079 | 752.1961 | -0.071341 | 752.4295 | 0 | 752.4295 | 0 | 752.4295 | -0.0016151 | 604.8822 | 0.02633 | 752.4295 | 0 | 752.4295 | 0 |  |  | 752.1961 | 0.096308 | 746.97 | -0.012825 | 752.4295 | 0 | 752.1961 | 0.069656 | 607.4617 | 5.6903 | 752.4295 | 0 | 752.4295 | 0 | 752.1961 | -0.014898 | 752.4295 | -0.00037298 | 752.4295 | -1.8348e-05 | 752.4295 | 3.4199 | 904.0777 | 0.02974 | 752.1961 | 6.5645 | 752.1961 | 0.20027 | 752.4295 | 0.30806 | 903.5504 | 0.00026087 | 752.1961 | 0.059131 | 907.579 | 1.8015 | 904.0777 | 5.4789 | 752.1961 | 0 | 998.8425 | 0.27501 |  |  | 1222.7637 | 0.32259 | 1031.3322 | 0.012389 | 1140.0552 | 0 | 1139.2905 | 0 | 1139.2838 | 0.0037716 | 752.196 | 0.22313 | 752.4295 | 0.13971 | 752.1961 | 0.39521 | 752.1961 | 0.20636 | 752.4295 | #REF! | 752.1961 | 0.2872 | 748.5335 | 0.18037
| 367.7363 | 0 | 367.7363 | -0.0031936 | 367.7363 | 0.033529 | 367.7363 | 0.013795 | 367.7363 | 0.0057734 | 367.7363 | 0.22693 | 605.0011 | 0 | 752.4321 | -0.056216 | 367.7363 | 3.2234 | 605.0011 | 0 | 752.4321 | 0.067966 | 752.4321 | 0.0023177 | 744.0901 | 0.0039866 | 752.4321 | 0.032677 | 752.4321 | 0 |  |  | 748.7724 | 0.011038 | 752.4321 | 0.040748 | 752.6653 | 0.015791 | 752.6653 | 0.015255 | 752.6653 | 0.00061227 | 605.0011 | 0.062481 | 752.6653 | 0.005038 | 752.6653 | 0.0023193 |  |  | 752.4321 | 0.10344 | 747.21 | 0.020054 | 752.6653 | 0.0041023 | 752.4321 | 0.061031 | 607.5812 | 5.7596 | 752.6653 | 0.020633 | 752.6653 | 0.00812 | 752.4321 | 0.020583 | 752.6653 | 0.0067052 | 752.6653 | 0.0049781 | 752.6653 | 3.3329 | 904.2455 | 0.022265 | 752.4321 | 6.7021 | 752.4321 | 0.21702 | 752.6653 | 0.33445 | 903.7187 | 0 | 752.4321 | 0.068438 | 907.7489 | 1.7781 | 904.2455 | 5.5175 | 752.4321 | 0 | 998.9418 | 0.27481 |  |  | 1222.8369 | 0.32164 | 1031.3451 | 0.012426 | 1140.1189 | 0 | 1139.3541 | 0 | 1139.3474 | 0.0037455 | 752.432 | 0.22231 | 752.6653 | 0.12878 | 752.4321 | 0.39949 | 752.4321 | 0.20636 | 752.6653 | #REF! | 752.4321 | 0.30019 | 748.7683 | 0.18019
| 367.815 | 0 | 367.8151 | 0.03944 | 367.815 | 0.032189 | 367.815 | -0.013016 | 367.815 | 0.0046759 | 367.815 | 0.22132 | 605.1199 | 0 | 752.6681 | -0.070601 | 367.815 | 3.3899 | 605.1199 | 0.026867 | 752.6681 | -0.15065 | 752.6681 | -0.020959 | 744.3237 | -0.008504 | 752.6681 | -0.0465 | 752.6681 | 0 |  |  | 749.0056 | -0.016386 | 752.6681 | -0.05792 | 752.9011 | 0 | 752.9011 | 0 | 752.9011 | -0.0068934 | 605.1199 | 0.051823 | 752.9011 | 0 | 752.9011 | 0 |  |  | 752.6681 | 0.099847 | 747.44 | -0.015623 | 752.9011 | 0 | 752.6681 | 0.065851 | 607.7006 | 5.8712 | 752.9011 | 0 | 752.9011 | 0 | 752.6681 | -0.014684 | 752.9011 | -0.00091132 | 752.9011 | 0.00034575 | 752.9011 | 3.228 | 904.4132 | 0.019809 | 752.6681 | 6.7724 | 752.6681 | 0.21298 | 752.9011 | 0.3292 | 903.8869 | 0 | 752.6681 | 0.036837 | 907.9188 | 1.7527 | 904.4132 | 5.5687 | 752.6681 | 0 | 999.0411 | 0.27466 |  |  | 1222.9102 | 0.3207 | 1031.3582 | 0.012463 | 1140.1825 | 0 | 1139.4177 | 0 | 1139.411 | 0.0037126 | 752.668 | 0.22169 | 752.9011 | 0.13403 | 752.6681 | 0.38885 | 752.6681 | 0.20548 | 752.9011 | #REF! | 752.6681 | 0.2823 | 749.0031 | 0.1793
| 367.8938 | 0 | 367.8938 | 0.02173 | 367.8938 | 0.032731 | 367.8938 | 0.018061 | 367.8938 | 0.0055629 | 367.8938 | 0.22581 | 605.2387 | 0 | 752.9042 | 0.075932 | 367.8938 | 3.6809 | 605.2387 | 0 | 752.9042 | 0.037817 | 752.9042 | 0.014303 | 744.5574 | 0.0081208 | 752.9042 | 0.020098 | 752.9042 | 0 |  |  | 749.2388 | 0.0035985 | 752.9042 | 0.06038 | 753.1369 | 0.016036 | 753.1369 | 0.017681 | 753.1369 | 0.0036356 | 605.2387 | 0.031345 | 753.1369 | 0.0051818 | 753.1368 | 0.00431 |  |  | 752.9042 | 0.10209 | 747.68 | 0.019704 | 753.1369 | 0.0091846 | 752.9042 | 0.078686 | 607.8201 | 5.9405 | 753.1369 | 0.018767 | 753.1368 | 0.012739 | 752.9042 | 0.029958 | 753.1369 | 0.0070363 | 753.1369 | 0.0065535 | 753.1369 | 3.1488 | 904.581 | 0.025255 | 752.9042 | 6.8665 | 752.9042 | 0.23097 | 753.1368 | 0.35407 | 904.0552 | 0 | 752.9042 | 0.093615 | 908.0887 | 1.7253 | 904.581 | 5.6022 | 752.9042 | 0.0090425 | 999.1404 | 0.27552 |  |  | 1222.9834 | 0.31975 | 1031.3712 | 0.0125 | 1140.2462 | 0 | 1139.4813 | 0 | 1139.4746 | 0.0036716 | 752.904 | 0.22152 | 753.1369 | 0.14467 | 752.9042 | 0.39443 | 752.9042 | 0.20636 | 753.1368 | #REF! | 752.9042 | 0.29508 | 749.2379 | 0.17999
| 367.9726 | 0 | 367.9726 | -0.039906 | 367.9726 | 0.031391 | 367.9726 | -0.0068817 | 367.9726 | 0.0032024 | 367.9726 | 0.21336 | 605.3576 | 0.017856 | 753.1402 | -0.079174 | 367.9726 | 3.8304 | 605.3576 | 0.01789 | 753.1402 | -0.13249 | 753.1402 | -0.018041 | 744.791 | -0.015708 | 753.1402 | -0.050277 | 753.1402 | 0 |  |  | 749.472 | -0.012994 | 753.1402 | -0.028735 | 753.3727 | 0 | 753.3727 | 0 | 753.3727 | -0.004941 | 605.3576 | 0.049734 | 753.3727 | 0 | 753.3727 | 0 |  |  | 753.1402 | 0.1006 | 747.92 | -0.0044305 | 753.3727 | 0 | 753.1402 | 0.064684 | 607.9396 | 6.0492 | 753.3727 | 0 | 753.3727 | 0 | 753.1402 | -0.027681 | 753.3727 | -0.0039814 | 753.3727 | -0.00046121 | 753.3727 | 3.0496 | 904.7488 | 0.016072 | 753.1402 | 6.972 | 753.1402 | 0.20606 | 753.3727 | 0.35039 | 904.2235 | 0.00026087 | 753.1402 | 0.037572 | 908.2586 | 1.6982 | 904.7488 | 5.6405 | 753.1402 | 0 | 999.2397 | 0.27658 |  |  | 1223.0566 | 0.31881 | 1031.3843 | 0.012538 | 1140.3099 | 0 | 1139.5449 | 0 | 1139.5382 | 0.0036251 | 753.14 | 0.21794 | 753.3727 | 0.13201 | 753.1402 | 0.38146 | 753.1402 | 0.20371 | 753.3727 | #REF! | 753.1402 | 0.2774 | 749.4728 | 0.17879
| 368.0514 | 0 | 368.0514 | -0.023368 | 368.0514 | 0.032617 | 368.0514 | 0.010525 | 368.0514 | 0.0071115 | 368.0514 | 0.22169 | 605.4764 | 0 | 753.3762 | 0.051869 | 368.0514 | 4.1296 | 605.4764 | 0 | 753.3762 | 0.0031497 | 753.3762 | 0.0015362 | 745.0247 | 0.00055133 | 753.3762 | 0.028767 | 753.3762 | 0 |  |  | 749.7052 | 0.014411 | 753.3762 | -0.0054983 | 753.6085 | 0.02988 | 753.6085 | 0.013728 | 753.6085 | 0.0019976 | 605.4764 | 0.039912 | 753.6085 | 0.0041336 | 753.6085 | 0.0033484 |  |  | 753.3762 | 0.10322 | 748.15 | -0.0023318 | 753.6085 | 0.0063574 | 753.3762 | 0.068134 | 608.0591 | 6.1221 | 753.6085 | 0.01635 | 753.6085 | 0.0090208 | 753.3762 | 0.024703 | 753.6085 | 0.007164 | 753.6085 | 0.0049434 | 753.6085 | 2.9737 | 904.9166 | 0.029207 | 753.3762 | 7.0895 | 753.3762 | 0.25133 | 753.6085 | 0.35938 | 904.3918 | 0.00017392 | 753.3762 | 0.065796 | 908.4284 | 1.6754 | 904.9166 | 5.6544 | 753.3762 | 0.0072427 | 999.3391 | 0.27658 |  |  | 1223.13 | 0.31786 | 1031.3972 | 0.012576 | 1140.3737 | 0 | 1139.6086 | 0 | 1139.6018 | 0.0035751 | 753.376 | 0.21945 | 753.6085 | 0.13858 | 753.3762 | 0.39715 | 753.3762 | 0.20282 | 753.6085 | #REF! | 753.3762 | 0.29742 | 749.7076 | 0.17859
| 368.1301 | 0 | 368.1301 | 0.048133 | 368.1301 | 0.032047 | 368.1301 | -0.0050134 | 368.1301 | 0.0048713 | 368.1301 | 0.20844 | 605.5953 | 0 | 753.6122 | -0.056749 | 368.1301 | 4.3721 | 605.5953 | 0.032025 | 753.6122 | -0.17162 | 753.6123 | -0.022704 | 745.2583 | -0.023083 | 753.6122 | -0.0468 | 753.6123 | 0 |  |  | 749.9384 | -0.015093 | 753.6123 | -0.0397 | 753.8443 | 0 | 753.8443 | 0 | 753.8443 | -0.006048 | 605.5953 | 0.047435 | 753.8443 | 0 | 753.8444 | 0 |  |  | 753.6122 | 0.088607 | 748.39 | 0.016555 | 753.8443 | 0 | 753.6123 | 0.064785 | 608.1786 | 6.2491 | 753.8443 | 0 | 753.8444 | 0 | 753.6123 | -0.013373 | 753.8443 | -0.0025305 | 753.8443 | -0.00076909 | 753.8443 | 2.8614 | 905.0844 | 0.024401 | 753.6122 | 7.1813 | 753.6122 | 0.23322 | 753.8444 | 0.36147 | 904.5601 | 0 | 753.6122 | 0.03966 | 908.5984 | 1.6495 | 905.0844 | 5.6662 | 753.6123 | 0 | 999.4385 | 0.27677 |  |  | 1223.2033 | 0.31692 | 1031.4103 | 0.012615 | 1140.4374 | 0 | 1139.6722 | 0 | 1139.6654 | 0.0035216 | 753.612 | 0.21623 | 753.8443 | 0.13322 | 753.6123 | 0.37226 | 753.6123 | 0.19836 | 753.8444 | #REF! | 753.6123 | 0.26887 | 749.9424 | 0.17841
| 368.2089 | 0 | 368.2089 | 0.028327 | 368.2089 | 0.033159 | 368.2089 | 0.0092482 | 368.2089 | 0.0052772 | 368.2089 | 0.2168 | 605.7142 | 0 | 753.8483 | 0.063569 | 368.2089 | 4.6972 | 605.7142 | 0 | 753.8483 | 0.041433 | 753.8483 | 0.0092093 | 745.4919 | 0.0081887 | 753.8483 | 0.023166 | 753.8483 | 0 |  |  | 750.1717 | 0.0058942 | 753.8483 | 0.035048 | 754.0802 | 0.017717 | 754.0802 | 0.019693 | 754.0802 | 0.0041479 | 605.7142 | 0.035524 | 754.0802 | 0.0041682 | 754.0802 | 0.0029011 |  |  | 753.8483 | 0.10019 | 748.62 | 0.0088609 | 754.0802 | 0.0070685 | 753.8483 | 0.071989 | 608.298 | 6.3493 | 754.0802 | 0.017745 | 754.0802 | 0.013465 | 753.8483 | 0.022925 | 754.0802 | 0.007538 | 754.0802 | 0.0058398 | 754.0802 | 2.7954 | 905.2522 | 0.027711 | 753.8483 | 7.2827 | 753.8483 | 0.24549 | 754.0802 | 0.37913 | 904.7284 | 0.00017392 | 753.8483 | 0.10412 | 908.7683 | 1.6219 | 905.2522 | 5.6716 | 753.8483 | 0 | 999.5379 | 0.27729 |  |  | 1223.2765 | 0.31597 | 1031.4233 | 0.012654 | 1140.5011 | 0 | 1139.7358 | 0 | 1139.7291 | 0.0034694 | 753.848 | 0.2175 | 754.0802 | 0.13968 | 753.8483 | 0.39184 | 753.8483 | 0.19924 | 754.0802 | #REF! | 753.8483 | 0.29188 | 750.1773 | 0.17932
| 368.2877 | 0 | 368.2877 | -0.022693 | 368.2877 | 0.032389 | 368.2877 | -0.014666 | 368.2877 | 0.0057734 | 368.2877 | 0.20418 | 605.8331 | 0.022482 | 754.0844 | -0.10471 | 368.2877 | 4.924 | 605.8331 | 0.036109 | 754.0844 | -0.074887 | 754.0843 | -0.02053 | 745.7256 | -0.019039 | 754.0844 | -0.050834 | 754.0843 | 0 |  |  | 750.4049 | -0.018739 | 754.0843 | -0.07142 | 754.316 | 0 | 754.316 | 0 | 754.316 | -0.0055911 | 605.8331 | 0.050987 | 754.316 | 0 | 754.316 | 0 |  |  | 754.0844 | 0.08704 | 748.86 | -0.016672 | 754.316 | 0 | 754.0843 | 0.057531 | 608.4175 | 6.483 | 754.316 | 0 | 754.316 | 0 | 754.0843 | -0.025858 | 754.316 | -0.0034252 | 754.316 | -0.0023419 | 754.316 | 2.7034 | 905.42 | 0.018421 | 754.0844 | 7.3728 | 754.0844 | 0.25691 | 754.316 | 0.38635 | 904.8967 | 0.00026087 | 754.0844 | 0.034822 | 908.9382 | 1.5953 | 905.42 | 5.6943 | 754.0843 | 0 | 999.6373 | 0.27719 |  |  | 1223.3499 | 0.31502 | 1031.4363 | 0.012693 | 1140.5648 | 0 | 1139.7996 | 0 | 1139.7927 | 0.0034205 | 754.084 | 0.21488 | 754.316 | 0.12353 | 754.0843 | 0.36902 | 754.0843 | 0.19659 | 754.316 | #REF! | 754.0843 | 0.27356 | 750.4122 | 0.17841
| 368.3665 | 0 | 368.3665 | -0.02414 | 368.3665 | 0.033843 | 368.3665 | 0.013732 | 368.3665 | 0.0080587 | 368.3665 | 0.20886 | 605.952 | 0 | 754.3204 | -0.020294 | 368.3665 | 5.2604 | 605.952 | 0 | 754.3204 | 0.044638 | 754.3204 | 0.00131 | 745.9593 | 0.0062388 | 754.3204 | 0.028451 | 754.3204 | 0 |  |  | 750.6381 | 0.01569 | 754.3204 | 0.034325 | 754.5519 | 0.015765 | 754.5519 | 0.0095869 | 754.5519 | 0.0016202 | 605.952 | 0.053913 | 754.5519 | 0.0024861 | 754.5519 | 0 |  |  | 754.3204 | 0.095206 | 749.1 | -0.0030314 | 754.5519 | 0.004881 | 754.3204 | 0.063263 | 608.537 | 6.5654 | 754.5519 | 0.019128 | 754.5519 | 0.01168 | 754.3204 | 0.005344 | 754.5519 | 0.0032406 | 754.5519 | 0.0030418 | 754.5519 | 2.6127 | 905.5878 | 0.027498 | 754.3204 | 7.4759 | 754.3204 | 0.27366 | 754.5519 | 0.39826 | 905.065 | 0 | 754.3204 | 0.081248 | 909.1081 | 1.5715 | 905.5878 | 5.7168 | 754.3204 | 0 | 999.7368 | 0.27702 |  |  | 1223.4231 | 0.31407 | 1031.4493 | 0.012733 | 1140.6285 | 0 | 1139.8632 | 0 | 1139.8563 | 0.0033762 | 754.32 | 0.21164 | 754.5519 | 0.13109 | 754.3204 | 0.37641 | 754.3204 | 0.19659 | 754.5519 | #REF! | 754.3204 | 0.28826 | 750.647 | 0.17808
| 368.4452 | 0 | 368.4453 | 0.021541 | 368.4452 | 0.032759 | 368.4452 | -0.012393 | 368.4452 | 0.0022703 | 368.4452 | 0.2064 | 606.0708 | 0.028347 | 754.5565 | 0.003866 | 368.4452 | 5.5034 | 606.0708 | 0.011926 | 754.5565 | -0.070915 | 754.5565 | -0.015464 | 746.1929 | -0.01036 | 754.5565 | -0.044317 | 754.5565 | 0 |  |  | 750.8714 | -0.010794 | 754.5565 | -0.064023 | 754.7878 | 0 | 754.7878 | 0 | 754.7878 | -0.004318 | 606.0708 | 0.036151 | 754.7878 | 0 | 754.7878 | 0 |  |  | 754.5565 | 0.090714 | 749.33 | -0.0075784 | 754.7878 | 0 | 754.5565 | 0.067728 | 608.6565 | 6.6646 | 754.7878 | 0 | 754.7878 | 0 | 754.5565 | -0.0064535 | 754.7878 | 0.001839 | 754.7878 | 0.00074644 | 754.7878 | 2.5356 | 905.7556 | 0.022052 | 754.5565 | 7.5806 | 754.5565 | 0.25602 | 754.7878 | 0.39936 | 905.2333 | 0 | 754.5565 | 0.05833 | 909.278 | 1.5466 | 905.7556 | 5.7475 | 754.5565 | 0 | 999.8362 | 0.27744 |  |  | 1223.4965 | 0.31313 | 1031.4624 | 0.012772 | 1140.6923 | 0 | 1139.9268 | 0 | 1139.92 | 0.0033398 | 754.556 | 0.20962 | 754.7878 | 0.13296 | 754.5565 | 0.36655 | 754.5565 | 0.19393 | 754.7878 | #REF! | 754.5565 | 0.26632 | 750.8819 | 0.17731
| 368.524 | 0 | 368.524 | 0.032859 | 368.524 | 0.033387 | 368.524 | 0.011428 | 368.524 | 0.0072919 | 368.524 | 0.20985 | 606.1898 | 0 | 754.7926 | -0.077241 | 368.524 | 5.8896 | 606.1898 | 0 | 754.7926 | -0.022762 | 754.7926 | 0.0020945 | 746.4266 | -0.0035131 | 754.7926 | 0.032145 | 754.7926 | 0 |  |  | 751.1047 | 0.0053169 | 754.7926 | 0.034272 | 755.0236 | 0.00051789 | 755.0236 | 0.011123 | 755.0236 | 0.0021686 | 606.1898 | 0.03427 | 755.0236 | 0.00014718 | 755.0236 | 0.00036196 |  |  | 754.7926 | 0.095555 | 749.57 | 0.0022152 | 755.0236 | 0.0008983 | 754.7926 | 0.054791 | 608.776 | 6.7388 | 755.0236 | 0.017656 | 755.0236 | 0.005902 | 754.7926 | 0.010056 | 755.0236 | 0.0043949 | 755.0236 | 0.0020309 | 755.0236 | 2.4665 | 905.9235 | 0.034065 | 754.7926 | 7.6779 | 754.7926 | 0.28392 | 755.0236 | 0.4181 | 905.4016 | 0.00069566 | 754.7926 | 0.07755 | 909.4479 | 1.5226 | 905.9235 | 5.7753 | 754.7926 | 0 | 999.9357 | 0.27793 |  |  | 1223.5697 | 0.31218 | 1031.4755 | 0.012812 | 1140.756 | 0 | 1139.9905 | 0 | 1139.9836 | 0.0033103 | 754.793 | 0.20262 | 755.0236 | 0.12283 | 754.7926 | 0.37161 | 754.7926 | 0.18951 | 755.0236 | #REF! | 754.7926 | 0.29082 | 751.1168 | 0.17707
| 368.6028 | 0 | 368.6028 | -0.0032664 | 368.6028 | 0.032446 | 368.6028 | -0.0085009 | 368.6028 | 0.0013341 | 368.6028 | 0.20424 | 606.3087 | 0.024828 | 755.0287 | -0.021668 | 368.6028 | 6.1597 | 606.3087 | 0.01938 | 755.0287 | -0.11718 | 755.0287 | -0.011242 | 746.6603 | -0.011015 | 755.0287 | -0.041916 | 755.0287 | 0 |  |  | 751.3379 | -0.019826 | 755.0287 | -0.076378 | 755.2595 | 0 | 755.2595 | 0 | 755.2595 | -0.00447 | 606.3087 | 0.042315 | 755.2595 | 0 | 755.2595 | 0 |  |  | 755.0287 | 0.089478 | 749.8 | -0.010726 | 755.2595 | 0 | 755.0287 | 0.064532 | 608.8955 | 6.8758 | 755.2595 | 0 | 755.2595 | 0 | 755.0287 | -0.02428 | 755.2595 | -0.00068872 | 755.2595 | 0.0010146 | 755.2595 | 2.3849 | 906.0913 | 0.02675 | 755.0287 | 7.7543 | 755.0287 | 0.28962 | 755.2595 | 0.42621 | 905.5699 | 0.00026087 | 755.0287 | 0.065426 | 909.6179 | 1.5002 | 906.0913 | 5.8189 | 755.0287 | 0 | 1000.0353 | 0.27827 |  |  | 1223.6431 | 0.31123 | 1031.4884 | 0.012852 | 1140.8197 | 0 | 1140.0541 | 0 | 1140.0474 | 0.0032898 | 755.029 | 0.2025 | 755.2595 | 0.12944 | 755.0287 | 0.35566 | 755.0287 | 0.18863 | 755.2595 | #REF! | 755.0287 | 0.26142 | 751.3517 | 0.17604
| 368.6816 | 0 | 368.6816 | -0.014088 | 368.6816 | 0.033045 | 368.6816 | 0.01012 | 368.6816 | 0.0035783 | 368.6816 | 0.20832 | 606.4276 | 0 | 755.2648 | -0.037254 | 368.6816 | 6.5523 | 606.4276 | 0 | 755.2648 | 0.02341 | 755.2648 | 0.0026519 | 746.894 | 0.0074642 | 755.2648 | 0.01742 | 755.2648 | 0 |  |  | 751.5712 | 0.0088039 | 755.2648 | 0.003253 | 755.4954 | 0.027297 | 755.4954 | 0.017648 | 755.4954 | 0.0016323 | 606.4276 | 0.050674 | 755.4954 | 0.0023796 | 755.4954 | 0.0021738 |  |  | 755.2648 | 0.095472 | 750.04 | -0.017722 | 755.4954 | 0.0044524 | 755.2648 | 0.060321 | 609.015 | 6.9871 | 755.4954 | 0.014759 | 755.4954 | 0.0054441 | 755.2648 | 0.01721 | 755.4954 | 0.002005 | 755.4954 | 0.0037887 | 755.4954 | 2.3151 | 906.2591 | 0.028459 | 755.2648 | 7.9004 | 755.2648 | 0.31475 | 755.4954 | 0.4403 | 905.7382 | 0 | 755.2648 | 0.087239 | 909.7878 | 1.4829 | 906.2591 | 5.8537 | 755.2648 | 0 | 1000.1348 | 0.27888 |  |  | 1223.7164 | 0.31028 | 1031.5015 | 0.012892 | 1140.8835 | 0 | 1140.1178 | 0 | 1140.1111 | 0.0032762 | 755.265 | 0.20145 | 755.4954 | 0.12382 | 755.2648 | 0.36966 | 755.2648 | 0.18597 | 755.4954 | #REF! | 755.2648 | 0.28251 | 751.5866 | 0.17631
| 368.7604 | 0 | 368.7604 | 0.038636 | 368.7604 | 0.032047 | 368.7604 | -0.013514 | 368.7604 | 0.0072468 | 368.7604 | 0.20028 | 606.5465 | 0.017856 | 755.5009 | -0.040233 | 368.7604 | 6.824 | 606.5465 | 0 | 755.5009 | -0.086233 | 755.5009 | -0.013791 | 747.1277 | -0.014356 | 755.5009 | -0.042192 | 755.5009 | 0 |  |  | 751.8045 | -0.012448 | 755.5009 | -0.048442 | 755.7313 | 0 | 755.7313 | 0 | 755.7313 | -0.0079564 | 606.5465 | 0.049211 | 755.7314 | 0 | 755.7313 | 0 |  |  | 755.5009 | 0.089016 | 750.28 | -0.0033811 | 755.7313 | 0 | 755.5009 | 0.060575 | 609.1345 | 7.1232 | 755.7313 | 0 | 755.7313 | 0 | 755.5009 | -0.0083002 | 755.7313 | -0.00015148 | 755.7313 | -0.00059899 | 755.7313 | 2.2513 | 906.4269 | 0.02894 | 755.5009 | 8.0114 | 755.5009 | 0.27619 | 755.7313 | 0.44549 | 905.9066 | 0 | 755.5009 | 0.046294 | 909.9577 | 1.4644 | 906.4269 | 5.893 | 755.5009 | 0 | 1000.2343 | 0.27897 |  |  | 1223.7898 | 0.30933 | 1031.5145 | 0.012932 | 1140.9473 | 0 | 1140.1815 | 0 | 1140.1747 | 0.0032705 | 755.501 | 0.20339 | 755.7314 | 0.12592 | 755.5009 | 0.36266 | 755.5009 | 0.18863 | 755.7313 | #REF! | 755.5009 | 0.25417 | 751.8215 | 0.17545
| 368.8392 | 0 | 368.8392 | 0.032468 | 368.8392 | 0.031505 | 368.8392 | 0.015694 | 368.8392 | 0.0037437 | 368.8392 | 0.20529 | 606.6654 | 0 | 755.737 | -0.019133 | 368.8392 | 7.21 | 606.6654 | 0 | 755.737 | 0.024422 | 755.737 | 0.0034388 | 747.3615 | 0.0093293 | 755.737 | 0.029667 | 755.737 | 0 |  |  | 752.0378 | 0.0046304 | 755.737 | 0.017026 | 755.9673 | 0.016403 | 755.9673 | 0.0016089 | 755.9673 | 0.00072237 | 606.6654 | 0.050047 | 755.9673 | 0.0032568 | 755.9673 | 0.001442 |  |  | 755.737 | 0.087062 | 750.51 | -0.011776 | 755.9673 | 0.0052052 | 755.737 | 0.06646 | 609.254 | 7.2172 | 755.9673 | 0.0036616 | 755.9673 | 0.011318 | 755.737 | 0.019077 | 755.9673 | 0.0021909 | 755.9673 | 0.002178 | 755.9673 | 2.1813 | 906.5947 | 0.024668 | 755.737 | 8.1564 | 755.737 | 0.31467 | 755.9673 | 0.45678 | 906.0749 | 0 | 755.737 | 0.10245 | 910.1277 | 1.4463 | 906.5947 | 5.9058 | 755.737 | 0 | 1000.3339 | 0.27872 |  |  | 1223.8632 | 0.30838 | 1031.5276 | 0.012971 | 1141.0111 | 0 | 1140.2452 | 0 | 1140.2384 | 0.0032705 | 755.737 | 0.19861 | 755.9673 | 0.12797 | 755.737 | 0.36357 | 755.737 | 0.18421 | 755.9673 | #REF! | 755.737 | 0.26994 | 752.0565 | 0.17567
| 368.918 | 0 | 368.918 | -0.049752 | 368.918 | 0.03179 | 368.918 | -0.014075 | 368.918 | 0.0083293 | 368.918 | 0.19316 | 606.7844 | 0.015748 | 755.9731 | 0.030738 | 368.918 | 7.5632 | 606.7844 | 0.016399 | 755.9731 | -0.13116 | 755.9731 | -0.010195 | 747.5952 | -0.0090238 | 755.9731 | -0.038888 | 755.9731 | 0 |  |  | 752.2711 | -0.013822 | 755.9731 | -0.083325 | 756.2032 | 0 | 756.2032 | 0 | 756.2032 | -0.0051879 | 606.7844 | 0.06666 | 756.2032 | 0 | 756.2032 | 0 |  |  | 755.9731 | 0.088116 | 750.75 | 0.0074619 | 756.2032 | 0 | 755.9731 | 0.061843 | 609.3735 | 7.3607 | 756.2032 | 0 | 756.2032 | 0 | 755.9731 | -0.0032243 | 756.2032 | 0.0012088 | 756.2032 | 0.0023921 | 756.2032 | 2.1094 | 906.7625 | 0.016926 | 755.9731 | 8.2831 | 755.9731 | 0.31387 | 756.2032 | 0.4667 | 906.2432 | 0.00078262 | 755.9731 | 0.052566 | 910.2976 | 1.4287 | 906.7625 | 5.9184 | 755.9731 | 0 | 1000.4335 | 0.27898 |  |  | 1223.9365 | 0.30744 | 1031.5405 | 0.013011 | 1141.0748 | 0 | 1140.3088 | 0 | 1140.3021 | 0.0032773 | 755.973 | 0.197 | 756.2032 | 0.12753 | 755.9731 | 0.34801 | 755.9731 | 0.18421 | 756.2032 | #REF! | 755.9731 | 0.25843 | 752.2914 | 0.17621
| 368.9968 | 0 | 368.9968 | -0.036249 | 368.9968 | 0.031334 | 368.9968 | 0.01395 | 368.9968 | 0.0056531 | 368.9968 | 0.19712 | 606.9033 | 0 | 756.2093 | -0.047892 | 368.9968 | 8.0083 | 606.9033 | 0 | 756.2093 | 0.054687 | 756.2092 | 0.0047486 | 747.829 | -0.0014983 | 756.2093 | 0.026464 | 756.2092 | 0 |  |  | 752.5044 | 0.0056463 | 756.2092 | 0.0038797 | 756.4391 | 0.018059 | 756.4391 | 0.0091626 | 756.4391 | 0.00032943 | 606.9033 | 0.042002 | 756.4391 | 0.0042243 | 756.4392 | 0.0023423 |  |  | 756.2093 | 0.089399 | 750.98 | -0.0019821 | 756.4391 | 0.007397 | 756.2092 | 0.060777 | 609.493 | 7.459 | 756.4391 | 0.010362 | 756.4392 | 0.0076604 | 756.2092 | 0.015831 | 756.4391 | 0.00095628 | 756.4391 | 0.0031772 | 756.4391 | 2.0509 | 906.9304 | 0.022692 | 756.2093 | 8.366 | 756.2093 | 0.31712 | 756.4391 | 0.48127 | 906.4115 | 0.00017392 | 756.2093 | 0.096197 | 910.4676 | 1.4109 | 906.9304 | 5.9147 | 756.2092 | 0 | 1000.5331 | 0.27918 |  |  | 1224.0099 | 0.30649 | 1031.5536 | 0.01305 | 1141.1387 | 0 | 1140.3726 | 0 | 1140.3658 | 0.0032921 | 756.209 | 0.19524 | 756.4391 | 0.12448 | 756.2092 | 0.35449 | 756.2092 | 0.17978 | 756.4391 | #REF! | 756.2092 | 0.27079 | 752.5263 | 0.17618
| 369.0756 | 0 | 369.0756 | 0.053245 | 369.0756 | 0.030906 | 369.0756 | -0.015538 | 369.0756 | 0.0041647 | 369.0756 | 0.19312 | 607.0223 | 0.0066155 | 756.4454 | -0.09322 | 369.0756 | 8.3171 | 607.0223 | 0.015653 | 756.4454 | -0.13533 | 756.4454 | -0.019776 | 748.0627 | -0.015267 | 756.4454 | -0.046695 | 756.4454 | 0 |  |  | 752.7378 | -0.0068615 | 756.4454 | -0.055434 | 756.6751 | 0 | 756.6751 | 0 | 756.6751 | -0.0078233 | 607.0223 | 0.053286 | 756.6751 | 0 | 756.6751 | 0 |  |  | 756.4454 | 0.083955 | 751.22 | -0.010726 | 756.6751 | 0 | 756.4454 | 0.052407 | 609.6125 | 7.585 | 756.6751 | 0 | 756.6751 | 0 | 756.4454 | -0.020835 | 756.6751 | -0.0035461 | 756.6751 | -0.0040964 | 756.6751 | 1.9719 | 907.0982 | 0.023654 | 756.4454 | 8.4795 | 756.4454 | 0.3376 | 756.675 | 0.48764 | 906.5799 | 0.00026087 | 756.4454 | 0.033894 | 910.6375 | 1.3887 | 907.0982 | 5.9313 | 756.4454 | 0.0036195 | 1000.6328 | 0.27906 |  |  | 1224.0832 | 0.30554 | 1031.5666 | 0.013089 | 1141.2024 | 0 | 1140.4363 | 0 | 1140.4296 | 0.003316 | 756.445 | 0.1988 | 756.6751 | 0.11975 | 756.4454 | 0.34334 | 756.4454 | 0.18332 | 756.675 | #REF! | 756.4454 | 0.24672 | 752.7613 | 0.1747
| 369.1544 | 0 | 369.1544 | 0.034594 | 369.1544 | 0.031248 | 369.1544 | 0.017593 | 369.1544 | 0.0057584 | 369.1544 | 0.19348 | 607.1412 | 0 | 756.6816 | 0.019046 | 369.1544 | 8.8114 | 607.1412 | 0 | 756.6816 | 0.022836 | 756.6816 | 0.0037231 | 748.2965 | 0.00097482 | 756.6816 | 0.020742 | 756.6816 | 0 |  |  | 752.9711 | 0.012867 | 756.6816 | 0.01333 | 756.911 | 0.030839 | 756.911 | 0.0073952 | 756.911 | 0.0019922 | 607.1412 | 0.056212 | 756.911 | 0.0016831 | 756.911 | 0.0023734 |  |  | 756.6816 | 0.089902 | 751.46 | -0.0037309 | 756.911 | 0.0033143 | 756.6816 | 0.065546 | 609.732 | 7.6595 | 756.911 | 0.0048354 | 756.911 | 0.012654 | 756.6816 | 0.020236 | 756.911 | 0.0033523 | 756.911 | 0.0035141 | 756.911 | 1.9255 | 907.266 | 0.030862 | 756.6816 | 8.6056 | 756.6816 | 0.34238 | 756.911 | 0.49812 | 906.7482 | 0 | 756.6816 | 0.10222 | 910.8075 | 1.3698 | 907.266 | 5.9488 | 756.6816 | 0 | 1000.7324 | 0.27896 |  |  | 1224.1566 | 0.30459 | 1031.5797 | 0.013128 | 1141.2662 | 0 | 1140.5 | 0 | 1140.4933 | 0.0033501 | 756.682 | 0.18971 | 756.911 | 0.12643 | 756.6816 | 0.35359 | 756.6816 | 0.17536 | 756.911 | #REF! | 756.6816 | 0.26696 | 752.9963 | 0.17539
| 369.2332 | 0 | 369.2332 | -0.02611 | 369.2332 | 0.03102 | 369.2332 | -0.016722 | 369.2332 | 0.0029017 | 369.2332 | 0.18875 | 607.2602 | 0.0013465 | 756.9177 | -0.058904 | 369.2332 | 9.182 | 607.2602 | 0.017144 | 756.9177 | -0.074131 | 756.9177 | -0.020819 | 748.5303 | -0.01862 | 756.9177 | -0.057238 | 756.9177 | 0 |  |  | 753.2044 | -0.0093807 | 756.9177 | -0.057216 | 757.147 | 0 | 757.147 | 0 | 757.147 | -0.0074747 | 607.2602 | 0.049734 | 757.147 | 0 | 757.147 | 0 |  |  | 756.9177 | 0.082603 | 751.69 | -0.023668 | 757.147 | 0 | 756.9177 | 0.059763 | 609.8515 | 7.7796 | 757.147 | 0 | 757.147 | 0 | 756.9177 | -0.02735 | 757.147 | -0.0051561 | 757.147 | -0.0034377 | 757.147 | 1.8608 | 907.4338 | 0.026964 | 756.9177 | 8.7181 | 756.9177 | 0.3472 | 757.147 | 0.5152 | 906.9165 | 0.00078262 | 756.9177 | 0.064881 | 910.9774 | 1.3472 | 907.4338 | 5.979 | 756.9177 | 0 | 1000.832 | 0.27956 |  |  | 1224.23 | 0.30365 | 1031.5927 | 0.013166 | 1141.3301 | 0 | 1140.5637 | 0 | 1140.557 | 0.0033955 | 756.918 | 0.19431 | 757.147 | 0.11784 | 756.9177 | 0.33582 | 756.9177 | 0.18067 | 757.147 | #REF! | 756.9177 | 0.23329 | 753.2312 | 0.17406
| 369.312 | 0 | 369.312 | 0.040716 | 369.312 | 0.031134 | 369.312 | 0.014448 | 369.312 | 0.0078181 | 369.312 | 0.19397 | 607.3792 | 0 | 757.1539 | -0.082788 | 369.312 | 9.6624 | 607.3792 | 0 | 757.1539 | 0.0054669 | 757.1539 | -0.0052642 | 748.764 | 0.0031848 | 757.1539 | 0.021012 | 757.1539 | 0 |  |  | 753.4378 | 0.023449 | 757.1539 | 0.026272 | 757.383 | 0.022062 | 757.383 | 0.011496 | 757.383 | -0.0025033 | 607.3792 | 0.033121 | 757.383 | 2.6409e-05 | 757.3829 | 0.00029572 |  |  | 757.1539 | 0.080257 | 751.93 | -0.0072287 | 757.383 | 0.0034767 | 757.1539 | 0.054334 | 609.971 | 7.8463 | 757.383 | 0.013747 | 757.3829 | 0.0090261 | 757.1539 | 0.014012 | 757.383 | -0.00060094 | 757.383 | -0.00010282 | 757.383 | 1.8036 | 907.6017 | 0.030488 | 757.1539 | 8.8302 | 757.1539 | 0.35283 | 757.3829 | 0.53418 | 907.0849 | 0 | 757.1539 | 0.10039 | 911.1474 | 1.3241 | 907.6017 | 6.0007 | 757.1539 | 0 | 1000.9317 | 0.28018 |  |  | 1224.3035 | 0.3027 | 1031.6057 | 0.013204 | 1141.3938 | 0 | 1140.6274 | 0 | 1140.6207 | 0.0034501 | 757.154 | 0.19041 | 757.383 | 0.11476 | 757.1539 | 0.34282 | 757.1539 | 0.17536 | 757.3829 | #REF! | 757.1539 | 0.25993 | 753.4662 | 0.17418
| 369.3908 | 0 | 369.3908 | 0.0052162 | 369.3908 | 0.030735 | 369.3908 | -0.013795 | 369.3908 | 0.003458 | 369.3908 | 0.18102 | 607.4982 | 0.030107 | 757.3901 | -0.044442 | 369.3908 | 10.0901 | 607.4982 | 0 | 757.3901 | -0.11508 | 757.3901 | -0.01736 | 748.9978 | -0.012744 | 757.3901 | -0.041908 | 757.3901 | 0 |  |  | 753.6712 | -0.0098328 | 757.3901 | -0.044193 | 757.6189 | 0 | 757.6189 | 0 | 757.6189 | -0.0070514 | 607.4982 | 0.045659 | 757.6189 | 0 | 757.619 | 0 |  |  | 757.3901 | 0.075384 | 752.16 | -0.027516 | 757.6189 | 0 | 757.3901 | 0.059814 | 610.0906 | 7.9631 | 757.6189 | 0 | 757.619 | 0 | 757.3901 | -0.021764 | 757.6189 | -0.0031352 | 757.6189 | -0.00041244 | 757.6189 | 1.74 | 907.7695 | 0.013348 | 757.3901 | 8.9125 | 757.3901 | 0.36819 | 757.619 | 0.51978 | 907.2532 | 0.00078262 | 757.3901 | 0.055739 | 911.3173 | 1.3026 | 907.7695 | 6.0422 | 757.3901 | 0 | 1001.0314 | 0.28016 |  |  | 1224.3768 | 0.30175 | 1031.6188 | 0.013242 | 1141.4576 | 0 | 1140.6912 | 0 | 1140.6844 | 0.0035126 | 757.39 | 0.18832 | 757.6189 | 0.11762 | 757.3901 | 0.33038 | 757.3901 | 0.17713 | 757.619 | #REF! | 757.3901 | 0.23734 | 753.7012 | 0.17293
| 369.4696 | 0 | 369.4696 | 0.014026 | 369.4696 | 0.030678 | 369.4696 | 0.010182 | 369.4696 | 0.010494 | 369.4696 | 0.18864 | 607.6171 | 0 | 757.6263 | -0.039927 | 369.4696 | 10.6072 | 607.6171 | 0 | 757.6263 | 0.030368 | 757.6263 | 0.0017533 | 749.2316 | 0.0068874 | 757.6263 | 0.010482 | 757.6263 | 0 |  |  | 753.9045 | 0.014305 | 757.6263 | 0.014383 | 757.8549 | 0.016025 | 757.8549 | 0.0092673 | 757.8549 | 0.00047324 | 607.6171 | 0.045032 | 757.8549 | 0.0078746 | 757.8549 | 0.0021197 |  |  | 757.6263 | 0.088008 | 752.4 | -0.0086277 | 757.8549 | 0.0060225 | 757.6263 | 0.050124 | 610.2101 | 8.05 | 757.8549 | 0.011172 | 757.8549 | 0.010254 | 757.6263 | 0.0070211 | 757.8549 | 0.0041548 | 757.8549 | 0.0017479 | 757.8549 | 1.6963 | 907.9373 | 0.02627 | 757.6263 | 9.0929 | 757.6263 | 0.38154 | 757.8549 | 0.54662 | 907.4216 | 0 | 757.6263 | 0.11148 | 911.4873 | 1.2811 | 907.9373 | 6.0951 | 757.6263 | 0 | 1001.1312 | 0.28066 |  |  | 1224.4503 | 0.3008 | 1031.6318 | 0.013279 | 1141.5215 | 0 | 1140.755 | 0 | 1140.7482 | 0.0035762 | 757.626 | 0.18815 | 757.8549 | 0.10757 | 757.6263 | 0.34243 | 757.6263 | 0.17271 | 757.8549 | #REF! | 757.6263 | 0.26738 | 753.9362 | 0.17292
| 369.5484 | 0 | 369.5484 | -0.0052217 | 369.5484 | 0.03025 | 369.5484 | -0.0070374 | 369.5484 | 0.0015486 | 369.5484 | 0.18352 | 607.7361 | 0.012587 | 757.8624 | -0.03936 | 369.5484 | 11.0378 | 607.7361 | 0.028371 | 757.8624 | -0.086407 | 757.8624 | -0.011648 | 749.4654 | -0.01399 | 757.8624 | -0.042654 | 757.8624 | 0 |  |  | 754.1379 | -0.013208 | 757.8624 | -0.086493 | 758.0909 | 0 | 758.0909 | 0 | 758.0909 | -0.00081869 | 607.7361 | 0.052764 | 758.0909 | 0 | 758.0909 | 0 |  |  | 757.8624 | 0.076822 | 752.64 | -0.0086277 | 758.0909 | 0 | 757.8624 | 0.057531 | 610.3296 | 8.2131 | 758.0909 | 0 | 758.0909 | 0 | 757.8624 | -0.018798 | 758.0909 | -0.0015572 | 758.0909 | 0.00040544 | 758.0909 | 1.6352 | 908.1052 | 0.021678 | 757.8624 | 9.2018 | 757.8624 | 0.38369 | 758.0909 | 0.56292 | 907.5899 | 0.00078262 | 757.8624 | 0.087763 | 911.6573 | 1.2599 | 908.1052 | 6.1588 | 757.8624 | 0 | 1001.2309 | 0.2807 |  |  | 1224.5237 | 0.29986 | 1031.6449 | 0.013315 | 1141.5853 | 0 | 1140.8187 | 0 | 1140.8119 | 0.0036376 | 757.862 | 0.18678 | 758.0909 | 0.11678 | 757.8624 | 0.32804 | 757.8624 | 0.17536 | 758.0909 | #REF! | 757.8624 | 0.23244 | 754.1712 | 0.17288
| 369.6273 | 0 | 369.6273 | -0.019942 | 369.6273 | 0.03065 | 369.6273 | 0.011148 | 369.6273 | 0.0080286 | 369.6273 | 0.18654 | 607.8551 | 0 | 758.0987 | 0.022415 | 369.6273 | 11.5872 | 607.8551 | 0 | 758.0987 | 0.030843 | 758.0987 | 0.016824 | 749.6992 | 0.0093288 | 758.0987 | 0.029305 | 758.0987 | 0 |  |  | 754.3713 | 0.0062792 | 758.0987 | 0.011419 | 758.3269 | 0.01169 | 758.3269 | 0.010044 | 758.3269 | 0.0034736 | 607.8551 | 0.033434 | 758.3269 | 0.0035405 | 758.327 | 0.0025261 |  |  | 758.0987 | 0.084422 | 752.87 | 0.017606 | 758.3269 | 0.0045117 | 758.0987 | 0.062756 | 610.4491 | 8.3458 | 758.3269 | 0.019131 | 758.327 | 0.013761 | 758.0987 | 0.017002 | 758.3269 | 0.0032868 | 758.3269 | 0.0012364 | 758.3269 | 1.5824 | 908.273 | 0.030808 | 758.0987 | 9.3156 | 758.0987 | 0.39236 | 758.327 | 0.58318 | 907.7583 | 0 | 758.0987 | 0.11107 | 911.8273 | 1.2393 | 908.273 | 6.2026 | 758.0987 | 0 | 1001.3307 | 0.27984 |  |  | 1224.5972 | 0.29891 | 1031.6578 | 0.013351 | 1141.6492 | 0 | 1140.8825 | 0 | 1140.8757 | 0.0036898 | 758.099 | 0.18224 | 758.3269 | 0.11854 | 758.0987 | 0.33427 | 758.0987 | 0.1674 | 758.327 | #REF! | 758.0987 | 0.25993 | 754.4062 | 0.17227
| 369.7061 | 0 | 369.7061 | 0.03544 | 369.7061 | 0.030422 | 369.7061 | -0.013047 | 369.7061 | 0.0049164 | 369.7061 | 0.17695 | 607.9742 | 0.0031028 | 758.3349 | -0.094312 | 369.7061 | 12.1307 | 607.9742 | 0 | 758.3349 | -0.11103 | 758.3349 | -0.023187 | 749.933 | -0.010581 | 758.3349 | -0.050262 | 758.3349 | 0 |  |  | 754.6047 | -0.0075436 | 758.3349 | -0.069924 | 758.563 | 0 | 758.563 | 0 | 758.563 | -0.0065964 | 607.9742 | 0.028733 | 758.563 | 0 | 758.563 | 0 |  |  | 758.3349 | 0.077666 | 753.11 | -0.00023318 | 758.563 | 0 | 758.3349 | 0.051899 | 610.5687 | 8.5144 | 758.563 | 0 | 758.563 | 0 | 758.3349 | -0.030746 | 758.563 | -0.0064058 | 758.563 | -0.0014765 | 758.563 | 1.5314 | 908.4409 | 0.028566 | 758.3349 | 9.4764 | 758.3349 | 0.41087 | 758.563 | 0.57584 | 907.9266 | 0.00026087 | 758.3349 | 0.071796 | 911.9972 | 1.2182 | 908.4409 | 6.2492 | 758.3349 | 0 | 1001.4305 | 0.27903 |  |  | 1224.6707 | 0.29796 | 1031.6709 | 0.013386 | 1141.713 | 0 | 1140.9463 | 0 | 1140.9395 | 0.0037285 | 758.335 | 0.18366 | 758.563 | 0.10955 | 758.3349 | 0.3235 | 758.3349 | 0.16917 | 758.563 | #REF! | 758.3349 | 0.23777 | 754.6412 | 0.17228
| 369.7849 | 0 | 369.7849 | -0.041051 | 369.7849 | 0.031248 | 369.7849 | -0.010151 | 369.7849 | 0.0063297 | 369.7849 | 0.16914 | 608.0932 | 0 | 758.5711 | -0.094277 | 369.7849 | 12.6639 | 608.0932 | 0 | 758.5711 | -0.090062 | 758.5711 | -0.012823 | 750.1669 | -0.0083736 | 758.5711 | -0.046078 | 758.5711 | 0 |  |  | 754.8381 | -0.011381 | 758.5711 | -0.084814 | 758.799 | 0 | 758.799 | 0 | 758.799 | -0.0059703 | 608.0932 | 0.033121 | 758.799 | 0 | 758.799 | 0 |  |  | 758.5711 | 0.07723 | 753.34 | 0.012359 | 758.799 | 0 | 758.5711 | 0.051392 | 610.6882 | 8.6631 | 758.799 | 0 | 758.799 | 0 | 758.5711 | -0.0034809 | 758.799 | -0.0023962 | 758.799 | -0.0021329 | 758.799 | 1.4356 | 908.6087 | 0.0291 | 758.5711 | 9.6332 | 758.5711 | 0.41133 | 758.799 | 0.60071 | 908.095 | 0 | 758.5711 | 0.10412 | 912.1672 | 1.1942 | 908.6087 | 6.3015 | 758.5711 | 0.0090425 | 1001.5302 | 0.27846 |  |  | 1224.744 | 0.29701 | 1031.684 | 0.01342 | 1141.7769 | 0 | 1141.01 | 0 | 1141.0033 | 0.0037512 | 758.571 | 0.18515 | 758.799 | 0.10867 | 758.5711 | 0.313 | 758.5711 | 0.17094 | 758.799 | #REF! | 758.5711 | 0.23564 | 754.8763 | 0.17028
| 369.8637 | 0 | 369.8637 | -0.0035159 | 369.8637 | 0.031049 | 369.8637 | 0.011584 | 369.8637 | 0.0050968 | 369.8637 | 0.17592 | 608.2122 | 0.022678 | 758.8073 | 0.01887 | 369.8637 | 13.2335 | 608.2122 | 0.016399 | 758.8073 | 0.078579 | 758.8073 | 0.0092753 | 750.4008 | -0.0031555 | 758.8073 | 0.029001 | 758.8073 | 0 |  |  | 755.0715 | 0.006707 | 758.8073 | 0.017295 | 759.035 | 0.016447 | 759.035 | 0.010808 | 759.035 | 0.0031818 | 608.2122 | 0.053286 | 759.035 | 0.0056505 | 759.035 | 0.0028429 |  |  | 758.8073 | 0.088006 | 753.58 | 0.012708 | 759.035 | 0.0080714 | 758.8073 | 0.056414 | 610.8077 | 8.7976 | 759.035 | 0.023641 | 759.035 | 0.012135 | 758.8073 | 0.0068517 | 759.035 | 0.0048061 | 759.035 | 0.0039811 | 759.035 | 1.3904 | 908.7766 | 0.025843 | 758.8073 | 9.8006 | 758.8073 | 0.43283 | 759.035 | 0.6182 | 908.2633 | 0.00078262 | 758.8073 | 0.11307 | 912.3372 | 1.1759 | 908.7766 | 6.3548 | 758.8073 | 0 | 1001.63 | 0.27899 |  |  | 1224.8175 | 0.29607 | 1031.697 | 0.013453 | 1141.8408 | 0 | 1141.0738 | 0 | 1141.067 | 0.003758 | 758.807 | 0.18224 | 759.035 | 0.11113 | 758.8073 | 0.32169 | 758.8073 | 0.16828 | 759.035 | #REF! | 758.8073 | 0.2497 | 755.1113 | 0.17087
| 369.9425 | 0 | 369.9426 | 0.020164 | 369.9425 | 0.031191 | 369.9425 | -0.0072242 | 369.9425 | 0.0011072 | 369.9426 | 0.16749 | 608.3312 | 0 | 759.0436 | -0.048 | 369.9425 | 13.8431 | 608.3312 | 0 | 759.0436 | -0.13318 | 759.0436 | -0.018437 | 750.6346 | -0.013902 | 759.0436 | -0.058527 | 759.0436 | 0 |  |  | 755.305 | -0.014006 | 759.0436 | -0.072634 | 759.2711 | 0 | 759.2711 | 0 | 759.2711 | -0.0068302 | 608.3312 | 0.0373 | 759.2711 | 0 | 759.2711 | 0 |  |  | 759.0436 | 0.078518 | 753.82 | -0.014223 | 759.2711 | 0 | 759.0436 | 0.053827 | 610.9273 | 8.9209 | 759.2711 | 0 | 759.2711 | 0 | 759.0436 | -0.020295 | 759.2711 | -0.0053796 | 759.2711 | -0.0020663 | 759.2711 | 1.3366 | 908.9444 | 0.022532 | 759.0436 | 9.9189 | 759.0436 | 0.42156 | 759.2711 | 0.6095 | 908.4317 | 0 | 759.0436 | 0.090294 | 912.5072 | 1.1541 | 908.9444 | 6.3996 | 759.0436 | 0 | 1001.7299 | 0.27954 |  |  | 1224.891 | 0.29512 | 1031.7101 | 0.013486 | 1141.9047 | 0 | 1141.1376 | 0 | 1141.1309 | 0.0037489 | 759.044 | 0.17558 | 759.2711 | 0.11017 | 759.0436 | 0.30509 | 759.0436 | 0.1647 | 759.2711 | #REF! | 759.0436 | 0.21838 | 755.3464 | 0.16911
| 370.0214 | 0 | 370.0214 | 0.026963 | 370.0214 | 0.030906 | 370.0214 | 0.0090926 | 370.0214 | 0.0054877 | 370.0214 | 0.17495 | 608.4503 | 0.028347 | 759.2798 | 0.056321 | 370.0214 | 14.4641 | 608.4503 | 0.025362 | 759.2798 | 0.015241 | 759.2798 | 0.011049 | 750.8684 | 0.00099346 | 759.2798 | 0.025496 | 759.2798 | 0 |  |  | 755.5384 | 0.010604 | 759.2798 | 0.036776 | 759.5071 | 0.034506 | 759.5071 | 0.017851 | 759.5071 | 0.0057246 | 608.4503 | 0.042315 | 759.5071 | 0.00592 | 759.5071 | 0.0041413 |  |  | 759.2798 | 0.094309 | 754.05 | 0.022852 | 759.5071 | 0.0028316 | 759.2798 | 0.057835 | 611.0468 | 9.0084 | 759.5071 | 0.016368 | 759.5071 | 0.013551 | 759.2798 | 0.033015 | 759.5071 | 0.0052156 | 759.5071 | 0.0017757 | 759.5071 | 1.3052 | 909.1122 | 0.027017 | 759.2798 | 10.0072 | 759.2798 | 0.45248 | 759.5071 | 0.628 | 908.6001 | 0.00078262 | 759.2798 | 0.13285 | 912.6772 | 1.1354 | 909.1122 | 6.4347 | 759.2798 | 0 | 1001.8297 | 0.27919 |  |  | 1224.9645 | 0.29418 | 1031.723 | 0.013518 | 1141.9685 | 0 | 1141.2014 | 0 | 1141.1946 | 0.0037285 | 759.28 | 0.17878 | 759.5071 | 0.11604 | 759.2798 | 0.32052 | 759.2798 | 0.16382 | 759.5071 | #REF! | 759.2798 | 0.2448 | 755.5814 | 0.16972
| 370.1002 | 0 | 370.1002 | -0.045082 | 370.1002 | 0.030878 | 370.1002 | -0.016317 | 370.1002 | 0.0017741 | 370.1002 | 0.16431 | 608.5693 | 0 | 759.5161 | -0.024388 | 370.1002 | 15.0606 | 608.5693 | 0 | 759.5161 | -0.038446 | 759.5161 | -0.025935 | 751.1023 | -0.017488 | 759.5161 | -0.046148 | 759.5161 | 0 |  |  | 755.7718 | -0.012525 | 759.5161 | -0.071074 | 759.7432 | 0 | 759.7432 | 0 | 759.7432 | 0.00065692 | 608.5693 | 0.023927 | 759.7432 | 0 | 759.7432 | 0 |  |  | 759.5161 | 0.073746 | 754.29 | -0.024017 | 759.7432 | 0 | 759.5161 | 0.042818 | 611.1663 | 9.1454 | 759.7432 | 0 | 759.7432 | 0 | 759.5161 | -0.010255 | 759.7432 | 0.0013122 | 759.7432 | 0.0019943 | 759.7432 | 1.25 | 909.2801 | 0.026857 | 759.5161 | 10.1201 | 759.5161 | 0.46025 | 759.7432 | 0.64512 | 908.7684 | 0 | 759.5161 | 0.079329 | 912.8472 | 1.1169 | 909.2801 | 6.4802 | 759.5161 | 0 | 1001.9296 | 0.27936 |  |  | 1225.038 | 0.29324 | 1031.7361 | 0.013549 | 1142.0325 | 0 | 1141.2651 | 0 | 1141.2584 | 0.0037001 | 759.516 | 0.17541 | 759.7432 | 0.10375 | 759.5161 | 0.30833 | 759.5161 | 0.16028 | 759.7432 | #REF! | 759.5161 | 0.22754 | 755.8165 | 0.1697
| 370.1791 | 0 | 370.179 | -0.0092677 | 370.1791 | 0.030935 | 370.1791 | 0.011085 | 370.1791 | 0.0052772 | 370.179 | 0.17064 | 608.6884 | 0.0080204 | 759.7523 | 0.029273 | 370.1791 | 15.71 | 608.6884 | 0 | 759.7523 | -0.034392 | 759.7523 | -0.0031922 | 751.3362 | -0.0013136 | 759.7523 | 0.019247 | 759.7523 | 0 |  |  | 756.0053 | 0.0085663 | 759.7523 | 0.017864 | 759.9793 | 0.016092 | 759.9793 | 0.013454 | 759.9793 | 0.0011964 | 608.6884 | 0.039076 | 759.9793 | 0.0018873 | 759.9792 | 0.0018845 |  |  | 759.7523 | 0.089101 | 754.53 | 0.0074619 | 759.9793 | 0 | 759.7523 | 0.057125 | 611.2859 | 9.272 | 759.9793 | 0.018203 | 759.9792 | 0.011609 | 759.7523 | 0.017376 | 759.9793 | 0.0039723 | 759.9793 | 0.0017223 | 759.9793 | 1.2188 | 909.4479 | 0.02894 | 759.7523 | 10.249 | 759.7523 | 0.47681 | 759.9792 | 0.66644 | 908.9368 | 0.0013044 | 759.7523 | 0.11642 | 913.0172 | 1.1021 | 909.4479 | 6.4942 | 759.7523 | 0.0090425 | 1002.0295 | 0.27974 |  |  | 1225.1115 | 0.2923 | 1031.7491 | 0.013579 | 1142.0963 | 0 | 1141.329 | 0 | 1141.3223 | 0.0036682 | 759.752 | 0.18104 | 759.9793 | 0.11201 | 759.7523 | 0.32156 | 759.7523 | 0.1674 | 759.9792 | #REF! | 759.7523 | 0.24224 | 756.0516 | 0.1687
| 370.2579 | 0 | 370.2579 | 0.025071 | 370.2579 | 0.03102 | 370.2579 | -0.013826 | 370.2579 | 0.0047661 | 370.2579 | 0.15781 | 608.8075 | 0 | 759.9886 | -0.073733 | 370.2579 | 16.4089 | 608.8075 | 0 | 759.9886 | -0.14938 | 759.9886 | -0.010601 | 751.5701 | -0.017293 | 759.9886 | -0.041506 | 759.9886 | 0 |  |  | 756.2388 | -0.010626 | 759.9886 | -0.07281 | 760.2154 | 0 | 760.2154 | 0 | 760.2154 | -0.0098997 | 608.8075 | 0.02215 | 760.2154 | 0 | 760.2153 | 0 |  |  | 759.9886 | 0.08135 | 754.76 | -0.0058295 | 760.2154 | 0 | 759.9886 | 0.053117 | 611.4054 | 9.4409 | 760.2154 | 0 | 760.2153 | 0 | 759.9886 | -0.018044 | 760.2154 | -0.0052509 | 760.2154 | -0.0018424 | 760.2154 | 1.1715 | 909.6158 | 0.022425 | 759.9886 | 10.4063 | 759.9886 | 0.47761 | 760.2153 | 0.66669 | 909.1052 | 0 | 759.9886 | 0.084173 | 913.1871 | 1.0833 | 909.6158 | 6.5037 | 759.9886 | 0 | 1002.1295 | 0.27982 |  |  | 1225.1851 | 0.29135 | 1031.7622 | 0.013608 | 1142.1603 | 0 | 1141.3928 | 0 | 1141.386 | 0.003633 | 759.989 | 0.17108 | 760.2154 | 0.10654 | 759.9886 | 0.30431 | 759.9886 | 0.15939 | 760.2153 | #REF! | 759.9886 | 0.22925 | 756.2867 | 0.16926
| 370.3367 | 0 | 370.3367 | 0.036463 | 370.3367 | 0.030821 | 370.3367 | 0.01367 | 370.3367 | 0.0033227 | 370.3367 | 0.17022 | 608.9265 | 0.021309 | 760.2249 | 0.029127 | 370.3367 | 17.1143 | 608.9265 | 0.030521 | 760.2249 | -0.048793 | 760.2249 | 0.0043819 | 751.804 | 0.017088 | 760.2249 | 0.023277 | 760.2249 | 0 |  |  | 756.4722 | 0.013935 | 760.2249 | 0.014658 | 760.4514 | 0.019922 | 760.4514 | 0.016822 | 760.4514 | 0.0025879 | 608.9265 | 0.031345 | 760.4515 | 0.0061956 | 760.4515 | 0.0015434 |  |  | 760.2249 | 0.076074 | 755 | 0.013758 | 760.4514 | 0.0047829 | 760.2249 | 0.054791 | 611.525 | 9.5747 | 760.4514 | 0.015004 | 760.4515 | 0.0098422 | 760.2249 | 0.023903 | 760.4514 | 0.0047619 | 760.4514 | 0.0035611 | 760.4514 | 1.1435 | 909.7837 | 0.027978 | 760.2249 | 10.547 | 760.2249 | 0.50393 | 760.4515 | 0.68643 | 909.2736 | 0.00078262 | 760.2249 | 0.12272 | 913.3572 | 1.0668 | 909.7837 | 6.49 | 760.2249 | 0 | 1002.2294 | 0.28029 |  |  | 1225.2585 | 0.29041 | 1031.7753 | 0.013637 | 1142.2241 | 0 | 1141.4567 | 0 | 1141.4498 | 0.0036012 | 760.225 | 0.16955 | 760.4515 | 0.11091 | 760.2249 | 0.30691 | 760.2249 | 0.16028 | 760.4515 | #REF! | 760.2249 | 0.23947 | 756.5218 | 0.16902
| 370.4156 | 0 | 370.4156 | -0.024324 | 370.4156 | 0.030935 | 370.4156 | -0.0084698 | 370.4156 | 0.0026461 | 370.4156 | 0.16055 | 609.0456 | 0 | 760.4612 | -0.017135 | 370.4156 | 17.8618 | 609.0456 | 0 | 760.4612 | -0.10817 | 760.4612 | -0.02151 | 752.0378 | -0.018638 | 760.4612 | -0.040548 | 760.4612 | 0 |  |  | 756.7057 | -0.0095242 | 760.4612 | -0.061131 | 760.6876 | 0 | 760.6876 | 0 | 760.6876 | -0.0024599 | 609.0456 | 0.043256 | 760.6875 | 0 | 760.6876 | 0 |  |  | 760.4612 | 0.071531 | 755.23 | -0.0037309 | 760.6876 | 0 | 760.4612 | 0.049109 | 611.6445 | 9.7449 | 760.6876 | 0 | 760.6876 | 0 | 760.4612 | -0.011583 | 760.6876 | -0.0019339 | 760.6876 | -0.0019228 | 760.6876 | 1.1058 | 909.9515 | 0.03193 | 760.4612 | 10.7235 | 760.4612 | 0.49186 | 760.6876 | 0.70176 | 909.442 | 0 | 760.4612 | 0.089801 | 913.5272 | 1.0485 | 909.9515 | 6.5031 | 760.4612 | 0 | 1002.3293 | 0.2808 |  |  | 1225.332 | 0.28947 | 1031.7882 | 0.013664 | 1142.2881 | 0 | 1141.5205 | 0 | 1141.5137 | 0.0035716 | 760.461 | 0.16868 | 760.6875 | 0.10617 | 760.4612 | 0.2977 | 760.4612 | 0.15497 | 760.6876 | #REF! | 760.4612 | 0.21987 | 756.7569 | 0.16851
| 370.4944 | 0 | 370.4944 | -0.016198 | 370.4944 | 0.031705 | 370.4944 | 0.016161 | 370.4944 | 0.003894 | 370.4944 | 0.16905 | 609.1647 | 0.023851 | 760.6975 | 0.020667 | 370.4944 | 18.6256 | 609.1647 | 0.052874 | 760.6975 | 0.069924 | 760.6975 | 0.014071 | 752.2718 | 0.0084863 | 760.6975 | 0.026178 | 760.6975 | 0 |  |  | 756.9392 | 0.013973 | 760.6975 | 0.00064012 | 760.9237 | 0.044124 | 760.9237 | 0.01478 | 760.9237 | 0.0032322 | 609.1647 | 0.036464 | 760.9237 | 0.0071839 | 760.9236 | 0.0038026 |  |  | 760.6975 | 0.085121 | 755.47 | 0.012359 | 760.9237 | 0.0064614 | 760.6975 | 0.056212 | 611.7641 | 9.8637 | 760.9237 | 0.033805 | 760.9236 | 0.012418 | 760.6975 | 0.017173 | 760.9237 | 0.0056341 | 760.9237 | 0.002984 | 760.9237 | 1.08 | 910.1194 | 0.023173 | 760.6975 | 10.8768 | 760.6975 | 0.50095 | 760.9236 | 0.71971 | 909.6103 | 0.0018258 | 760.6975 | 0.14652 | 913.6972 | 1.0348 | 910.1194 | 6.5164 | 760.6975 | 0 | 1002.4293 | 0.28094 |  |  | 1225.4056 | 0.28853 | 1031.8013 | 0.01369 | 1142.3519 | 0 | 1141.5844 | 0 | 1141.5775 | 0.0035466 | 760.697 | 0.16736 | 760.9237 | 0.1087 | 760.6975 | 0.30561 | 760.6975 | 0.15497 | 760.9236 | #REF! | 760.6975 | 0.23798 | 756.992 | 0.16848
| 370.5732 | 0 | 370.5732 | 0.044928 | 370.5732 | 0.032047 | 370.5732 | -0.013857 | 370.5732 | 0.0015185 | 370.5733 | 0.16115 | 609.2838 | 0 | 760.9338 | -0.07456 | 370.5732 | 19.4118 | 609.2838 | 0 | 760.9338 | -0.057374 | 760.9338 | -0.0069414 | 752.5057 | -0.0087251 | 760.9338 | -0.05489 | 760.9338 | 0 |  |  | 757.1727 | -0.010109 | 760.9338 | -0.070298 | 761.1598 | 0 | 761.1598 | 0 | 761.1598 | -0.0056036 | 609.2838 | 0.041166 | 761.1598 | 0 | 761.1598 | 0 |  |  | 760.9338 | 0.069381 | 755.71 | 0.019353 | 761.1598 | 0 | 760.9338 | 0.050986 | 611.8836 | 10.0254 | 761.1598 | 0 | 761.1598 | 0 | 760.9338 | -0.007069 | 761.1598 | -0.0031308 | 761.1598 | -0.003362 | 761.1598 | 1.0242 | 910.2872 | 0.020824 | 760.9338 | 11.0192 | 760.9338 | 0.50504 | 761.1598 | 0.72507 | 909.7787 | 0 | 760.9338 | 0.097836 | 913.8672 | 1.0163 | 910.2872 | 6.5591 | 760.9338 | 0 | 1002.5294 | 0.28145 |  |  | 1225.4791 | 0.28759 | 1031.8143 | 0.013715 | 1142.4159 | 0 | 1141.6482 | 0 | 1141.6414 | 0.0035273 | 760.934 | 0.16714 | 761.1598 | 0.10074 | 760.9338 | 0.29018 | 760.9338 | 0.15409 | 761.1598 | #REF! | 760.9338 | 0.22307 | 757.2271 | 0.16728
| 370.6521 | 0 | 370.6521 | 0.030309 | 370.6521 | 0.032189 | 370.6521 | 0.01395 | 370.6521 | 0.0071716 | 370.6521 | 0.16872 | 609.4029 | 0.0076692 | 761.1701 | 0.039546 | 370.6521 | 20.2086 | 609.4029 | 0.032455 | 761.1701 | 0.013925 | 761.1701 | 0.0077867 | 752.7396 | 0.010005 | 761.1701 | 0.034571 | 761.1701 | 0 |  |  | 757.4062 | 0.0057473 | 761.1701 | 0.034621 | 761.3959 | 0.011625 | 761.3959 | 0.01642 | 761.3959 | 0.0016792 | 609.4029 | 0.05245 | 761.3959 | 0.00081586 | 761.3959 | 0.0041467 |  |  | 761.1701 | 0.082936 | 755.94 | 0.0046636 | 761.3959 | 0.0047956 | 761.1701 | 0.054994 | 612.0032 | 10.1556 | 761.3959 | 0.025057 | 761.3959 | 0.010673 | 761.1701 | 0.0185 | 761.3959 | 0.0035261 | 761.3959 | 0.00094215 | 761.3959 | 1.0095 | 910.4551 | 0.030221 | 761.1701 | 11.1216 | 761.1701 | 0.56236 | 761.3959 | 0.7295 | 909.9471 | 0.0013044 | 761.1701 | 0.1303 | 914.0372 | 0.99941 | 910.4551 | 6.6047 | 761.1701 | 0.0072427 | 1002.6293 | 0.28238 |  |  | 1225.5527 | 0.28665 | 1031.8274 | 0.013739 | 1142.4799 | 0 | 1141.712 | 0 | 1141.7052 | 0.003516 | 761.17 | 0.17096 | 761.3959 | 0.1079 | 761.1701 | 0.30224 | 761.1701 | 0.15762 | 761.3959 | #REF! | 761.1701 | 0.23606 | 757.4623 | 0.16769
| 370.731 | 0 | 370.731 | -0.013805 | 370.731 | 0.031733 | 370.731 | -0.011802 | 370.731 | 0.002601 | 370.731 | 0.15818 | 609.522 | 0 | 761.4064 | -0.030341 | 370.731 | 20.9817 | 609.522 | 0 | 761.4064 | -0.060838 | 761.4064 | -0.014539 | 752.9736 | -0.013521 | 761.4064 | -0.044621 | 761.4064 | 0 |  |  | 757.6397 | -0.010791 | 761.4064 | -0.093211 | 761.6321 | 0 | 761.6321 | 0 | 761.6321 | -0.0062249 | 609.522 | 0.045868 | 761.6321 | 0 | 761.6321 | 0 |  |  | 761.4064 | 0.070579 | 756.18 | -0.014574 | 761.6321 | 0 | 761.4064 | 0.053776 | 612.1227 | 10.3424 | 761.6321 | 0 | 761.6321 | 0 | 761.4064 | -0.01705 | 761.6321 | -0.005159 | 761.6321 | -0.0018354 | 761.6321 | 0.95109 | 910.623 | 0.027017 | 761.4064 | 11.2558 | 761.4064 | 0.53763 | 761.6321 | 0.75085 | 910.1155 | 0 | 761.4064 | 0.10857 | 914.2072 | 0.98241 | 910.623 | 6.6625 | 761.4064 | 0.0018107 | 1002.7294 | 0.28293 |  |  | 1225.6263 | 0.28571 | 1031.8405 | 0.013762 | 1142.5438 | 0 | 1141.7759 | 0 | 1141.769 | 0.0035137 | 761.406 | 0.16565 | 761.6321 | 0.10298 | 761.4064 | 0.29083 | 761.4064 | 0.15497 | 761.6321 | #REF! | 761.4064 | 0.22136 | 757.6974 | 0.16639
| 370.8098 | 0 | 370.8098 | -0.0033509 | 370.8098 | 0.032218 | 370.8098 | 0.015009 | 370.8098 | 0.0065402 | 370.8098 | 0.16437 | 609.6411 | 0.0080204 | 761.6428 | -0.032861 | 370.8098 | 21.8125 | 609.6411 | 0.039978 | 761.6428 | 0.060302 | 761.6428 | 0.0061874 | 753.2075 | 0.0080684 | 761.6428 | 0.019725 | 761.6428 | 0 |  |  | 757.8733 | 0.014738 | 761.6428 | 0.036444 | 761.8682 | 0.020353 | 761.8682 | 0.011987 | 761.8682 | -0.00051246 | 609.6411 | 0.050987 | 761.8682 | 0.003924 | 761.8682 | 0.0028241 |  |  | 761.6428 | 0.074427 | 756.41 | -0.0026815 | 761.8682 | 0.002727 | 761.6428 | 0.046826 | 612.2423 | 10.4758 | 761.8682 | 0.021756 | 761.8682 | 0.012639 | 761.6428 | 0.02515 | 761.8682 | 0.0012202 | 761.8682 | 0.00082748 | 761.8682 | 0.94203 | 910.7908 | 0.014256 | 761.6428 | 11.3713 | 761.6428 | 0.55851 | 761.8682 | 0.75741 | 910.2839 | 0.0018258 | 761.6428 | 0.12599 | 914.3773 | 0.96863 | 910.7908 | 6.6959 | 761.6428 | 0 | 1002.8295 | 0.28291 |  |  | 1225.6998 | 0.28477 | 1031.8534 | 0.013784 | 1142.6078 | 0 | 1141.8397 | 0 | 1141.833 | 0.0035194 | 761.643 | 0.16491 | 761.8682 | 0.10004 | 761.6428 | 0.29563 | 761.6428 | 0.1532 | 761.8682 | #REF! | 761.6428 | 0.22754 | 757.9325 | 0.16624
| 370.8887 | 0 | 370.8887 | 0.0008562 | 370.8887 | 0.030963 | 370.8887 | -0.01177 | 370.8887 | 0.0051419 | 370.8887 | 0.15355 | 609.7602 | 0 | 761.8791 | -0.054001 | 370.8887 | 22.5325 | 609.7602 | 0 | 761.8791 | -0.088645 | 761.8791 | -0.019032 | 753.4415 | -0.027089 | 761.8791 | -0.051097 | 761.8791 | 0 |  |  | 758.1068 | -0.015756 | 761.8791 | -0.089013 | 762.1044 | 0 | 762.1044 | 0 | 762.1044 | -0.0074518 | 609.7602 | 0.031031 | 762.1044 | 0 | 762.1044 | 0 |  |  | 761.8791 | 0.066023 | 756.65 | 0.0088609 | 762.1044 | 0 | 761.8791 | 0.051595 | 612.3619 | 10.6246 | 762.1044 | 0 | 762.1044 | 0 | 761.8791 | -0.015438 | 762.1044 | -0.0068955 | 762.1044 | -0.0033479 | 762.1044 | 0.89115 | 910.9587 | 0.023654 | 761.8791 | 11.4858 | 761.8791 | 0.5563 | 762.1044 | 0.76192 | 910.4523 | 0 | 761.8791 | 0.10283 | 914.5473 | 0.95102 | 910.9587 | 6.7221 | 761.8791 | 0 | 1002.9296 | 0.2825 |  |  | 1225.7734 | 0.28384 | 1031.8665 | 0.013805 | 1142.6717 | 0 | 1141.9037 | 0 | 1141.8969 | 0.003533 | 761.879 | 0.16236 | 762.1044 | 0.098795 | 761.8791 | 0.27281 | 761.8791 | 0.15232 | 762.1044 | #REF! | 761.8791 | 0.1958 | 758.1677 | 0.16435
| 370.9675 | 0 | 370.9675 | 0.049082 | 370.9675 | 0.031961 | 370.9675 | 0.01093 | 370.9675 | 0.0070514 | 370.9675 | 0.15737 | 609.8794 | 0.028347 | 762.1155 | 0.0092186 | 370.9675 | 23.4089 | 609.8794 | 0.011554 | 762.1155 | 0.046469 | 762.1155 | 0.0076955 | 753.6754 | -0.0018219 | 762.1155 | 0.019718 | 762.1155 | 0 |  |  | 758.3404 | 0.0069154 | 762.1155 | -0.012797 | 762.3405 | 0.027159 | 762.3405 | 0.013039 | 762.3405 | 0.0016894 | 609.8794 | 0.029046 | 762.3405 | 0.0015437 | 762.3405 | 0.0031707 |  |  | 762.1155 | 0.0798 | 756.89 | 0.0032645 | 762.3405 | 0.0033249 | 762.1155 | 0.053573 | 612.4814 | 10.7528 | 762.3405 | 0.018325 | 762.3405 | 0.0079948 | 762.1155 | 0.018502 | 762.3405 | 0.0028547 | 762.3405 | 0.0028594 | 762.3405 | 0.88238 | 911.1266 | 0.030915 | 762.1155 | 11.6201 | 762.1155 | 0.57619 | 762.3405 | 0.78037 | 910.6207 | 0.00078262 | 762.1155 | 0.1372 | 914.7173 | 0.93702 | 911.1266 | 6.7351 | 762.1155 | 0 | 1003.0297 | 0.28214 |  |  | 1225.8471 | 0.2829 | 1031.8795 | 0.013824 | 1142.7357 | 0 | 1141.9675 | 0 | 1141.9607 | 0.0035523 | 762.115 | 0.16128 | 762.3405 | 0.10125 | 762.1155 | 0.292 | 762.1155 | 0.14966 | 762.3405 | #REF! | 762.1155 | 0.23649 | 758.4029 | 0.16467
| 371.0464 | 0 | 371.0464 | -0.032129 | 371.0464 | 0.031134 | 371.0464 | -0.013296 | 371.0464 | 0.00025091 | 371.0464 | 0.15104 | 609.9985 | 0 | 762.3518 | -0.027915 | 371.0464 | 24.2171 | 609.9985 | 0 | 762.3518 | -0.069712 | 762.3518 | -0.01628 | 753.9094 | -0.017495 | 762.3518 | -0.049131 | 762.3518 | 0 |  |  | 758.5739 | -0.0027463 | 762.3518 | -0.037755 | 762.5767 | 0 | 762.5767 | 0 | 762.5767 | -0.0043335 | 609.9985 | 0.027792 | 762.5767 | 0 | 762.5767 | 0 |  |  | 762.3518 | 0.075122 | 757.12 | -0.019821 | 762.5767 | 0 | 762.3518 | 0.045608 | 612.601 | 10.949 | 762.5767 | 0 | 762.5767 | 0 | 762.3518 | -0.019325 | 762.5767 | -0.0029335 | 762.5767 | -0.0020454 | 762.5767 | 0.84241 | 911.2945 | 0.018101 | 762.3518 | 11.8378 | 762.3518 | 0.58133 | 762.5767 | 0.78364 | 910.7891 | 0 | 762.3518 | 0.10906 | 914.8873 | 0.92226 | 911.2945 | 6.7696 | 762.3518 | 0 | 1003.1298 | 0.28244 |  |  | 1225.9207 | 0.28196 | 1031.8926 | 0.013843 | 1142.7997 | 0 | 1142.0314 | 0 | 1142.0247 | 0.0035762 | 762.352 | 0.16195 | 762.5767 | 0.098648 | 762.3518 | 0.28188 | 762.3518 | 0.14966 | 762.5767 | #REF! | 762.3518 | 0.20815 | 758.6381 | 0.16417
| 371.1252 | 0 | 371.1252 | -0.014579 | 371.1252 | 0.031619 | 371.1252 | 0.0070062 | 371.1252 | 0.0051119 | 371.1252 | 0.15604 | 610.1177 | 0.0013465 | 762.5882 | -0.032642 | 371.1252 | 25.1416 | 610.1177 | 0.038473 | 762.5882 | 0.070206 | 762.5882 | -0.0089692 | 754.1434 | 0.017686 | 762.5882 | 0.025012 | 762.5882 | 0 |  |  | 758.8075 | 0.013805 | 762.5882 | 0.024766 | 762.8129 | 0.017498 | 762.8129 | 0.015706 | 762.8129 | 0.00062579 | 610.1177 | 0.048584 | 762.8129 | 0.0053865 | 762.8129 | 0.0010023 |  |  | 762.5882 | 0.075899 | 757.36 | -0.0023318 | 762.8129 | 0.0028761 | 762.5882 | 0.052762 | 612.7206 | 11.1456 | 762.8129 | 0.012191 | 762.8129 | 0.0074555 | 762.5882 | 0.00938 | 762.8129 | -0.00034538 | 762.8129 | -0.00060426 | 762.8129 | 0.82983 | 911.4624 | 0.020183 | 762.5882 | 12.0373 | 762.5882 | 0.60073 | 762.8129 | 0.80499 | 910.9575 | 0.0013044 | 762.5882 | 0.14638 | 915.0574 | 0.91072 | 911.4624 | 6.8081 | 762.5882 | 0 | 1003.2299 | 0.28288 |  |  | 1225.9943 | 0.28103 | 1031.9056 | 0.01386 | 1142.8637 | 0 | 1142.0953 | 0 | 1142.0885 | 0.0036012 | 762.588 | 0.1575 | 762.8129 | 0.098244 | 762.5882 | 0.29031 | 762.5882 | 0.14878 | 762.8129 | #REF! | 762.5882 | 0.22626 | 758.8732 | 0.16436
| 371.2041 | 0 | 371.2041 | 0.047121 | 371.2041 | 0.031419 | 371.2041 | -0.0099644 | 371.2041 | 0.0057734 | 371.2041 | 0.14921 | 610.2368 | 0 | 762.8246 | -0.0076285 | 371.2041 | 26.0163 | 610.2368 | 0 | 762.8246 | -0.14486 | 762.8246 | -0.019652 | 754.3774 | -0.0058545 | 762.8246 | -0.04435 | 762.8246 | 0 |  |  | 759.0411 | -0.019363 | 762.8246 | -0.040617 | 763.0491 | 0 | 763.0491 | 0 | 763.0491 | -0.0032098 | 610.2368 | 0.023613 | 763.0491 | 0 | 763.0491 | 0 |  |  | 762.8246 | 0.068145 | 757.6 | -0.0044305 | 763.0491 | 0 | 762.8246 | 0.047891 | 612.8401 | 11.3558 | 763.0491 | 0 | 763.0491 | 0 | 762.8246 | -0.011937 | 763.0491 | -0.0023395 | 763.0491 | -1.7641e-05 | 763.0491 | 0.79595 | 911.6302 | 0.016979 | 762.8246 | 12.2059 | 762.8246 | 0.59008 | 763.0491 | 0.82125 | 911.1259 | 0 | 762.8246 | 0.11891 | 915.2274 | 0.89683 | 911.6302 | 6.8551 | 762.8246 | 0 | 1003.3301 | 0.28254 |  |  | 1226.0679 | 0.2801 | 1031.9187 | 0.013877 | 1142.9276 | 0 | 1142.1592 | 0 | 1142.1525 | 0.0036239 | 762.825 | 0.15875 | 763.0491 | 0.10001 | 762.8246 | 0.27955 | 762.8246 | 0.14613 | 763.0491 | #REF! | 762.8246 | 0.20325 | 759.1084 | 0.16493
| 371.283 | 0 | 371.283 | 0.023712 | 371.283 | 0.031847 | 371.283 | 0.015009 | 371.283 | 0.0059538 | 371.283 | 0.15646 | 610.356 | 0.010128 | 763.061 | 0.017549 | 371.283 | 27.0178 | 610.356 | 0.011181 | 763.061 | 0.040323 | 763.061 | 0.01271 | 754.6114 | -0.0022464 | 763.061 | 0.028141 | 763.061 | 0 |  |  | 759.2746 | 0.0045387 | 763.061 | 0.012556 | 763.2853 | 0.032296 | 763.2853 | 0.018366 | 763.2853 | 0.0061507 | 610.356 | 0.055689 | 763.2853 | 0.0047041 | 763.2853 | 0.001285 |  |  | 763.061 | 0.07711 | 757.83 | -0.010377 | 763.2853 | 0.0053601 | 763.061 | 0.052762 | 612.9597 | 11.5381 | 763.2853 | 0.021543 | 763.2853 | 0.011483 | 763.061 | 0.02483 | 763.2853 | 0.0043259 | 763.2853 | 0.0027959 | 763.2853 | 0.78333 | 911.7981 | 0.024508 | 763.061 | 12.3571 | 763.061 | 0.60678 | 763.2853 | 0.83433 | 911.2944 | 0.0018258 | 763.061 | 0.15855 | 915.3975 | 0.88365 | 911.7981 | 6.8871 | 763.061 | 0 | 1003.4303 | 0.28173 |  |  | 1226.1415 | 0.27916 | 1031.9316 | 0.013892 | 1142.9916 | 0 | 1142.2231 | 0 | 1142.2163 | 0.0036455 | 763.061 | 0.15786 | 763.2853 | 0.10107 | 763.061 | 0.28279 | 763.061 | 0.14613 | 763.2853 | #REF! | 763.061 | 0.22712 | 759.3436 | 0.16505
| 371.3618 | 0 | 371.3618 | -0.036427 | 371.3618 | 0.031933 | 371.3618 | -0.012456 | 371.3618 | 0.0076077 | 371.3618 | 0.14664 | 610.4751 | 0 | 763.2974 | -0.0458 | 371.3618 | 27.9477 | 610.4751 | 0 | 763.2974 | -0.18054 | 763.2974 | -0.015544 | 754.8454 | -0.013449 | 763.2974 | -0.055243 | 763.2974 | 0 |  |  | 759.5082 | -0.013554 | 763.2974 | -0.074424 | 763.5215 | 0 | 763.5215 | 0 | 763.5215 | -0.0091778 | 610.4751 | 0.03427 | 763.5215 | 0 | 763.5215 | 0 |  |  | 763.2974 | 0.063692 | 758.07 | -0.00058295 | 763.5215 | 0 | 763.2974 | 0.041601 | 613.0793 | 11.761 | 763.5215 | 0 | 763.5215 | 0 | 763.2974 | -0.030182 | 763.5215 | -0.0059075 | 763.5215 | -0.0028507 | 763.5215 | 0.74822 | 911.966 | 0.023013 | 763.2974 | 12.5108 | 763.2974 | 0.62078 | 763.5215 | 0.85372 | 911.4628 | 0 | 763.2974 | 0.10268 | 915.5675 | 0.86851 | 911.966 | 6.9236 | 763.2974 | 0 | 1003.5305 | 0.28169 |  |  | 1226.2151 | 0.27823 | 1031.9447 | 0.013906 | 1143.0557 | 0 | 1142.287 | 0 | 1142.2803 | 0.0036682 | 763.297 | 0.1532 | 763.5215 | 0.096006 | 763.2974 | 0.27164 | 763.2974 | 0.14082 | 763.5215 | #REF! | 763.2974 | 0.19111 | 759.5789 | 0.16447
| 371.4407 | 0 | 371.4407 | -0.022431 | 371.4407 | 0.032588 | 371.4407 | 0.0086566 | 371.4407 | 0.0048563 | 371.4407 | 0.15541 | 610.5943 | 0.0097769 | 763.5338 | -0.00046835 | 371.4407 | 28.99 | 610.5943 | 0.021708 | 763.5338 | 0.030382 | 763.5338 | 0.0089266 | 755.0794 | 0.0078738 | 763.5338 | 0.026139 | 763.5338 | 0 |  |  | 759.7418 | 0.02199 | 763.5338 | 0.012848 | 763.7577 | 0.036482 | 763.7577 | 0.013532 | 763.7577 | 0.0011085 | 610.5943 | 0.031345 | 763.7577 | 0.0014887 | 763.7577 | 0.0010141 |  |  | 763.5338 | 0.078528 | 758.3 | 0.019353 | 763.7577 | 0.0061524 | 763.5338 | 0.049769 | 613.1989 | 11.9536 | 763.7577 | 0.016393 | 763.7577 | 0.013537 | 763.5338 | 0.015703 | 763.7577 | 0.0004433 | 763.7577 | 0.00373 | 763.7577 | 0.73867 | 912.1339 | 0.035881 | 763.5338 | 12.6803 | 763.5338 | 0.66762 | 763.7577 | 0.85777 | 911.6312 | 0.0018258 | 763.5338 | 0.1671 | 915.7376 | 0.85631 | 912.1339 | 6.9445 | 763.5338 | 0 | 1003.6307 | 0.28232 |  |  | 1226.2888 | 0.2773 | 1031.9578 | 0.013919 | 1143.1196 | 0 | 1142.351 | 0 | 1142.3441 | 0.003691 | 763.534 | 0.15669 | 763.7577 | 0.099492 | 763.5338 | 0.27825 | 763.5338 | 0.14524 | 763.7577 | #REF! | 763.5338 | 0.22115 | 759.8141 | 0.16416
| 371.5196 | 0 | 371.5196 | 0.012766 | 371.5196 | 0.032531 | 371.5196 | -0.0093728 | 371.5196 | 0.006014 | 371.5196 | 0.145 | 610.7135 | 0 | 763.7702 | 0.010798 | 371.5196 | 29.9006 | 610.7135 | 0 | 763.7702 | -0.17284 | 763.7702 | -0.020062 | 755.3134 | -0.014894 | 763.7702 | -0.05065 | 763.7702 | 0 |  |  | 759.9754 | -0.011539 | 763.7702 | -0.03708 | 763.9939 | 0 | 763.9939 | 0 | 763.9939 | 0.0043514 | 610.7135 | 0.012015 | 763.994 | 0.0012918 | 763.994 | 0 |  |  | 763.7702 | 0.067906 | 758.54 | -0.0075784 | 763.9939 | 0 | 763.7702 | 0.050479 | 613.3184 | 12.1753 | 763.9939 | 0 | 763.994 | 0 | 763.7702 | -0.025772 | 763.9939 | 0.00041129 | 763.9939 | 0.0002027 | 763.9939 | 0.69887 | 912.3018 | 0.026003 | 763.7702 | 12.826 | 763.7702 | 0.66797 | 763.994 | 0.87057 | 911.7996 | 0 | 763.7702 | 0.13318 | 915.9076 | 0.8387 | 912.3018 | 6.9775 | 763.7702 | 0 | 1003.731 | 0.28231 |  |  | 1226.3624 | 0.27637 | 1031.9708 | 0.013931 | 1143.1837 | 0 | 1142.4149 | 0 | 1142.4081 | 0.0037194 | 763.77 | 0.15183 | 763.994 | 0.098611 | 763.7702 | 0.27008 | 763.7702 | 0.14082 | 763.994 | #REF! | 763.7702 | 0.20048 | 760.0493 | 0.16343
| 371.5985 | 0 | 371.5984 | 0.0092806 | 371.5985 | 0.033159 | 371.5985 | 0.013608 | 371.5985 | 0.0055028 | 371.5985 | 0.15393 | 610.8327 | 0.015046 | 764.0066 | 0.015063 | 371.5985 | 30.9414 | 610.8327 | 0.03138 | 764.0066 | 0.0042605 | 764.0066 | 0.0155 | 755.5474 | 0.0015291 | 764.0066 | 0.029372 | 764.0066 | 0 |  |  | 760.2091 | 0.013866 | 764.0066 | 0.031675 | 764.2302 | 0.017196 | 764.2302 | 0.014772 | 764.2302 | 0.0014228 | 610.8327 | 0.038554 | 764.2302 | 0.0044651 | 764.2302 | 0.004482 |  |  | 764.0066 | 0.075616 | 758.78 | 0.0074619 | 764.2302 | 0.002568 | 764.0066 | 0.053878 | 613.438 | 12.3494 | 764.2302 | 0.017658 | 764.2302 | 0.010367 | 764.0066 | 0.029306 | 764.2302 | 0.0053482 | 764.2302 | 0.0025841 | 764.2302 | 0.68827 | 912.4697 | 0.035026 | 764.0066 | 12.9752 | 764.0066 | 0.6838 | 764.2302 | 0.88386 | 911.968 | 0.0018258 | 764.0066 | 0.16483 | 916.0777 | 0.82099 | 912.4697 | 6.9996 | 764.0066 | 0 | 1003.8312 | 0.28213 |  |  | 1226.4362 | 0.27544 | 1031.9839 | 0.013942 | 1143.2477 | 0 | 1142.4789 | 0 | 1142.4721 | 0.0037512 | 764.007 | 0.15217 | 764.2302 | 0.099602 | 764.0066 | 0.27462 | 764.0066 | 0.1417 | 764.2302 | #REF! | 764.0066 | 0.22051 | 760.2845 | 0.16255
| 371.6773 | 0 | 371.6773 | -0.061609 | 371.6773 | 0.032332 | 371.6773 | -0.012206 | 371.6773 | 0.0041346 | 371.6773 | 0.13955 | 610.9519 | 0 | 764.243 | -0.091445 | 371.6773 | 31.9155 | 610.9519 | 0 | 764.243 | -0.14736 | 764.243 | -0.014113 | 755.7815 | -0.019304 | 764.243 | -0.043997 | 764.243 | 0 |  |  | 760.4427 | -0.009222 | 764.243 | -0.042135 | 764.4664 | 0 | 764.4664 | 0 | 764.4664 | -0.0058952 | 610.9519 | 0.020374 | 764.4664 | 0 | 764.4664 | 0 |  |  | 764.243 | 0.065452 | 759.01 | 0.0039641 | 764.4664 | 0 | 764.243 | 0.039724 | 613.5576 | 12.5609 | 764.4664 | 0 | 764.4664 | 0 | 764.243 | -0.020116 | 764.4664 | -0.0019251 | 764.4664 | -0.0022428 | 764.4664 | 0.65492 | 912.6376 | 0.025629 | 764.243 | 13.1473 | 764.243 | 0.6832 | 764.4664 | 0.90242 | 912.1365 | 0 | 764.243 | 0.13703 | 916.2477 | 0.80393 | 912.6376 | 7.0419 | 764.243 | 0 | 1003.9315 | 0.28199 |  |  | 1226.5098 | 0.27451 | 1031.9969 | 0.013951 | 1143.3118 | 0 | 1142.5427 | 0 | 1142.536 | 0.0037876 | 764.243 | 0.15209 | 764.4664 | 0.087602 | 764.243 | 0.26347 | 764.243 | 0.1417 | 764.4664 | #REF! | 764.243 | 0.19644 | 760.5198 | 0.16136
| 371.7562 | 0 | 371.7562 | -0.026566 | 371.7562 | 0.032474 | 371.7562 | 0.015196 | 371.7562 | 0.0035031 | 371.7562 | 0.15119 | 611.0711 | 0.007318 | 764.4795 | 0.0006396 | 371.7562 | 32.9984 | 611.0711 | 0.037614 | 764.4795 | 0.0027053 | 764.4795 | -4.1177e-05 | 756.0156 | 0.0080911 | 764.4795 | 0.037009 | 764.4795 | 0 |  |  | 760.6763 | 0.0083822 | 764.4795 | 0.015512 | 764.7027 | 0.017582 | 764.7027 | 0.0099582 | 764.7027 | 0.0020402 | 611.0711 | 0.033434 | 764.7027 | 0.0062976 | 764.7027 | 0.0028199 |  |  | 764.4795 | 0.067566 | 759.25 | -0.012125 | 764.7027 | 0.0084465 | 764.4795 | 0.048855 | 613.6772 | 12.7054 | 764.7027 | 0.020495 | 764.7027 | 0.012396 | 764.4795 | 0.023683 | 764.7027 | 0.002299 | 764.7027 | 0.0014013 | 764.7027 | 0.64634 | 912.8054 | 0.031716 | 764.4795 | 13.3179 | 764.4795 | 0.71462 | 764.7027 | 0.91053 | 912.3049 | 0.0018258 | 764.4795 | 0.15618 | 916.4178 | 0.79135 | 912.8054 | 7.0679 | 764.4795 | 0 | 1004.0318 | 0.28182 |  |  | 1226.5835 | 0.27359 | 1032.0099 | 0.01396 | 1143.3757 | 0 | 1142.6067 | 0 | 1142.6 | 0.0038216 | 764.479 | 0.15099 | 764.7027 | 0.095455 | 764.4795 | 0.27579 | 764.4795 | 0.13993 | 764.7027 | #REF! | 764.4795 | 0.21092 | 760.7551 | 0.16132
| 371.8351 | 0 | 371.8351 | 0.012819 | 371.8351 | 0.031847 | 371.8351 | -0.011459 | 371.8351 | 0.0024507 | 371.8351 | 0.14222 | 611.1903 | 0 | 764.7159 | -0.03085 | 371.8351 | 34.0065 | 611.1903 | 0 | 764.7159 | -0.12022 | 764.7159 | -0.022961 | 756.2496 | -0.011306 | 764.7159 | -0.053649 | 764.7159 | 0 |  |  | 760.91 | -0.021197 | 764.7159 | -0.064949 | 764.939 | 0 | 764.939 | 0 | 764.939 | -0.0089704 | 611.1903 | 0.016508 | 764.939 | 0 | 764.939 | 0 |  |  | 764.7159 | 0.064817 | 759.49 | 0.0036143 | 764.939 | 0 | 764.7159 | 0.043985 | 613.7968 | 12.8737 | 764.939 | 0 | 764.939 | 0 | 764.7159 | -0.011819 | 764.939 | -0.0050589 | 764.939 | -0.0033651 | 764.939 | 0.61142 | 912.9733 | 0.025042 | 764.7159 | 13.438 | 764.7159 | 0.70216 | 764.939 | 0.9341 | 912.4733 | 0 | 764.7159 | 0.14039 | 916.5879 | 0.77325 | 912.9733 | 7.1025 | 764.7159 | 0 | 1004.1321 | 0.28206 |  |  | 1226.6571 | 0.27266 | 1032.0229 | 0.013968 | 1143.4398 | 0 | 1142.6707 | 0 | 1142.6639 | 0.0038489 | 764.716 | 0.14842 | 764.939 | 0.092666 | 764.7159 | 0.26217 | 764.7159 | 0.13728 | 764.939 | #REF! | 764.7159 | 0.18706 | 760.9903 | 0.1604
| 371.914 | 0 | 371.914 | 0.047412 | 371.914 | 0.032588 | 371.914 | 0.0055739 | 371.914 | 0.0076528 | 371.914 | 0.14614 | 611.3095 | 0.023069 | 764.9524 | 0.016406 | 371.914 | 35.2425 | 611.3095 | 0.031595 | 764.9524 | 0.065772 | 764.9524 | 0.010228 | 756.4837 | 0.0058747 | 764.9524 | 0.030649 | 764.9524 | 0 |  |  | 761.1436 | 0.012108 | 764.9524 | 0.038758 | 765.1752 | 0.027799 | 765.1752 | 0.016086 | 765.1752 | 0.0043984 | 611.3095 | 0.038554 | 765.1752 | 0.0093222 | 765.1752 | 0.0045725 |  |  | 764.9524 | 0.073518 | 759.72 | 0.031946 | 765.1752 | 0.0047748 | 764.9524 | 0.048855 | 613.9164 | 13.0461 | 765.1752 | 0.022798 | 765.1752 | 0.013743 | 764.9524 | 0.015799 | 765.1752 | 0.0037433 | 765.1752 | 0.0025934 | 765.1752 | 0.61369 | 913.1412 | 0.027391 | 764.9524 | 13.6506 | 764.9524 | 0.72777 | 765.1752 | 0.93596 | 912.6418 | 0.0013044 | 764.9524 | 0.17815 | 916.7579 | 0.75947 | 913.1412 | 7.1233 | 764.9524 | 0 | 1004.2325 | 0.28248 |  |  | 1226.7308 | 0.27174 | 1032.036 | 0.013975 | 1143.5039 | 0 | 1142.7346 | 0 | 1142.7279 | 0.0038626 | 764.952 | 0.1457 | 765.1752 | 0.094244 | 764.9524 | 0.27164 | 764.9524 | 0.1364 | 765.1752 | #REF! | 764.9524 | 0.222 | 761.2256 | 0.16046
| 371.9929 | 0 | 371.9929 | -0.022043 | 371.9929 | 0.031933 | 371.9929 | -0.012175 | 371.9929 | 0.0054426 | 371.9929 | 0.13671 | 611.4288 | 0 | 765.1888 | -0.097097 | 371.9929 | 36.3295 | 611.4288 | 0 | 765.1888 | -0.14641 | 765.1889 | -0.013824 | 756.7178 | -0.016523 | 765.1888 | -0.051051 | 765.1889 | 0 |  |  | 761.3773 | -0.0096949 | 765.1889 | -0.044907 | 765.4115 | 0 | 765.4115 | 0 | 765.4115 | -0.0058842 | 611.4288 | 0.023613 | 765.4115 | 0 | 765.4115 | 0 |  |  | 765.1888 | 0.066565 | 759.96 | -0.012825 | 765.4115 | 0 | 765.1889 | 0.040738 | 614.036 | 13.2922 | 765.4115 | 0 | 765.4115 | 0 | 765.1889 | -0.019395 | 765.4115 | -0.0078503 | 765.4115 | -0.0044877 | 765.4115 | 0.58002 | 913.3091 | 0.031823 | 765.1888 | 13.8707 | 765.1888 | 0.73927 | 765.4115 | 0.95517 | 912.8102 | 0 | 765.1888 | 0.14121 | 916.928 | 0.744 | 913.3091 | 7.1613 | 765.1889 | 0 | 1004.3328 | 0.28276 |  |  | 1226.8046 | 0.27081 | 1032.0491 | 0.01398 | 1143.568 | 0 | 1142.7986 | 0 | 1142.7919 | 0.003858 | 765.189 | 0.14397 | 765.4115 | 0.08584 | 765.1889 | 0.2531 | 765.1889 | 0.13374 | 765.4115 | #REF! | 765.1889 | 0.1975 | 761.4609 | 0.1603
| 372.0718 | 0 | 372.0718 | 0.025713 | 372.0718 | 0.032931 | 372.0718 | 0.0079716 | 372.0718 | 0.0029769 | 372.0718 | 0.14754 | 611.548 | 0.0076692 | 765.4253 | -0.02511 | 372.0718 | 37.5648 | 611.548 | 0.027512 | 765.4253 | 0.0070642 | 765.4253 | -0.0027195 | 756.9518 | 0.010999 | 765.4253 | 0.018214 | 765.4253 | 0 |  |  | 761.611 | 0.0076595 | 765.4253 | 0.035683 | 765.6478 | 0.014194 | 765.6478 | 0.011799 | 765.6478 | 0.0011507 | 611.548 | 0.02727 | 765.6478 | 0.0058471 | 765.6478 | 0.001264 |  |  | 765.4253 | 0.069047 | 760.2 | 0.023901 | 765.6478 | 0.0046648 | 765.4253 | 0.049515 | 614.1556 | 13.5128 | 765.6478 | 0.022921 | 765.6478 | 0.0073919 | 765.4253 | 0.015015 | 765.6478 | 0.0015112 | 765.6478 | -0.0011314 | 765.6478 | 0.57134 | 913.477 | 0.022639 | 765.4253 | 14.0123 | 765.4253 | 0.74825 | 765.6478 | 0.97393 | 912.9787 | 0.0018258 | 765.4253 | 0.18852 | 917.0981 | 0.72994 | 913.477 | 7.192 | 765.4253 | 0 | 1004.4332 | 0.28263 |  |  | 1226.8783 | 0.26989 | 1032.0621 | 0.013985 | 1143.632 | 0 | 1142.8627 | 0 | 1142.8558 | 0.003833 | 765.425 | 0.14493 | 765.6478 | 0.092116 | 765.4253 | 0.26658 | 765.4253 | 0.13374 | 765.6478 | #REF! | 765.4253 | 0.2056 | 761.6962 | 0.16029
| 372.1507 | 0 | 372.1507 | 0.0069144 | 372.1507 | 0.031961 | 372.1507 | -0.0090303 | 372.1507 | 0.0027664 | 372.1507 | 0.13247 | 611.6672 | 0 | 765.6618 | -0.15177 | 372.1507 | 38.7349 | 611.6672 | 0 | 765.6618 | -0.071104 | 765.6618 | -0.026789 | 757.1859 | -0.0047201 | 765.6618 | -0.054238 | 765.6618 | 0 |  |  | 761.8447 | -0.0082273 | 765.6618 | -0.019157 | 765.8841 | 0 | 765.8841 | 0 | 765.8841 | -0.0085832 | 611.6672 | 0.043778 | 765.8841 | 0 | 765.8842 | 0 |  |  | 765.6618 | 0.052963 | 760.43 | -0.0086277 | 765.8841 | 0 | 765.6618 | 0.028157 | 614.2752 | 13.7393 | 765.8841 | 0 | 765.8842 | 0 | 765.6618 | -0.020717 | 765.8841 | -0.0056163 | 765.8841 | -0.0062818 | 765.8841 | 0.54025 | 913.6449 | 0.022799 | 765.6618 | 14.1661 | 765.6618 | 0.77046 | 765.8842 | 0.97926 | 913.1471 | 0 | 765.6618 | 0.13471 | 917.2682 | 0.71305 | 913.6449 | 7.2301 | 765.6618 | 0 | 1004.5336 | 0.28256 |  |  | 1226.952 | 0.26897 | 1032.0752 | 0.013989 | 1143.696 | 0 | 1142.9266 | 0 | 1142.9198 | 0.0037876 | 765.662 | 0.14286 | 765.8841 | 0.073546 | 765.6618 | 0.25076 | 765.6618 | 0.13197 | 765.8842 | #REF! | 765.6618 | 0.1762 | 761.9315 | 0.16006
| 372.2296 | 0 | 372.2296 | 0.035464 | 372.2296 | 0.032161 | 372.2296 | 0.01585 | 372.2296 | 0.0036986 | 372.2296 | 0.14308 | 611.7865 | 0.010831 | 765.8983 | -0.015712 | 372.2296 | 39.9983 | 611.7865 | 0.045136 | 765.8983 | 0.02846 | 765.8983 | 0.015819 | 757.42 | 0.0057189 | 765.8983 | 0.02619 | 765.8983 | 0 |  |  | 762.0783 | 0.0069444 | 765.8983 | 0.034816 | 766.1204 | 0.010162 | 766.1204 | 0.012251 | 766.1204 | 0.0022999 | 611.7865 | 0.042629 | 766.1204 | 0.0054932 | 766.1204 | 0.0017382 |  |  | 765.8983 | 0.069423 | 760.67 | 0.0043138 | 766.1204 | 0.0060368 | 765.8983 | 0.049819 | 614.3948 | 13.9056 | 766.1204 | 0.0089861 | 766.1204 | 0.0079777 | 765.8983 | 0.016996 | 766.1204 | -0.0020383 | 766.1204 | 0.0003221 | 766.1204 | 0.54849 | 913.8129 | 0.021197 | 765.8983 | 14.3747 | 765.8983 | 0.77499 | 766.1204 | 1.0069 | 913.3156 | 0.0018258 | 765.8983 | 0.18014 | 917.4383 | 0.69713 | 913.8129 | 7.2516 | 765.8983 | 0 | 1004.634 | 0.28316 |  |  | 1227.0258 | 0.26805 | 1032.0883 | 0.013992 | 1143.7601 | 0 | 1142.9906 | 0 | 1142.9838 | 0.0037262 | 765.898 | 0.14421 | 766.1204 | 0.091675 | 765.8983 | 0.25854 | 765.8983 | 0.13374 | 766.1204 | #REF! | 765.8983 | 0.20837 | 762.1668 | 0.1606
| 372.3084 | 0 | 372.3084 | -0.041873 | 372.3084 | 0.031134 | 372.3084 | -0.0062589 | 372.3084 | 0.0027664 | 372.3085 | 0.13374 | 611.9058 | 0 | 766.1348 | -0.027001 | 372.3084 | 41.219 | 611.9058 | 0 | 766.1348 | -0.13429 | 766.1348 | -0.010569 | 757.6542 | -0.018521 | 766.1348 | -0.051221 | 766.1348 | 0 |  |  | 762.312 | -0.012554 | 766.1348 | -0.037089 | 766.3568 | 0 | 766.3568 | 0 | 766.3568 | -0.0028925 | 611.9058 | 0.04148 | 766.3568 | 0 | 766.3568 | 0 |  |  | 766.1348 | 0.065121 | 760.9 | -0.0033811 | 766.3568 | 0 | 766.1348 | 0.044847 | 614.5144 | 14.098 | 766.3568 | 0 | 766.3568 | 0 | 766.1348 | -0.022246 | 766.3568 | -0.0043911 | 766.3568 | 0.0014034 | 766.3568 | 0.51635 | 913.9808 | 0.017193 | 766.1348 | 14.5363 | 766.1348 | 0.81003 | 766.3568 | 1.001 | 913.484 | 0 | 766.1348 | 0.14544 | 917.6083 | 0.68128 | 913.9808 | 7.2805 | 766.1348 | 0 | 1004.7344 | 0.28378 |  |  | 1227.0995 | 0.26713 | 1032.1013 | 0.013994 | 1143.8242 | 0 | 1143.0546 | 0 | 1143.0478 | 0.0036557 | 766.135 | 0.14144 | 766.3568 | 0.088923 | 766.1348 | 0.24363 | 766.1348 | 0.13197 | 766.3568 | #REF! | 766.1348 | 0.1762 | 762.4021 | 0.15933
| 372.3874 | 0 | 372.3874 | -0.029785 | 372.3874 | 0.032018 | 372.3874 | 0.012424 | 372.3874 | 0.0052321 | 372.3874 | 0.1393 | 612.025 | 0.014343 | 766.3713 | -0.031557 | 372.3874 | 42.5144 | 612.025 | 0.029876 | 766.3713 | 0.031091 | 766.3713 | 0.0052398 | 757.8883 | 0.00051613 | 766.3713 | 0.01671 | 766.3713 | 0 |  |  | 762.5458 | 0.0073488 | 766.3713 | 0.022298 | 766.5931 | 0.009986 | 766.5931 | 0.016476 | 766.5931 | -0.0008864 | 612.025 | 0.030822 | 766.5931 | 0.00038024 | 766.5931 | 0.0022729 |  |  | 766.3713 | 0.065577 | 761.14 | 0.0039641 | 766.5931 | 0.0070671 | 766.3713 | 0.043427 | 614.634 | 14.2574 | 766.5931 | 0.023473 | 766.5931 | 0.0053724 | 766.3713 | 0.014945 | 766.5931 | 0.0020272 | 766.5931 | -0.00063378 | 766.5931 | 0.51344 | 914.1487 | 0.022159 | 766.3713 | 14.7025 | 766.3713 | 0.81504 | 766.5931 | 1.0434 | 913.6525 | 0.0013044 | 766.3713 | 0.18329 | 917.7784 | 0.67056 | 914.1487 | 7.3023 | 766.3713 | 0 | 1004.8349 | 0.28331 |  |  | 1227.1732 | 0.26621 | 1032.1143 | 0.013995 | 1143.8883 | 0 | 1143.1186 | 0 | 1143.1118 | 0.0035841 | 766.371 | 0.14166 | 766.5931 | 0.091015 | 766.3713 | 0.26192 | 766.3713 | 0.13197 | 766.5931 | #REF! | 766.3713 | 0.20432 | 762.6374 | 0.15959
| 372.4663 | 0 | 372.4662 | 0.037795 | 372.4663 | 0.031134 | 372.4663 | -0.0042972 | 372.4663 | 0.0022252 | 372.4663 | 0.13116 | 612.1443 | 0 | 766.6078 | -0.034022 | 372.4663 | 43.7453 | 612.1443 | 0 | 766.6078 | -0.089566 | 766.6078 | -0.013398 | 758.1224 | -0.0079513 | 766.6078 | -0.053336 | 766.6078 | 0 |  |  | 762.7795 | -0.011901 | 766.6078 | -0.052115 | 766.8294 | 0 | 766.8294 | 0 | 766.8294 | -0.0023683 | 612.1443 | 0.029569 | 766.8294 | 0 | 766.8294 | 0 |  |  | 766.6078 | 0.058058 | 761.38 | -0.0086277 | 766.8294 | 0 | 766.6078 | 0.040231 | 614.7536 | 14.4517 | 766.8294 | 0 | 766.8294 | 0 | 766.6078 | -0.0073799 | 766.8294 | -0.0014761 | 766.8294 | -0.00086934 | 766.8294 | 0.48992 | 914.3166 | 0.024134 | 766.6078 | 14.9149 | 766.6078 | 0.81617 | 766.8294 | 1.0509 | 913.8209 | 0 | 766.6078 | 0.15253 | 917.9485 | 0.65629 | 914.3166 | 7.34 | 766.6078 | 0 | 1004.9354 | 0.28286 |  |  | 1227.2469 | 0.2653 | 1032.1273 | 0.013995 | 1143.9525 | 0 | 1143.1826 | 0 | 1143.1759 | 0.0035194 | 766.608 | 0.13947 | 766.8294 | 0.088482 | 766.6078 | 0.24856 | 766.6078 | 0.12839 | 766.8294 | #REF! | 766.6078 | 0.18962 | 762.8728 | 0.15886
| 372.5452 | 0 | 372.5452 | 0.015956 | 372.5452 | 0.032161 | 372.5452 | 0.015694 | 372.5452 | 0.0063297 | 372.5452 | 0.13581 | 612.2636 | 0.022678 | 766.8443 | -0.015918 | 372.5452 | 45.0476 | 612.2636 | 0.016399 | 766.8443 | -0.019027 | 766.8443 | 0.0033654 | 758.3566 | 0.0058723 | 766.8443 | 0.032396 | 766.8443 | 0 |  |  | 763.0132 | 0.011768 | 766.8443 | 0.0030564 | 767.0658 | 0.031698 | 767.0658 | 0.010773 | 767.0658 | -0.00046902 | 612.2636 | 0.037927 | 767.0658 | 0.0022603 | 767.0658 | 0.00080475 |  |  | 766.8443 | 0.066778 | 761.61 | 0.029147 | 767.0658 | 0.0073417 | 766.8443 | 0.046725 | 614.8732 | 14.6219 | 767.0658 | 0.025807 | 767.0658 | 0.011927 | 766.8443 | 0.016892 | 767.0658 | -0.0010169 | 767.0658 | 0.0012265 | 767.0658 | 0.48394 | 914.4845 | 0.023547 | 766.8443 | 15.0036 | 766.8443 | 0.84272 | 767.0658 | 1.0595 | 913.9894 | 0.0013044 | 766.8443 | 0.18801 | 918.1186 | 0.64387 | 914.4845 | 7.3608 | 766.8443 | 0 | 1005.0359 | 0.2836 |  |  | 1227.3208 | 0.26438 | 1032.1404 | 0.013994 | 1144.0166 | 0 | 1143.2467 | 0 | 1143.2399 | 0.0034637 | 766.844 | 0.1388 | 767.0658 | 0.08984 | 766.8443 | 0.25582 | 766.8443 | 0.12932 | 767.0658 | #REF! | 766.8443 | 0.20261 | 763.1081 | 0.15851
| 372.6241 | 0 | 372.6241 | -0.050198 | 372.6241 | 0.031134 | 372.6241 | -0.011117 | 372.6241 | 0.0032475 | 372.6241 | 0.12687 | 612.3829 | 0 | 767.0809 | -0.043255 | 372.6241 | 46.2857 | 612.3829 | 0 | 767.0809 | -0.13906 | 767.0809 | -0.023382 | 758.5907 | -0.0208 | 767.0809 | -0.046783 | 767.0809 | 0 |  |  | 763.2469 | -0.011638 | 767.0809 | -0.064651 | 767.3021 | 0 | 767.3021 | 0 | 767.3021 | -0.0099841 | 612.3829 | 0.038136 | 767.3021 | 0 | 767.3021 | 0 |  |  | 767.0809 | 0.067895 | 761.85 | -0.0019821 | 767.3021 | 0 | 767.0809 | 0.040637 | 614.9928 | 14.8608 | 767.3021 | 0 | 767.3021 | 0 | 767.0809 | -0.01867 | 767.3021 | -0.0027107 | 767.3021 | -0.0023541 | 767.3021 | 0.45673 | 914.6524 | 0.024294 | 767.0809 | 15.2185 | 767.0809 | 0.84905 | 767.3021 | 1.0625 | 914.1579 | 0 | 767.0809 | 0.14793 | 918.2887 | 0.63141 | 914.6524 | 7.394 | 767.0809 | 0 | 1005.1364 | 0.28408 |  |  | 1227.3945 | 0.26346 | 1032.1534 | 0.013993 | 1144.0807 | 0 | 1143.3107 | 0 | 1143.304 | 0.0034216 | 767.081 | 0.13767 | 767.3021 | 0.08573 | 767.0809 | 0.23845 | 767.0809 | 0.12839 | 767.3021 | #REF! | 767.0809 | 0.18514 | 763.3435 | 0.15754
| 372.703 | 0 | 372.703 | 0.011347 | 372.703 | 0.032531 | 372.703 | 0.01258 | 372.703 | 0.0071265 | 372.703 | 0.13549 | 612.5022 | 0.022482 | 767.3174 | 0.0091024 | 372.703 | 47.6245 | 612.5022 | 0.023858 | 767.3174 | 0.01464 | 767.3174 | 0.0026879 | 758.8248 | 0.0046103 | 767.3174 | 0.02273 | 767.3174 | 0 |  |  | 763.4807 | 0.0081935 | 767.3174 | 0.051062 | 767.5385 | 0.018742 | 767.5385 | 0.014222 | 767.5385 | 0.0020875 | 612.5022 | 0.036673 | 767.5385 | 0.007043 | 767.5385 | 0.003804 |  |  | 767.3174 | 0.057908 | 762.09 | 0.021103 | 767.5385 | 0.0097245 | 767.3174 | 0.046725 | 615.1124 | 15.0736 | 767.5385 | 0.014447 | 767.5385 | 0.013162 | 767.3174 | 0.018215 | 767.5385 | 0.0045855 | 767.5385 | 0.003175 | 767.5385 | 0.45659 | 914.8203 | 0.018688 | 767.3174 | 15.3952 | 767.3174 | 0.89425 | 767.5385 | 1.0852 | 914.3263 | 0.0013044 | 767.3174 | 0.18639 | 918.4588 | 0.61932 | 914.8203 | 7.4085 | 767.3174 | 0.0036213 | 1005.2369 | 0.28359 |  |  | 1227.4684 | 0.26255 | 1032.1665 | 0.013991 | 1144.1448 | 0 | 1143.3748 | 0 | 1143.3679 | 0.0033932 | 767.317 | 0.13875 | 767.5385 | 0.087748 | 767.3174 | 0.25271 | 767.3174 | 0.12839 | 767.5385 | #REF! | 767.3174 | 0.19984 | 763.5788 | 0.15768
| 372.7819 | 0 | 372.7819 | -0.006495 | 372.7819 | 0.032417 | 372.7819 | -0.0099644 | 372.7819 | 0.0047961 | 372.7819 | 0.12725 | 612.6215 | 0 | 767.554 | -0.016058 | 372.7819 | 48.8773 | 612.6215 | 0 | 767.554 | -0.058814 | 767.554 | -0.021853 | 759.059 | -0.012787 | 767.554 | -0.052207 | 767.554 | 0 |  |  | 763.7144 | -0.016255 | 767.554 | -0.048619 | 767.7749 | 0 | 767.7749 | 0 | 767.7749 | -0.0061527 | 612.6215 | 0.030195 | 767.7749 | 0 | 767.7749 | 0 |  |  | 767.554 | 0.057872 | 762.32 | -0.00058295 | 767.7749 | 0 | 767.554 | 0.041093 | 615.2321 | 15.3131 | 767.7749 | 0 | 767.7749 | 0 | 767.554 | -0.015413 | 767.7749 | -0.0017554 | 767.7749 | -0.00077153 | 767.7749 | 0.43035 | 914.9882 | 0.02328 | 767.554 | 15.5675 | 767.554 | 0.8803 | 767.7749 | 1.1092 | 914.4948 | 0 | 767.554 | 0.16593 | 918.6289 | 0.60401 | 914.9882 | 7.4429 | 767.554 | 0 | 1005.3375 | 0.28336 |  |  | 1227.5421 | 0.26164 | 1032.1796 | 0.013988 | 1144.209 | 0 | 1143.4388 | 0 | 1143.432 | 0.0033751 | 767.554 | 0.1363 | 767.7749 | 0.08639 | 767.554 | 0.23922 | 767.554 | 0.12751 | 767.7749 | #REF! | 767.554 | 0.16831 | 763.8142 | 0.15724
| 372.8608 | 0 | 372.8608 | 0.01289 | 372.8608 | 0.033159 | 372.8608 | 0.01121 | 372.8608 | 0.0089157 | 372.8608 | 0.12933 | 612.7408 | 0 | 767.7905 | -0.013597 | 372.8608 | 50.213 | 612.7408 | 0.021708 | 767.7905 | 0.05971 | 767.7905 | 0.00352 | 759.2932 | 0.0064922 | 767.7905 | 0.034997 | 767.7905 | 0 |  |  | 763.9482 | 0.008449 | 767.7905 | 0.035436 | 768.0113 | 0.014232 | 768.0113 | 0.010136 | 768.0113 | 0.0018263 | 612.7408 | 0.052137 | 768.0113 | 0.0056296 | 768.0113 | 0 |  |  | 767.7905 | 0.061205 | 762.56 | -0.015274 | 768.0113 | 0.0026554 | 767.7905 | 0.041043 | 615.3517 | 15.4827 | 768.0113 | 0.018155 | 768.0113 | 0.0054479 | 767.7905 | 0.016125 | 768.0113 | 0.00048685 | 768.0113 | 0.0014063 | 768.0113 | 0.43193 | 915.1562 | 0.028245 | 767.7905 | 15.7492 | 767.7905 | 0.91748 | 768.0113 | 1.1169 | 914.6633 | 0.0013044 | 767.7905 | 0.18771 | 918.799 | 0.59198 | 915.1562 | 7.4618 | 767.7905 | 0 | 1005.4381 | 0.28396 |  |  | 1227.616 | 0.26073 | 1032.1926 | 0.013984 | 1144.2731 | 0 | 1143.5028 | 0 | 1143.4961 | 0.003366 | 767.791 | 0.13517 | 768.0113 | 0.08584 | 767.7905 | 0.24428 | 767.7905 | 0.12751 | 768.0113 | #REF! | 767.7905 | 0.1926 | 764.0496 | 0.15718
| 372.9397 | 0 | 372.9397 | -0.024907 | 372.9397 | 0.032246 | 372.9397 | -0.0090926 | 372.9397 | 0.0038489 | 372.9397 | 0.12021 | 612.8601 | 0 | 768.0271 | -0.096157 | 372.9397 | 51.4603 | 612.8601 | 0 | 768.0271 | -0.1964 | 768.0271 | -0.021569 | 759.5274 | -0.012502 | 768.0271 | -0.057461 | 768.0271 | 0 |  |  | 764.182 | -0.0052013 | 768.0271 | -0.083433 | 768.2477 | 0 | 768.2477 | 0 | 768.2477 | -0.010221 | 612.8601 | 0.030718 | 768.2477 | 0 | 768.2477 | 0 |  |  | 768.0271 | 0.067011 | 762.8 | 0.00011659 | 768.2477 | 0 | 768.0271 | 0.033128 | 615.4713 | 15.6783 | 768.2477 | 0 | 768.2477 | 0 | 768.0271 | -0.0084933 | 768.2477 | -0.0068933 | 768.2477 | -0.0046371 | 768.2477 | 0.40271 | 915.3241 | 0.023066 | 768.0271 | 15.9036 | 768.0271 | 0.92377 | 768.2477 | 1.1237 | 914.8318 | 0 | 768.0271 | 0.18429 | 918.9692 | 0.57765 | 915.3241 | 7.5005 | 768.0271 | 0 | 1005.5387 | 0.28446 |  |  | 1227.6897 | 0.25982 | 1032.2057 | 0.01398 | 1144.3373 | 0 | 1143.5669 | 0 | 1143.5601 | 0.0033614 | 768.027 | 0.13527 | 768.2477 | 0.075674 | 768.0271 | 0.22768 | 768.0271 | 0.12397 | 768.2477 | #REF! | 768.0271 | 0.16597 | 764.285 | 0.15614
| 373.0186 | 0 | 373.0186 | 0.0036907 | 373.0186 | 0.033216 | 373.0186 | 0.0082207 | 373.0186 | 0.00083343 | 373.0186 | 0.1324 | 612.9794 | 0.015046 | 768.2637 | 0.05287 | 373.0186 | 52.8679 | 612.9794 | 0.032455 | 768.2637 | 0.05101 | 768.2637 | 0.011787 | 759.7616 | 0.0060656 | 768.2637 | 0.033596 | 768.2637 | 0 |  |  | 764.4158 | 0.016231 | 768.2637 | 0.028396 | 768.4841 | 0.017303 | 768.4841 | 0.012203 | 768.4841 | 0.0034946 | 612.9794 | 0.047957 | 768.4841 | 0.008959 | 768.4841 | 0.0044308 |  |  | 768.2637 | 0.071764 | 763.03 | 0.029147 | 768.4841 | 0.0077193 | 768.2637 | 0.04916 | 615.5909 | 15.8251 | 768.4841 | 0.031946 | 768.4841 | 0.0063321 | 768.2637 | 0.022507 | 768.4841 | 0.0078381 | 768.4841 | 0.0031796 | 768.4841 | 0.40379 | 915.492 | 0.051098 | 768.2637 | 16.0788 | 768.2637 | 0.96498 | 768.4841 | 1.1406 | 915.0002 | 0.00026087 | 768.2637 | 0.22497 | 919.1393 | 0.56634 | 915.492 | 7.5244 | 768.2637 | 0 | 1005.6393 | 0.28395 |  |  | 1227.7635 | 0.25891 | 1032.2188 | 0.013975 | 1144.4014 | 0 | 1143.631 | 0 | 1143.6242 | 0.003358 | 768.264 | 0.13332 | 768.4841 | 0.090758 | 768.2637 | 0.24493 | 768.2637 | 0.12397 | 768.4841 | #REF! | 768.2637 | 0.19921 | 764.5204 | 0.15568
| 373.0976 | 0 | 373.0975 | 0.030988 | 373.0976 | 0.032788 | 373.0976 | -0.011646 | 373.0976 | 0.0053374 | 373.0975 | 0.11978 | 613.0988 | 0 | 768.5003 | -0.075545 | 373.0976 | 54.1512 | 613.0988 | 0 | 768.5003 | -0.14012 | 768.5003 | -0.019183 | 759.9958 | -0.012996 | 768.5003 | -0.057804 | 768.5003 | 0 |  |  | 764.6496 | -0.016191 | 768.5003 | -0.094891 | 768.7205 | 0 | 768.7205 | 0 | 768.7205 | -0.0078737 | 613.0988 | 0.02121 | 768.7205 | 0 | 768.7205 | 0 |  |  | 768.5003 | 0.066818 | 763.27 | -0.0037309 | 768.7205 | 0 | 768.5003 | 0.041245 | 615.7106 | 15.9832 | 768.7205 | 0 | 768.7205 | 0 | 768.5003 | -0.023267 | 768.7205 | -0.0062603 | 768.7205 | -0.0044125 | 768.7205 | 0.38072 | 915.6599 | 0.02093 | 768.5003 | 16.1966 | 768.5003 | 0.93662 | 768.7205 | 1.1669 | 915.1687 | 0 | 768.5003 | 0.1832 | 919.3094 | 0.5513 | 915.6599 | 7.5641 | 768.5003 | 0 | 1005.74 | 0.28303 |  |  | 1227.8374 | 0.258 | 1032.2317 | 0.013969 | 1144.4656 | 0 | 1143.6951 | 0 | 1143.6882 | 0.0033557 | 768.5 | 0.13193 | 768.7205 | 0.079858 | 768.5003 | 0.22872 | 768.5003 | 0.12397 | 768.7205 | #REF! | 768.5003 | 0.16213 | 764.7558 | 0.15409
| 373.1765 | 0 | 373.1765 | 0.0323 | 373.1765 | 0.033016 | 373.1765 | 0.014542 | 373.1765 | 0.0059538 | 373.1765 | 0.12932 | 613.2181 | 0.0090743 | 768.7369 | 0.034083 | 373.1765 | 55.6251 | 613.2181 | 0.03138 | 768.7369 | -0.05172 | 768.7369 | 0.021651 | 760.23 | 0.01083 | 768.7369 | 0.046343 | 768.7369 | 0 |  |  | 764.8834 | 0.0053633 | 768.7369 | 0.064816 | 768.9569 | 0.015038 | 768.9569 | 0.0116 | 768.9569 | 0.0029751 | 613.2181 | 0.046495 | 768.9569 | 0.0037691 | 768.9569 | 0.0040448 |  |  | 768.7369 | 0.075166 | 763.5 | 0.0095605 | 768.9569 | 0.0080293 | 768.7369 | 0.046522 | 615.8302 | 16.1502 | 768.9569 | 0.024579 | 768.9569 | 0.017558 | 768.7369 | 0.03163 | 768.9569 | 0.0087836 | 768.9569 | 0.0025296 | 768.9569 | 0.38653 | 915.8279 | 0.025149 | 768.7369 | 16.4007 | 768.7369 | 0.98684 | 768.9569 | 1.1739 | 915.3372 | 0.0018258 | 768.7369 | 0.24395 | 919.4795 | 0.53938 | 915.8279 | 7.5867 | 768.7369 | 0 | 1005.8406 | 0.2833 |  |  | 1227.9113 | 0.2571 | 1032.2448 | 0.013963 | 1144.5298 | 0 | 1143.7592 | 0 | 1143.7523 | 0.0033535 | 768.737 | 0.13325 | 768.9569 | 0.0854 | 768.7369 | 0.24752 | 768.7369 | 0.12308 | 768.9569 | #REF! | 768.7369 | 0.19494 | 764.9912 | 0.15474
| 373.2554 | 0 | 373.2554 | -0.041106 | 373.2554 | 0.032731 | 373.2554 | -0.012798 | 373.2554 | 0.0048863 | 373.2554 | 0.11754 | 613.3375 | 0 | 768.9735 | -0.07577 | 373.2554 | 57.0423 | 613.3375 | 0 | 768.9735 | -0.051739 | 768.9735 | -0.025767 | 760.4642 | -0.013387 | 768.9735 | -0.063537 | 768.9735 | 0 |  |  | 765.1172 | -0.015975 | 768.9735 | -0.07342 | 769.1933 | 0 | 769.1933 | 0 | 769.1933 | -0.0056775 | 613.3375 | 0.011807 | 769.1934 | 0 | 769.1934 | 0 |  |  | 768.9735 | 0.057359 | 763.74 | -0.012125 | 769.1933 | 0 | 768.9735 | 0.038303 | 615.9498 | 16.3754 | 769.1933 | 0 | 769.1934 | 0 | 768.9735 | -0.021197 | 769.1933 | -0.0055434 | 769.1933 | -0.0035739 | 769.1933 | 0.34708 | 915.9958 | 0.02376 | 768.9735 | 16.4962 | 768.9735 | 0.9611 | 769.1934 | 1.192 | 915.5057 | 0 | 768.9735 | 0.18547 | 919.6497 | 0.52472 | 915.9958 | 7.6136 | 768.9735 | 0 | 1005.9413 | 0.28411 |  |  | 1227.9851 | 0.25619 | 1032.2578 | 0.013956 | 1144.5939 | 0 | 1143.8232 | 0 | 1143.8164 | 0.0033535 | 768.973 | 0.12986 | 769.1934 | 0.080702 | 768.9735 | 0.22924 | 768.9735 | 0.12043 | 769.1934 | #REF! | 768.9735 | 0.16213 | 765.2266 | 0.15422
| 373.3343 | 0 | 373.3343 | -0.026466 | 373.3343 | 0.033016 | 373.3343 | 0.0076913 | 373.3343 | 0.0061793 | 373.3343 | 0.12833 | 613.4568 | 0.024828 | 769.2101 | 0.069721 | 373.3343 | 58.5396 | 613.4568 | 0.024932 | 769.2101 | 0.094418 | 769.2101 | 0.014278 | 760.6984 | 0.013676 | 769.2101 | 0.032016 | 769.2101 | 0 |  |  | 765.351 | 0.013307 | 769.2101 | 0.027628 | 769.4298 | 0.020453 | 769.4298 | 0.0047179 | 769.4298 | 0.0045461 | 613.4568 | 0.046495 | 769.4298 | 0.0084312 | 769.4298 | 0.0037784 |  |  | 769.2101 | 0.061493 | 763.98 | -0.01912 | 769.4298 | 0.0087311 | 769.2101 | 0.044442 | 616.0694 | 16.5898 | 769.4298 | 0.011159 | 769.4298 | 0.011447 | 769.2101 | 0.044171 | 769.4298 | 0.0064813 | 769.4298 | 0.004093 | 769.4298 | 0.36634 | 916.1637 | 0.030808 | 769.2101 | 16.6596 | 769.2101 | 1.0093 | 769.4298 | 1.1986 | 915.6742 | 0.0013044 | 769.2101 | 0.2342 | 919.8198 | 0.51242 | 916.1637 | 7.6313 | 769.2101 | 0 | 1006.0421 | 0.28421 |  |  | 1228.059 | 0.25529 | 1032.2709 | 0.013949 | 1144.6581 | 0 | 1143.8873 | 0 | 1143.8805 | 0.0033557 | 769.21 | 0.1287 | 769.4298 | 0.087969 | 769.2101 | 0.2343 | 769.2101 | 0.11955 | 769.4298 | #REF! | 769.2101 | 0.17833 | 765.4621 | 0.15296
| 373.4133 | 0 | 373.4132 | 0.014327 | 373.4133 | 0.032503 | 373.4133 | -0.0093728 | 373.4133 | 0.0039542 | 373.4133 | 0.11602 | 613.5762 | 0 | 769.4467 | -0.01244 | 373.4133 | 59.9839 | 613.5762 | 0 | 769.4467 | -0.057675 | 769.4467 | -0.011421 | 760.9327 | -0.014054 | 769.4467 | -0.057081 | 769.4467 | 0 |  |  | 765.5848 | -0.020486 | 769.4467 | -0.064368 | 769.6662 | 0 | 769.6662 | 0 | 769.6662 | -0.00061131 | 613.5762 | 0.02215 | 769.6662 | 0 | 769.6663 | 0 |  |  | 769.4467 | 0.052849 | 764.21 | -0.028565 | 769.6662 | 0 | 769.4467 | 0.035868 | 616.1891 | 16.8085 | 769.6662 | 0 | 769.6663 | 0 | 769.4467 | -0.019638 | 769.6662 | -0.0040624 | 769.6662 | -0.0027184 | 769.6662 | 0.34256 | 916.3317 | 0.023387 | 769.4467 | 16.8385 | 769.4467 | 1.0076 | 769.6663 | 1.224 | 915.8427 | 0 | 769.4467 | 0.20798 | 919.9899 | 0.49782 | 916.3317 | 7.667 | 769.4467 | 0 | 1006.1428 | 0.28412 |  |  | 1228.1328 | 0.25439 | 1032.2839 | 0.013941 | 1144.7223 | 0 | 1143.9514 | 0 | 1143.9446 | 0.0033648 | 769.447 | 0.1287 | 769.6662 | 0.080812 | 769.4467 | 0.21926 | 769.4467 | 0.11955 | 769.6663 | #REF! | 769.4467 | 0.17683 | 765.6975 | 0.15303
| 373.4922 | 0 | 373.4922 | 0.050532 | 373.4922 | 0.033672 | 373.4922 | 0.0080027 | 373.4922 | 0.0050217 | 373.4922 | 0.12675 | 613.6956 | 0.012938 | 769.6833 | -0.0040535 | 373.4922 | 61.4756 | 613.6956 | 0.039548 | 769.6833 | 0.032109 | 769.6833 | -0.00041166 | 761.1669 | 0.010502 | 769.6833 | 0.036343 | 769.6833 | 0 |  |  | 765.8187 | 0.0034625 | 769.6833 | 0.071347 | 769.9027 | 0.019289 | 769.9027 | 0.025101 | 769.9027 | 0.0016114 | 613.6956 | 0.045032 | 769.9027 | 0.0071444 | 769.9027 | 0.0018162 |  |  | 769.6833 | 0.065776 | 764.45 | 0.0043138 | 769.9027 | 0.0019909 | 769.6833 | 0.04363 | 616.3087 | 17.0122 | 769.9027 | 0.014548 | 769.9027 | 0.0041149 | 769.6833 | 0.014243 | 769.9027 | 0.0031057 | 769.9027 | 0.0033476 | 769.9027 | 0.34676 | 916.4996 | 0.02675 | 769.6833 | 17.0041 | 769.6833 | 1.0418 | 769.9027 | 1.232 | 916.0112 | 0.00026087 | 769.6833 | 0.23917 | 920.1601 | 0.48497 | 916.4996 | 7.6934 | 769.6833 | 0 | 1006.2435 | 0.2842 |  |  | 1228.2067 | 0.25348 | 1032.297 | 0.013933 | 1144.7865 | 0 | 1144.0155 | 0 | 1144.0088 | 0.0033807 | 769.683 | 0.12673 | 769.9027 | 0.08228 | 769.6833 | 0.22976 | 769.6833 | 0.11955 | 769.9027 | #REF! | 769.6833 | 0.19345 | 765.933 | 0.15319
| 373.5711 | 0 | 373.5711 | -0.046219 | 373.5711 | 0.033301 | 373.5711 | -0.0056984 | 373.5711 | 0.0011575 | 373.5711 | 0.11451 | 613.8149 | 0 | 769.9199 | -0.053788 | 373.5711 | 62.8927 | 613.8149 | 0 | 769.9199 | -0.054301 | 769.9199 | -0.011673 | 761.4012 | -0.0071691 | 769.9199 | -0.057221 | 769.9199 | 0 |  |  | 766.0525 | -0.013379 | 769.9199 | -0.10161 | 770.1392 | 0 | 770.1392 | 0 | 770.1392 | -0.001071 | 613.8149 | 0.020688 | 770.1392 | 0 | 770.1392 | 0 |  |  | 769.9199 | 0.054036 | 764.69 | -0.024717 | 770.1392 | 0 | 769.9199 | 0.032773 | 616.4284 | 17.2615 | 770.1392 | 0 | 770.1392 | 0 | 769.9199 | -0.015289 | 770.1392 | -0.0054586 | 770.1392 | -0.0032897 | 770.1392 | 0.31132 | 916.6676 | 0.02376 | 769.9199 | 17.1541 | 769.9199 | 1.0454 | 770.1392 | 1.23 | 916.1797 | 0 | 769.9199 | 0.20043 | 920.3302 | 0.46971 | 916.6676 | 7.726 | 769.9199 | 0 | 1006.3443 | 0.28476 |  |  | 1228.2806 | 0.25258 | 1032.3101 | 0.013924 | 1144.8507 | 0 | 1144.0797 | 0 | 1144.0729 | 0.0034069 | 769.92 | 0.12743 | 770.1392 | 0.078904 | 769.9199 | 0.22068 | 769.9199 | 0.11955 | 770.1392 | #REF! | 769.9199 | 0.17002 | 766.1684 | 0.15273
| 373.6501 | 0 | 373.6501 | -0.018178 | 373.6501 | 0.034556 | 373.6501 | 0.010992 | 373.6501 | 0.0031874 | 373.6501 | 0.12152 | 613.9343 | 0.024242 | 770.1566 | 0.0064259 | 373.6501 | 64.366 | 613.9343 | 0.050725 | 770.1566 | -0.0065928 | 770.1566 | 0.013373 | 761.6354 | 0.010482 | 770.1566 | 0.032614 | 770.1566 | 0 |  |  | 766.2864 | 0.0064007 | 770.1566 | 0.019095 | 770.3756 | 0.007065 | 770.3756 | 0.010505 | 770.3756 | 0.003115 | 613.9343 | 0.044719 | 770.3756 | 0.0093809 | 770.3757 | 0.0026425 |  |  | 770.1566 | 0.064337 | 764.92 | -0.024367 | 770.3756 | 0.0092064 | 770.1566 | 0.039368 | 616.548 | 17.4776 | 770.3756 | 0.01911 | 770.3757 | 0.012667 | 770.1566 | 0.029435 | 770.3756 | 0.0031816 | 770.3756 | 0.0027725 | 770.3756 | 0.33043 | 916.8355 | 0.027872 | 770.1566 | 17.3437 | 770.1566 | 1.077 | 770.3757 | 1.2662 | 916.3482 | 0.0013044 | 770.1566 | 0.25655 | 920.5004 | 0.45927 | 916.8355 | 7.7373 | 770.1566 | 0 | 1006.4451 | 0.2853 |  |  | 1228.3545 | 0.25169 | 1032.3231 | 0.013914 | 1144.9149 | 0 | 1144.1438 | 0 | 1144.137 | 0.0034398 | 770.157 | 0.1257 | 770.3756 | 0.080298 | 770.1566 | 0.23274 | 770.1566 | 0.11866 | 770.3757 | #REF! | 770.1566 | 0.18813 | 766.4039 | 0.15251
| 373.729 | 0 | 373.729 | 0.039748 | 373.729 | 0.034185 | 373.729 | -0.015725 | 373.729 | 0.0058636 | 373.729 | 0.10889 | 614.0537 | 0 | 770.3932 | -0.042265 | 373.729 | 65.7943 | 614.0537 | 0 | 770.3932 | -0.24197 | 770.3932 | -0.01499 | 761.8697 | -0.020687 | 770.3932 | -0.059389 | 770.3932 | 0 |  |  | 766.5202 | -0.01699 | 770.3932 | -0.12932 | 770.6121 | 0 | 770.6121 | 0 | 770.6121 | -0.0048652 | 614.0537 | 0.0082067 | 770.6121 | 0 | 770.6121 | 0 |  |  | 770.3932 | 0.054014 | 765.16 | -0.035561 | 770.6121 | 0 | 770.3932 | 0.036629 | 616.6677 | 17.6983 | 770.6121 | 0 | 770.6121 | 0 | 770.3932 | -0.015752 | 770.6121 | -0.0083728 | 770.6121 | -0.0018931 | 770.6121 | 0.30027 | 917.0034 | 0.022532 | 770.3932 | 17.523 | 770.3932 | 1.0813 | 770.6121 | 1.2905 | 916.5167 | 0 | 770.3932 | 0.20414 | 920.6705 | 0.4474 | 917.0034 | 7.7636 | 770.3932 | 0 | 1006.5459 | 0.28507 |  |  | 1228.4283 | 0.25079 | 1032.3362 | 0.013904 | 1144.9791 | 0 | 1144.2079 | 0 | 1144.2012 | 0.0034773 | 770.393 | 0.12337 | 770.6121 | 0.075821 | 770.3932 | 0.21874 | 770.3932 | 0.11512 | 770.6121 | #REF! | 770.3932 | 0.15169 | 766.6394 | 0.15151
| 373.8079 | 0 | 373.8079 | 0.0060086 | 373.8079 | 0.034898 | 373.8079 | 0.014573 | 373.8079 | 0.0022252 | 373.8079 | 0.1202 | 614.1731 | 0.022678 | 770.6299 | -0.010363 | 373.8079 | 67.3326 | 614.1731 | 0.029016 | 770.6299 | -0.0075183 | 770.6299 | -0.0001982 | 762.104 | 0.0078398 | 770.6299 | 0.027407 | 770.6299 | 0 |  |  | 766.7541 | 0.0084865 | 770.6299 | 0.030456 | 770.8486 | 0.023691 | 770.8486 | 0.011508 | 770.8486 | -0.0018394 | 614.1731 | 0.042629 | 770.8486 | 0.0055973 | 770.8486 | 0.0016899 |  |  | 770.6299 | 0.065477 | 765.4 | 0.016905 | 770.8486 | 0.0074652 | 770.6299 | 0.041905 | 616.7873 | 17.89 | 770.8486 | 0.016063 | 770.8486 | 0.0061296 | 770.6299 | 0.016359 | 770.8486 | 0.0013629 | 770.8486 | 0.0010442 | 770.8486 | 0.30718 | 917.1714 | 0.031823 | 770.6299 | 17.6772 | 770.6299 | 1.0967 | 770.8486 | 1.3101 | 916.6852 | 0.0018258 | 770.6299 | 0.2516 | 920.8406 | 0.4363 | 917.1714 | 7.772 | 770.6299 | 0 | 1006.6467 | 0.28487 |  |  | 1228.5023 | 0.24989 | 1032.3492 | 0.013894 | 1145.0433 | 0 | 1144.2721 | 0 | 1144.2653 | 0.0035182 | 770.63 | 0.1225 | 770.8486 | 0.079161 | 770.6299 | 0.22976 | 770.6299 | 0.11512 | 770.8486 | #REF! | 770.6299 | 0.1779 | 766.8749 | 0.15241
| 373.8869 | 0 | 373.8869 | -0.0031154 | 373.8869 | 0.034214 | 373.8869 | -0.010214 | 373.8869 | 0.0029619 | 373.8869 | 0.11267 | 614.2926 | 0 | 770.8666 | -0.13386 | 373.8869 | 68.8363 | 614.2926 | 0 | 770.8666 | -0.13759 | 770.8666 | -0.029019 | 762.3383 | -0.0099208 | 770.8666 | -0.058185 | 770.8666 | 0 |  |  | 766.988 | -0.012509 | 770.8666 | -0.063429 | 771.0851 | 0 | 771.0851 | 0 | 771.0851 | -0.0055813 | 614.2926 | 0.020688 | 771.0851 | 0 | 771.0851 | 0 |  |  | 770.8666 | 0.057791 | 765.63 | -0.0019821 | 771.0851 | 0 | 770.8666 | 0.015423 | 616.907 | 18.1526 | 771.0851 | 0 | 771.0851 | 0 | 770.8666 | -0.031499 | 771.0851 | -0.0043488 | 771.0851 | -0.0023831 | 771.0851 | 0.28825 | 917.3393 | 0.023173 | 770.8666 | 17.8745 | 770.8666 | 1.1306 | 771.0851 | 1.3137 | 916.8537 | 0 | 770.8666 | 0.23814 | 921.0108 | 0.42635 | 917.3393 | 7.7974 | 770.8666 | 0 | 1006.7476 | 0.28524 |  |  | 1228.5762 | 0.249 | 1032.3623 | 0.013883 | 1145.1075 | 0 | 1144.3362 | 0 | 1144.3295 | 0.003558 | 770.867 | 0.12241 | 771.0851 | 0.053581 | 770.8666 | 0.21277 | 770.8666 | 0.11512 | 771.0851 | #REF! | 770.8666 | 0.16 | 767.1104 | 0.15074
| 373.9658 | 0 | 373.9658 | -0.029364 | 373.9658 | 0.035012 | 373.9658 | 0.012767 | 373.9658 | 0.0065552 | 373.9658 | 0.11751 | 614.412 | 0 | 771.1033 | -0.03669 | 373.9658 | 70.4539 | 614.412 | 0.011554 | 771.1033 | 0.0098374 | 771.1033 | -0.0021955 | 762.5726 | 0.0055865 | 771.1033 | 0.026588 | 771.1033 | 0 |  |  | 767.2219 | 0.017567 | 771.1033 | 0.042188 | 771.3216 | 0.015704 | 771.3216 | 0.01251 | 771.3216 | 0.00012606 | 614.412 | 0.04148 | 771.3216 | 0.0030175 | 771.3217 | 0.0023658 |  |  | 771.1033 | 0.061359 | 765.87 | 0.0043138 | 771.3216 | 0.00065108 | 771.1033 | 0.034498 | 617.0266 | 18.395 | 771.3216 | 0.023311 | 771.3217 | 0.009667 | 771.1033 | 0.014032 | 771.3216 | 0.0026839 | 771.3216 | 0.0014349 | 771.3216 | 0.28421 | 917.5073 | 0.018421 | 771.1033 | 18.0535 | 771.1033 | 1.1448 | 771.3217 | 1.3356 | 917.0222 | 0.0013044 | 771.1033 | 0.25288 | 921.181 | 0.41804 | 917.5073 | 7.8182 | 771.1033 | 0 | 1006.8484 | 0.28534 |  |  | 1228.6501 | 0.24811 | 1032.3754 | 0.013872 | 1145.1719 | 0 | 1144.4004 | 0 | 1144.3936 | 0.0035921 | 771.103 | 0.12214 | 771.3216 | 0.073105 | 771.1033 | 0.22431 | 771.1033 | 0.11158 | 771.3217 | #REF! | 771.1033 | 0.186 | 767.3459 | 0.15136
| 374.0448 | 0 | 374.0448 | 0.017354 | 374.0448 | 0.034071 | 374.0448 | -0.0098399 | 374.0448 | 0.0023304 | 374.0448 | 0.10907 | 614.5314 | 0 | 771.3399 | 0.0521 | 374.0448 | 71.9974 | 614.5314 | 0 | 771.3399 | -0.09462 | 771.34 | -0.0086225 | 762.8069 | -0.0065529 | 771.3399 | -0.055467 | 771.34 | 0 |  |  | 767.4558 | -0.011866 | 771.34 | -0.033076 | 771.5582 | 0 | 771.5582 | 0 | 771.5582 | -0.00085108 | 614.5314 | 0.02424 | 771.5582 | 0 | 771.5582 | 0 |  |  | 771.3399 | 0.055137 | 766.11 | -0.028215 | 771.5582 | 0 | 771.34 | 0.036578 | 617.1463 | 18.6736 | 771.5582 | 0 | 771.5582 | 0 | 771.34 | -0.01977 | 771.5582 | 0.00055677 | 771.5582 | 0.0007385 | 771.5582 | 0.27328 | 917.6752 | 0.029847 | 771.3399 | 18.2385 | 771.3399 | 1.192 | 771.5582 | 1.3399 | 917.1907 | 0 | 771.3399 | 0.22836 | 921.3511 | 0.40617 | 917.6752 | 7.8669 | 771.34 | 0 | 1006.9493 | 0.28501 |  |  | 1228.7241 | 0.24722 | 1032.3883 | 0.01386 | 1145.2361 | 0 | 1144.4645 | 0 | 1144.4578 | 0.0036194 | 771.34 | 0.12144 | 771.5582 | 0.080775 | 771.34 | 0.212 | 771.34 | 0.11424 | 771.5582 | #REF! | 771.34 | 0.15872 | 767.5814 | 0.15054
| 374.1237 | 0 | 374.1237 | 0.020397 | 374.1237 | 0.034812 | 374.1237 | 0.01286 | 374.1237 | 0.0026461 | 374.1237 | 0.11555 | 614.6508 | 0.014695 | 771.5766 | -0.022997 | 374.1237 | 73.6344 | 614.6508 | 0.01379 | 771.5766 | 0.01483 | 771.5766 | 0.0078537 | 763.0412 | 0.016374 | 771.5766 | 0.018702 | 771.5766 | 0 |  |  | 767.6897 | 0.0071056 | 771.5766 | 0.015397 | 771.7947 | 0.029884 | 771.7947 | 0.021382 | 771.7947 | -0.0011079 | 614.6508 | 0.032912 | 771.7947 | 0.0034177 | 771.7947 | 0.0035339 |  |  | 771.5766 | 0.067236 | 766.34 | 0.0078116 | 771.7947 | 0.0067466 | 771.5766 | 0.041651 | 617.2659 | 18.8933 | 771.7947 | 0.019827 | 771.7947 | 0.006274 | 771.5766 | 0.01744 | 771.7947 | 0.0015478 | 771.7947 | 0.0022285 | 771.7947 | 0.27628 | 917.8432 | 0.024775 | 771.5766 | 18.3318 | 771.5766 | 1.192 | 771.7947 | 1.365 | 917.3593 | 0.0018258 | 771.5766 | 0.28364 | 921.5213 | 0.39491 | 917.8432 | 7.9141 | 771.5766 | 0.0072445 | 1007.0502 | 0.28533 |  |  | 1228.7981 | 0.24632 | 1032.4014 | 0.013848 | 1145.3003 | 0 | 1144.5287 | 0 | 1144.5219 | 0.0036364 | 771.577 | 0.1214 | 771.7947 | 0.076739 | 771.5766 | 0.2247 | 771.5766 | 0.11512 | 771.7947 | #REF! | 771.5766 | 0.1747 | 767.8169 | 0.14933
| 374.2027 | 0 | 374.2027 | -0.026599 | 374.2027 | 0.034641 | 374.2027 | -0.0086566 | 374.2027 | 0.0018192 | 374.2027 | 0.10826 | 614.7703 | 0 | 771.8133 | -0.0075194 | 374.2027 | 75.1381 | 614.7703 | 0 | 771.8133 | -0.10114 | 771.8134 | -0.023289 | 763.2755 | -0.01481 | 771.8133 | -0.046126 | 771.8134 | 0 |  |  | 767.9236 | -0.013749 | 771.8134 | -0.091532 | 772.0312 | 0 | 772.0312 | 0 | 772.0312 | -0.0073652 | 614.7703 | 0.031658 | 772.0312 | 0 | 772.0312 | 0 |  |  | 771.8133 | 0.058221 | 766.58 | -0.017722 | 772.0312 | 0 | 771.8134 | 0.036477 | 617.3856 | 19.1686 | 772.0312 | 0 | 772.0312 | 0 | 771.8134 | -0.014033 | 772.0312 | -0.0058041 | 772.0312 | -0.0033911 | 772.0312 | 0.24861 | 918.0111 | 0.022425 | 771.8133 | 18.3784 | 771.8133 | 1.1681 | 772.0312 | 1.3676 | 917.5278 | 0 | 771.8133 | 0.24892 | 921.6915 | 0.38343 | 918.0111 | 7.9685 | 771.8134 | 0 | 1007.1512 | 0.28611 |  |  | 1228.8719 | 0.24543 | 1032.4144 | 0.013835 | 1145.3646 | 0 | 1144.5929 | 0 | 1144.5861 | 0.0036432 | 771.813 | 0.12166 | 772.0312 | 0.076151 | 771.8134 | 0.20849 | 771.8134 | 0.11424 | 772.0312 | #REF! | 771.8134 | 0.14829 | 768.0524 | 0.14899
| 374.2816 | 0 | 374.2816 | -0.030228 | 374.2816 | 0.03544 | 374.2816 | 0.011054 | 374.2816 | 0.0064349 | 374.2816 | 0.1146 | 614.8897 | 0.0013465 | 772.0501 | -0.10902 | 374.2816 | 76.7317 | 614.8897 | 0.031595 | 772.0501 | 0.027003 | 772.0501 | 0.0057497 | 763.5098 | 0.0012322 | 772.0501 | 0.027568 | 772.0501 | 0 |  |  | 768.1575 | 0.0091318 | 772.0501 | 0.045732 | 772.2678 | 0.00783 | 772.2678 | 0.015609 | 772.2678 | 0.0034919 | 614.8897 | 0.035211 | 772.2678 | 0.0064474 | 772.2678 | 0.0049114 |  |  | 772.0501 | 0.0688 | 766.82 | 0.0036143 | 772.2678 | 0.0066548 | 772.0501 | 0.022221 | 617.5052 | 19.3883 | 772.2678 | 0.02055 | 772.2678 | 0.012564 | 772.0501 | 0.020703 | 772.2678 | 0.0062039 | 772.2678 | 0.0038598 | 772.2678 | 0.26186 | 918.1791 | 0.036415 | 772.0501 | 18.5154 | 772.0501 | 1.2453 | 772.2678 | 1.3873 | 917.6963 | 0.0013044 | 772.0501 | 0.28503 | 921.8616 | 0.37342 | 918.1791 | 7.9964 | 772.0501 | 0 | 1007.2521 | 0.28622 |  |  | 1228.9459 | 0.24455 | 1032.4275 | 0.013822 | 1145.4288 | 0 | 1144.6571 | 0 | 1144.6503 | 0.0036364 | 772.05 | 0.11887 | 772.2678 | 0.051012 | 772.0501 | 0.22055 | 772.0501 | 0.11247 | 772.2678 | #REF! | 772.0501 | 0.17875 | 768.288 | 0.14851
| 374.3606 | 0 | 374.3606 | -0.00087043 | 374.3606 | 0.034584 | 374.3606 | -0.003145 | 374.3606 | 0.0036234 | 374.3606 | 0.10518 | 615.0092 | 0 | 772.2868 | -0.0086077 | 374.3606 | 78.1373 | 615.0092 | 0 | 772.2868 | -0.11862 | 772.2868 | -0.0065724 | 763.7442 | -0.011151 | 772.2868 | -0.062189 | 772.2868 | 0 |  |  | 768.3915 | -0.018431 | 772.2868 | -0.048514 | 772.5044 | 0 | 772.5044 | 0 | 772.5044 | -0.0043426 | 615.0092 | 0.042315 | 772.5044 | 0 | 772.5043 | 0 |  |  | 772.2868 | 0.048187 | 767.05 | 0.012708 | 772.5044 | 0 | 772.2868 | 0.037999 | 617.6249 | 19.6392 | 772.5044 | 0 | 772.5043 | 0 | 772.2868 | -0.031518 | 772.5044 | -0.003247 | 772.5044 | -0.002747 | 772.5044 | 0.23841 | 918.347 | 0.024401 | 772.2868 | 18.6863 | 772.2868 | 1.25 | 772.5043 | 1.4023 | 917.8648 | 0 | 772.2868 | 0.24336 | 922.0318 | 0.36112 | 918.347 | 8.018 | 772.2868 | 0 | 1007.3531 | 0.28606 |  |  | 1229.0199 | 0.24366 | 1032.4406 | 0.013809 | 1145.4932 | 0 | 1144.7212 | 0 | 1144.7145 | 0.0036182 | 772.287 | 0.1162 | 772.5044 | 0.076151 | 772.2868 | 0.20538 | 772.2868 | 0.11247 | 772.5043 | #REF! | 772.2868 | 0.15212 | 768.5235 | 0.14845
| 374.4395 | 0 | 374.4395 | 0.029979 | 374.4395 | 0.034527 | 374.4395 | 0.0056984 | 374.4395 | 0.0040594 | 374.4395 | 0.11319 | 615.1287 | 0.036754 | 772.5235 | -0.01375 | 374.4395 | 79.6531 | 615.1287 | 0.013417 | 772.5235 | -0.0073546 | 772.5235 | 0.008982 | 763.9785 | 0.0047737 | 772.5235 | 0.02187 | 772.5235 | 0 |  |  | 768.6254 | 0.0063934 | 772.5235 | 0.0079631 | 772.7409 | 0.0063658 | 772.7409 | 0.013731 | 772.7409 | 0.0046951 | 615.1287 | 0.029882 | 772.7409 | 0.0037702 | 772.7409 | 0.0006935 |  |  | 772.5235 | 0.060997 | 767.29 | 0.0099102 | 772.7409 | 0.0017746 | 772.5235 | 0.037339 | 617.7446 | 19.8354 | 772.7409 | 0.017107 | 772.7409 | 0.0049806 | 772.5235 | 0.013618 | 772.7409 | 0.0048939 | 772.7409 | 0.00031922 | 772.7409 | 0.25129 | 918.515 | 0.021678 | 772.5235 | 18.8617 | 772.5235 | 1.3069 | 772.7409 | 1.41 | 918.0334 | 0.0018258 | 772.5235 | 0.28818 | 922.202 | 0.35122 | 918.515 | 8.0204 | 772.5235 | 0 | 1007.4541 | 0.2863 |  |  | 1229.0939 | 0.24278 | 1032.4536 | 0.013795 | 1145.5574 | 0 | 1144.7854 | 0 | 1144.7787 | 0.0035887 | 772.524 | 0.11397 | 772.7409 | 0.069692 | 772.5235 | 0.21783 | 772.5235 | 0.10893 | 772.7409 | #REF! | 772.5235 | 0.17364 | 768.7591 | 0.14779
| 374.5185 | 0 | 374.5185 | -0.0013729 | 374.5185 | 0.033757 | 374.5185 | -0.011521 | 374.5185 | 0.0041647 | 374.5185 | 0.10272 | 615.2481 | 0 | 772.7602 | -0.065025 | 374.5185 | 81.0566 | 615.2481 | 0 | 772.7602 | -0.18448 | 772.7603 | -0.024266 | 764.2129 | -0.010146 | 772.7602 | -0.051467 | 772.7603 | 0 |  |  | 768.8594 | -0.01388 | 772.7603 | -0.10497 | 772.9775 | 0 | 772.9775 | 0 | 772.9775 | -0.0059973 | 615.2481 | 0.035211 | 772.9775 | 0 | 772.9775 | 0 |  |  | 772.7602 | 0.048149 | 767.53 | -0.0068788 | 772.9775 | 0 | 772.7603 | 0.030845 | 617.8642 | 20.0994 | 772.9775 | 0 | 772.9775 | 0 | 772.7603 | -0.020635 | 772.9775 | -0.006633 | 772.9775 | -0.0047585 | 772.9775 | 0.2295 | 918.683 | 0.02328 | 772.7602 | 18.9966 | 772.7602 | 1.3023 | 772.9775 | 1.4385 | 918.2019 | 0 | 772.7602 | 0.25367 | 922.3722 | 0.33903 | 918.683 | 8.0362 | 772.7603 | 0 | 1007.5551 | 0.28671 |  |  | 1229.168 | 0.24189 | 1032.4667 | 0.013781 | 1145.6217 | 0 | 1144.8496 | 0 | 1144.8429 | 0.0035501 | 772.76 | 0.11551 | 772.9775 | 0.070756 | 772.7603 | 0.20435 | 772.7603 | 0.1107 | 772.9775 | #REF! | 772.7603 | 0.14019 | 768.9947 | 0.14753
| 374.5975 | 0 | 374.5975 | -0.022969 | 374.5975 | 0.034556 | 374.5975 | 0.010089 | 374.5975 | 0.0041647 | 374.5975 | 0.1118 | 615.3676 | 0.0080204 | 772.997 | 0.059228 | 374.5975 | 82.4818 | 615.3676 | 0.032025 | 772.997 | -0.024775 | 772.997 | 0.011313 | 764.4473 | 0.011435 | 772.997 | 0.041771 | 772.997 | 0 |  |  | 769.0934 | 0.012242 | 772.997 | 0.036441 | 773.2141 | 0.029368 | 773.2141 | 0.028219 | 773.2141 | 0.007254 | 615.3676 | 0.02518 | 773.2141 | 0.013833 | 773.2141 | 0.004226 |  |  | 772.997 | 0.06438 | 767.76 | -0.016322 | 773.2141 | 0.0059557 | 772.997 | 0.038202 | 617.9839 | 20.3405 | 773.2141 | 0.02921 | 773.2141 | 0.019213 | 772.997 | 0.026324 | 773.2141 | 0.0069109 | 773.2141 | 0.0040506 | 773.2141 | 0.23955 | 918.8509 | 0.0291 | 772.997 | 19.1702 | 772.997 | 1.3125 | 773.2141 | 1.4607 | 918.3705 | 0.0013044 | 772.997 | 0.31953 | 922.5423 | 0.33033 | 918.8509 | 8.0361 | 772.997 | 0 | 1007.6561 | 0.2868 |  |  | 1229.2419 | 0.24101 | 1032.4797 | 0.013767 | 1145.686 | 0 | 1144.9138 | 0 | 1144.9071 | 0.0035069 | 772.997 | 0.11241 | 773.2141 | 0.075564 | 772.997 | 0.22042 | 772.997 | 0.10628 | 773.2141 | #REF! | 772.997 | 0.17833 | 769.2302 | 0.14792
| 374.6764 | 0 | 374.6764 | 0.038525 | 374.6764 | 0.033586 | 374.6764 | -0.007629 | 374.6764 | 0.0041045 | 374.6764 | 0.10413 | 615.4871 | 0 | 773.2338 | -0.021458 | 374.6764 | 83.8234 | 615.4871 | 0 | 773.2338 | -0.11882 | 773.2337 | -0.019474 | 764.6816 | -0.02049 | 773.2338 | -0.055915 | 773.2337 | 0 |  |  | 769.3273 | -0.016381 | 773.2337 | -0.087333 | 773.4507 | 0 | 773.4507 | 0 | 773.4507 | -0.0061026 | 615.4871 | 0.025389 | 773.4507 | 0 | 773.4507 | 0 |  |  | 773.2338 | 0.050781 | 768 | 0.0088609 | 773.4507 | 0 | 773.2337 | 0.035513 | 618.1036 | 20.6464 | 773.4507 | 0 | 773.4507 | 0 | 773.2337 | -0.026022 | 773.4507 | -0.0050345 | 773.4507 | -0.0038887 | 773.4507 | 0.21906 | 919.0189 | 0.029207 | 773.2338 | 19.3449 | 773.2338 | 1.371 | 773.4507 | 1.4744 | 918.539 | 0 | 773.2338 | 0.25064 | 922.7125 | 0.31901 | 919.0189 | 8.0525 | 773.2337 | 0 | 1007.7571 | 0.2862 |  |  | 1229.3159 | 0.24013 | 1032.4928 | 0.013752 | 1145.7504 | 0 | 1144.978 | 0 | 1144.9713 | 0.0034637 | 773.234 | 0.11414 | 773.4507 | 0.072371 | 773.2337 | 0.19242 | 773.2337 | 0.10805 | 773.4507 | #REF! | 773.2337 | 0.15702 | 769.4658 | 0.14746
| 374.7554 | 0 | 374.7554 | 0.043474 | 374.7554 | 0.034499 | 374.7554 | 0.0065703 | 374.7554 | 0.0050066 | 374.7554 | 0.10766 | 615.6066 | 0.017153 | 773.4705 | 0.057799 | 374.7554 | 85.233 | 615.6066 | 0.035464 | 773.4705 | -0.014225 | 773.4705 | 0.0090367 | 764.916 | 0.012496 | 773.4705 | 0.033375 | 773.4705 | 0 |  |  | 769.5613 | 0.018662 | 773.4705 | 0.031095 | 773.6873 | 0.044958 | 773.6873 | 0.023613 | 773.6873 | 0.0034257 | 615.6066 | 0.026643 | 773.6873 | 0.0067837 | 773.6873 | 0.0031388 |  |  | 773.4705 | 0.064591 | 768.24 | -0.009677 | 773.6873 | 0.0052632 | 773.4705 | 0.042108 | 618.2233 | 20.9035 | 773.6873 | 0.013389 | 773.6873 | 0.010802 | 773.4705 | 0.027493 | 773.6873 | 0.0052465 | 773.6873 | 0.00051934 | 773.6873 | 0.22752 | 919.1869 | 0.026483 | 773.4705 | 19.4291 | 773.4705 | 1.3603 | 773.6873 | 1.5107 | 918.7075 | 0.0018258 | 773.4705 | 0.29878 | 922.8827 | 0.30955 | 919.1869 | 8.0459 | 773.4705 | 0 | 1007.8582 | 0.2857 |  |  | 1229.3899 | 0.23925 | 1032.5059 | 0.013737 | 1145.8146 | 0 | 1145.0424 | 0 | 1145.0355 | 0.0034262 | 773.471 | 0.10423 | 773.6873 | 0.079528 | 773.4705 | 0.20668 | 773.4705 | 0.092125 | 773.6873 | #REF! | 773.4705 | 0.1762 | 769.7014 | 0.14747
| 374.8344 | 0 | 374.8344 | -0.042462 | 374.8344 | 0.034099 | 374.8344 | -0.011428 | 374.8344 | 0.0038189 | 374.8344 | 0.098001 | 615.7261 | 0 | 773.7073 | -0.1355 | 374.8344 | 86.5808 | 615.7261 | 0 | 773.7073 | -0.099129 | 773.7073 | -0.032953 | 765.1504 | -0.025946 | 773.7073 | -0.054795 | 773.7073 | 0 |  |  | 769.7953 | -0.018613 | 773.7073 | -0.04524 | 773.9239 | 0 | 773.9239 | 0 | 773.9239 | -0.012838 | 615.7261 | 0.0090966 | 773.9239 | 0 | 773.9239 | 0 |  |  | 773.7073 | 0.042272 | 768.47 | -0.012125 | 773.9239 | 0 | 773.7073 | 0.021105 | 618.3429 | 21.2228 | 773.9239 | 0 | 773.9239 | 0 | 773.7073 | -0.027428 | 773.9239 | -0.010217 | 773.9239 | -0.0051473 | 773.9239 | 0.19884 | 919.3548 | 0.023387 | 773.7073 | 19.5916 | 773.7073 | 1.3848 | 773.9239 | 1.5213 | 918.8761 | 0 | 773.7073 | 0.28153 | 923.0529 | 0.29845 | 919.3548 | 8.0516 | 773.7073 | 0 | 1007.9592 | 0.28608 |  |  | 1229.464 | 0.23837 | 1032.5189 | 0.013721 | 1145.8789 | 0 | 1145.1066 | 0 | 1145.0997 | 0.0033978 | 773.707 | 0.10988 | 773.9239 | 0.060334 | 773.7073 | 0.19242 | 773.7073 | 0.10097 | 773.9239 | #REF! | 773.7073 | 0.14296 | 769.937 | 0.14572
| 374.9133 | 0 | 374.9133 | -0.035229 | 374.9133 | 0.035097 | 374.9133 | 0.005605 | 374.9133 | 0.0031874 | 374.9133 | 0.10436 | 615.8456 | 0.014343 | 773.9441 | 0.040841 | 374.9133 | 87.9812 | 615.8456 | 0.017144 | 773.9441 | -0.039375 | 773.9441 | 0.0010127 | 765.3848 | -0.0013755 | 773.9441 | 0.033593 | 773.9441 | 0 |  |  | 770.0293 | 0.012338 | 773.9441 | 0.033979 | 774.1605 | 0.027667 | 774.1605 | 0.017735 | 774.1605 | 0.0038506 | 615.8456 | 0.04148 | 774.1605 | 0.0063081 | 774.1605 | 0.0036645 |  |  | 773.9441 | 0.055641 | 768.71 | 0.0078116 | 774.1605 | 0.0042303 | 773.9441 | 0.037593 | 618.4626 | 21.5023 | 774.1605 | 0.025657 | 774.1605 | 0.011768 | 773.9441 | 0.028493 | 774.1605 | 0.0022171 | 774.1605 | 0.002788 | 774.1605 | 0.22161 | 919.5228 | 0.032036 | 773.9441 | 19.716 | 773.9441 | 1.399 | 774.1605 | 1.5392 | 919.0446 | 0.0018258 | 773.9441 | 0.32048 | 923.2231 | 0.29145 | 919.5228 | 8.0368 | 773.9441 | 0 | 1008.0604 | 0.28689 |  |  | 1229.538 | 0.23749 | 1032.532 | 0.013706 | 1145.9432 | 0 | 1145.1708 | 0 | 1145.1639 | 0.0033807 | 773.944 | 0.11048 | 774.1605 | 0.075087 | 773.9441 | 0.2072 | 773.9441 | 0.10185 | 774.1605 | #REF! | 773.9441 | 0.1796 | 770.1726 | 0.14625
| 374.9923 | 0 | 374.9923 | 0.014999 | 374.9923 | 0.034214 | 374.9923 | -0.0034564 | 374.9923 | 0.0028416 | 374.9923 | 0.09924 | 615.9651 | 0 | 774.1809 | -0.068881 | 374.9923 | 89.2213 | 615.9651 | 0 | 774.1809 | -0.24204 | 774.1809 | -0.030791 | 765.6192 | -0.0076047 | 774.1809 | -0.05594 | 774.1809 | 0 |  |  | 770.2633 | -0.012762 | 774.1809 | -0.083974 | 774.3972 | 0 | 774.3972 | 0 | 774.3972 | -0.0067447 | 615.9651 | 0.033748 | 774.3972 | 0 | 774.3972 | 0 |  |  | 774.1809 | 0.049647 | 768.95 | 0.016555 | 774.3972 | 0 | 774.1809 | 0.031759 | 618.5823 | 21.8505 | 774.3972 | 0 | 774.3972 | 0 | 774.1809 | -0.019751 | 774.3972 | -0.0060524 | 774.3972 | -0.0037902 | 774.3972 | 0.18968 | 919.6908 | 0.020663 | 774.1809 | 19.8826 | 774.1809 | 1.3952 | 774.3972 | 1.5509 | 919.2132 | 0 | 774.1809 | 0.30114 | 923.3933 | 0.28139 | 919.6908 | 8.051 | 774.1809 | 0 | 1008.1615 | 0.28713 |  |  | 1229.6121 | 0.23662 | 1032.545 | 0.013689 | 1146.0076 | 0 | 1145.235 | 0 | 1145.2283 | 0.0033762 | 774.181 | 0.10991 | 774.3972 | 0.065765 | 774.1809 | 0.18943 | 774.1809 | 0.10362 | 774.3972 | #REF! | 774.1809 | 0.13934 | 770.4082 | 0.14525
| 375.0713 | 0 | 375.0713 | 0.039971 | 375.0713 | 0.034983 | 375.0713 | 0.012954 | 375.0713 | 0.005608 | 375.0713 | 0.10576 | 616.0847 | 0.034017 | 774.4177 | -0.059511 | 375.0713 | 90.5254 | 616.0847 | 0.038688 | 774.4177 | 0.083756 | 774.4176 | 0.0019183 | 765.8536 | 0.0091256 | 774.4177 | 0.034118 | 774.4176 | 0 |  |  | 770.4973 | 0.011542 | 774.4176 | 0.023069 | 774.6338 | 0.012463 | 774.6338 | 0.0069099 | 774.6338 | -0.00028874 | 616.0847 | 0.032912 | 774.6338 | 0.0035086 | 774.6338 | 0.00064464 |  |  | 774.4177 | 0.057739 | 769.18 | -0.009677 | 774.6338 | 4.4535e-05 | 774.4176 | 0.032875 | 618.702 | 22.1164 | 774.6338 | 0.012365 | 774.6338 | 0.012871 | 774.4176 | 0.027341 | 774.6338 | -0.0012859 | 774.6338 | 0.00016661 | 774.6338 | 0.19977 | 919.8587 | 0.028726 | 774.4177 | 19.9743 | 774.4177 | 1.4584 | 774.6338 | 1.5769 | 919.3818 | 0.0013044 | 774.4177 | 0.32545 | 923.5635 | 0.27363 | 919.8587 | 8.0643 | 774.4176 | 0 | 1008.2626 | 0.28685 |  |  | 1229.6862 | 0.23574 | 1032.5581 | 0.013673 | 1146.0719 | 0 | 1145.2993 | 0 | 1145.2925 | 0.0033807 | 774.418 | 0.11128 | 774.6338 | 0.066756 | 774.4176 | 0.20577 | 774.4176 | 0.10362 | 774.6338 | #REF! | 774.4176 | 0.16661 | 770.6439 | 0.14552
| 375.1503 | 0 | 375.1503 | -0.030837 | 375.1503 | 0.034584 | 375.1503 | -0.0099956 | 375.1503 | 0.0043601 | 375.1503 | 0.096697 | 616.2042 | 0 | 774.6545 | -0.017953 | 375.1503 | 91.6848 | 616.2042 | 0 | 774.6545 | -0.094084 | 774.6545 | -0.020077 | 766.0881 | -0.019829 | 774.6545 | -0.043218 | 774.6545 | 0 |  |  | 770.7314 | -0.0093327 | 774.6545 | -0.10077 | 774.8704 | 0 | 774.8704 | 0 | 774.8704 | -0.0042635 | 616.2042 | 0.021523 | 774.8704 | 0 | 774.8704 | 0 |  |  | 774.6545 | 0.040259 | 769.42 | -0.026466 | 774.8704 | 0 | 774.6545 | 0.02704 | 618.8217 | 22.4113 | 774.8704 | 0 | 774.8704 | 0 | 774.6545 | -0.043067 | 774.8704 | -0.0033858 | 774.8704 | -0.0029284 | 774.8704 | 0.18083 | 920.0267 | 0.031716 | 774.6545 | 20.1435 | 774.6545 | 1.4858 | 774.8704 | 1.591 | 919.5503 | 0 | 774.6545 | 0.30797 | 923.7337 | 0.26482 | 920.0267 | 8.0962 | 774.6545 | 0.0090425 | 1008.3638 | 0.28723 |  |  | 1229.7601 | 0.23487 | 1032.5712 | 0.013656 | 1146.1363 | 0 | 1145.3635 | 0 | 1145.3568 | 0.0033944 | 774.654 | 0.11358 | 774.8704 | 0.067233 | 774.6545 | 0.18749 | 774.6545 | 0.10539 | 774.8704 | #REF! | 774.6545 | 0.14679 | 770.8795 | 0.14447
| 375.2293 | 0 | 375.2292 | -0.0077183 | 375.2293 | 0.035012 | 375.2293 | 0.010992 | 375.2293 | 0.0055328 | 375.2293 | 0.10252 | 616.3238 | 0.011533 | 774.8913 | 0.042324 | 375.2293 | 92.8586 | 616.3238 | 0.021708 | 774.8913 | 0.060542 | 774.8913 | 0.017999 | 766.3225 | 0.016783 | 774.8913 | 0.044789 | 774.8913 | 0 |  |  | 770.9654 | 0.0066862 | 774.8913 | 0.026391 | 775.1071 | 0.011991 | 775.1071 | 0.010865 | 775.1071 | 0.0029828 | 616.3238 | 0.023091 | 775.1071 | 0.0064292 | 775.1071 | 0.0051884 |  |  | 774.8913 | 0.065734 | 769.66 | 0.014807 | 775.1071 | 0.0012198 | 774.8913 | 0.039977 | 618.9414 | 22.5906 | 775.1071 | 0.020722 | 775.1071 | 0.0080162 | 774.8913 | 0.028955 | 775.1071 | 0.0055688 | 775.1071 | 0.0052452 | 775.1071 | 0.19435 | 920.1947 | 0.025629 | 774.8913 | 20.2758 | 774.8913 | 1.4966 | 775.1071 | 1.5962 | 919.7189 | 0.0013044 | 774.8913 | 0.371 | 923.9039 | 0.25875 | 920.1947 | 8.1019 | 774.8913 | 0 | 1008.465 | 0.28791 |  |  | 1229.8342 | 0.234 | 1032.5842 | 0.013639 | 1146.2007 | 0 | 1145.4279 | 0 | 1145.421 | 0.0034148 | 774.891 | 0.10596 | 775.1071 | 0.071637 | 774.8913 | 0.20175 | 774.8913 | 0.099201 | 775.1071 | #REF! | 774.8913 | 0.16107 | 771.1152 | 0.14471
| 375.3082 | 0 | 375.3082 | 0.028224 | 375.3082 | 0.034385 | 375.3082 | -0.0087189 | 375.3082 | 0.0020598 | 375.3082 | 0.092705 | 616.4433 | 0 | 775.1281 | -0.07835 | 375.3082 | 93.8829 | 616.4433 | 0 | 775.1281 | -0.14333 | 775.1281 | -0.023425 | 766.5569 | -0.025411 | 775.1281 | -0.064333 | 775.1281 | 0 |  |  | 771.1995 | -0.013224 | 775.1281 | -0.083974 | 775.3438 | 0 | 775.3438 | 0 | 775.3438 | -0.007927 | 616.4433 | 0.027792 | 775.3438 | 0 | 775.3438 | 0 |  |  | 775.1281 | 0.039688 | 769.89 | -0.0086277 | 775.3438 | 0 | 775.1281 | 0.027801 | 619.061 | 22.7826 | 775.3438 | 0 | 775.3438 | 0 | 775.1281 | -0.013404 | 775.3438 | -0.0069178 | 775.3438 | -0.0027331 | 775.3438 | 0.17423 | 920.3627 | 0.02376 | 775.1281 | 20.3955 | 775.1281 | 1.5131 | 775.3438 | 1.611 | 919.8874 | 0 | 775.1281 | 0.31784 | 924.0741 | 0.24989 | 920.3627 | 8.1069 | 775.1281 | 0 | 1008.5662 | 0.28789 |  |  | 1229.9083 | 0.23313 | 1032.5973 | 0.013621 | 1146.265 | 0 | 1145.4921 | 0 | 1145.4853 | 0.0034421 | 775.128 | 0.10666 | 775.3438 | 0.067637 | 775.1281 | 0.18295 | 775.1281 | 0.10185 | 775.3438 | #REF! | 775.1281 | 0.13252 | 771.3508 | 0.14376
| 375.3872 | 0 | 375.3872 | 0.036765 | 375.3872 | 0.034869 | 375.3872 | 0.011677 | 375.3872 | 0.00645 | 375.3872 | 0.10048 | 616.5629 | 0.032648 | 775.3649 | 0.041041 | 375.3872 | 95.03 | 616.5629 | 0.027942 | 775.3649 | 0.020147 | 775.3649 | 0.023336 | 766.7914 | 0.0024959 | 775.3649 | 0.03296 | 775.3649 | 0 |  |  | 771.4335 | 0.0081942 | 775.3649 | 0.072774 | 775.5804 | 0.031434 | 775.5804 | 0.025682 | 775.5804 | 0.0042383 | 616.5629 | 0.026016 | 775.5804 | 0.0080894 | 775.5804 | 0.0037214 |  |  | 775.3649 | 0.04873 | 770.13 | 0.0081613 | 775.5804 | 0.008976 | 775.3649 | 0.03328 | 619.1807 | 22.8857 | 775.5804 | 0.035827 | 775.5804 | 0.014772 | 775.3649 | 0.022553 | 775.5804 | 0.0057435 | 775.5804 | 0.0015332 | 775.5804 | 0.18595 | 920.5307 | 0.028085 | 775.3649 | 20.5379 | 775.3649 | 1.5371 | 775.5804 | 1.6403 | 920.056 | 0.0013044 | 775.3649 | 0.3844 | 924.2443 | 0.24328 | 920.5307 | 8.1014 | 775.3649 | 0 | 1008.6674 | 0.28737 |  |  | 1229.9824 | 0.23227 | 1032.6104 | 0.013603 | 1146.3293 | 0 | 1145.5564 | 0 | 1145.5496 | 0.0034728 | 775.365 | 0.10647 | 775.5804 | 0.071894 | 775.3649 | 0.19475 | 775.3649 | 0.099201 | 775.5804 | #REF! | 775.3649 | 0.15659 | 771.5865 | 0.14407
| 375.4662 | 0 | 375.4662 | 0.0023771 | 375.4662 | 0.033643 | 375.4662 | -0.010432 | 375.4662 | 0.0041196 | 375.4662 | 0.09203 | 616.6824 | 0 | 775.6018 | -0.07167 | 375.4662 | 96.0269 | 616.6824 | 0 | 775.6018 | -0.15912 | 775.6018 | -0.032626 | 767.0259 | -0.019631 | 775.6018 | -0.052776 | 775.6018 | 0 |  |  | 771.6676 | -0.0075375 | 775.6018 | -0.09741 | 775.8171 | 0 | 775.8171 | 0 | 775.8171 | -0.0086518 | 616.6824 | 0.031031 | 775.8171 | 0 | 775.8171 | 0 |  |  | 775.6018 | 0.036203 | 770.37 | -0.012475 | 775.8171 | 0 | 775.6018 | 0.032672 | 619.3004 | 23.0742 | 775.8171 | 0 | 775.8171 | 0 | 775.6018 | -0.0061874 | 775.8171 | -0.0050205 | 775.8171 | -0.0030351 | 775.8171 | 0.16095 | 920.6987 | 0.032464 | 775.6018 | 20.7181 | 775.6018 | 1.5526 | 775.8171 | 1.6519 | 920.2246 | 0 | 775.6018 | 0.34187 | 924.4146 | 0.23376 | 920.6987 | 8.1043 | 775.6018 | 0.0072409 | 1008.7687 | 0.28772 |  |  | 1230.0565 | 0.2314 | 1032.6234 | 0.013584 | 1146.3938 | 0 | 1145.6207 | 0 | 1145.6139 | 0.003508 | 775.602 | 0.10815 | 775.8171 | 0.061912 | 775.6018 | 0.18178 | 775.6018 | 0.10274 | 775.8171 | #REF! | 775.6018 | 0.13316 | 771.8221 | 0.1435
| 375.5452 | 0 | 375.5452 | 0.0027614 | 375.5452 | 0.034042 | 375.5452 | 0.010307 | 375.5452 | 0.0038189 | 375.5452 | 0.098004 | 616.802 | 0.015397 | 775.8386 | -0.081032 | 375.5452 | 97.1615 | 616.802 | 0.019008 | 775.8386 | -0.030682 | 775.8386 | 0.0084747 | 767.2603 | 0.0065568 | 775.8386 | 0.029522 | 775.8386 | 0 |  |  | 771.9016 | 0.010349 | 775.8386 | 0.032736 | 776.0538 | 0.023294 | 776.0538 | 0.013838 | 776.0538 | 0.00071748 | 616.802 | 0.036987 | 776.0538 | 0.0079249 | 776.0538 | 0.0012156 |  |  | 775.8386 | 0.047753 | 770.6 | -0.0079281 | 776.0538 | 0.00037922 | 775.8386 | 0.020953 | 619.4201 | 23.2473 | 776.0538 | 0.025472 | 776.0538 | 0.0094909 | 775.8386 | 0.012976 | 776.0538 | -0.00024028 | 776.0538 | -0.00051857 | 776.0538 | 0.1758 | 920.8666 | 0.021411 | 775.8386 | 20.853 | 775.8386 | 1.5929 | 776.0538 | 1.6755 | 920.3931 | 0.0023475 | 775.8386 | 0.37618 | 924.5848 | 0.22791 | 920.8666 | 8.0968 | 775.8386 | 0 | 1008.87 | 0.28883 |  |  | 1230.1306 | 0.23053 | 1032.6365 | 0.013566 | 1146.4581 | 0 | 1145.6849 | 0 | 1145.6782 | 0.0035444 | 775.839 | 0.10305 | 776.0538 | 0.053177 | 775.8386 | 0.19592 | 775.8386 | 0.097432 | 776.0538 | #REF! | 775.8386 | 0.16171 | 772.0578 | 0.14304
| 375.6242 | 0 | 375.6242 | 0.012683 | 375.6242 | 0.032902 | 375.6242 | -0.015756 | 375.6242 | 0.0027213 | 375.6242 | 0.089228 | 616.9216 | 0 | 776.0755 | -0.076285 | 375.6242 | 98.1451 | 616.9216 | 0 | 776.0755 | -0.1042 | 776.0755 | -0.02877 | 767.4948 | -0.012274 | 776.0755 | -0.056087 | 776.0755 | 0 |  |  | 772.1357 | -0.015916 | 776.0755 | -0.10917 | 776.2905 | 0 | 776.2905 | 0 | 776.2905 | -0.010557 | 616.9216 | 0.031972 | 776.2905 | 0 | 776.2905 | 0 |  |  | 776.0755 | 0.035525 | 770.84 | 0.0029147 | 776.2905 | 0 | 776.0755 | 0.024199 | 619.5398 | 23.4885 | 776.2905 | 0 | 776.2905 | 0 | 776.0755 | -0.016631 | 776.2905 | -0.0076827 | 776.2905 | -0.0038409 | 776.2905 | 0.14797 | 921.0346 | 0.025736 | 776.0755 | 20.9266 | 776.0755 | 1.6652 | 776.2905 | 1.703 | 920.5617 | 0 | 776.0755 | 0.33822 | 924.755 | 0.21922 | 921.0346 | 8.1036 | 776.0755 | 0 | 1008.9713 | 0.28913 |  |  | 1230.2047 | 0.22967 | 1032.6495 | 0.013547 | 1146.5226 | 0 | 1145.7493 | 0 | 1145.7424 | 0.0035796 | 776.075 | 0.10491 | 776.2905 | 0.06004 | 776.0755 | 0.17854 | 776.0755 | 0.10097 | 776.2905 | #REF! | 776.0755 | 0.13167 | 772.2935 | 0.14144
| 375.7032 | 0 | 375.7032 | 0.060842 | 375.7032 | 0.033415 | 375.7032 | 0.012144 | 375.7032 | 0.0075626 | 375.7032 | 0.098851 | 617.0412 | 0.02346 | 776.3123 | 0.002196 | 375.7032 | 99.2284 | 617.0412 | 0.040623 | 776.3123 | 0.014132 | 776.3123 | 0.0084714 | 767.7293 | 0.011045 | 776.3123 | 0.039759 | 776.3123 | 0 |  |  | 772.3698 | 0.0094918 | 776.3123 | 0.011891 | 776.5272 | 0.032147 | 776.5272 | 0.0066362 | 776.5272 | 0.0021264 | 617.0412 | 0.047122 | 776.5272 | 0.0017194 | 776.5272 | 0.0023444 |  |  | 776.3123 | 0.059236 | 771.08 | -0.014574 | 776.5272 | 0.0022159 | 776.3123 | 0.035056 | 619.6595 | 23.7332 | 776.5272 | 0.028199 | 776.5272 | 0.01278 | 776.3123 | 0.034973 | 776.5272 | 0.0015086 | 776.5272 | 0.00068167 | 776.5272 | 0.17011 | 921.2026 | 0.024615 | 776.3123 | 21.1254 | 776.3123 | 1.6482 | 776.5272 | 1.7304 | 920.7303 | 0.0018258 | 776.3123 | 0.39346 | 924.9252 | 0.21178 | 921.2026 | 8.1193 | 776.3123 | 0 | 1009.0726 | 0.28856 |  |  | 1230.2789 | 0.2288 | 1032.6626 | 0.013527 | 1146.5869 | 0 | 1145.8136 | 0 | 1145.8068 | 0.0036114 | 776.312 | 0.1037 | 776.5272 | 0.068775 | 776.3123 | 0.19579 | 776.3123 | 0.097432 | 776.5272 | #REF! | 776.3123 | 0.16405 | 772.5292 | 0.142
| 375.7822 | 0 | 375.7822 | -0.023907 | 375.7822 | 0.032931 | 375.7822 | -0.0074733 | 375.7822 | 0.0033077 | 375.7822 | 0.091001 | 617.1608 | 0 | 776.5492 | -0.11981 | 375.7822 | 100.2529 | 617.1608 | 0 | 776.5492 | -0.15318 | 776.5492 | -0.030092 | 767.9638 | -0.030322 | 776.5492 | -0.063649 | 776.5492 | 0 |  |  | 772.6039 | -0.017779 | 776.5492 | -0.09657 | 776.764 | 0 | 776.764 | 0 | 776.764 | -0.010888 | 617.1608 | 0.020374 | 776.764 | 0 | 776.764 | 0 |  |  | 776.5492 | 0.047914 | 771.31 | -0.0047802 | 776.764 | 0 | 776.5492 | 0.022373 | 619.7792 | 24.0606 | 776.764 | 0 | 776.764 | 0 | 776.5492 | -0.017219 | 776.764 | -0.0084041 | 776.764 | -0.0067403 | 776.764 | 0.14135 | 921.3706 | 0.024775 | 776.5492 | 21.1907 | 776.5492 | 1.6813 | 776.764 | 1.7397 | 920.8989 | 0 | 776.5492 | 0.34864 | 925.0955 | 0.20352 | 921.3706 | 8.1635 | 776.5492 | 0 | 1009.1739 | 0.2884 |  |  | 1230.353 | 0.22794 | 1032.6757 | 0.013507 | 1146.6514 | 0 | 1145.8779 | 0 | 1145.8711 | 0.0036341 | 776.549 | 0.1037 | 776.764 | 0.058829 | 776.5492 | 0.16986 | 776.5492 | 0.097432 | 776.764 | #REF! | 776.5492 | 0.12826 | 772.7649 | 0.14083
| 375.8612 | 0 | 375.8612 | -0.0214 | 375.8612 | 0.033216 | 375.8612 | 0.012923 | 375.8612 | 0.0026612 | 375.8612 | 0.096626 | 617.2804 | 0.0083718 | 776.7861 | -0.0079638 | 375.8612 | 101.3386 | 617.2804 | 0.032025 | 776.7861 | 0.04242 | 776.7861 | 0.0038138 | 768.1983 | 0.0058578 | 776.7861 | 0.029472 | 776.7861 | 0 |  |  | 772.838 | 0.0075584 | 776.7861 | 0.042602 | 777.0007 | 0.042363 | 777.0007 | 0.021276 | 777.0007 | 0.0016279 | 617.2804 | 0.038554 | 777.0007 | 0.0056719 | 777.0007 | 0.0057506 |  |  | 776.7861 | 0.058409 | 771.55 | -0.0093273 | 777.0007 | 0.0025253 | 776.7861 | 0.032164 | 619.8989 | 24.3626 | 777.0007 | 0.043602 | 777.0007 | 0.010055 | 776.7861 | 0.039018 | 777.0007 | 0.0029034 | 777.0007 | 0.0012689 | 777.0007 | 0.15902 | 921.5386 | 0.01794 | 776.7861 | 21.2587 | 776.7861 | 1.7047 | 777.0007 | 1.7628 | 921.0675 | 0.00078262 | 776.7861 | 0.40392 | 925.2657 | 0.1968 | 921.5386 | 8.1984 | 776.7861 | 0 | 1009.2753 | 0.28891 |  |  | 1230.4271 | 0.22708 | 1032.6887 | 0.013487 | 1146.7158 | 0 | 1145.9423 | 0 | 1145.9354 | 0.0036455 | 776.786 | 0.10096 | 777.0007 | 0.065252 | 776.7861 | 0.19229 | 776.7861 | 0.094778 | 777.0007 | #REF! | 776.7861 | 0.16299 | 773.0006 | 0.14055
| 375.9402 | 0 | 375.9402 | 0.002405 | 375.9402 | 0.032218 | 375.9402 | -0.0069751 | 375.9402 | 0.0031874 | 375.9402 | 0.090737 | 617.4 | 0 | 777.023 | -0.0070874 | 375.9402 | 102.1899 | 617.4 | 0 | 777.023 | -0.11367 | 777.023 | -0.012933 | 768.4329 | -0.010291 | 777.023 | -0.061153 | 777.023 | 0 |  |  | 773.0722 | -0.014472 | 777.023 | -0.092372 | 777.2374 | 0 | 777.2374 | 0 | 777.2374 | -0.005695 | 617.4 | 0.0082067 | 777.2374 | 0 | 777.2374 | 0 |  |  | 777.023 | 0.043069 | 771.79 | -0.029963 | 777.2374 | 0 | 777.023 | 0.032672 | 620.0186 | 24.6493 | 777.2374 | 0 | 777.2374 | 0 | 777.023 | -0.016759 | 777.2374 | -0.0054109 | 777.2374 | -0.0028987 | 777.2374 | 0.14234 | 921.7066 | 0.021197 | 777.023 | 21.4373 | 777.023 | 1.7319 | 777.2374 | 1.791 | 921.2361 | 0 | 777.023 | 0.36757 | 925.4359 | 0.18745 | 921.7066 | 8.2328 | 777.023 | 0.0090425 | 1009.3766 | 0.28893 |  |  | 1230.5013 | 0.22622 | 1032.7018 | 0.013467 | 1146.7802 | 0 | 1146.0066 | 0 | 1145.9998 | 0.0036432 | 777.023 | 0.10577 | 777.2374 | 0.065325 | 777.023 | 0.17686 | 777.023 | 0.098316 | 777.2374 | #REF! | 777.023 | 0.12016 | 773.2364 | 0.13971
| 376.0192 | 0 | 376.0192 | 0.05529 | 376.0192 | 0.032845 | 376.0192 | 0.014137 | 376.0192 | 0.0066003 | 376.0192 | 0.095416 | 617.5196 | 0.019261 | 777.2599 | 0.01067 | 376.0192 | 103.0383 | 617.5196 | 0.024288 | 777.2599 | 0.087541 | 777.2599 | 0.011121 | 768.6674 | 0.0013287 | 777.2599 | 0.028828 | 777.2599 | 0 |  |  | 773.3063 | 0.012466 | 777.2599 | 0.046889 | 777.4742 | 0.015229 | 777.4742 | 0.013099 | 777.4742 | 0.0055594 | 617.5196 | 0.023718 | 777.4742 | 0.0057673 | 777.4742 | 0.0038025 |  |  | 777.2599 | 0.053269 | 772.02 | -0.0019821 | 777.4742 | 0.001479 | 777.2599 | 0.032672 | 620.1383 | 24.8686 | 777.4742 | 0.0090616 | 777.4742 | 0.0093558 | 777.2599 | 0.011402 | 777.4742 | 0.0032114 | 777.4742 | 0.0012125 | 777.4742 | 0.15512 | 921.8746 | 0.0291 | 777.2599 | 21.5524 | 777.2599 | 1.7966 | 777.4742 | 1.7925 | 921.4046 | 0.0028693 | 777.2599 | 0.43031 | 925.6062 | 0.18034 | 921.8746 | 8.2446 | 777.2599 | 0 | 1009.478 | 0.2889 |  |  | 1230.5754 | 0.22537 | 1032.7148 | 0.013446 | 1146.8446 | 0 | 1146.0709 | 0 | 1146.0641 | 0.0036273 | 777.26 | 0.095699 | 777.4742 | 0.068114 | 777.2599 | 0.19138 | 777.2599 | 0.088542 | 777.4742 | #REF! | 777.2599 | 0.15276 | 773.4721 | 0.14034
| 376.0982 | 0 | 376.0982 | -0.015876 | 376.0982 | 0.031933 | 376.0982 | -0.0056673 | 376.0982 | 0.0029619 | 376.0982 | 0.085565 | 617.6392 | 0 | 777.4968 | -0.070451 | 376.0982 | 103.7616 | 617.6392 | 0 | 777.4968 | -0.12061 | 777.4968 | -0.031327 | 768.9019 | -0.0071127 | 777.4968 | -0.057241 | 777.4968 | 0 |  |  | 773.5404 | -0.012927 | 777.4968 | -0.050756 | 777.7109 | 0 | 777.7109 | 0 | 777.7109 | -0.0020738 | 617.6392 | 0.036046 | 777.7109 | 0 | 777.7109 | 0 |  |  | 777.4968 | 0.038562 | 772.26 | -0.019821 | 777.7109 | 0 | 777.4968 | 0.021764 | 620.2581 | 25.102 | 777.7109 | 0 | 777.7109 | 0 | 777.4968 | -0.0039324 | 777.7109 | -0.0052902 | 777.7109 | -0.0025635 | 777.7109 | 0.13052 | 922.0426 | 0.028993 | 777.4968 | 21.6652 | 777.4968 | 1.7597 | 777.7109 | 1.8163 | 921.5733 | 0 | 777.4968 | 0.36473 | 925.7764 | 0.17279 | 922.0426 | 8.2685 | 777.4968 | 0 | 1009.5795 | 0.2893 |  |  | 1230.6497 | 0.22451 | 1032.7279 | 0.013425 | 1146.9091 | 0 | 1146.1353 | 0 | 1146.1284 | 0.0035978 | 777.497 | 0.097694 | 777.7109 | 0.056994 | 777.4968 | 0.1753 | 777.4968 | 0.094778 | 777.7109 | #REF! | 777.4968 | 0.13273 | 773.7078 | 0.13974
| 376.1772 | 0 | 376.1772 | -0.052266 | 376.1772 | 0.032446 | 376.1772 | 0.0069128 | 376.1772 | 0.0026161 | 376.1772 | 0.09104 | 617.7589 | 0 | 777.7337 | 0.022162 | 376.1772 | 104.5306 | 617.7589 | 0.018262 | 777.7337 | -0.030563 | 777.7337 | 0.015133 | 769.1364 | 0.0056913 | 777.7337 | 0.031785 | 777.7337 | 0 |  |  | 773.7746 | 0.013594 | 777.7337 | 0.063265 | 777.9477 | 0.01399 | 777.9477 | 0.016266 | 777.9477 | 0.0038031 | 617.7589 | 0.032285 | 777.9477 | 0.0094242 | 777.9477 | 0.005313 |  |  | 777.7337 | 0.067113 | 772.5 | 0.031246 | 777.9477 | 0.012039 | 777.7337 | 0.037694 | 620.3778 | 25.2732 | 777.9477 | 0.035672 | 777.9477 | 0.014942 | 777.7337 | 0.039754 | 777.9477 | 0.0046085 | 777.9477 | 0.0039734 | 777.9477 | 0.14844 | 922.2106 | 0.035507 | 777.7337 | 21.7301 | 777.7337 | 1.8329 | 777.9477 | 1.8519 | 921.7418 | 0.00078262 | 777.7337 | 0.43071 | 925.9467 | 0.16525 | 922.2106 | 8.2895 | 777.7337 | 0.0036195 | 1009.6809 | 0.28951 |  |  | 1230.7239 | 0.22366 | 1032.741 | 0.013403 | 1146.9735 | 0 | 1146.1996 | 0 | 1146.1929 | 0.003558 | 777.734 | 0.10075 | 777.9477 | 0.069105 | 777.7337 | 0.18554 | 777.7337 | 0.094778 | 777.9477 | #REF! | 777.7337 | 0.17023 | 773.9436 | 0.14002
| 376.2562 | 0 | 376.2562 | 0.0046675 | 376.2562 | 0.031705 | 376.2562 | -0.010961 | 376.2562 | 0.0022853 | 376.2562 | 0.084195 | 617.8785 | 0 | 777.9706 | -0.046608 | 376.2562 | 105.1786 | 617.8785 | 0 | 777.9706 | -0.064916 | 777.9706 | -0.016658 | 769.371 | -0.018432 | 777.9706 | -0.056737 | 777.9706 | 0 |  |  | 774.0087 | -0.016283 | 777.9706 | -0.093211 | 778.1845 | 0 | 778.1845 | 0 | 778.1845 | -0.0045397 | 617.8785 | 0.015672 | 778.1845 | 0 | 778.1845 | 0 |  |  | 777.9706 | 0.042963 | 772.73 | -0.018421 | 778.1845 | 0 | 777.9706 | 0.025113 | 620.4975 | 25.474 | 778.1845 | 0 | 778.1845 | 0 | 777.9706 | -0.0088932 | 778.1845 | -0.0037218 | 778.1845 | -0.00264 | 778.1845 | 0.12631 | 922.3786 | 0.023921 | 777.9706 | 21.913 | 777.9706 | 1.8292 | 778.1845 | 1.8628 | 921.9104 | 0 | 777.9706 | 0.39335 | 926.1169 | 0.15896 | 922.3786 | 8.3308 | 777.9706 | 0 | 1009.7823 | 0.28989 |  |  | 1230.798 | 0.22281 | 1032.754 | 0.013381 | 1147.038 | 0 | 1146.264 | 0 | 1146.2572 | 0.0035103 | 777.971 | 0.10029 | 778.1845 | 0.061361 | 777.9706 | 0.16817 | 777.9706 | 0.093009 | 778.1845 | #REF! | 777.9706 | 0.12485 | 774.1793 | 0.13895
| 376.3352 | 0 | 376.3352 | -0.0061773 | 376.3352 | 0.03236 | 376.3352 | 0.0045774 | 376.3352 | 0.0079384 | 376.3352 | 0.091086 | 617.9982 | 0.0080204 | 778.2076 | 0.068065 | 376.3352 | 105.9184 | 617.9982 | 0.018262 | 778.2076 | 0.041542 | 778.2076 | 0.019853 | 769.6055 | 0.011955 | 778.2076 | 0.04089 | 778.2076 | 0 |  |  | 774.2429 | 0.0074857 | 778.2076 | 0.019506 | 778.4213 | 0.0099984 | 778.4213 | 0.025604 | 778.4213 | 0.0037584 | 617.9982 | 0.04148 | 778.4213 | 0.010703 | 778.4213 | 0.0057328 |  |  | 778.2076 | 0.0657 | 772.97 | -0.0033811 | 778.4213 | 0.0091035 | 778.2076 | 0.036223 | 620.6172 | 25.6468 | 778.4213 | 0.022625 | 778.4213 | 0.011503 | 778.2076 | 0.019054 | 778.4213 | 0.0072289 | 778.4213 | 0.0038803 | 778.4213 | 0.1447 | 922.5466 | 0.028352 | 778.2076 | 21.9471 | 778.2076 | 1.9292 | 778.4213 | 1.8996 | 922.0791 | 0.00026087 | 778.2076 | 0.46374 | 926.2872 | 0.153 | 922.5466 | 8.3701 | 778.2076 | 0 | 1009.8839 | 0.29015 |  |  | 1230.8722 | 0.22195 | 1032.7671 | 0.013359 | 1147.1024 | 0 | 1146.3284 | 0 | 1146.3215 | 0.003458 | 778.208 | 0.094809 | 778.4213 | 0.069215 | 778.2076 | 0.19319 | 778.2076 | 0.090311 | 778.4213 | #REF! | 778.2076 | 0.14978 | 774.4151 | 0.13875
| 376.4143 | 0 | 376.4142 | -0.026199 | 376.4143 | 0.03199 | 376.4143 | -0.0063835 | 376.4143 | 0.004736 | 376.4143 | 0.080558 | 618.1178 | 0 | 778.4445 | -0.067641 | 376.4143 | 106.6305 | 618.1178 | 0 | 778.4445 | -0.070855 | 778.4445 | -0.024505 | 769.8401 | -0.020762 | 778.4445 | -0.060217 | 778.4445 | 0 |  |  | 774.4771 | -0.013174 | 778.4445 | -0.074406 | 778.6581 | 0 | 778.6581 | 0 | 778.6581 | -0.010687 | 618.1178 | 0.032808 | 778.6581 | 0 | 778.6581 | 0 |  |  | 778.4445 | 0.05002 | 773.21 | -0.010377 | 778.6581 | 0 | 778.4445 | 0.025011 | 620.7369 | 25.9257 | 778.6581 | 0 | 778.6581 | 0 | 778.4445 | -0.02383 | 778.6581 | -0.0043643 | 778.6581 | -0.0036377 | 778.6581 | 0.11977 | 922.7146 | 0.024775 | 778.4445 | 21.9686 | 778.4445 | 1.9123 | 778.6581 | 1.8904 | 922.2477 | 0 | 778.4445 | 0.40931 | 926.4574 | 0.14687 | 922.7146 | 8.4237 | 778.4445 | 0 | 1009.9854 | 0.29 |  |  | 1230.9464 | 0.2211 | 1032.7802 | 0.013337 | 1147.1669 | 0 | 1146.3927 | 0 | 1146.386 | 0.0034069 | 778.444 | 0.092045 | 778.6581 | 0.058866 | 778.4445 | 0.16259 | 778.4445 | 0.08412 | 778.6581 | #REF! | 778.4445 | 0.12016 | 774.6509 | 0.13807
| 376.4933 | 0 | 376.4933 | -0.021304 | 376.4933 | 0.032617 | 376.4933 | 0.010276 | 376.4933 | 0.0050668 | 376.4933 | 0.089486 | 618.2375 | 0.0097769 | 778.6815 | -0.021396 | 376.4933 | 107.4392 | 618.2375 | 0.019753 | 778.6815 | 0.019697 | 778.6815 | 0.0039727 | 770.0747 | 0.022243 | 778.6815 | 0.041895 | 778.6815 | 0 |  |  | 774.7113 | 0.021198 | 778.6815 | 0.016262 | 778.8949 | 0.017752 | 778.8949 | 0.015071 | 778.8949 | 0.00047211 | 618.2375 | 0.037927 | 778.8949 | 0 | 778.8948 | 0.00080167 |  |  | 778.6815 | 0.052228 | 773.44 | -0.0023318 | 778.8949 | 0.0074037 | 778.6815 | 0.031353 | 620.8567 | 26.1772 | 778.8949 | 0.0098436 | 778.8948 | 0.012871 | 778.6815 | 0.017426 | 778.8949 | 0.001559 | 778.8949 | -0.00034918 | 778.8949 | 0.12237 | 922.8826 | 0.030969 | 778.6815 | 22.0316 | 778.6815 | 1.9643 | 778.8948 | 1.919 | 922.4163 | 0.0023475 | 778.6815 | 0.46047 | 926.6277 | 0.14206 | 922.8826 | 8.462 | 778.6815 | 0 | 1010.0869 | 0.28969 |  |  | 1231.0206 | 0.22026 | 1032.7932 | 0.013314 | 1147.2313 | 0 | 1146.4571 | 0 | 1146.4503 | 0.0033569 | 778.681 | 0.095843 | 778.8949 | 0.061839 | 778.6815 | 0.18347 | 778.6815 | 0.088542 | 778.8948 | #REF! | 778.6815 | 0.15425 | 774.8867 | 0.13772
| 376.5723 | 0 | 376.5723 | -0.010517 | 376.5723 | 0.03236 | 376.5723 | -0.0099333 | 376.5723 | 0.0037587 | 376.5723 | 0.083049 | 618.3572 | 0 | 778.9184 | -0.11398 | 376.5723 | 108.0504 | 618.3572 | 0 | 778.9184 | -0.093948 | 778.9184 | -0.022192 | 770.3093 | -0.014489 | 778.9184 | -0.058165 | 778.9184 | 0 |  |  | 774.9454 | -0.016749 | 778.9184 | -0.10665 | 779.1317 | 0 | 779.1317 | 0 | 779.1317 | -0.012081 | 618.3572 | 0.020688 | 779.1317 | 0 | 779.1317 | 0 |  |  | 778.9184 | 0.034992 | 773.68 | -0.014924 | 779.1317 | 0 | 778.9184 | 0.02496 | 620.9764 | 26.4538 | 779.1317 | 0 | 779.1317 | 0 | 778.9184 | -0.022283 | 779.1317 | -0.013177 | 779.1317 | -0.0092574 | 779.1317 | 0.10878 | 923.0506 | 0.024775 | 778.9184 | 22.046 | 778.9184 | 1.9467 | 779.1317 | 1.9466 | 922.5849 | 0 | 778.9184 | 0.41275 | 926.798 | 0.13703 | 923.0506 | 8.4964 | 778.9184 | 0.0090425 | 1010.1884 | 0.28923 |  |  | 1231.0948 | 0.21941 | 1032.8063 | 0.013291 | 1147.2959 | 0 | 1146.5215 | 0 | 1146.5148 | 0.0033114 | 778.918 | 0.10092 | 779.1317 | 0.052774 | 778.9184 | 0.16026 | 778.9184 | 0.093894 | 779.1317 | #REF! | 778.9184 | 0.12016 | 775.1225 | 0.13701
| 376.6513 | 0 | 376.6513 | 0.010307 | 376.6513 | 0.033358 | 376.6513 | 0.010649 | 376.6513 | 0.0057283 | 376.6513 | 0.092116 | 618.4769 | 0.028738 | 779.1554 | 0.017843 | 376.6513 | 108.7299 | 618.4769 | 0.025792 | 779.1554 | 0.025321 | 779.1554 | 0.01656 | 770.5439 | 0.012015 | 779.1554 | 0.040423 | 779.1554 | 0 |  |  | 775.1796 | 0.016018 | 779.1554 | 0.043633 | 779.3685 | 0.011914 | 779.3685 | 0.019545 | 779.3685 | 6.7146e-05 | 618.4769 | 0.025494 | 779.3685 | 0.010153 | 779.3685 | 0.0043902 |  |  | 779.1554 | 0.045398 | 773.92 | -0.0040807 | 779.3685 | 0.0069798 | 779.1554 | 0.035259 | 621.0961 | 26.6481 | 779.3685 | 0.029099 | 779.3685 | 0.0087565 | 779.1554 | 0.028876 | 779.3685 | 0.0029875 | 779.3685 | 0.0021982 | 779.3685 | 0.13312 | 923.2186 | 0.023654 | 779.1554 | 22.1241 | 779.1554 | 1.9647 | 779.3685 | 1.9616 | 922.7535 | 0.0013044 | 779.1554 | 0.48141 | 926.9682 | 0.13156 | 923.2186 | 8.5158 | 779.1554 | 0 | 1010.29 | 0.28941 |  |  | 1231.1691 | 0.21856 | 1032.8193 | 0.013268 | 1147.3603 | 0 | 1146.5859 | 0 | 1146.5791 | 0.0032705 | 779.155 | 0.09392 | 779.3685 | 0.066206 | 779.1554 | 0.17854 | 779.1554 | 0.085004 | 779.3685 | #REF! | 779.1554 | 0.14339 | 775.3583 | 0.13597
| 376.7303 | 0 | 376.7303 | 0.013521 | 376.7303 | 0.032674 | 376.7303 | -0.0081895 | 376.7303 | 0.0026912 | 376.7303 | 0.081708 | 618.5965 | 0 | 779.3923 | -0.04123 | 376.7303 | 109.2317 | 618.5965 | 0 | 779.3923 | -0.14547 | 779.3923 | -0.022976 | 770.7784 | -0.011313 | 779.3923 | -0.06133 | 779.3923 | 0 |  |  | 775.4139 | -0.014744 | 779.3923 | -0.081537 | 779.6053 | 0 | 779.6053 | 0 | 779.6053 | -0.0084476 | 618.5965 | 0.011493 | 779.6053 | 0 | 779.6054 | 0 |  |  | 779.3923 | 0.037573 | 774.15 | 0.0022152 | 779.6053 | 0 | 779.3923 | 0.028309 | 621.2158 | 26.9241 | 779.6053 | 0 | 779.6054 | 0 | 779.3923 | -0.028761 | 779.6053 | -0.0032553 | 779.6053 | -0.0058063 | 779.6053 | 0.11262 | 923.3867 | 0.018795 | 779.3923 | 22.1788 | 779.3923 | 2.0101 | 779.6053 | 1.9976 | 922.9221 | 0 | 779.3923 | 0.42805 | 927.1385 | 0.12642 | 923.3867 | 8.5398 | 779.3923 | 0.0090425 | 1010.3915 | 0.29011 |  |  | 1231.2433 | 0.21772 | 1032.8324 | 0.013245 | 1147.4248 | 0 | 1146.6504 | 0 | 1146.6436 | 0.0032353 | 779.392 | 0.096925 | 779.6053 | 0.060664 | 779.3923 | 0.16441 | 779.3923 | 0.092125 | 779.6053 | #REF! | 779.3923 | 0.12442 | 775.5941 | 0.13623
| 376.8094 | 0 | 376.8094 | -0.001566 | 376.8094 | 0.033159 | 376.8094 | 0.010182 | 376.8094 | 0.0054426 | 376.8094 | 0.087581 | 618.7162 | 0.011884 | 779.6293 | -0.033867 | 376.8094 | 109.7122 | 618.7162 | 0.016399 | 779.6293 | 0.058407 | 779.6293 | 0.0068943 | 771.0131 | -0.0039346 | 779.6293 | 0.03021 | 779.6293 | 0 |  |  | 775.6481 | 0.012104 | 779.6293 | 0.034458 | 779.8422 | 0.045241 | 779.8422 | 0.010967 | 779.8422 | -0.004173 | 618.7162 | 0.044719 | 779.8422 | 0 | 779.8422 | 0.0012583 |  |  | 779.6293 | 0.051165 | 774.39 | -0.0072287 | 779.8422 | 0.0043158 | 779.6293 | 0.031099 | 621.3356 | 27.2004 | 779.8422 | 0.019817 | 779.8422 | 0.0058446 | 779.6293 | 0.028764 | 779.8422 | -0.00054889 | 779.8422 | -0.0017404 | 779.8422 | 0.12077 | 923.5547 | 0.036361 | 779.6293 | 22.2584 | 779.6293 | 2.0772 | 779.8422 | 2.0067 | 923.0907 | 0.0013044 | 779.6293 | 0.45596 | 927.3088 | 0.12188 | 923.5547 | 8.5499 | 779.6293 | 0 | 1010.4932 | 0.29042 |  |  | 1231.3176 | 0.21688 | 1032.8455 | 0.013221 | 1147.4894 | 0 | 1146.7147 | 0 | 1146.7079 | 0.0032057 | 779.629 | 0.092285 | 779.8422 | 0.05949 | 779.6293 | 0.18036 | 779.6293 | 0.085004 | 779.8422 | #REF! | 779.6293 | 0.14125 | 775.8299 | 0.13662
| 376.8884 | 0 | 376.8884 | 0.020551 | 376.8884 | 0.032218 | 376.8884 | -0.0047642 | 376.8884 | 0.0021049 | 376.8884 | 0.081057 | 618.836 | 0 | 779.8663 | -0.080032 | 376.8884 | 110.0237 | 618.836 | 0 | 779.8663 | -0.12225 | 779.8663 | -0.021933 | 771.2477 | -0.022511 | 779.8663 | -0.065022 | 779.8663 | 0 |  |  | 775.8823 | -0.020429 | 779.8663 | -0.049068 | 780.079 | 0 | 780.079 | 0 | 780.079 | -0.0042027 | 618.836 | 0.024867 | 780.079 | 0 | 780.079 | 0 |  |  | 779.8663 | 0.042499 | 774.63 | -0.011076 | 780.079 | 0 | 779.8663 | 0.020496 | 621.4553 | 27.5099 | 780.079 | 0 | 780.079 | 0 | 779.8663 | -0.037914 | 780.079 | -0.0076799 | 780.079 | -0.0058666 | 780.079 | 0.10776 | 923.7227 | 0.021518 | 779.8663 | 22.2957 | 779.8663 | 2.1342 | 780.079 | 2.0366 | 923.2593 | 0 | 779.8663 | 0.42984 | 927.4791 | 0.11614 | 923.7227 | 8.5654 | 779.8663 | 0.0090425 | 1010.5948 | 0.29074 |  |  | 1231.3918 | 0.21604 | 1032.8585 | 0.013197 | 1147.5538 | 0 | 1146.7792 | 0 | 1146.7723 | 0.0031807 | 779.866 | 0.098703 | 780.079 | 0.050278 | 779.8663 | 0.15378 | 779.8663 | 0.093894 | 780.079 | #REF! | 779.8663 | 0.11228 | 776.0657 | 0.13531
| 376.9674 | 0 | 376.9674 | 0.047424 | 376.9674 | 0.033073 | 376.9674 | 0.0097776 | 376.9674 | 0.0049164 | 376.9674 | 0.086146 | 618.9557 | 0.02346 | 780.1033 | 0.11426 | 376.9674 | 110.3376 | 618.9557 | 0.020498 | 780.1033 | 0.044147 | 780.1033 | 0.018273 | 771.4823 | 0.0089084 | 780.1033 | 0.050869 | 780.1033 | 0 |  |  | 776.1165 | 0.022191 | 780.1033 | 0.075298 | 780.3159 | 0.043984 | 780.3159 | 0.031698 | 780.3159 | 0.007436 | 618.9557 | 0.036151 | 780.3159 | 0.016714 | 780.3159 | 0.0081555 |  |  | 780.1033 | 0.060416 | 774.86 | 0.021452 | 780.3159 | 0.0078602 | 780.1033 | 0.039419 | 621.5751 | 27.7156 | 780.3159 | 0.029404 | 780.3159 | 0.014608 | 780.1033 | 0.025068 | 780.3159 | 0.0063348 | 780.3159 | 0.006218 | 780.3159 | 0.1218 | 923.8907 | 0.02627 | 780.1033 | 22.3954 | 780.1033 | 2.1232 | 780.3159 | 2.0452 | 923.428 | 0.0013044 | 780.1033 | 0.51615 | 927.6493 | 0.11078 | 923.8907 | 8.5675 | 780.1033 | 0 | 1010.6964 | 0.29111 |  |  | 1231.4661 | 0.2152 | 1032.8716 | 0.013173 | 1147.6184 | 0 | 1146.8436 | 0 | 1146.8368 | 0.0031637 | 780.103 | 0.090001 | 780.3159 | 0.069509 | 780.1033 | 0.17932 | 780.1033 | 0.085889 | 780.3159 | #REF! | 780.1033 | 0.15596 | 776.3016 | 0.13518
| 377.0465 | 0 | 377.0465 | -0.023802 | 377.0465 | 0.032332 | 377.0465 | -0.0123 | 377.0465 | 0.0064199 | 377.0465 | 0.075355 | 619.0754 | 0 | 780.3403 | -0.038589 | 377.0465 | 110.5001 | 619.0754 | 0 | 780.3403 | -0.064282 | 780.3403 | -0.024079 | 771.717 | -0.019031 | 780.3403 | -0.065337 | 780.3403 | 0 |  |  | 776.3508 | -0.017761 | 780.3403 | -0.06674 | 780.5527 | 0 | 780.5527 | 0 | 780.5527 | -0.010428 | 619.0754 | 0.0093933 | 780.5527 | 0 | 780.5527 | 0 |  |  | 780.3403 | 0.040413 | 775.1 | 0.0018654 | 780.5527 | 0 | 780.3403 | 0.030034 | 621.6948 | 27.933 | 780.5527 | 0 | 780.5527 | 0 | 780.3403 | -0.008145 | 780.5527 | -0.0061273 | 780.5527 | -0.0018093 | 780.5527 | 0.094023 | 924.0587 | 0.018047 | 780.3403 | 22.4288 | 780.3403 | 2.1533 | 780.5527 | 2.0812 | 923.5966 | 0 | 780.3403 | 0.45189 | 927.8196 | 0.10575 | 924.0587 | 8.5858 | 780.3403 | 0.0072445 | 1010.7981 | 0.29131 |  |  | 1231.5404 | 0.21436 | 1032.8846 | 0.013149 | 1147.6829 | 0 | 1146.9081 | 0 | 1146.9012 | 0.0031569 | 780.34 | 0.094208 | 780.5527 | 0.058499 | 780.3403 | 0.16623 | 780.3403 | 0.091196 | 780.5527 | #REF! | 780.3403 | 0.11057 | 776.5374 | 0.13481
| 377.1255 | 0 | 377.1255 | -0.012662 | 377.1255 | 0.032902 | 377.1255 | 0.0079716 | 377.1255 | 0.0046759 | 377.1255 | 0.085805 | 619.1951 | 0.041055 | 780.5773 | -0.09443 | 377.1255 | 110.841 | 619.1951 | 0.029446 | 780.5773 | -0.01487 | 780.5773 | 0.020181 | 771.9516 | 0.010661 | 780.5773 | 0.037808 | 780.5773 | 0 |  |  | 776.5851 | 0.0052278 | 780.5773 | -0.007765 | 780.7896 | 0.0082406 | 780.7896 | 0.021029 | 780.7896 | 0.0014851 | 619.1951 | 0.056839 | 780.7896 | 0 | 780.7896 | 0.0025793 |  |  | 780.5773 | 0.043002 | 775.34 | -0.011776 | 780.7896 | 0.0031657 | 780.5773 | 0.02146 | 621.8145 | 28.0885 | 780.7896 | 0.019669 | 780.7896 | 0.010312 | 780.5773 | 0.01535 | 780.7896 | -0.0035259 | 780.7896 | -0.0024289 | 780.7896 | 0.10935 | 924.2267 | 0.023654 | 780.5773 | 22.3931 | 780.5773 | 2.1845 | 780.7896 | 2.0992 | 923.7652 | 0.0018258 | 780.5773 | 0.52576 | 927.9899 | 0.10187 | 924.2267 | 8.5937 | 780.5773 | 0 | 1010.8998 | 0.29195 |  |  | 1231.6147 | 0.21352 | 1032.8977 | 0.013125 | 1147.7474 | 0 | 1146.9725 | 0 | 1146.9657 | 0.0031603 | 780.577 | 0.0894 | 780.7896 | 0.045838 | 780.5773 | 0.16324 | 780.5773 | 0.085004 | 780.7896 | #REF! | 780.5773 | 0.14317 | 776.7733 | 0.13455
| 377.2045 | 0 | 377.2045 | -0.0037302 | 377.2045 | 0.032189 | 377.2045 | -0.007847 | 377.2045 | 0.0028266 | 377.2045 | 0.07984 | 619.3149 | 0 | 780.8144 | -0.066885 | 377.2045 | 111.0464 | 619.3149 | 0 | 780.8144 | -0.10313 | 780.8144 | -0.02608 | 772.1863 | -0.018977 | 780.8144 | -0.076927 | 780.8144 | 0 |  |  | 776.8193 | -0.02151 | 780.8144 | -0.080407 | 781.0265 | 0 | 781.0265 | 0 | 781.0265 | -0.0066586 | 619.3149 | 0.040226 | 781.0265 | 0 | 781.0265 | 0 |  |  | 780.8144 | 0.0405 | 775.57 | -0.011776 | 781.0265 | 0 | 780.8144 | 0.019938 | 621.9343 | 28.2854 | 781.0265 | 0 | 781.0265 | 0 | 780.8144 | -0.026395 | 781.0265 | -0.0053099 | 781.0265 | -0.0036676 | 781.0265 | 0.092999 | 924.3948 | 0.019222 | 780.8144 | 22.3854 | 780.8144 | 2.1952 | 781.0265 | 2.1244 | 923.9339 | 0 | 780.8144 | 0.4801 | 928.1602 | 0.096786 | 924.3948 | 8.6192 | 780.8144 | 0.0072409 | 1011.0013 | 0.2925 |  |  | 1231.689 | 0.21268 | 1032.9108 | 0.0131 | 1147.8119 | 0 | 1147.037 | 0 | 1147.0302 | 0.0031773 | 780.814 | 0.092453 | 781.0265 | 0.055306 | 780.8144 | 0.15339 | 780.8144 | 0.087658 | 781.0265 | #REF! | 780.8144 | 0.1191 | 777.0091 | 0.13444
| 377.2836 | 0 | 377.2836 | 0.052536 | 377.2836 | 0.032931 | 377.2836 | 0.012736 | 377.2836 | 0.0041647 | 377.2836 | 0.083302 | 619.4346 | 0.010831 | 781.0514 | -0.078896 | 377.2836 | 111.317 | 619.4346 | 0.026437 | 781.0514 | 0.02174 | 781.0514 | 0.019875 | 772.4209 | -0.0059133 | 781.0514 | 0.038794 | 781.0514 | 0 |  |  | 777.0536 | 0.011022 | 781.0514 | 0.034668 | 781.2634 | 0.026299 | 781.2634 | 0.014392 | 781.2634 | 0.0049593 | 619.4346 | 0.033748 | 781.2634 | 0.011096 | 781.2634 | 0.0063923 |  |  | 781.0514 | 0.064535 | 775.81 | 0.04104 | 781.2634 | 0.0090752 | 781.0514 | 0.0083201 | 622.054 | 28.465 | 781.2634 | 0.021018 | 781.2634 | 0.0088195 | 781.0514 | 0.013482 | 781.2634 | 0.0072536 | 781.2634 | 0.0032428 | 781.2634 | 0.11215 | 924.5628 | 0.031716 | 781.0514 | 22.3252 | 781.0514 | 2.2783 | 781.2634 | 2.1431 | 924.1025 | 0.0013044 | 781.0514 | 0.533 | 928.3305 | 0.093068 | 924.5628 | 8.6421 | 781.0514 | 0.0036232 | 1011.1031 | 0.29255 |  |  | 1231.7633 | 0.21185 | 1032.9238 | 0.013076 | 1147.8765 | 0 | 1147.1014 | 0 | 1147.0946 | 0.0032057 | 781.051 | 0.089521 | 781.2634 | 0.03769 | 781.0514 | 0.17206 | 781.0514 | 0.082351 | 781.2634 | #REF! | 781.0514 | 0.15169 | 777.245 | 0.13315
| 377.3626 | 0 | 377.3626 | -0.03934 | 377.3626 | 0.032047 | 377.3626 | -0.0085943 | 377.3626 | 0.0031122 | 377.3626 | 0.07532 | 619.5544 | 0 | 781.2884 | 0.022218 | 377.3626 | 111.4573 | 619.5544 | 0 | 781.2884 | -0.11344 | 781.2884 | -0.025306 | 772.6556 | -0.019693 | 781.2884 | -0.055048 | 781.2884 | 0 |  |  | 777.2879 | -0.024062 | 781.2884 | -0.044185 | 781.5003 | 0 | 781.5003 | 0.0032652 | 781.5003 | -0.0074537 | 619.5544 | 0.021837 | 781.5003 | 0 | 781.5003 | 0 |  |  | 781.2884 | 0.049083 | 776.05 | -0.02087 | 781.5003 | 0 | 781.2884 | 0.029881 | 622.1738 | 28.7225 | 781.5003 | 0 | 781.5003 | 0 | 781.2884 | -0.0073175 | 781.5003 | -0.0040453 | 781.5003 | 0.0011319 | 781.5003 | 0.08733 | 924.7308 | 0.022319 | 781.2884 | 22.3226 | 781.2884 | 2.2937 | 781.5003 | 2.1966 | 924.2711 | 0 | 781.2884 | 0.49256 | 928.5008 | 0.090115 | 924.7308 | 8.6832 | 781.2884 | 0 | 1011.2048 | 0.29275 |  |  | 1231.8376 | 0.21102 | 1032.9369 | 0.013052 | 1147.941 | 0 | 1147.1659 | 0 | 1147.1591 | 0.0032444 | 781.288 | 0.087477 | 781.5003 | 0.059747 | 781.2884 | 0.15209 | 781.2884 | 0.083235 | 781.5003 | #REF! | 781.2884 | 0.12464 | 777.4809 | 0.1331
| 377.4417 | 0 | 377.4417 | -0.044516 | 377.4417 | 0.033016 | 377.4417 | 0.010338 | 377.4417 | 0.0043902 | 377.4417 | 0.084518 | 619.6741 | 0.021309 | 781.5255 | 0.052302 | 377.4417 | 111.5931 | 619.6741 | 0.024932 | 781.5255 | 0.062492 | 781.5255 | -0.003467 | 772.8903 | 0.01606 | 781.5255 | 0.045324 | 781.5255 | 0 |  |  | 777.5222 | 0.010976 | 781.5255 | 0.045229 | 781.7372 | 0.043515 | 781.7372 | 0.0051907 | 781.7372 | 0.0080645 | 619.6741 | 0.036987 | 781.7372 | 0.01259 | 781.7372 | 0.0058201 |  |  | 781.5255 | 0.047279 | 776.29 | 0.013058 | 781.7372 | 0.0096715 | 781.5255 | 0.032114 | 622.2935 | 28.9294 | 781.7372 | 0.020458 | 781.7372 | 0.01661 | 781.5255 | 0.019251 | 781.7372 | 0.0056488 | 781.7372 | 0.0031011 | 781.7372 | 0.10361 | 924.8989 | 0.0291 | 781.5255 | 22.2821 | 781.5255 | 2.3441 | 781.7372 | 2.1928 | 924.4398 | 0.0013044 | 781.5255 | 0.53952 | 928.6711 | 0.086342 | 924.8989 | 8.7284 | 781.5255 | 0 | 1011.3066 | 0.29271 |  |  | 1231.912 | 0.21019 | 1032.95 | 0.013027 | 1148.0056 | 0 | 1147.2304 | 0 | 1147.2235 | 0.003291 | 781.525 | 0.083871 | 781.7372 | 0.062022 | 781.5255 | 0.16661 | 781.5255 | 0.079697 | 781.7372 | #REF! | 781.5255 | 0.13444 | 777.7168 | 0.13344
| 377.5207 | 0 | 377.5207 | 0.030104 | 377.5207 | 0.03256 | 377.5207 | -0.0092794 | 377.5207 | 0.0026161 | 377.5207 | 0.078577 | 619.7939 | 0 | 781.7625 | -0.078691 | 377.5207 | 111.5184 | 619.7939 | 0 | 781.7625 | -0.10025 | 781.7626 | -0.026623 | 773.1249 | -0.023076 | 781.7625 | -0.065646 | 781.7626 | 0 |  |  | 777.7565 | -0.014099 | 781.7626 | -0.036542 | 781.9741 | 0 | 781.9741 | 0 | 781.9741 | -0.0060036 | 619.7939 | 0.015045 | 781.9741 | 0 | 781.9741 | 0 |  |  | 781.7625 | 0.034294 | 776.52 | -0.0075784 | 781.9741 | 0 | 781.7626 | 0.022424 | 622.4133 | 29.1739 | 781.9741 | 0 | 781.9741 | 0 | 781.7626 | -0.022442 | 781.9741 | -0.0068034 | 781.9741 | -0.0048447 | 781.9741 | 0.077196 | 925.0669 | 0.023654 | 781.7625 | 22.2396 | 781.7625 | 2.3783 | 781.9741 | 2.2257 | 924.6084 | 0 | 781.7625 | 0.52281 | 928.8414 | 0.082678 | 925.0669 | 8.7833 | 781.7626 | 0.0036195 | 1011.4084 | 0.29281 |  |  | 1231.9862 | 0.20936 | 1032.963 | 0.013003 | 1148.0702 | 0 | 1147.2948 | 0 | 1147.288 | 0.0033398 | 781.763 | 0.089809 | 781.9741 | 0.053361 | 781.7626 | 0.14911 | 781.7626 | 0.08412 | 781.9741 | #REF! | 781.7626 | 0.10035 | 777.9527 | 0.13222
| 377.5998 | 0 | 377.5998 | 0.051914 | 377.5998 | 0.033102 | 377.5998 | 0.0079404 | 377.5998 | 0.0076528 | 377.5998 | 0.081713 | 619.9137 | 0.015748 | 781.9996 | -0.02909 | 377.5998 | 111.4385 | 619.9137 | 0.029446 | 781.9996 | 0.047653 | 781.9996 | 0.01366 | 773.3596 | 0.01329 | 781.9996 | 0.038618 | 781.9996 | 0 |  |  | 777.9908 | 0.012655 | 781.9996 | 0.033991 | 782.211 | 0.037224 | 782.211 | 0.016136 | 782.211 | 0.0078519 | 619.9137 | 0.036673 | 782.2111 | 0.0029343 | 782.2111 | 0.002743 |  |  | 781.9996 | 0.053658 | 776.76 | 0.0092106 | 782.211 | 0.0068202 | 781.9996 | 0.030998 | 622.533 | 29.4196 | 782.211 | 0.018277 | 782.2111 | 0.015169 | 781.9996 | 0.034828 | 782.211 | 0.0022615 | 782.211 | 0.0012651 | 782.211 | 0.099347 | 925.2349 | 0.020557 | 781.9996 | 22.2027 | 781.9996 | 2.4073 | 782.2111 | 2.2449 | 924.7771 | 0.0023475 | 781.9996 | 0.56827 | 929.0117 | 0.079288 | 925.2349 | 8.8331 | 781.9996 | 0 | 1011.5102 | 0.29329 |  |  | 1232.0605 | 0.20853 | 1032.9761 | 0.012978 | 1148.1348 | 0 | 1147.3592 | 0 | 1147.3525 | 0.0033864 | 782 | 0.08928 | 782.2111 | 0.055526 | 781.9996 | 0.16428 | 781.9996 | 0.083235 | 782.2111 | #REF! | 781.9996 | 0.14232 | 778.1886 | 0.13198
| 377.6788 | 0 | 377.6788 | -0.057154 | 377.6788 | 0.032018 | 377.6788 | -0.007847 | 377.6788 | 0.0057734 | 377.6788 | 0.075361 | 620.0335 | 0 | 782.2367 | -0.051003 | 377.6788 | 111.1779 | 620.0335 | 0 | 782.2367 | -0.068585 | 782.2367 | -0.027044 | 773.5944 | -0.016276 | 782.2367 | -0.070023 | 782.2367 | 0 |  |  | 778.2251 | -0.013687 | 782.2367 | -0.083974 | 782.448 | 0 | 782.448 | 0 | 782.448 | -0.0099235 | 620.0335 | 0.031031 | 782.448 | 0 | 782.448 | 0 |  |  | 782.2367 | 0.040567 | 777 | 0.0064125 | 782.448 | 0 | 782.2367 | 0.017604 | 622.6528 | 29.7964 | 782.448 | 0 | 782.448 | 0 | 782.2367 | -0.025862 | 782.448 | -0.0059335 | 782.448 | -0.0036715 | 782.448 | 0.077924 | 925.403 | 0.027872 | 782.2367 | 22.1707 | 782.2367 | 2.4115 | 782.448 | 2.2896 | 924.9457 | 0 | 782.2367 | 0.54626 | 929.182 | 0.076335 | 925.403 | 8.887 | 782.2367 | 0.0090425 | 1011.612 | 0.29333 |  |  | 1232.135 | 0.2077 | 1032.9891 | 0.012954 | 1148.1993 | 0 | 1147.4238 | 0 | 1147.417 | 0.0034273 | 782.237 | 0.08928 | 782.448 | 0.051159 | 782.2367 | 0.14496 | 782.2367 | 0.083235 | 782.448 | #REF! | 782.2367 | 0.099709 | 778.4245 | 0.13168
| 377.7579 | 0 | 377.7579 | -0.03094 | 377.7579 | 0.032873 | 377.7579 | 0.011988 | 377.7579 | 0.0048412 | 377.7579 | 0.081809 | 620.1532 | 0.013641 | 782.4738 | 0.019219 | 377.7579 | 110.9064 | 620.1532 | 0.03138 | 782.4738 | 0.045829 | 782.4738 | 0.010557 | 773.829 | 0.013992 | 782.4738 | 0.029627 | 782.4738 | 0 |  |  | 778.4594 | 0.010331 | 782.4738 | 0.072455 | 782.6849 | 0.037381 | 782.6849 | 0.022863 | 782.6849 | -0.0017118 | 620.1532 | 0.017762 | 782.6849 | 0.0011811 | 782.6849 | 0.0046989 |  |  | 782.4738 | 0.043113 | 777.23 | -0.0058295 | 782.6849 | 0.0069738 | 782.4738 | 0.03602 | 622.7725 | 30.1541 | 782.6849 | 0.014729 | 782.6849 | 0.011957 | 782.4738 | 0.027494 | 782.6849 | 0.00034559 | 782.6849 | -0.0010973 | 782.6849 | 0.095695 | 925.571 | 0.029954 | 782.4738 | 22.089 | 782.4738 | 2.4733 | 782.6849 | 2.3016 | 925.1144 | 0.0018258 | 782.4738 | 0.59553 | 929.3523 | 0.072672 | 925.571 | 8.9108 | 782.4738 | 0 | 1011.7139 | 0.29353 |  |  | 1232.2094 | 0.20688 | 1033.0022 | 0.01293 | 1148.2639 | 0 | 1147.4883 | 0 | 1147.4814 | 0.0034591 | 782.474 | 0.08642 | 782.6849 | 0.057691 | 782.4738 | 0.16493 | 782.4738 | 0.082351 | 782.6849 | #REF! | 782.4738 | 0.14402 | 778.6604 | 0.13216
| 377.8369 | 0 | 377.8369 | -0.0040228 | 377.8369 | 0.032588 | 377.8369 | -0.0085321 | 377.8369 | 0.0027213 | 377.8369 | 0.073234 | 620.2731 | 0 | 782.7109 | -0.048612 | 377.8369 | 110.4538 | 620.2731 | 0 | 782.7109 | -0.11317 | 782.7109 | -0.01458 | 774.0638 | -0.027566 | 782.7109 | -0.06286 | 782.7109 | 0 |  |  | 778.6938 | -0.013156 | 782.7109 | -0.06299 | 782.9219 | 0 | 782.9219 | 0 | 782.9219 | -0.0037353 | 620.2731 | 0.027792 | 782.9219 | 0 | 782.9219 | 0 |  |  | 782.7109 | 0.041229 | 777.47 | 0.01096 | 782.9219 | 0 | 782.7109 | 0.028512 | 622.8923 | 30.4802 | 782.9219 | 0 | 782.9219 | 0 | 782.7109 | -0.032557 | 782.9219 | -0.0067163 | 782.9219 | -0.00089697 | 782.9219 | 0.069016 | 925.739 | 0.022425 | 782.7109 | 22.0066 | 782.7109 | 2.5334 | 782.9219 | 2.3516 | 925.283 | 0 | 782.7109 | 0.55622 | 929.5226 | 0.070375 | 925.739 | 8.9302 | 782.7109 | 0 | 1011.8157 | 0.29418 |  |  | 1232.2837 | 0.20605 | 1033.0153 | 0.012906 | 1148.3285 | 0 | 1147.5529 | 0 | 1147.546 | 0.0034773 | 782.711 | 0.087189 | 782.9219 | 0.051379 | 782.7109 | 0.15313 | 782.7109 | 0.08412 | 782.9219 | #REF! | 782.7109 | 0.10418 | 778.8964 | 0.13133
| 377.916 | 0 | 377.916 | 0.038108 | 377.916 | 0.03333 | 377.916 | 0.011646 | 377.916 | 0.0042248 | 377.916 | 0.078564 | 620.3929 | 0.013641 | 782.948 | 0.025051 | 377.916 | 110.0447 | 620.3929 | 0.024288 | 782.948 | 0.0084825 | 782.948 | 0.00322 | 774.2985 | 0.0034556 | 782.948 | 0.041323 | 782.948 | 0 |  |  | 778.9281 | 0.013462 | 782.948 | 0.045166 | 783.1588 | 0.04663 | 783.1588 | 0.014707 | 783.1588 | 0.0040868 | 620.3929 | 0.027792 | 783.1589 | 0.0044469 | 783.1589 | 0.0054446 |  |  | 782.948 | 0.043551 | 777.71 | 0.044887 | 783.1588 | 0.0049555 | 782.948 | 0.031606 | 623.0121 | 30.6917 | 783.1588 | 0.032444 | 783.1589 | 0.015187 | 782.948 | 0.029135 | 783.1588 | 0.0025383 | 783.1588 | 0.00065528 | 783.1588 | 0.10191 | 925.9071 | 0.024668 | 782.948 | 21.8718 | 782.948 | 2.4996 | 783.1589 | 2.3657 | 925.4517 | 0.0023475 | 782.948 | 0.60526 | 929.6929 | 0.067204 | 925.9071 | 8.9133 | 782.948 | 0 | 1011.9176 | 0.29449 |  |  | 1232.358 | 0.20523 | 1033.0284 | 0.012882 | 1148.3931 | 0 | 1147.6173 | 0 | 1147.6105 | 0.0034819 | 782.948 | 0.086275 | 783.1589 | 0.057435 | 782.948 | 0.16376 | 782.948 | 0.080581 | 783.1589 | #REF! | 782.948 | 0.12464 | 779.1323 | 0.13131
| 377.995 | 0 | 377.9951 | 0.0026101 | 377.995 | 0.032303 | 377.995 | -0.011739 | 377.995 | 0.0014934 | 377.995 | 0.071627 | 620.5127 | 0 | 783.1851 | -0.0031201 | 377.995 | 109.5604 | 620.5127 | 0 | 783.1851 | -0.18462 | 783.1851 | -0.021605 | 774.5333 | -0.029211 | 783.1851 | -0.074729 | 783.1851 | 0 |  |  | 779.1625 | -0.026357 | 783.1851 | -0.068885 | 783.3958 | 0 | 783.3958 | 0 | 783.3958 | -0.0053264 | 620.5127 | 0.016195 | 783.3958 | 0 | 783.3958 | 0 |  |  | 783.1851 | 0.02836 | 777.94 | -0.0072287 | 783.3958 | 0 | 783.1851 | 0.029932 | 623.1318 | 30.8235 | 783.3958 | 0 | 783.3958 | 0 | 783.1851 | -0.024946 | 783.3958 | -0.0013149 | 783.3958 | -0.0013218 | 783.3958 | 0.073056 | 926.0751 | 0.02611 | 783.1851 | 21.7786 | 783.1851 | 2.5671 | 783.3958 | 2.399 | 925.6204 | 0 | 783.1851 | 0.57072 | 929.8633 | 0.064743 | 926.0751 | 8.9059 | 783.1851 | 0.0090425 | 1012.0195 | 0.29395 |  |  | 1232.4325 | 0.20441 | 1033.0415 | 0.012858 | 1148.4578 | 0 | 1147.6819 | 0 | 1147.6751 | 0.0034705 | 783.185 | 0.088607 | 783.3958 | 0.053728 | 783.1851 | 0.14548 | 783.1851 | 0.08412 | 783.3958 | #REF! | 783.1851 | 0.092465 | 779.3683 | 0.13002
| 378.0741 | 0 | 378.0741 | -0.013579 | 378.0741 | 0.033159 | 378.0741 | 0.011085 | 378.0741 | 0.0054577 | 378.0741 | 0.079285 | 620.6325 | 0.015748 | 783.4222 | 0.011576 | 378.0741 | 109.1352 | 620.6325 | 0.022783 | 783.4222 | 0.033419 | 783.4222 | 0.0055576 | 774.768 | 0.010629 | 783.4222 | 0.02658 | 783.4222 | 0 |  |  | 779.3968 | 0.01541 | 783.4222 | 0.038938 | 783.6328 | 0.042379 | 783.6328 | 0.026895 | 783.6328 | 0.0015743 | 620.6325 | 0.020688 | 783.6328 | 0.0066747 | 783.6328 | 0.0006751 |  |  | 783.4222 | 0.049198 | 778.18 | 0.017955 | 783.6328 | 0.0010017 | 783.4222 | 0.031353 | 623.2516 | 30.9228 | 783.6328 | 0.01246 | 783.6328 | 0.010562 | 783.4222 | 0.0099577 | 783.6328 | 0.00049251 | 783.6328 | 0.0012995 | 783.6328 | 0.085829 | 926.2432 | 0.024508 | 783.4222 | 21.671 | 783.4222 | 2.6559 | 783.6328 | 2.428 | 925.789 | 0.0018258 | 783.4222 | 0.64348 | 930.0336 | 0.061735 | 926.2432 | 8.8785 | 783.4222 | 0 | 1012.1215 | 0.29357 |  |  | 1232.5068 | 0.20359 | 1033.0546 | 0.012835 | 1148.5223 | 0 | 1147.7463 | 0 | 1147.7396 | 0.0034455 | 783.422 | 0.0819 | 783.6328 | 0.055306 | 783.4222 | 0.15935 | 783.4222 | 0.078812 | 783.6328 | #REF! | 783.4222 | 0.14743 | 779.6042 | 0.13088
| 378.1532 | 0 | 378.1532 | 0.018197 | 378.1532 | 0.032788 | 378.1532 | -0.0075045 | 378.1532 | 0.0050066 | 378.1532 | 0.072709 | 620.7523 | 0 | 783.6593 | -0.012247 | 378.1532 | 108.5437 | 620.7523 | 0 | 783.6593 | -0.15571 | 783.6593 | -0.029089 | 775.0027 | -0.0049694 | 783.6593 | -0.068446 | 783.6593 | 0 |  |  | 779.6312 | -0.023932 | 783.6593 | -0.089013 | 783.8698 | 0 | 783.8698 | 0 | 783.8698 | -0.0046196 | 620.7523 | 0.013583 | 783.8698 | 0 | 783.8698 | 0 |  |  | 783.6593 | 0.040456 | 778.42 | -0.0065291 | 783.8698 | 0 | 783.6593 | 0.023185 | 623.3714 | 31.0145 | 783.8698 | 0 | 783.8698 | 0 | 783.6593 | -0.019192 | 783.8698 | -0.0083534 | 783.8698 | -0.0040447 | 783.8698 | 0.06533 | 926.4112 | 0.024508 | 783.6593 | 21.5431 | 783.6593 | 2.6693 | 783.8698 | 2.4518 | 925.9577 | 0 | 783.6593 | 0.60119 | 930.2039 | 0.06004 | 926.4112 | 8.8747 | 783.6593 | 0 | 1012.2234 | 0.29432 |  |  | 1232.5813 | 0.20278 | 1033.0676 | 0.012812 | 1148.5869 | 0 | 1147.8109 | 0 | 1147.8041 | 0.003408 | 783.659 | 0.084256 | 783.8698 | 0.050902 | 783.6593 | 0.14016 | 783.6593 | 0.079697 | 783.8698 | #REF! | 783.6593 | 0.12613 | 779.8402 | 0.12975
| 378.2322 | 0 | 378.2322 | 0.0046799 | 378.2322 | 0.03333 | 378.2322 | 0.00875 | 378.2322 | 0.0055479 | 378.2322 | 0.077915 | 620.8722 | 0.021309 | 783.8964 | -0.012761 | 378.2322 | 108.0364 | 620.8722 | 0.00037273 | 783.8964 | 0.0034035 | 783.8964 | 0.01482 | 775.2375 | 0.0076729 | 783.8964 | 0.039677 | 783.8964 | 0 |  |  | 779.8656 | 0.020433 | 783.8964 | 0.049359 | 784.1068 | 0.031974 | 784.1068 | 0.026597 | 784.1068 | 0.003781 | 620.8722 | 0.024553 | 784.1068 | 0.0052074 | 784.1068 | 0.0046768 |  |  | 783.8964 | 0.054321 | 778.65 | 0.018305 | 784.1068 | 0.0063512 | 783.8964 | 0.023794 | 623.4911 | 31.1418 | 784.1068 | 0.026137 | 784.1068 | 0.0066493 | 783.8964 | 0.030452 | 784.1068 | -0.00067442 | 784.1068 | 0.0024225 | 784.1068 | 0.082429 | 926.5792 | 0.034012 | 783.8964 | 21.4423 | 783.8964 | 2.75 | 784.1068 | 2.4801 | 926.1264 | 0.0018258 | 783.8964 | 0.65711 | 930.3742 | 0.05665 | 926.5792 | 8.8714 | 783.8964 | 0.0018107 | 1012.3254 | 0.29478 |  |  | 1232.6556 | 0.20196 | 1033.0807 | 0.01279 | 1148.6516 | 0 | 1147.8755 | 0 | 1147.8686 | 0.0033648 | 783.896 | 0.082237 | 784.1068 | 0.047342 | 783.8964 | 0.14639 | 783.8964 | 0.077043 | 784.1068 | #REF! | 783.8964 | 0.13699 | 780.0762 | 0.12863
| 378.3113 | 0 | 378.3113 | -0.04202 | 378.3113 | 0.032816 | 378.3113 | -0.0092171 | 378.3113 | 0.0023605 | 378.3113 | 0.068752 | 620.992 | 0 | 784.1336 | -0.12738 | 378.3113 | 107.3466 | 620.992 | 0 | 784.1336 | -0.11921 | 784.1336 | -0.03758 | 775.4723 | -0.023352 | 784.1336 | -0.067212 | 784.1336 | 0 |  |  | 780.1 | -0.018391 | 784.1336 | -0.056121 | 784.3438 | 0 | 784.3438 | 0 | 784.3438 | -0.012089 | 620.992 | 0.024867 | 784.3438 | 0 | 784.3438 | 0 |  |  | 784.1336 | 0.029459 | 778.89 | 0.0085112 | 784.3438 | 0 | 784.1336 | 0.015118 | 623.6109 | 31.3182 | 784.3438 | 0 | 784.3438 | 0 | 784.1336 | -0.058895 | 784.3438 | -0.011957 | 784.3438 | -0.0093815 | 784.3438 | 0.051148 | 926.7473 | 0.027391 | 784.1336 | 21.2678 | 784.1336 | 2.7144 | 784.3438 | 2.523 | 926.295 | 0 | 784.1336 | 0.58599 | 930.5446 | 0.054572 | 926.7473 | 8.8849 | 784.1336 | 0 | 1012.4274 | 0.29464 |  |  | 1232.7301 | 0.20115 | 1033.0938 | 0.012768 | 1148.7162 | 0 | 1147.9401 | 0 | 1147.9332 | 0.0033205 | 784.134 | 0.079665 | 784.3438 | 0.039122 | 784.1336 | 0.12914 | 784.1336 | 0.07439 | 784.3438 | #REF! | 784.1336 | 0.093957 | 780.3122 | 0.12866
| 378.3904 | 0 | 378.3904 | -0.039702 | 378.3904 | 0.033387 | 378.3904 | 0.010774 | 378.3904 | 0.004315 | 378.3904 | 0.078621 | 621.1119 | 0.032648 | 784.3707 | -0.018204 | 378.3904 | 106.7334 | 621.1119 | 0.036109 | 784.3707 | -0.018181 | 784.3707 | 0.01173 | 775.7071 | 0.0088674 | 784.3707 | 0.030993 | 784.3707 | 0 |  |  | 780.3344 | 0.015292 | 784.3707 | 0.038803 | 784.5808 | 0.034719 | 784.5808 | 0.007741 | 784.5808 | 0.003346 | 621.1119 | 0.018598 | 784.5808 | 0.0087599 | 784.5808 | 0.0028469 |  |  | 784.3707 | 0.041479 | 779.13 | -0.028215 | 784.5808 | 0.010374 | 784.3707 | 0.026482 | 623.7307 | 31.517 | 784.5808 | 0.030162 | 784.5808 | 0.0082802 | 784.3707 | 0.019825 | 784.5808 | 0.002077 | 784.5808 | 0.00046958 | 784.5808 | 0.082603 | 926.9153 | 0.022052 | 784.3707 | 21.0915 | 784.3707 | 2.7912 | 784.5808 | 2.5459 | 926.4637 | 0.0013044 | 784.3707 | 0.66336 | 930.7149 | 0.051893 | 926.9153 | 8.893 | 784.3707 | 0 | 1012.5294 | 0.29509 |  |  | 1232.8046 | 0.20033 | 1033.1068 | 0.012746 | 1148.7809 | 0 | 1148.0045 | 0 | 1147.9978 | 0.0032841 | 784.371 | 0.076371 | 784.5808 | 0.049654 | 784.3707 | 0.16156 | 784.3707 | 0.072621 | 784.5808 | #REF! | 784.3707 | 0.14104 | 780.5481 | 0.12881
| 378.4695 | 0 | 378.4695 | 0.0040023 | 378.4695 | 0.032417 | 378.4695 | -0.003363 | 378.4695 | 0.003879 | 378.4695 | 0.069648 | 621.2318 | 0 | 784.6079 | -0.031042 | 378.4695 | 105.9411 | 621.2318 | 0 | 784.6079 | -0.14909 | 784.6079 | -0.021718 | 775.9419 | -0.026697 | 784.6079 | -0.067165 | 784.6079 | 0 |  |  | 780.5688 | -0.028324 | 784.6079 | -0.093211 | 784.8178 | 0 | 784.8178 | 0 | 784.8178 | -0.010783 | 621.2318 | 0.022464 | 784.8179 | 0 | 784.8179 | 0 |  |  | 784.6079 | 0.040359 | 779.37 | -0.013874 | 784.8178 | 0 | 784.6079 | 0.022373 | 623.8505 | 31.752 | 784.8178 | 0 | 784.8179 | 0 | 784.6079 | -0.027691 | 784.8178 | -0.0082404 | 784.8178 | -0.0041578 | 784.8178 | 0.068005 | 927.0834 | 0.027765 | 784.6079 | 20.8822 | 784.6079 | 2.8204 | 784.8179 | 2.5814 | 926.6324 | 0 | 784.6079 | 0.63931 | 930.8853 | 0.04976 | 927.0834 | 8.9098 | 784.6079 | 0.0036213 | 1012.6314 | 0.29595 |  |  | 1232.8789 | 0.19952 | 1033.1199 | 0.012725 | 1148.8456 | 0 | 1148.0691 | 0 | 1148.0624 | 0.0032614 | 784.608 | 0.082958 | 784.8179 | 0.049618 | 784.6079 | 0.12849 | 784.6079 | 0.078812 | 784.8179 | #REF! | 784.6079 | 0.10312 | 780.7842 | 0.12775
| 378.5485 | 0 | 378.5485 | 0.018918 | 378.5485 | 0.032959 | 378.5485 | 0.013016 | 378.5485 | 0.0056531 | 378.5485 | 0.074014 | 621.3516 | 0.0090743 | 784.845 | 0.016017 | 378.5485 | 105.2097 | 621.3516 | 0.0067085 | 784.845 | 0.00053353 | 784.8451 | 0.017808 | 776.1767 | 0.0029782 | 784.845 | 0.029373 | 784.8451 | 0 |  |  | 780.8032 | 0.029036 | 784.8451 | 0.033873 | 785.0549 | 0.0097965 | 785.0549 | 0.012004 | 785.0549 | 0.0050905 | 621.3516 | 0.024867 | 785.0549 | 0.0082943 | 785.0549 | 0.003436 |  |  | 784.845 | 0.0547 | 779.6 | -0.015623 | 785.0549 | 0.0057621 | 784.8451 | 0.035005 | 623.9702 | 31.9759 | 785.0549 | 0.033028 | 785.0549 | 0.015544 | 784.8451 | 0.026798 | 785.0549 | 0.0072991 | 785.0549 | 0.0041545 | 785.0549 | 0.080666 | 927.2514 | 0.025255 | 784.845 | 20.6281 | 784.845 | 2.8738 | 785.0549 | 2.6057 | 926.8011 | 0.0013044 | 784.845 | 0.70615 | 931.0556 | 0.046753 | 927.2514 | 8.9193 | 784.8451 | 0.0054302 | 1012.7335 | 0.29596 |  |  | 1232.9534 | 0.19871 | 1033.1329 | 0.012704 | 1148.9102 | 0 | 1148.1337 | 0 | 1148.127 | 0.0032557 | 784.845 | 0.08303 | 785.0549 | 0.050131 | 784.8451 | 0.15715 | 784.8451 | 0.077043 | 785.0549 | #REF! | 784.8451 | 0.14615 | 781.0202 | 0.12768
| 378.6276 | 0 | 378.6276 | 0.002487 | 378.6276 | 0.031819 | 378.6276 | -0.006726 | 378.6276 | 0.0046307 | 378.6276 | 0.067227 | 621.4715 | 0 | 785.0822 | -0.083078 | 378.6276 | 104.4186 | 621.4715 | 0 | 785.0822 | -0.18831 | 785.0822 | -0.034997 | 776.4115 | -0.025646 | 785.0822 | -0.057838 | 785.0822 | 0 |  |  | 781.0376 | -0.0095454 | 785.0822 | -0.087333 | 785.2919 | 0 | 785.2919 | 0 | 785.2919 | -0.0089665 | 621.4715 | 0.028419 | 785.2919 | 0 | 785.2919 | 0 |  |  | 785.0822 | 0.029786 | 779.84 | 0.0036143 | 785.2919 | 0 | 785.0822 | 0.015169 | 624.09 | 32.233 | 785.2919 | 0 | 785.2919 | 0 | 785.0822 | -0.020101 | 785.2919 | -0.007997 | 785.2919 | -0.0058836 | 785.2919 | 0.05364 | 927.4195 | 0.024988 | 785.0822 | 20.414 | 785.0822 | 2.8743 | 785.2919 | 2.6458 | 926.9698 | 0 | 785.0822 | 0.66064 | 931.2259 | 0.045276 | 927.4195 | 8.9504 | 785.0822 | 0.0018125 | 1012.8355 | 0.29561 |  |  | 1233.0278 | 0.1979 | 1033.146 | 0.012684 | 1148.9749 | 0 | 1148.1982 | 0 | 1148.1915 | 0.0032694 | 785.082 | 0.081516 | 785.2919 | 0.043599 | 785.0822 | 0.12927 | 785.0822 | 0.077043 | 785.2919 | #REF! | 785.0822 | 0.10354 | 781.2562 | 0.1265
| 378.7067 | 0 | 378.7067 | -0.029053 | 378.7067 | 0.032275 | 378.7067 | 0.011272 | 378.7067 | 0.0033377 | 378.7067 | 0.072318 | 621.5914 | 0.019941 | 785.3194 | 0.007903 | 378.7067 | 103.6592 | 621.5914 | 0.026437 | 785.3194 | 0.059672 | 785.3194 | -0.00087435 | 776.6463 | 0.0069212 | 785.3194 | 0.034944 | 785.3194 | 0 |  |  | 781.2721 | 0.012699 | 785.3194 | 0.015362 | 785.529 | 0.0070546 | 785.529 | 0.010257 | 785.529 | 0.0027397 | 621.5914 | 0.034688 | 785.529 | 0.0061216 | 785.529 | 0.0022754 |  |  | 785.3194 | 0.043485 | 780.08 | -0.014924 | 785.529 | 0.0070952 | 785.3194 | 0.029932 | 624.2098 | 32.4406 | 785.529 | 0.01769 | 785.529 | 0.0069066 | 785.3194 | 0.031003 | 785.529 | 0.0018607 | 785.529 | -0.00043782 | 785.529 | 0.079407 | 927.5876 | 0.028619 | 785.3194 | 20.1865 | 785.3194 | 2.9405 | 785.529 | 2.6762 | 927.1385 | 0.0018258 | 785.3194 | 0.70462 | 931.3963 | 0.043144 | 927.5876 | 8.9843 | 785.3194 | 0 | 1012.9376 | 0.29612 |  |  | 1233.1023 | 0.1971 | 1033.1591 | 0.012664 | 1149.0395 | 0 | 1148.2629 | 0 | 1148.2561 | 0.0032966 | 785.319 | 0.07553 | 785.529 | 0.052994 | 785.3194 | 0.15157 | 785.3194 | 0.070852 | 785.529 | #REF! | 785.3194 | 0.12314 | 781.4922 | 0.12673
| 378.7858 | 0 | 378.7858 | 0.02979 | 378.7858 | 0.031762 | 378.7858 | -0.0081272 | 378.7858 | 0.0033227 | 378.7858 | 0.066642 | 621.7113 | 0 | 785.5566 | 0.00080859 | 378.7858 | 102.7381 | 621.7113 | 0 | 785.5566 | -0.06537 | 785.5566 | -0.015261 | 776.8812 | -0.030526 | 785.5566 | -0.062627 | 785.5566 | 0 |  |  | 781.5065 | -0.026603 | 785.5566 | -0.048342 | 785.766 | 0 | 785.766 | 0 | 785.766 | -0.004671 | 621.7113 | 0.017449 | 785.766 | 0 | 785.766 | 0 |  |  | 785.5566 | 0.024832 | 780.31 | -0.013874 | 785.766 | 0 | 785.5566 | 0.02288 | 624.3296 | 32.5438 | 785.766 | 0 | 785.766 | 0 | 785.5566 | -0.029512 | 785.766 | -0.0021904 | 785.766 | -0.0039401 | 785.766 | 0.060911 | 927.7556 | 0.027978 | 785.5566 | 19.8799 | 785.5566 | 2.9564 | 785.7661 | 2.7062 | 927.3071 | 0 | 785.5566 | 0.66644 | 931.5666 | 0.041667 | 927.7556 | 9.0345 | 785.5566 | 0 | 1013.0397 | 0.29677 |  |  | 1233.1768 | 0.1963 | 1033.1721 | 0.012646 | 1149.1043 | 0 | 1148.3275 | 0 | 1148.3207 | 0.0033307 | 785.557 | 0.07452 | 785.766 | 0.049691 | 785.5566 | 0.139 | 785.5566 | 0.075274 | 785.7661 | #REF! | 785.5566 | 0.090548 | 781.7282 | 0.12623
| 378.8649 | 0 | 378.8649 | -0.0032558 | 378.8649 | 0.032702 | 378.8649 | 0.010805 | 378.8649 | 0.0035633 | 378.8649 | 0.073654 | 621.8312 | 0.0094255 | 785.7938 | 0.025026 | 378.8649 | 101.8863 | 621.8312 | 0.038688 | 785.7938 | 0.035214 | 785.7938 | 0.00050388 | 777.116 | 0.02581 | 785.7938 | 0.039388 | 785.7938 | 0 |  |  | 781.741 | 0.018051 | 785.7938 | 0.079239 | 786.0031 | 0.0039818 | 786.0031 | 0.023913 | 786.0031 | -0.002293 | 621.8312 | 0.012433 | 786.0031 | 0.0093094 | 786.0031 | 0.0035837 |  |  | 785.7938 | 0.04755 | 780.55 | 0.026349 | 786.0031 | 0.0073262 | 785.7938 | 0.025823 | 624.4494 | 32.5112 | 786.0031 | 0.024835 | 786.0031 | 0.0070721 | 785.7938 | 0.030611 | 786.0031 | 0.0039205 | 786.0031 | 0.0007997 | 786.0031 | 0.074958 | 927.9237 | 0.025522 | 785.7938 | 19.6424 | 785.7938 | 3.036 | 786.0031 | 2.7258 | 927.4758 | 0.0013044 | 785.7938 | 0.73127 | 931.737 | 0.040082 | 927.9237 | 9.0698 | 785.7938 | 0 | 1013.1418 | 0.29714 |  |  | 1233.2513 | 0.19549 | 1033.1853 | 0.012627 | 1149.1689 | 0 | 1148.3921 | 0 | 1148.3853 | 0.0033648 | 785.794 | 0.076179 | 786.0031 | 0.048994 | 785.7938 | 0.1495 | 785.7938 | 0.075274 | 786.0031 | #REF! | 785.7938 | 0.11441 | 781.9643 | 0.12579
| 378.9439 | 0 | 378.9439 | -0.01529 | 378.9439 | 0.031762 | 378.9439 | -0.0041415 | 378.9439 | 0.0012341 | 378.9439 | 0.064871 | 621.9511 | 0 | 786.031 | -0.062267 | 378.9439 | 100.9302 | 621.9511 | 0 | 786.031 | -0.21124 | 786.031 | -0.023448 | 777.3508 | -0.026202 | 786.031 | -0.07033 | 786.031 | 0 |  |  | 781.9754 | -0.013711 | 786.031 | -0.081284 | 786.2402 | 0 | 786.2402 | 0 | 786.2402 | -0.0074088 | 621.9511 | 0.026016 | 786.2402 | 0 | 786.2402 | 0 |  |  | 786.031 | 0.038726 | 780.79 | -0.0033811 | 786.2402 | 0 | 786.031 | 0.019278 | 624.5692 | 32.4748 | 786.2402 | 0 | 786.2402 | 0 | 786.031 | -0.041963 | 786.2402 | -0.0072599 | 786.2402 | -0.004117 | 786.2402 | 0.052644 | 928.0917 | 0.025629 | 786.031 | 19.3978 | 786.031 | 3.0722 | 786.2402 | 2.7686 | 927.6445 | 0 | 786.031 | 0.70989 | 931.9073 | 0.038824 | 928.0917 | 9.117 | 786.031 | 0 | 1013.244 | 0.29701 |  |  | 1233.3258 | 0.19469 | 1033.1984 | 0.01261 | 1149.2336 | 0 | 1148.4567 | 0 | 1148.4498 | 0.0033898 | 786.031 | 0.075698 | 786.2402 | 0.044186 | 786.031 | 0.13511 | 786.031 | 0.072621 | 786.2402 | #REF! | 786.031 | 0.10184 | 782.2003 | 0.12474
| 379.023 | 0 | 379.023 | -0.016337 | 379.023 | 0.032417 | 379.023 | 0.011584 | 379.023 | 0.0028115 | 379.023 | 0.07432 | 622.071 | 0.035385 | 786.2682 | 0.045155 | 379.023 | 100.0442 | 622.071 | 0.0081994 | 786.2682 | 0.078125 | 786.2682 | 0.008245 | 777.5857 | 0.00017239 | 786.2682 | 0.032831 | 786.2682 | 0 |  |  | 782.2099 | 0.017763 | 786.2682 | 0.034299 | 786.4773 | 0.02502 | 786.4773 | 0.020657 | 786.4773 | 0.0092968 | 622.071 | 0.036987 | 786.4773 | 0.01061 | 786.4773 | 0.0073018 |  |  | 786.2682 | 0.040093 | 781.02 | -0.018421 | 786.4773 | 0.0081262 | 786.2682 | 0.0312 | 624.689 | 32.4279 | 786.4773 | 0.032979 | 786.4773 | 0.014301 | 786.2682 | 0.0090719 | 786.4773 | 0.0055761 | 786.4773 | 0.0065969 | 786.4773 | 0.073817 | 928.2598 | 0.02675 | 786.2682 | 19.1446 | 786.2682 | 3.122 | 786.4773 | 2.8061 | 927.8132 | 0.0013044 | 786.2682 | 0.79369 | 932.0777 | 0.036473 | 928.2598 | 9.1394 | 786.2682 | 0 | 1013.3462 | 0.29694 |  |  | 1233.4003 | 0.19389 | 1033.2114 | 0.012593 | 1149.2983 | 0 | 1148.5214 | 0 | 1148.5145 | 0.0034023 | 786.268 | 0.074617 | 786.4773 | 0.054499 | 786.2682 | 0.14613 | 786.2682 | 0.070852 | 786.4773 | #REF! | 786.2682 | 0.12314 | 782.4364 | 0.12525
| 379.1021 | 0 | 379.1021 | 0.057988 | 379.1021 | 0.031391 | 379.1021 | -0.008065 | 379.1021 | 0.006886 | 379.1021 | 0.062607 | 622.191 | 0 | 786.5054 | -0.15546 | 379.1021 | 99.025 | 622.191 | 0 | 786.5054 | -0.098567 | 786.5054 | -0.023298 | 777.8205 | -0.034411 | 786.5054 | -0.070469 | 786.5054 | 0 |  |  | 782.4444 | -0.014128 | 786.5054 | -0.086493 | 786.7144 | 0 | 786.7144 | 0 | 786.7144 | -0.0066636 | 622.191 | 0.015045 | 786.7144 | 0 | 786.7144 | 0 |  |  | 786.5054 | 0.030404 | 781.26 | 0.0067623 | 786.7144 | 0 | 786.5054 | 0.009284 | 624.8088 | 32.4246 | 786.7144 | 0 | 786.7144 | 0 | 786.5054 | -0.028151 | 786.7144 | -0.0080382 | 786.7144 | -0.0027048 | 786.7144 | 0.044431 | 928.4279 | 0.022319 | 786.5054 | 18.8271 | 786.5054 | 3.1371 | 786.7144 | 2.8269 | 927.9819 | 0 | 786.5054 | 0.72558 | 932.2481 | 0.035598 | 928.4279 | 9.1669 | 786.5054 | 0 | 1013.4484 | 0.29771 |  |  | 1233.4749 | 0.1931 | 1033.2245 | 0.012578 | 1149.363 | 0 | 1148.5859 | 0 | 1148.5791 | 0.0034012 | 786.505 | 0.077742 | 786.7144 | 0.027158 | 786.5054 | 0.13381 | 786.5054 | 0.073505 | 786.7144 | #REF! | 786.5054 | 0.091187 | 782.6725 | 0.1237
| 379.1812 | 0 | 379.1812 | -0.015988 | 379.1812 | 0.032303 | 379.1812 | 0.013078 | 379.1812 | 0.0045405 | 379.1812 | 0.068071 | 622.3109 | 0.019941 | 786.7427 | 0.022602 | 379.1812 | 98.0703 | 622.3109 | 0.03439 | 786.7427 | -0.03171 | 786.7427 | 0.013171 | 778.0554 | 0.029527 | 786.7427 | 0.023447 | 786.7427 | 0 |  |  | 782.6789 | 0.022331 | 786.7427 | 0.070864 | 786.9515 | 0.037321 | 786.9515 | 0.024942 | 786.9515 | 0.0043902 | 622.3109 | 0.029569 | 786.9515 | 0.0069046 | 786.9515 | 0.0043775 |  |  | 786.7427 | 0.037924 | 781.5 | 0.011659 | 786.9515 | 0.0091883 | 786.7427 | 0.02704 | 624.9286 | 32.3749 | 786.9515 | 0.033327 | 786.9515 | 0.01266 | 786.7427 | 0.032073 | 786.9515 | 0.0053127 | 786.9515 | 0.0024257 | 786.9515 | 0.072558 | 928.5959 | 0.022159 | 786.7427 | 18.5307 | 786.7427 | 3.1954 | 786.9515 | 2.8558 | 928.1506 | 0.00078262 | 786.7427 | 0.77301 | 932.4184 | 0.033793 | 928.5959 | 9.1653 | 786.7427 | 0 | 1013.5506 | 0.29806 |  |  | 1233.5493 | 0.1923 | 1033.2375 | 0.012563 | 1149.4277 | 0 | 1148.6505 | 0 | 1148.6438 | 0.0033898 | 786.743 | 0.074184 | 786.9515 | 0.053801 | 786.7427 | 0.1517 | 786.7427 | 0.069967 | 786.9515 | #REF! | 786.7427 | 0.13081 | 782.9086 | 0.12482
| 379.2603 | 0 | 379.2603 | -0.0079442 | 379.2603 | 0.031762 | 379.2603 | -0.010089 | 379.2603 | 0.0039542 | 379.2603 | 0.062361 | 622.4308 | 0 | 786.9799 | -0.061212 | 379.2603 | 97.0152 | 622.4308 | 0 | 786.9799 | -0.12212 | 786.9799 | -0.017306 | 778.2903 | -0.021777 | 786.9799 | -0.072178 | 786.9799 | 0 |  |  | 782.9134 | -0.024248 | 786.9799 | -0.053711 | 787.1886 | 0 | 787.1886 | 0 | 787.1886 | -0.0070178 | 622.4308 | 0.03427 | 787.1886 | 0 | 787.1886 | 0 |  |  | 786.9799 | 0.026624 | 781.74 | -0.015274 | 787.1886 | 0 | 786.9799 | 0.021409 | 625.0484 | 32.3986 | 787.1886 | 0 | 787.1886 | 0 | 786.9799 | -0.014928 | 787.1886 | -0.0073757 | 787.1886 | -0.0057501 | 787.1886 | 0.048437 | 928.764 | 0.021785 | 786.9799 | 18.2428 | 786.9799 | 3.1917 | 787.1886 | 2.9037 | 928.3193 | 0 | 786.9799 | 0.77184 | 932.5888 | 0.032426 | 928.764 | 9.1927 | 786.9799 | 0 | 1013.6528 | 0.2981 |  |  | 1233.6239 | 0.1915 | 1033.2506 | 0.012549 | 1149.4924 | 0 | 1148.7152 | 0 | 1148.7084 | 0.0033739 | 786.98 | 0.072838 | 787.1886 | 0.043452 | 786.9799 | 0.12447 | 786.9799 | 0.070852 | 787.1886 | #REF! | 786.9799 | 0.096513 | 783.1447 | 0.12319
| 379.3394 | 0 | 379.3394 | -0.05619 | 379.3394 | 0.032816 | 379.3394 | 0.0072865 | 379.3394 | 0.0043 | 379.3394 | 0.067971 | 622.5508 | 0.025219 | 787.2172 | 0.011859 | 379.3394 | 96.0403 | 622.5508 | 0.020126 | 787.2172 | 0.041867 | 787.2172 | 0.011083 | 778.5251 | -0.0037769 | 787.2172 | 0.049172 | 787.2172 | 0 |  |  | 783.1479 | 0.02027 | 787.2172 | 0.049272 | 787.4257 | 0.047189 | 787.4257 | 0.028089 | 787.4257 | 0.0069497 | 622.5508 | 0.045659 | 787.4257 | 0.0081945 | 787.4257 | 0.0023162 |  |  | 787.2172 | 0.03679 | 781.97 | -0.016672 | 787.4257 | 0.0075428 | 787.2172 | 0.031556 | 625.1682 | 32.4214 | 787.4257 | 0.02633 | 787.4257 | 0.011688 | 787.2172 | 0.024339 | 787.4257 | 0.0053488 | 787.4257 | -0.0010775 | 787.4257 | 0.071561 | 928.9321 | 0.021785 | 787.2172 | 17.8777 | 787.2172 | 3.2746 | 787.4257 | 2.9275 | 928.4881 | 0.0023475 | 787.2172 | 0.80192 | 932.7592 | 0.030895 | 928.9321 | 9.2093 | 787.2172 | 0 | 1013.7551 | 0.29862 |  |  | 1233.6984 | 0.19071 | 1033.2637 | 0.012535 | 1149.5573 | 0 | 1148.7799 | 0 | 1148.7731 | 0.0033591 | 787.217 | 0.071612 | 787.4257 | 0.04804 | 787.2172 | 0.14172 | 787.2172 | 0.069967 | 787.4257 | #REF! | 787.2172 | 0.1159 | 783.3808 | 0.12337
| 379.4185 | 0 | 379.4185 | 0.0053818 | 379.4185 | 0.031876 | 379.4185 | -0.0066014 | 379.4185 | 0.0034129 | 379.4185 | 0.063726 | 622.6707 | 0 | 787.4544 | -0.070599 | 379.4185 | 94.886 | 622.6707 | 0 | 787.4544 | -0.23515 | 787.4544 | -0.03139 | 778.7601 | -0.023509 | 787.4544 | -0.07766 | 787.4544 | 0 |  |  | 783.3824 | -0.014885 | 787.4544 | -0.048673 | 787.6629 | 0 | 787.6629 | 0 | 787.6629 | -0.0094154 | 622.6707 | 0.022464 | 787.6629 | 0 | 787.6628 | 0 |  |  | 787.4544 | 0.020292 | 782.21 | 0.0046636 | 787.6629 | 0 | 787.4544 | 0.01314 | 625.288 | 32.478 | 787.6629 | 0 | 787.6628 | 0 | 787.4544 | -0.02595 | 787.6629 | -0.011519 | 787.6629 | -0.0075943 | 787.6629 | 0.048054 | 929.1001 | 0.033158 | 787.4544 | 17.5074 | 787.4544 | 3.2775 | 787.6628 | 2.9845 | 928.6568 | 0 | 787.4544 | 0.74874 | 932.9296 | 0.030458 | 929.1001 | 9.249 | 787.4544 | 0 | 1013.8574 | 0.29889 |  |  | 1233.773 | 0.18992 | 1033.2767 | 0.012523 | 1149.6219 | 0 | 1148.8445 | 0 | 1148.8376 | 0.0033501 | 787.454 | 0.071347 | 787.6629 | 0.041691 | 787.4544 | 0.12396 | 787.4544 | 0.069082 | 787.6628 | #REF! | 787.4544 | 0.094383 | 783.6169 | 0.12271
| 379.4976 | 0 | 379.4976 | 0.013137 | 379.4976 | 0.032702 | 379.4976 | 0.011864 | 379.4976 | 0.0031423 | 379.4976 | 0.069242 | 622.7907 | 0.019941 | 787.6917 | 0.010841 | 379.4976 | 93.8201 | 622.7907 | 0.016771 | 787.6917 | 0.039972 | 787.6917 | 0.013389 | 778.9949 | 0.010923 | 787.6917 | 0.042901 | 787.6917 | 0 |  |  | 783.617 | 0.0089242 | 787.6917 | 0.047497 | 787.9 | 0.024738 | 787.9 | 0.021164 | 787.9 | 0.01259 | 622.7907 | 0.033748 | 787.9 | 0.015373 | 787.9 | 0.0047946 |  |  | 787.6917 | 0.050612 | 782.45 | -0.0044305 | 787.9 | 0.0062705 | 787.6917 | 0.0208 | 625.4078 | 32.4731 | 787.9 | 0.039519 | 787.9 | 0.012582 | 787.6917 | 0.040122 | 787.9 | 0.0095766 | 787.9 | 0.003099 | 787.9 | 0.07133 | 929.2682 | 0.031182 | 787.6917 | 17.2063 | 787.6917 | 3.3507 | 787.9 | 3.0101 | 928.8255 | 0.0013044 | 787.6917 | 0.83283 | 933.0999 | 0.028106 | 929.2682 | 9.2661 | 787.6917 | 0.0018107 | 1013.9597 | 0.29929 |  |  | 1233.8475 | 0.18913 | 1033.2898 | 0.012512 | 1149.6868 | 0 | 1148.9092 | 0 | 1148.9023 | 0.0033478 | 787.692 | 0.072381 | 787.9 | 0.043856 | 787.6917 | 0.14146 | 787.6917 | 0.069967 | 787.9 | #REF! | 787.6917 | 0.12506 | 783.853 | 0.12242
| 379.5767 | 0 | 379.5767 | -0.024493 | 379.5767 | 0.032389 | 379.5767 | -0.0085321 | 379.5767 | 0.0040895 | 379.5767 | 0.059009 | 622.9107 | 0 | 787.9289 | -0.074792 | 379.5767 | 92.6641 | 622.9107 | 0 | 787.9289 | -0.068949 | 787.9289 | -0.027274 | 779.2299 | -0.028669 | 787.9289 | -0.064759 | 787.9289 | 0 |  |  | 783.8515 | -0.0091669 | 787.9289 | -0.080531 | 788.1371 | 0 | 788.1371 | 0 | 788.1371 | -0.0049875 | 622.9107 | 0.030718 | 788.1372 | 0 | 788.1372 | 0 |  |  | 787.9289 | 0.030687 | 782.68 | -0.018421 | 788.1371 | 0 | 787.9289 | 0.014966 | 625.5276 | 32.4549 | 788.1371 | 0 | 788.1372 | 0 | 787.9289 | -0.027351 | 788.1371 | -0.0092212 | 788.1371 | -0.0058126 | 788.1371 | 0.038531 | 929.4363 | 0.028085 | 787.9289 | 16.8556 | 787.9289 | 3.3787 | 788.1371 | 3.0269 | 928.9942 | 0 | 787.9289 | 0.75252 | 933.2703 | 0.027942 | 929.4363 | 9.2808 | 787.9289 | 0 | 1014.062 | 0.30015 |  |  | 1233.9221 | 0.18834 | 1033.303 | 0.012502 | 1149.7515 | 0 | 1148.9739 | 0 | 1148.967 | 0.0033512 | 787.929 | 0.072477 | 788.1372 | 0.040112 | 787.9289 | 0.1294 | 787.9289 | 0.069967 | 788.1371 | #REF! | 787.9289 | 0.08863 | 784.0891 | 0.1222
| 379.6558 | 0 | 379.6558 | -0.026591 | 379.6558 | 0.033957 | 379.6558 | 0.018496 | 379.6558 | 0.0059689 | 379.6558 | 0.068423 | 623.0307 | 0.027761 | 788.1662 | 0.075942 | 379.6558 | 91.602 | 623.0307 | 0.018262 | 788.1662 | 0.11501 | 788.1662 | 0.014726 | 779.4648 | 0.0064335 | 788.1662 | 0.0358 | 788.1662 | 0 |  |  | 784.086 | 0.013321 | 788.1662 | 0.033778 | 788.3743 | 0.023053 | 788.3743 | 0.021697 | 788.3743 | 0.0059674 | 623.0307 | 0.021941 | 788.3743 | 0.0072969 | 788.3743 | 0.0045602 |  |  | 788.1662 | 0.041512 | 782.92 | 0.01061 | 788.3743 | 0.0091676 | 788.1662 | 0.030541 | 625.6474 | 32.3732 | 788.3743 | 0.02255 | 788.3743 | 0.0083627 | 788.1662 | 0.010328 | 788.3743 | 0.0072332 | 788.3743 | 0.0031776 | 788.3743 | 0.062292 | 929.6044 | 0.021037 | 788.1662 | 16.5691 | 788.1662 | 3.475 | 788.3743 | 3.059 | 929.1629 | 0.0018258 | 788.1662 | 0.84873 | 933.4407 | 0.026794 | 929.6044 | 9.273 | 788.1662 | 0 | 1014.1642 | 0.30048 |  |  | 1233.9966 | 0.18756 | 1033.316 | 0.012492 | 1149.8163 | 0 | 1149.0386 | 0 | 1149.0317 | 0.0033569 | 788.166 | 0.0694 | 788.3743 | 0.052187 | 788.1662 | 0.14639 | 788.1662 | 0.068198 | 788.3743 | #REF! | 788.1662 | 0.14168 | 784.3252 | 0.12207
| 379.7349 | 0 | 379.735 | 0.048323 | 379.7349 | 0.032902 | 379.7349 | -0.0096531 | 379.7349 | 0.0036535 | 379.7349 | 0.059479 | 623.1507 | 0 | 788.4035 | -0.034583 | 379.7349 | 90.4527 | 623.1507 | 0 | 788.4035 | -0.12371 | 788.4035 | -0.028751 | 779.6997 | -0.017225 | 788.4035 | -0.065966 | 788.4035 | 0 |  |  | 784.3206 | -0.029768 | 788.4035 | -0.081958 | 788.6115 | 0 | 788.6115 | 0 | 788.6115 | -0.011304 | 623.1507 | 0.013792 | 788.6115 | 0 | 788.6114 | 0 |  |  | 788.4035 | 0.02567 | 783.16 | -0.013175 | 788.6115 | 0 | 788.4035 | 0.018162 | 625.7672 | 32.2889 | 788.6115 | 0 | 788.6114 | 0 | 788.4035 | -0.02997 | 788.6115 | -0.011627 | 788.6115 | -0.0046878 | 788.6115 | 0.038744 | 929.7725 | 0.037002 | 788.4035 | 16.1937 | 788.4035 | 3.514 | 788.6115 | 3.1018 | 929.3317 | 0 | 788.4035 | 0.80287 | 933.6111 | 0.0257 | 929.7725 | 9.2853 | 788.4035 | 0 | 1014.2666 | 0.3001 |  |  | 1234.0712 | 0.18678 | 1033.3291 | 0.012484 | 1149.881 | 0 | 1149.1031 | 0 | 1149.0964 | 0.0033626 | 788.404 | 0.06791 | 788.6115 | 0.044553 | 788.4035 | 0.12798 | 788.4035 | 0.066429 | 788.6115 | #REF! | 788.4035 | 0.090122 | 784.5614 | 0.12178
| 379.8141 | 0 | 379.8141 | 0.015653 | 379.8141 | 0.033985 | 379.8141 | 0.0088746 | 379.8141 | 0.0031273 | 379.8141 | 0.066307 | 623.2707 | 0.0083718 | 788.6408 | 0.017712 | 379.8141 | 89.3689 | 623.2707 | 0.026437 | 788.6408 | 0.0012288 | 788.6408 | 0.0070027 | 779.9346 | 0.010769 | 788.6408 | 0.046323 | 788.6408 | 0 |  |  | 784.5552 | 0.018145 | 788.6408 | 0.058471 | 788.8487 | 0.010125 | 788.8487 | 0.021406 | 788.8487 | 0.0022022 | 623.2707 | 0.017135 | 788.8487 | 0.010776 | 788.8486 | 0.0037339 |  |  | 788.6408 | 0.045382 | 783.4 | 0.013058 | 788.8487 | 0.011731 | 788.6408 | 0.029577 | 625.887 | 32.1292 | 788.8487 | 0.020609 | 788.8486 | 0.0091143 | 788.6408 | 0.029764 | 788.8487 | 0.003377 | 788.8487 | 0.001426 | 788.8487 | 0.066672 | 929.9405 | 0.033798 | 788.6408 | 15.8157 | 788.6408 | 3.5371 | 788.8486 | 3.1359 | 929.5004 | 0.0018258 | 788.6408 | 0.8663 | 933.7815 | 0.024279 | 929.9405 | 9.3077 | 788.6408 | 0 | 1014.369 | 0.29968 |  |  | 1234.1459 | 0.18599 | 1033.3422 | 0.012477 | 1149.9458 | 0 | 1149.1679 | 0 | 1149.1611 | 0.003366 | 788.641 | 0.066203 | 788.8487 | 0.050425 | 788.6408 | 0.14366 | 788.6408 | 0.063775 | 788.8486 | #REF! | 788.6408 | 0.12272 | 784.7975 | 0.1217
| 379.8932 | 0 | 379.8932 | -0.019128 | 379.8932 | 0.032759 | 379.8932 | -0.0097153 | 379.8932 | 0.0045556 | 379.8932 | 0.057536 | 623.3907 | 0 | 788.8781 | -0.11192 | 379.8932 | 88.2998 | 623.3907 | 0 | 788.8781 | -0.17433 | 788.8781 | -0.022651 | 780.1696 | -0.045924 | 788.8781 | -0.082788 | 788.8781 | 0 |  |  | 784.7897 | -0.01291 | 788.8781 | -0.10665 | 789.0858 | 0 | 789.0858 | 0 | 789.0858 | -0.0071616 | 623.3907 | 0.016508 | 789.0858 | 0 | 789.0858 | 0 |  |  | 788.8781 | 0.02559 | 783.63 | -0.010726 | 789.0858 | 0 | 788.8781 | 0.0076099 | 626.0068 | 31.9886 | 789.0858 | 0 | 789.0858 | 0 | 788.8781 | -0.0034445 | 789.0858 | -0.0083644 | 789.0858 | -0.0049482 | 789.0858 | 0.039154 | 930.1086 | 0.025042 | 788.8781 | 15.4925 | 788.8781 | 3.5919 | 789.0858 | 3.1913 | 929.6691 | 0 | 788.8781 | 0.85235 | 933.9519 | 0.023677 | 930.1086 | 9.3543 | 788.8781 | 0 | 1014.4714 | 0.29943 |  |  | 1234.2205 | 0.18521 | 1033.3552 | 0.012471 | 1150.0106 | 0 | 1149.2325 | 0 | 1149.2258 | 0.0033671 | 788.878 | 0.069809 | 789.0858 | 0.031598 | 788.8781 | 0.11851 | 788.8781 | 0.067313 | 789.0858 | #REF! | 788.8781 | 0.085648 | 785.0337 | 0.12168
| 379.9723 | 0 | 379.9723 | -0.041286 | 379.9723 | 0.033387 | 379.9723 | 0.0055116 | 379.9723 | 0.0049465 | 379.9723 | 0.061681 | 623.5107 | 0.024828 | 789.1154 | -0.021284 | 379.9723 | 87.3699 | 623.5107 | 0.014163 | 789.1154 | 0.034804 | 789.1154 | 0.013643 | 780.4045 | 0.028486 | 789.1154 | 0.033076 | 789.1154 | 0 |  |  | 785.0243 | 0.026218 | 789.1154 | 0.03018 | 789.323 | 0.035202 | 789.323 | 0.0098185 | 789.323 | 0.0040672 | 623.5107 | 0.036673 | 789.323 | 0.0097388 | 789.3231 | 0.0025591 |  |  | 789.1154 | 0.03407 | 783.87 | 0.016905 | 789.323 | 0.0057262 | 789.1154 | 0.025011 | 626.1267 | 31.8206 | 789.323 | 0.038989 | 789.3231 | 0.0066064 | 789.1154 | 0.015375 | 789.323 | -0.0007871 | 789.323 | 0.0018279 | 789.323 | 0.056412 | 930.2767 | 0.028192 | 789.1154 | 15.1401 | 789.1154 | 3.6809 | 789.3231 | 3.2201 | 929.8379 | 0.0018258 | 789.1154 | 0.89958 | 934.1223 | 0.021763 | 930.2767 | 9.3874 | 789.1154 | 0 | 1014.5738 | 0.30011 |  |  | 1234.295 | 0.18443 | 1033.3683 | 0.012466 | 1150.0753 | 0 | 1149.2972 | 0 | 1149.2905 | 0.0033682 | 789.115 | 0.069857 | 789.323 | 0.043415 | 789.1154 | 0.13511 | 789.1154 | 0.066429 | 789.3231 | #REF! | 789.1154 | 0.12144 | 785.2698 | 0.12055
| 380.0514 | 0 | 380.0514 | 0.028957 | 380.0514 | 0.032759 | 380.0514 | -0.0059164 | 380.0514 | 0.0039842 | 380.0514 | 0.058949 | 623.6307 | 0 | 789.3528 | 0.020436 | 380.0514 | 86.3523 | 623.6307 | 0 | 789.3528 | -0.1049 | 789.3528 | -0.012435 | 780.6395 | -0.010557 | 789.3528 | -0.062951 | 789.3528 | 0 |  |  | 785.2589 | -0.029322 | 789.3528 | -0.049499 | 789.5602 | 0 | 789.5602 | 0 | 789.5602 | -0.0063053 | 623.6307 | 0.027165 | 789.5602 | 0 | 789.5602 | 0 |  |  | 789.3528 | 0.034721 | 784.11 | 0.030897 | 789.5602 | 0 | 789.3528 | 0.023996 | 626.2465 | 31.7591 | 789.5602 | 0 | 789.5602 | 0 | 789.3528 | -0.024727 | 789.5602 | -0.00247 | 789.5602 | 0.0015042 | 789.5602 | 0.043676 | 930.4448 | 0.036308 | 789.3528 | 14.7637 | 789.3528 | 3.6785 | 789.5602 | 3.2684 | 930.0066 | 0 | 789.3528 | 0.87591 | 934.2927 | 0.020998 | 930.4448 | 9.4276 | 789.3528 | 0 | 1014.6763 | 0.30153 |  |  | 1234.3696 | 0.18366 | 1033.3813 | 0.012462 | 1150.1401 | 0 | 1149.3621 | 0 | 1149.3552 | 0.0033728 | 789.353 | 0.070818 | 789.5602 | 0.047599 | 789.3528 | 0.13057 | 789.3528 | 0.066429 | 789.5602 | #REF! | 789.3528 | 0.09417 | 785.506 | 0.1194
| 380.1305 | 0 | 380.1305 | 0.028107 | 380.1305 | 0.033045 | 380.1305 | 0.0059787 | 380.1305 | 0.0038038 | 380.1305 | 0.063877 | 623.7508 | 0.034994 | 789.5901 | -0.0015234 | 380.1305 | 85.459 | 623.7508 | 0.030091 | 789.5901 | 0.041424 | 789.5901 | 0.012994 | 780.8745 | 0.0085589 | 789.5901 | 0.028354 | 789.5901 | 0 |  |  | 785.4935 | 0.0084568 | 789.5901 | 0.11253 | 789.7975 | 0.043808 | 789.7975 | 0.013095 | 789.7975 | 0.00031699 | 623.7508 | 0.014523 | 789.7975 | 0.0033285 | 789.7974 | 0.0041519 |  |  | 789.5901 | 0.052058 | 784.34 | -0.00058295 | 789.7975 | 0.012953 | 789.5901 | 0.030389 | 626.3663 | 31.7064 | 789.7975 | 0.024763 | 789.7974 | 0.0098857 | 789.5901 | 0.02736 | 789.7975 | 0.0023847 | 789.7975 | 0.001286 | 789.7975 | 0.061236 | 930.6129 | 0.0291 | 789.5901 | 14.4061 | 789.5901 | 3.7296 | 789.7974 | 3.2885 | 930.1753 | 0.00078262 | 789.5901 | 0.951 | 934.4631 | 0.019849 | 930.6129 | 9.4556 | 789.5901 | 0.0090425 | 1014.7787 | 0.30194 |  |  | 1234.4443 | 0.18288 | 1033.3944 | 0.01246 | 1150.205 | 0 | 1149.4268 | 0 | 1149.4199 | 0.0033841 | 789.59 | 0.070602 | 789.7975 | 0.044516 | 789.5901 | 0.1342 | 789.5901 | 0.068198 | 789.7974 | #REF! | 789.5901 | 0.12741 | 785.7422 | 0.12042
| 380.2097 | 0 | 380.2097 | 0.0059 | 380.2097 | 0.032275 | 380.2097 | -0.0086255 | 380.2097 | 0.0048112 | 380.2096 | 0.057973 | 623.8708 | 0 | 789.8274 | -0.060264 | 380.2097 | 84.504 | 623.8708 | 0 | 789.8274 | -0.024901 | 789.8274 | -0.020532 | 781.1095 | -0.029287 | 789.8274 | -0.072364 | 789.8274 | 0 |  |  | 785.7281 | -0.012615 | 789.8274 | -0.10497 | 790.0347 | 0 | 790.0347 | 0 | 790.0347 | -0.0087927 | 623.8708 | 0.032808 | 790.0347 | 0 | 790.0347 | 0 |  |  | 789.8274 | 0.028124 | 784.58 | -0.0040807 | 790.0347 | 0 | 789.8274 | 0.01867 | 626.4861 | 31.7347 | 790.0347 | 0 | 790.0347 | 0 | 789.8274 | -0.040858 | 790.0347 | -0.010782 | 790.0347 | -0.0054566 | 790.0347 | 0.031834 | 930.781 | 0.022159 | 789.8274 | 14.0502 | 789.8274 | 3.7862 | 790.0347 | 3.3429 | 930.3441 | 0 | 789.8274 | 0.91499 | 934.6335 | 0.019193 | 930.781 | 9.5036 | 789.8274 | 0 | 1014.8812 | 0.30194 |  |  | 1234.5189 | 0.18211 | 1033.4076 | 0.012458 | 1150.2698 | 0 | 1149.4915 | 0 | 1149.4846 | 0.0034057 | 789.827 | 0.068559 | 790.0347 | 0.036663 | 789.8274 | 0.11566 | 789.8274 | 0.066429 | 790.0347 | #REF! | 789.8274 | 0.092465 | 785.9784 | 0.11911
| 380.2888 | 0 | 380.2888 | -0.00060535 | 380.2888 | 0.032959 | 380.2888 | 0.0085321 | 380.2888 | 0.0031423 | 380.2888 | 0.063028 | 623.9908 | 0.026588 | 790.0648 | -0.010838 | 380.2888 | 83.6224 | 623.9908 | 0.0067085 | 790.0648 | -0.062441 | 790.0648 | 0.011815 | 781.3445 | 0.0084645 | 790.0648 | 0.041801 | 790.0648 | 0 |  |  | 785.9627 | 0.0041646 | 790.0648 | 0.041688 | 790.2719 | 0.026391 | 790.2719 | 0.0058368 | 790.2719 | 0.0029839 | 623.9908 | 0.02727 | 790.2719 | 0.00382 | 790.2719 | 0.003788 |  |  | 790.0648 | 0.033202 | 784.82 | -0.0016322 | 790.2719 | 0.010325 | 790.0648 | 0.025468 | 626.606 | 31.6693 | 790.2719 | 0.030119 | 790.2719 | 0.0073141 | 790.0648 | 0.024801 | 790.2719 | 0.00064348 | 790.2719 | 0.0011207 | 790.2719 | 0.052359 | 930.9491 | 0.027498 | 790.0648 | 13.6983 | 790.0648 | 3.8334 | 790.2719 | 3.3454 | 930.5128 | 0.0018258 | 790.0648 | 0.94681 | 934.8039 | 0.018318 | 930.9491 | 9.5386 | 790.0648 | 0 | 1014.9837 | 0.30243 |  |  | 1234.5935 | 0.18134 | 1033.4207 | 0.012458 | 1150.3346 | 0 | 1149.5561 | 0 | 1149.5493 | 0.0034364 | 790.065 | 0.069809 | 790.2719 | 0.043599 | 790.0648 | 0.12927 | 790.0648 | 0.06466 | 790.2719 | #REF! | 790.0648 | 0.11867 | 786.2146 | 0.1191
| 380.3679 | 0 | 380.3679 | -0.012357 | 380.3679 | 0.032389 | 380.3679 | -0.0090303 | 380.3679 | 0.0039241 | 380.3679 | 0.05882 | 624.1109 | 0 | 790.3021 | -0.055746 | 380.3679 | 82.6297 | 624.1109 | 0 | 790.3021 | -0.12207 | 790.3021 | -0.024986 | 781.5795 | -0.04262 | 790.3021 | -0.070776 | 790.3021 | 0 |  |  | 786.1974 | -0.026834 | 790.3021 | -0.10161 | 790.5091 | 0 | 790.5091 | 0 | 790.5091 | -0.0062915 | 624.1109 | 0.027479 | 790.5091 | 0 | 790.5092 | 0 |  |  | 790.3021 | 0.022793 | 785.06 | -0.0068788 | 790.5091 | 0 | 790.3021 | 0.017858 | 626.7258 | 31.5437 | 790.5091 | 0 | 790.5092 | 0 | 790.3021 | -0.047484 | 790.5091 | -0.0036648 | 790.5091 | -0.0035025 | 790.5091 | 0.039085 | 931.1172 | 0.025362 | 790.3021 | 13.2987 | 790.3021 | 3.8784 | 790.5092 | 3.4197 | 930.6816 | 0 | 790.3021 | 0.94009 | 934.9743 | 0.018592 | 931.1172 | 9.5772 | 790.3021 | 0.0090425 | 1015.0862 | 0.30284 |  |  | 1234.6682 | 0.18057 | 1033.4337 | 0.012458 | 1150.3994 | 0 | 1149.621 | 0 | 1149.6141 | 0.0034762 | 790.302 | 0.071035 | 790.5091 | 0.039672 | 790.3021 | 0.11566 | 790.3021 | 0.066429 | 790.5092 | #REF! | 790.3021 | 0.080321 | 786.4508 | 0.11798
| 380.447 | 0 | 380.447 | 0.040546 | 380.447 | 0.033187 | 380.447 | 0.0088434 | 380.447 | 0.005623 | 380.447 | 0.063277 | 624.231 | 0.012938 | 790.5395 | 0.0096104 | 380.447 | 81.6975 | 624.231 | 0.040623 | 790.5395 | 0.083647 | 790.5395 | 0.0091604 | 781.8145 | 0.028417 | 790.5395 | 0.038142 | 790.5395 | 0 |  |  | 786.432 | 0.019882 | 790.5395 | 0.047935 | 790.7464 | 0.02727 | 790.7464 | 0.021814 | 790.7464 | 0.0094163 | 624.231 | 0.018075 | 790.7464 | 0.012279 | 790.7464 | 0.0057027 |  |  | 790.5395 | 0.038774 | 785.29 | 0.0099102 | 790.7464 | 0.0058923 | 790.5395 | 0.015017 | 626.8456 | 31.2863 | 790.7464 | 0.021279 | 790.7464 | 0.010639 | 790.5395 | 0.020744 | 790.7464 | 0.0054704 | 790.7464 | 0.0022911 | 790.7464 | 0.052336 | 931.2853 | 0.027765 | 790.5395 | 13.0232 | 790.5395 | 4.0022 | 790.7464 | 3.4486 | 930.8503 | 0.0018258 | 790.5395 | 1.0164 | 935.1447 | 0.017334 | 931.2853 | 9.601 | 790.5395 | 0 | 1015.1888 | 0.30293 |  |  | 1234.7429 | 0.1798 | 1033.4468 | 0.01246 | 1150.4642 | 0 | 1149.6857 | 0 | 1149.6788 | 0.0035228 | 790.539 | 0.067429 | 790.7464 | 0.035378 | 790.5395 | 0.13446 | 790.5395 | 0.062891 | 790.7464 | #REF! | 790.5395 | 0.12613 | 786.687 | 0.11821
| 380.5262 | 0 | 380.5262 | 0.0094609 | 380.5262 | 0.031904 | 380.5262 | -0.0074422 | 380.5262 | 0.0020147 | 380.5262 | 0.05773 | 624.351 | 0 | 790.7769 | -0.075416 | 380.5262 | 80.7056 | 624.351 | 0 | 790.7769 | -0.19759 | 790.7769 | -0.027189 | 782.0495 | -0.015319 | 790.7769 | -0.073264 | 790.7769 | 0 |  |  | 786.6666 | -0.026763 | 790.7769 | -0.093211 | 790.9836 | 0 | 790.9836 | 0 | 790.9836 | -0.0090238 | 624.351 | 0.001681 | 790.9837 | 0 | 790.9836 | 0 |  |  | 790.7769 | 0.017631 | 785.53 | -0.0093273 | 790.9836 | 0 | 790.7769 | 0.01664 | 626.9655 | 31.0699 | 790.9836 | 0 | 790.9836 | 0 | 790.7769 | -0.041226 | 790.9836 | -0.010252 | 790.9836 | -0.0066714 | 790.9836 | 0.028237 | 931.4534 | 0.023387 | 790.7769 | 12.651 | 790.7769 | 3.9547 | 790.9836 | 3.4884 | 931.0191 | 0 | 790.7769 | 0.95867 | 935.3152 | 0.017334 | 931.4534 | 9.6382 | 790.7769 | 0 | 1015.2913 | 0.30285 |  |  | 1234.8175 | 0.17904 | 1033.4598 | 0.012463 | 1150.5292 | 0 | 1149.7505 | 0 | 1149.7436 | 0.0035716 | 790.777 | 0.065963 | 790.9837 | 0.035965 | 790.7769 | 0.10101 | 790.7769 | 0.062006 | 790.9836 | #REF! | 790.7769 | 0.076486 | 786.9232 | 0.11752
| 380.6053 | 0 | 380.6053 | 0.017435 | 380.6053 | 0.032275 | 380.6053 | 0.0099333 | 380.6053 | 0.0031423 | 380.6053 | 0.061822 | 624.4711 | 0 | 791.0142 | -0.021402 | 380.6053 | 79.8895 | 624.4711 | 0.031595 | 791.0142 | 0.043206 | 791.0142 | 0.0028487 | 782.2845 | -0.0035704 | 791.0142 | 0.035869 | 791.0142 | 0 |  |  | 786.9013 | 0.0086655 | 791.0142 | 0.072729 | 791.2209 | 0.050684 | 791.2209 | 0.021375 | 791.2209 | 0.0043705 | 624.4711 | 0.01118 | 791.2209 | 0.0020666 | 791.2209 | 0.0016191 |  |  | 791.0142 | 0.039351 | 785.77 | -0.0044305 | 791.2209 | 0.0021538 | 791.0142 | 0.027801 | 627.0853 | 30.8303 | 791.2209 | 0.034681 | 791.2209 | 0.010278 | 791.0142 | 0.029823 | 791.2209 | -0.0030449 | 791.2209 | 0.0011905 | 791.2209 | 0.045123 | 931.6214 | 0.021785 | 791.0142 | 12.2826 | 791.0142 | 4.0493 | 791.2209 | 3.5247 | 931.1878 | 0.0013044 | 791.0142 | 1.0297 | 935.4856 | 0.016295 | 931.6214 | 9.6699 | 791.0142 | 0 | 1015.3939 | 0.30295 |  |  | 1234.8922 | 0.17827 | 1033.4729 | 0.012467 | 1150.594 | 0 | 1149.8152 | 0 | 1149.8084 | 0.0036194 | 791.014 | 0.06416 | 791.2209 | 0.041213 | 791.0142 | 0.1294 | 791.0142 | 0.061122 | 791.2209 | #REF! | 791.0142 | 0.10674 | 787.1595 | 0.11733
| 380.6844 | 0 | 380.6844 | -0.012863 | 380.6844 | 0.031476 | 380.6844 | -0.016037 | 380.6844 | 0.0058786 | 380.6844 | 0.05371 | 624.5912 | 0 | 791.2516 | -0.058303 | 380.6844 | 78.9763 | 624.5912 | 0 | 791.2516 | -0.19566 | 791.2516 | -0.030878 | 782.5195 | -0.016044 | 791.2516 | -0.083521 | 791.2516 | 0 |  |  | 787.136 | -0.0092079 | 791.2516 | -0.10833 | 791.4582 | 0 | 791.4582 | 0 | 791.4582 | -0.01157 | 624.5912 | 0.013792 | 791.4582 | 0 | 791.4582 | 0 |  |  | 791.2516 | 0.021377 | 786 | -0.029264 | 791.4582 | 0 | 791.2516 | 0.015423 | 627.2051 | 30.6224 | 791.4582 | 0 | 791.4582 | 0 | 791.2516 | -0.028952 | 791.4582 | -0.009575 | 791.4582 | -0.0050898 | 791.4582 | 0.029045 | 931.7895 | 0.032357 | 791.2516 | 11.9608 | 791.2516 | 4.0777 | 791.4582 | 3.5823 | 931.3566 | 0 | 791.2516 | 0.96365 | 935.656 | 0.01624 | 931.7895 | 9.7094 | 791.2516 | 0.0018089 | 1015.4965 | 0.3033 |  |  | 1234.9669 | 0.17751 | 1033.4861 | 0.012472 | 1150.6588 | 0 | 1149.88 | 0 | 1149.8732 | 0.0036626 | 791.252 | 0.065169 | 791.4582 | 0.035929 | 791.2516 | 0.11034 | 791.2516 | 0.062006 | 791.4582 | #REF! | 791.2516 | 0.080108 | 787.3957 | 0.11662
| 380.7636 | 0 | 380.7636 | 0.023624 | 380.7636 | 0.03199 | 380.7636 | 0.0083141 | 380.7636 | 0.0045856 | 380.7636 | 0.064298 | 624.7113 | 0.029716 | 791.489 | 0.014173 | 380.7636 | 78.1435 | 624.7113 | 0.025362 | 791.489 | -0.046805 | 791.489 | 0.01426 | 782.7546 | 0.0041855 | 791.489 | 0.026152 | 791.489 | 0 |  |  | 787.3706 | 0.006115 | 791.489 | 0.041658 | 791.6955 | 0 | 791.6955 | 0.013238 | 791.6955 | -0.0017839 | 624.7113 | 0.024867 | 791.6955 | 0.0020027 | 791.6955 | 0.0027378 |  |  | 791.489 | 0.042329 | 786.24 | -0.0089774 | 791.6955 | 0.0079694 | 791.489 | 0.027497 | 627.325 | 30.3471 | 791.6955 | 0.0084752 | 791.6955 | 0.0091866 | 791.489 | 0.027189 | 791.6955 | 0.0012329 | 791.6955 | 0.0005527 | 791.6955 | 0.04396 | 931.9576 | 0.034759 | 791.489 | 11.5804 | 791.489 | 4.1808 | 791.6955 | 3.6117 | 931.5253 | 0.00078262 | 791.489 | 1.0628 | 935.8264 | 0.014928 | 931.9576 | 9.7219 | 791.489 | 0.0018089 | 1015.5992 | 0.30325 |  |  | 1235.0416 | 0.17675 | 1033.4991 | 0.012479 | 1150.7238 | 0 | 1149.9447 | 0 | 1149.938 | 0.0037012 | 791.489 | 0.063631 | 791.6955 | 0.041434 | 791.489 | 0.12836 | 791.489 | 0.062006 | 791.6955 | #REF! | 791.489 | 0.11441 | 787.632 | 0.11634
| 380.8427 | 0 | 380.8427 | -0.040344 | 380.8427 | 0.030878 | 380.8427 | -0.014698 | 380.8427 | 0.0039391 | 380.8427 | 0.054261 | 624.8314 | 0 | 791.7264 | -0.015407 | 380.8427 | 77.2714 | 624.8314 | 0 | 791.7264 | -0.088876 | 791.7264 | -0.024054 | 782.9896 | -0.021097 | 791.7264 | -0.067404 | 791.7264 | 0 |  |  | 787.6053 | -0.020111 | 791.7264 | -0.062085 | 791.9328 | 0 | 791.9328 | 0 | 791.9328 | -0.0027812 | 624.8314 | 0.019225 | 791.9328 | 0 | 791.9327 | 0 |  |  | 791.7264 | 0.035144 | 786.48 | -0.016672 | 791.9328 | 0 | 791.7264 | 0.019025 | 627.4448 | 30.13 | 791.9328 | 0 | 791.9327 | 0 | 791.7264 | -0.012333 | 791.9328 | -0.0018792 | 791.9328 | -0.0011702 | 791.9328 | 0.039415 | 932.1258 | 0.023547 | 791.7264 | 11.2504 | 791.7264 | 4.2498 | 791.9327 | 3.6705 | 931.6941 | 0 | 791.7264 | 1.0229 | 935.9969 | 0.015201 | 932.1258 | 9.7385 | 791.7264 | 0 | 1015.7018 | 0.30299 |  |  | 1235.1163 | 0.17599 | 1033.5122 | 0.012486 | 1150.7886 | 0 | 1150.0095 | 0 | 1150.0027 | 0.003733 | 791.726 | 0.063006 | 791.9328 | 0.035892 | 791.7264 | 0.11799 | 791.7264 | 0.062006 | 791.9327 | #REF! | 791.7264 | 0.091613 | 787.8682 | 0.11576
| 380.9219 | 0 | 380.9218 | -0.028897 | 380.9219 | 0.031419 | 380.9219 | 0.013016 | 380.9219 | 0.007307 | 380.9219 | 0.059636 | 624.9515 | 0.019261 | 791.9638 | 0.0040041 | 380.9219 | 76.5032 | 624.9515 | 0.020498 | 791.9638 | 0.040662 | 791.9638 | 0.0071953 | 783.2247 | 0.016771 | 791.9638 | 0.037291 | 791.9638 | 0 |  |  | 787.84 | 0.018857 | 791.9638 | 0.079008 | 792.1701 | 0.017825 | 792.1701 | 0.021742 | 792.1701 | 0.0059668 | 624.9515 | 0.016508 | 792.1701 | 0.0049015 | 792.17 | 0.0066571 |  |  | 791.9638 | 0.038033 | 786.72 | 0.017955 | 792.1701 | 0.014272 | 791.9638 | 0.022779 | 627.5647 | 29.8989 | 792.1701 | 0.021551 | 792.17 | 0.0087249 | 791.9638 | 0.037914 | 792.1701 | 0.0037178 | 792.1701 | 0.0033584 | 792.1701 | 0.049713 | 932.2939 | 0.02312 | 791.9638 | 10.9251 | 791.9638 | 4.2396 | 792.17 | 3.7074 | 931.8629 | 0.0018258 | 791.9638 | 1.0862 | 936.1673 | 0.014108 | 932.2939 | 9.7317 | 791.9638 | 0.0090425 | 1015.8045 | 0.30354 |  |  | 1235.191 | 0.17524 | 1033.5253 | 0.012495 | 1150.8534 | 0 | 1150.0743 | 0 | 1150.0675 | 0.003758 | 791.964 | 0.06815 | 792.1701 | 0.041434 | 791.9638 | 0.12149 | 791.9638 | 0.066429 | 792.17 | #REF! | 791.9638 | 0.12442 | 788.1045 | 0.11579
| 381.001 | 0 | 381.001 | 0.030163 | 381.001 | 0.030165 | 381.001 | -0.012362 | 381.001 | 0.0046007 | 381.001 | 0.050513 | 625.0716 | 0 | 792.2013 | -0.082589 | 381.001 | 75.6134 | 625.0716 | 0 | 792.2013 | -0.18294 | 792.2012 | -0.032037 | 783.4598 | -0.022299 | 792.2013 | -0.083521 | 792.2012 | 0 |  |  | 788.0747 | -0.01757 | 792.2012 | -0.067504 | 792.4074 | 0 | 792.4074 | 0 | 792.4074 | -0.011831 | 625.0716 | 0.013583 | 792.4074 | 0 | 792.4073 | 0 |  |  | 792.2013 | 0.033648 | 786.95 | 0.0029147 | 792.4074 | 0 | 792.2012 | 0.01385 | 627.6845 | 29.7079 | 792.4074 | 0 | 792.4073 | 0 | 792.2012 | -0.027747 | 792.4074 | -0.011848 | 792.4074 | -0.0063232 | 792.4074 | 0.02157 | 932.462 | 0.027124 | 792.2013 | 10.6068 | 792.2013 | 4.2681 | 792.4073 | 3.7405 | 932.0316 | 0 | 792.2013 | 1.0629 | 936.3377 | 0.014655 | 932.462 | 9.7402 | 792.2012 | 0 | 1015.9072 | 0.30446 |  |  | 1235.2658 | 0.17448 | 1033.5383 | 0.012504 | 1150.9183 | 0 | 1150.1392 | 0 | 1150.1323 | 0.0037785 | 792.201 | 0.065097 | 792.4074 | 0.033066 | 792.2012 | 0.10139 | 792.2012 | 0.062006 | 792.4073 | #REF! | 792.2012 | 0.071586 | 788.3408 | 0.11496
| 381.0801 | 0 | 381.0801 | 0.01784 | 381.0801 | 0.030935 | 381.0801 | 0.0095908 | 381.0801 | 0.0055178 | 381.0801 | 0.063531 | 625.1918 | 0.00099528 | 792.4387 | -0.018684 | 381.0801 | 74.7569 | 625.1918 | 0.03353 | 792.4387 | 0.10893 | 792.4387 | -0.00037834 | 783.6948 | 0.012759 | 792.4387 | 0.031636 | 792.4387 | 0 |  |  | 788.3094 | 0.0073107 | 792.4387 | 0.033108 | 792.6447 | 0.0097643 | 792.6447 | 0.0209 | 792.6447 | -0.0018899 | 625.1918 | 0.031972 | 792.6447 | 0 | 792.6447 | 0.0017284 |  |  | 792.4387 | 0.036052 | 787.19 | 0.0022152 | 792.6447 | 0.011449 | 792.4387 | 0.019989 | 627.8044 | 29.4371 | 792.6447 | 0.019637 | 792.6447 | 0.0071985 | 792.4387 | 0.033599 | 792.6447 | -0.0020243 | 792.6447 | -0.0014299 | 792.6447 | 0.038495 | 932.6301 | 0.032677 | 792.4387 | 10.2283 | 792.4387 | 4.418 | 792.6447 | 3.7674 | 932.2004 | 0.0028693 | 792.4387 | 1.1096 | 936.5082 | 0.013397 | 932.6301 | 9.7297 | 792.4387 | 0 | 1016.0099 | 0.30532 |  |  | 1235.3406 | 0.17373 | 1033.5514 | 0.012515 | 1150.9833 | 0 | 1150.204 | 0 | 1150.1971 | 0.0037932 | 792.439 | 0.060506 | 792.6447 | 0.038975 | 792.4387 | 0.12616 | 792.4387 | 0.058468 | 792.6447 | #REF! | 792.4387 | 0.11697 | 788.5771 | 0.11441
| 381.1593 | 0 | 381.1593 | -0.038332 | 381.1593 | 0.030422 | 381.1593 | -0.011397 | 381.1593 | 0.0061793 | 381.1593 | 0.050164 | 625.3119 | 0 | 792.6761 | -0.10584 | 381.1593 | 73.8116 | 625.3119 | 0 | 792.6761 | -0.20977 | 792.6761 | -0.02994 | 783.9299 | -0.0093151 | 792.6761 | -0.084254 | 792.6761 | 0 |  |  | 788.5441 | -0.018257 | 792.6761 | -0.10917 | 792.882 | 0 | 792.882 | 0 | 792.882 | -0.0061218 | 625.3119 | 0.0046472 | 792.882 | 0 | 792.882 | 0 |  |  | 792.6761 | 0.024402 | 787.43 | -0.015973 | 792.882 | 0 | 792.6761 | 0.0082187 | 627.9242 | 29.2152 | 792.882 | 0 | 792.882 | 0 | 792.6761 | -0.040858 | 792.882 | -0.011505 | 792.882 | -0.0090389 | 792.882 | 0.023525 | 932.7982 | 0.020824 | 792.6761 | 9.9071 | 792.6761 | 4.4066 | 792.882 | 3.8398 | 932.3692 | 0 | 792.6761 | 1.0909 | 936.6786 | 0.013452 | 932.7982 | 9.737 | 792.6761 | 0.0072445 | 1016.1126 | 0.30624 |  |  | 1235.4153 | 0.17298 | 1033.5646 | 0.012527 | 1151.0481 | 0 | 1150.2688 | 0 | 1150.262 | 0.0038035 | 792.676 | 0.063679 | 792.882 | 0.030901 | 792.6761 | 0.099839 | 792.6761 | 0.062006 | 792.882 | #REF! | 792.6761 | 0.069455 | 788.8134 | 0.11438
| 381.2384 | 0 | 381.2384 | -0.024176 | 381.2384 | 0.031077 | 381.2384 | 0.0074111 | 381.2384 | 0.0046307 | 381.2384 | 0.06057 | 625.4321 | 0.019941 | 792.9136 | -0.055876 | 381.2384 | 72.9528 | 625.4321 | 0.03353 | 792.9136 | -0.059847 | 792.9136 | 0.0038248 | 784.165 | 0.0061641 | 792.9136 | 0.024027 | 792.9136 | 0 |  |  | 788.7789 | 0.016991 | 792.9136 | 0.00049365 | 793.1194 | 0.03853 | 793.1194 | 0.0063323 | 793.1194 | -0.00050192 | 625.4321 | 0.022464 | 793.1194 | 0.0060791 | 793.1193 | 0.00055127 |  |  | 792.9136 | 0.033274 | 787.67 | 0.0029147 | 793.1194 | 0.0093368 | 792.9136 | 0.018314 | 628.0441 | 28.9148 | 793.1194 | 0.014361 | 793.1193 | 0.0081527 | 792.9136 | 0.032354 | 793.1194 | -0.0038612 | 793.1194 | -0.00083915 | 793.1194 | 0.041347 | 932.9663 | 0.026857 | 792.9136 | 9.6429 | 792.9136 | 4.4293 | 793.1193 | 3.8538 | 932.538 | 0.0018258 | 792.9136 | 1.1609 | 936.8491 | 0.011866 | 932.9663 | 9.7308 | 792.9136 | 0.0090425 | 1016.2154 | 0.30655 |  |  | 1235.49 | 0.17223 | 1033.5776 | 0.012539 | 1151.113 | 0 | 1150.3336 | 0 | 1150.3268 | 0.0038091 | 792.914 | 0.066828 | 793.1194 | 0.03692 | 792.9136 | 0.12383 | 792.9136 | 0.063775 | 793.1193 | #REF! | 792.9136 | 0.10695 | 789.0497 | 0.1139
| 381.3176 | 0 | 381.3176 | 0.001196 | 381.3176 | 0.030022 | 381.3176 | -0.011739 | 381.3176 | 0.0054577 | 381.3176 | 0.048928 | 625.5522 | 0 | 793.151 | -0.0032973 | 381.3176 | 72.009 | 625.5522 | 0 | 793.151 | -0.12144 | 793.151 | -0.028027 | 784.4001 | -0.0033347 | 793.151 | -0.066228 | 793.151 | 0 |  |  | 789.0136 | -0.02001 | 793.151 | -0.057548 | 793.3567 | 0 | 793.3567 | 0 | 793.3567 | -0.0041838 | 625.5522 | 0.013792 | 793.3567 | 0 | 793.3567 | 0 |  |  | 793.151 | 0.021066 | 787.9 | 0.002565 | 793.3567 | 0 | 793.151 | 0.019329 | 628.1639 | 28.631 | 793.3567 | 0 | 793.3567 | 0 | 793.151 | -0.029541 | 793.3567 | -0.0039552 | 793.3567 | -0.0012355 | 793.3567 | 0.025949 | 933.1344 | 0.028245 | 793.151 | 9.2479 | 793.151 | 4.5381 | 793.3567 | 3.9176 | 932.7067 | 0 | 793.151 | 1.1355 | 937.0195 | 0.011921 | 933.1344 | 9.7489 | 793.151 | 0 | 1016.3182 | 0.30626 |  |  | 1235.5648 | 0.17148 | 1033.5907 | 0.012553 | 1151.178 | 0 | 1150.3984 | 0 | 1150.3916 | 0.003808 | 793.151 | 0.06077 | 793.3567 | 0.039011 | 793.151 | 0.10412 | 793.151 | 0.057583 | 793.3567 | #REF! | 793.151 | 0.088417 | 789.286 | 0.11355
| 381.3967 | 0 | 381.3968 | 0.031246 | 381.3967 | 0.030536 | 381.3967 | 0.017251 | 381.3967 | 0.007743 | 381.3968 | 0.059689 | 625.6724 | 0.016451 | 793.3885 | -0.0017998 | 381.3967 | 71.182 | 625.6724 | 0.022783 | 793.3885 | 0.092397 | 793.3885 | 0.01263 | 784.6352 | 0.018463 | 793.3885 | 0.046064 | 793.3885 | 0 |  |  | 789.2483 | 0.0078752 | 793.3885 | 0.035336 | 793.5941 | 0.045718 | 793.5941 | 0.017828 | 793.5941 | 0.0079831 | 625.6724 | 0.029046 | 793.5941 | 0.0091343 | 793.5941 | 0.0019736 |  |  | 793.3885 | 0.031522 | 788.14 | -0.0012825 | 793.5941 | 0.0052592 | 793.3885 | 0.021105 | 628.2838 | 28.2512 | 793.5941 | 0.029105 | 793.5941 | 0.0041502 | 793.3885 | 0.028077 | 793.5941 | 0.0033826 | 793.5941 | -0.00027725 | 793.5941 | 0.042984 | 933.3025 | 0.023921 | 793.3885 | 9.0004 | 793.3885 | 4.6267 | 793.5941 | 3.9433 | 932.8755 | 0.0013044 | 793.3885 | 1.1884 | 937.19 | 0.010772 | 933.3025 | 9.7516 | 793.3885 | 0.0090425 | 1016.421 | 0.30612 |  |  | 1235.6395 | 0.17074 | 1033.6038 | 0.012568 | 1151.2429 | 0 | 1150.4633 | 0 | 1150.4564 | 0.0038035 | 793.388 | 0.062597 | 793.5941 | 0.042535 | 793.3885 | 0.12434 | 793.3885 | 0.062006 | 793.5941 | #REF! | 793.3885 | 0.10184 | 789.5223 | 0.11348
| 381.4759 | 0 | 381.4759 | -0.028219 | 381.4759 | 0.030193 | 381.4759 | -0.010432 | 381.4759 | 0.0041647 | 381.4759 | 0.04748 | 625.7925 | 0 | 793.6259 | -0.077088 | 381.4759 | 70.3622 | 625.7925 | 0 | 793.6259 | -0.13061 | 793.6259 | -0.028108 | 784.8703 | -0.019842 | 793.6259 | -0.066248 | 793.6259 | 0 |  |  | 789.4831 | -0.010795 | 793.6259 | -0.10833 | 793.8314 | 0 | 793.8314 | 0 | 793.8314 | -0.0078285 | 625.7925 | 0.019434 | 793.8314 | 0 | 793.8314 | 0 |  |  | 793.6259 | 0.022842 | 788.38 | -0.0047802 | 793.8314 | 0 | 793.6259 | 0.010502 | 628.4036 | 27.9434 | 793.8314 | 0 | 793.8314 | 0 | 793.6259 | -0.029618 | 793.8314 | -0.0092406 | 793.8314 | -0.0048249 | 793.8314 | 0.017398 | 933.4706 | 0.025789 | 793.6259 | 8.6963 | 793.6259 | 4.6531 | 793.8314 | 3.999 | 933.0443 | 0 | 793.6259 | 1.1674 | 937.3604 | 0.011264 | 933.4706 | 9.7698 | 793.6259 | 0.0036232 | 1016.5237 | 0.30652 |  |  | 1235.7144 | 0.17 | 1033.6168 | 0.012583 | 1151.3079 | 0 | 1150.5281 | 0 | 1150.5212 | 0.0037932 | 793.626 | 0.061011 | 793.8314 | 0.033543 | 793.6259 | 0.099061 | 793.6259 | 0.059353 | 793.8314 | #REF! | 793.6259 | 0.069882 | 789.7586 | 0.11239
| 381.5551 | 0 | 381.5551 | -0.012697 | 381.5551 | 0.030336 | 381.5551 | 0.013514 | 381.5551 | 0.0091262 | 381.5551 | 0.059431 | 625.9127 | 0.012938 | 793.8634 | -0.030427 | 381.5551 | 69.6779 | 625.9127 | 0.042127 | 793.8634 | -0.024815 | 793.8634 | 0.0021921 | 785.1055 | 0.012791 | 793.8634 | 0.039037 | 793.8634 | 0 |  |  | 789.7178 | 0.011601 | 793.8634 | 0.069611 | 794.0688 | 0.013361 | 794.0688 | 0.034829 | 794.0688 | 0.0062219 | 625.9127 | 0.030195 | 794.0688 | 0.0072267 | 794.0688 | 0.0047773 |  |  | 793.8634 | 0.035782 | 788.61 | -0.0061794 | 794.0688 | 0.011877 | 793.8634 | 0.01456 | 628.5235 | 27.6144 | 794.0688 | 0.014213 | 794.0688 | 0.0089776 | 793.8634 | 0.032619 | 794.0688 | 0.0059524 | 794.0688 | 0.00076967 | 794.0688 | 0.040053 | 933.6388 | 0.023013 | 793.8634 | 8.3497 | 793.8634 | 4.6599 | 794.0688 | 4.0339 | 933.2131 | 0.0013044 | 793.8634 | 1.1931 | 937.5309 | 0.009952 | 933.6388 | 9.7734 | 793.8634 | 0.0090425 | 1016.6266 | 0.30716 |  |  | 1235.7892 | 0.16925 | 1033.6299 | 0.0126 | 1151.3728 | 0 | 1150.5929 | 0 | 1150.5861 | 0.0037796 | 793.863 | 0.066732 | 794.0688 | 0.034828 | 793.8634 | 0.12447 | 793.8634 | 0.062891 | 794.0688 | #REF! | 793.8634 | 0.098431 | 789.995 | 0.11326
| 381.6342 | 0 | 381.6342 | 0.016935 | 381.6342 | 0.028996 | 381.6342 | -0.014573 | 381.6342 | 0.0057433 | 381.6342 | 0.048384 | 626.0329 | 0 | 794.1009 | -0.068852 | 381.6342 | 68.9023 | 626.0329 | 0 | 794.1009 | -0.11508 | 794.1009 | -0.026402 | 785.3406 | -0.014366 | 794.1009 | -0.059619 | 794.1009 | 0 |  |  | 789.9526 | -0.02346 | 794.1009 | -0.10077 | 794.3062 | 0 | 794.3062 | 0 | 794.3062 | -0.011438 | 626.0329 | 0.026643 | 794.3062 | 0 | 794.3062 | 0 |  |  | 794.1009 | 0.013817 | 788.85 | -0.0089774 | 794.3062 | 0 | 794.1009 | 0.015169 | 628.6434 | 27.3478 | 794.3062 | 0 | 794.3062 | 0 | 794.1009 | -0.028986 | 794.3062 | -0.0080656 | 794.3062 | -0.0078235 | 794.3062 | 0.016574 | 933.8069 | 0.024294 | 794.1009 | 8.0854 | 794.1009 | 4.7585 | 794.3062 | 4.0852 | 933.3819 | 0 | 794.1009 | 1.1841 | 937.7013 | 0.010554 | 933.8069 | 9.7903 | 794.1009 | 0.0036232 | 1016.7295 | 0.30761 |  |  | 1235.8639 | 0.16852 | 1033.6431 | 0.012617 | 1151.4377 | 0 | 1150.6578 | 0 | 1150.651 | 0.0037648 | 794.101 | 0.061924 | 794.3062 | 0.034608 | 794.1009 | 0.095819 | 794.1009 | 0.057583 | 794.3062 | #REF! | 794.1009 | 0.074356 | 790.2313 | 0.11193
| 381.7134 | 0 | 381.7134 | 0.060961 | 381.7134 | 0.029709 | 381.7134 | 0.017438 | 381.7134 | 0.0073671 | 381.7134 | 0.055434 | 626.1531 | 0.026197 | 794.3384 | -0.004167 | 381.7134 | 68.2195 | 626.1531 | 0.030521 | 794.3384 | -0.033425 | 794.3384 | 0.0049258 | 785.5757 | -0.0010582 | 794.3384 | 0.025316 | 794.3384 | 0 |  |  | 790.1874 | 0.016063 | 794.3384 | 0.041939 | 794.5436 | 0.061523 | 794.5436 | 0.0062878 | 794.5436 | 0.001607 | 626.1531 | 0.02727 | 794.5435 | 0.0050277 | 794.5436 | 0.003608 |  |  | 794.3384 | 0.036514 | 789.09 | 0.0022152 | 794.5436 | 0.00099885 | 794.3384 | 0.018314 | 628.7632 | 26.9866 | 794.5436 | 0.016496 | 794.5436 | 0.009786 | 794.3384 | 0.034304 | 794.5436 | 0.0050281 | 794.5436 | 6.9992e-05 | 794.5436 | 0.040661 | 933.975 | 0.045278 | 794.3384 | 7.8282 | 794.3384 | 4.8379 | 794.5436 | 4.1064 | 933.5507 | 0.0018258 | 794.3384 | 1.247 | 937.8718 | 0.0098427 | 933.975 | 9.803 | 794.3384 | 0.0018125 | 1016.8323 | 0.30782 |  |  | 1235.9387 | 0.16778 | 1033.6561 | 0.012635 | 1151.5027 | 0 | 1150.7227 | 0 | 1150.7158 | 0.0037489 | 794.338 | 0.058102 | 794.5435 | 0.037066 | 794.3384 | 0.11903 | 794.3384 | 0.057583 | 794.5436 | #REF! | 794.3384 | 0.099922 | 790.4677 | 0.11168
| 381.7926 | 0 | 381.7926 | -0.026285 | 381.7926 | 0.027998 | 381.7926 | -0.012518 | 381.7926 | 0.0041196 | 381.7926 | 0.05123 | 626.2733 | 0 | 794.5759 | -0.01375 | 381.7926 | 67.4109 | 626.2733 | 0 | 794.5759 | -0.14615 | 794.5759 | -0.021664 | 785.8109 | -0.019232 | 794.5759 | -0.079125 | 794.5759 | 0 |  |  | 790.4222 | -0.021019 | 794.5759 | -0.10329 | 794.781 | 0 | 794.781 | 0 | 794.781 | -0.013606 | 626.2733 | 0.019747 | 794.7809 | 0 | 794.7809 | 0 |  |  | 794.5759 | 0.021724 | 789.33 | -0.011776 | 794.781 | 0 | 794.5759 | 0.017959 | 628.8831 | 26.6426 | 794.781 | 0 | 794.7809 | 0 | 794.5759 | -0.018898 | 794.781 | -0.010352 | 794.781 | -0.005209 | 794.781 | 0.022463 | 934.1431 | 0.030808 | 794.5759 | 7.5304 | 794.5759 | 4.8523 | 794.7809 | 4.1599 | 933.7195 | 0 | 794.5759 | 1.2235 | 938.0423 | 0.010225 | 934.1431 | 9.8237 | 794.5759 | 0 | 1016.9352 | 0.30776 |  |  | 1236.0135 | 0.16704 | 1033.6692 | 0.012653 | 1151.5676 | 0 | 1150.7875 | 0 | 1150.7808 | 0.0037341 | 794.576 | 0.054448 | 794.7809 | 0.034718 | 794.5759 | 0.10762 | 794.5759 | 0.053117 | 794.7809 | #REF! | 794.5759 | 0.083091 | 790.704 | 0.11083
| 381.8717 | 0 | 381.8717 | -0.034172 | 381.8717 | 0.02968 | 381.8717 | 0.019306 | 381.8717 | 0.0076227 | 381.8717 | 0.055763 | 626.3935 | 0.02346 | 794.8134 | -0.042495 | 381.8717 | 66.6725 | 626.3935 | 0.032885 | 794.8134 | 0.022619 | 794.8134 | 0.016076 | 786.046 | -0.001302 | 794.8134 | 0.045373 | 794.8134 | 0 |  |  | 790.657 | 0.01118 | 794.8134 | 0.057266 | 795.0184 | 0.017161 | 795.0184 | 0.02557 | 795.0184 | 0.0037413 | 626.3935 | 0.036673 | 795.0184 | 0.0021935 | 795.0184 | 0.00071556 |  |  | 794.8134 | 0.031708 | 789.56 | -0.0054798 | 795.0184 | 0.010932 | 794.8134 | 0.013596 | 629.003 | 26.2039 | 795.0184 | 0.023185 | 795.0184 | 0.013114 | 794.8134 | 0.016577 | 795.0184 | 0.0059491 | 795.0184 | -0.0007423 | 795.0184 | 0.037329 | 934.3112 | 0.036895 | 794.8134 | 7.2789 | 794.8134 | 4.9635 | 795.0184 | 4.2087 | 933.8883 | 0.0018258 | 794.8134 | 1.3132 | 938.2127 | 0.0091865 | 934.3112 | 9.8302 | 794.8134 | 0 | 1017.0381 | 0.30777 |  |  | 1236.0884 | 0.16631 | 1033.6823 | 0.012673 | 1151.6326 | 0 | 1150.8524 | 0 | 1150.8456 | 0.0037194 | 794.813 | 0.057405 | 795.0184 | 0.03413 | 794.8134 | 0.10334 | 794.8134 | 0.056699 | 795.0184 | #REF! | 794.8134 | 0.11824 | 790.9404 | 0.11075
| 381.9509 | 0 | 381.9509 | 0.014882 | 381.9509 | 0.029139 | 381.9509 | -0.013265 | 381.9509 | 0.0059839 | 381.9509 | 0.049697 | 626.5137 | 0 | 795.0509 | -0.079903 | 381.9509 | 65.7983 | 626.5137 | 0 | 795.0509 | -0.086704 | 795.0509 | -0.023628 | 786.2812 | -0.033395 | 795.0509 | -0.058976 | 795.0509 | 0 |  |  | 790.8918 | -0.028809 | 795.0509 | -0.060487 | 795.2558 | 0 | 795.2558 | 0 | 795.2558 | -0.0081148 | 626.5137 | 0.0099864 | 795.2558 | 0 | 795.2558 | 0 |  |  | 795.0509 | 0.025012 | 789.8 | -0.012125 | 795.2558 | 0 | 795.0509 | 0.0092333 | 629.1228 | 25.7952 | 795.2558 | 0 | 795.2558 | 0 | 795.0509 | -0.022912 | 795.2558 | -0.0043153 | 795.2558 | -0.0064703 | 795.2558 | 0.025517 | 934.4794 | 0.031716 | 795.0509 | 6.9965 | 795.0509 | 5.0201 | 795.2558 | 4.2435 | 934.0571 | 0 | 795.0509 | 1.2435 | 938.3832 | 0.010061 | 934.4794 | 9.8437 | 795.0509 | 0 | 1017.1411 | 0.30849 |  |  | 1236.1632 | 0.16558 | 1033.6953 | 0.012693 | 1151.6975 | 0 | 1150.9174 | 0 | 1150.9105 | 0.0037023 | 795.051 | 0.05666 | 795.2558 | 0.035195 | 795.0509 | 0.092837 | 795.0509 | 0.053117 | 795.2558 | #REF! | 795.0509 | 0.082665 | 791.1768 | 0.10995
| 382.0301 | 0 | 382.0301 | 0.028496 | 382.0301 | 0.030165 | 382.0301 | 0.0123 | 382.0301 | 0.0072017 | 382.0301 | 0.05845 | 626.6339 | 0.022678 | 795.2884 | 0.034611 | 382.0301 | 65.0195 | 626.6339 | 0.041267 | 795.2884 | 0.069122 | 795.2885 | 0.0055992 | 786.5164 | 0.016755 | 795.2884 | 0.0462 | 795.2885 | 0 |  |  | 791.1266 | 0.012119 | 795.2885 | 0.051319 | 795.4932 | 0.032546 | 795.4932 | 0.014256 | 795.4932 | 0.00090193 | 626.6339 | 0.031972 | 795.4932 | 0.0039595 | 795.4932 | 0.0027619 |  |  | 795.2884 | 0.039385 | 790.04 | -0.01947 | 795.4932 | 0.01185 | 795.2885 | 0.026736 | 629.2427 | 25.3311 | 795.4932 | 0.04107 | 795.4932 | 0.0096 | 795.2885 | 0.029507 | 795.4932 | 0.0035068 | 795.4932 | 0.0024607 | 795.4932 | 0.032993 | 934.6475 | 0.024988 | 795.2884 | 6.7825 | 795.2884 | 5.0918 | 795.4932 | 4.285 | 934.2259 | 0.00078262 | 795.2884 | 1.2977 | 938.5537 | 0.0089678 | 934.6475 | 9.8519 | 795.2885 | 0.0090425 | 1017.2441 | 0.30902 |  |  | 1236.238 | 0.16485 | 1033.7085 | 0.012713 | 1151.7626 | 0 | 1150.9822 | 0 | 1150.9753 | 0.0036841 | 795.288 | 0.061275 | 795.4932 | 0.04158 | 795.2885 | 0.11306 | 795.2885 | 0.058468 | 795.4932 | #REF! | 795.2885 | 0.10482 | 791.4132 | 0.10933
| 382.1092 | 0 | 382.1093 | -0.017553 | 382.1092 | 0.029509 | 382.1092 | -0.01121 | 382.1092 | 0.0053374 | 382.1092 | 0.048636 | 626.7542 | 0 | 795.526 | -0.019139 | 382.1092 | 64.0902 | 626.7542 | 0 | 795.526 | -0.06417 | 795.526 | -0.030262 | 786.7516 | -0.01536 | 795.526 | -0.061824 | 795.526 | 0 |  |  | 791.3614 | -0.014182 | 795.526 | -0.12092 | 795.7306 | 0 | 795.7306 | 0 | 795.7306 | -0.0041009 | 626.7542 | 0.012329 | 795.7306 | 0 | 795.7306 | 0 |  |  | 795.526 | 0.028637 | 790.28 | -0.0072287 | 795.7306 | 0 | 795.526 | 0.017858 | 629.3626 | 24.9139 | 795.7306 | 0 | 795.7306 | 0 | 795.526 | -0.020953 | 795.7306 | -0.0038804 | 795.7306 | -0.0049246 | 795.7306 | 0.016491 | 934.8156 | 0.026537 | 795.526 | 6.5308 | 795.526 | 5.11 | 795.7307 | 4.3398 | 934.3947 | 0 | 795.526 | 1.3149 | 938.7242 | 0.0093505 | 934.8156 | 9.8825 | 795.526 | 0.0090425 | 1017.347 | 0.30918 |  |  | 1236.313 | 0.16412 | 1033.7216 | 0.012735 | 1151.8275 | 0 | 1151.0471 | 0 | 1151.0403 | 0.0036614 | 795.526 | 0.061491 | 795.7306 | 0.035085 | 795.526 | 0.095041 | 795.526 | 0.057583 | 795.7307 | #REF! | 795.526 | 0.075847 | 791.6496 | 0.10839
| 382.1884 | 0 | 382.1884 | -0.0098943 | 382.1884 | 0.030878 | 382.1884 | 0.0099333 | 382.1884 | 0.0071867 | 382.1884 | 0.055832 | 626.8744 | 0.010128 | 795.7635 | -0.029081 | 382.1884 | 63.3303 | 626.8744 | 0.022783 | 795.7635 | 0.16892 | 795.7635 | 0.008652 | 786.9868 | 0.018276 | 795.7635 | 0.028568 | 795.7635 | 0 |  |  | 791.5963 | 0.017558 | 795.7635 | 0.03497 | 795.9681 | 0.010596 | 795.9681 | 0.013991 | 795.9681 | -0.0023394 | 626.8744 | 0.033121 | 795.9681 | 0.0040266 | 795.9681 | 0.0022899 |  |  | 795.7635 | 0.030916 | 790.51 | -0.00093273 | 795.9681 | 0.005061 | 795.7635 | 0.018264 | 629.4825 | 24.4618 | 795.9681 | 0.017174 | 795.9681 | 0.0033622 | 795.7635 | 0.0070027 | 795.9681 | 0.0023258 | 795.9681 | -0.0019551 | 795.9681 | 0.033038 | 934.9838 | 0.022639 | 795.7635 | 6.3111 | 795.7635 | 5.1765 | 795.9681 | 4.3811 | 934.5635 | 0.0018258 | 795.7635 | 1.3637 | 938.8947 | 0.0080382 | 934.9838 | 9.902 | 795.7635 | 0.0072427 | 1017.45 | 0.30999 |  |  | 1236.3878 | 0.1634 | 1033.7346 | 0.012756 | 1151.8926 | 0 | 1151.1121 | 0 | 1151.1052 | 0.003633 | 795.764 | 0.057477 | 795.9681 | 0.033653 | 795.7635 | 0.11786 | 795.7635 | 0.057583 | 795.9681 | #REF! | 795.7635 | 0.094383 | 791.886 | 0.10921
| 382.2676 | 0 | 382.2676 | 0.010179 | 382.2676 | 0.029937 | 382.2676 | -0.015009 | 382.2676 | 0.007743 | 382.2676 | 0.044882 | 626.9947 | 0 | 796.0011 | -0.015354 | 382.2676 | 62.4814 | 626.9947 | 0 | 796.0011 | -0.15845 | 796.0011 | -0.021976 | 787.222 | -0.022853 | 796.0011 | -0.068159 | 796.0011 | 0 |  |  | 791.8311 | -0.013132 | 796.0011 | -0.070605 | 796.2055 | 0 | 796.2055 | 0 | 796.2055 | -0.010428 | 626.9947 | 0.015881 | 796.2055 | 0 | 796.2055 | 0 |  |  | 796.0011 | 0.022339 | 790.75 | 0.002565 | 796.2055 | 0 | 796.0011 | 0.013495 | 629.6024 | 24.0586 | 796.2055 | 0 | 796.2055 | 0 | 796.0011 | -0.027699 | 796.2055 | -0.0074429 | 796.2055 | -0.0046628 | 796.2055 | 0.019947 | 935.1519 | 0.030114 | 796.0011 | 6.082 | 796.0011 | 5.3448 | 796.2055 | 4.4202 | 934.7323 | 0 | 796.0011 | 1.3372 | 939.0651 | 0.0085303 | 935.1519 | 9.923 | 796.0011 | 0 | 1017.553 | 0.31064 |  |  | 1236.4626 | 0.16267 | 1033.7477 | 0.012779 | 1151.9575 | 0 | 1151.1769 | 0 | 1151.17 | 0.0036012 | 796.001 | 0.054664 | 796.2055 | 0.035929 | 796.0011 | 0.091411 | 796.0011 | 0.052232 | 796.2055 | #REF! | 796.0011 | 0.065621 | 792.1224 | 0.10825
| 382.3468 | 0 | 382.3468 | -0.0044037 | 382.3468 | 0.030593 | 382.3468 | 0.014044 | 382.3468 | 0.0084195 | 382.3468 | 0.05646 | 627.1149 | 0.020723 | 796.2386 | 0.048539 | 382.3468 | 61.6965 | 627.1149 | 0.03396 | 796.2386 | 0.081091 | 796.2386 | 0.016992 | 787.4572 | 0.013993 | 796.2386 | 0.039867 | 796.2386 | 0 |  |  | 792.066 | 0.031815 | 796.2386 | 0.068058 | 796.443 | 0.032443 | 796.443 | 0.010452 | 796.443 | 0.00825 | 627.1149 | 0.021314 | 796.443 | 0.0055898 | 796.443 | 0.0057103 |  |  | 796.2386 | 0.033185 | 790.99 | -0.016672 | 796.443 | 0.0083642 | 796.2386 | 0.023895 | 629.7222 | 23.5871 | 796.443 | 0.02232 | 796.443 | 0.0085859 | 796.2386 | 0.051165 | 796.443 | 0.0047078 | 796.443 | 0.0036939 | 796.443 | 0.038887 | 935.32 | 0.024882 | 796.2386 | 5.8799 | 796.2386 | 5.3539 | 796.443 | 4.4736 | 934.9011 | 0.0018258 | 796.2386 | 1.4229 | 939.2356 | 0.0071633 | 935.32 | 9.9185 | 796.2386 | 0 | 1017.656 | 0.31137 |  |  | 1236.5376 | 0.16196 | 1033.7609 | 0.012801 | 1152.0226 | 0 | 1151.2418 | 0 | 1151.235 | 0.003566 | 796.239 | 0.049977 | 796.443 | 0.0407 | 796.2386 | 0.11579 | 796.2386 | 0.051347 | 796.443 | #REF! | 796.2386 | 0.10397 | 792.3588 | 0.10867
| 382.426 | 0 | 382.426 | 0.031577 | 382.426 | 0.029709 | 382.426 | -0.0088434 | 382.426 | 0.0050818 | 382.426 | 0.044549 | 627.2352 | 0 | 796.4762 | -0.072569 | 382.426 | 60.8504 | 627.2352 | 0 | 796.4762 | -0.10978 | 796.4762 | -0.027432 | 787.6924 | -0.028607 | 796.4762 | -0.07766 | 796.4762 | 0 |  |  | 792.3008 | -0.02372 | 796.4762 | -0.1268 | 796.6804 | 0 | 796.6804 | 0 | 796.6804 | -0.010309 | 627.2352 | 0.039912 | 796.6804 | 0 | 796.6804 | 0 |  |  | 796.4762 | 0.030324 | 791.23 | -0.009677 | 796.6804 | 0 | 796.4762 | 0.011719 | 629.8421 | 23.1438 | 796.6804 | 0 | 796.6804 | 0 | 796.4762 | -0.016796 | 796.6804 | -0.009231 | 796.6804 | -0.0063754 | 796.6804 | 0.015005 | 935.4882 | 0.028459 | 796.4762 | 5.6199 | 796.4762 | 5.418 | 796.6804 | 4.5222 | 935.0699 | 0 | 796.4762 | 1.3878 | 939.4061 | 0.0081475 | 935.4882 | 9.9124 | 796.4762 | 0 | 1017.7591 | 0.31218 |  |  | 1236.6124 | 0.16123 | 1033.7739 | 0.012824 | 1152.0875 | 0 | 1151.3068 | 0 | 1151.2999 | 0.0035296 | 796.476 | 0.052164 | 796.6804 | 0.029433 | 796.4762 | 0.089985 | 796.4762 | 0.049578 | 796.6804 | #REF! | 796.4762 | 0.073504 | 792.5953 | 0.10797
| 382.5052 | 0 | 382.5052 | -0.042232 | 382.5052 | 0.030878 | 382.5052 | 0.013732 | 382.5052 | 0.0022703 | 382.5052 | 0.056982 | 627.3555 | 0.0080204 | 796.7138 | -0.016526 | 382.5052 | 60.0952 | 627.3555 | 0.021923 | 796.7138 | 0.041753 | 796.7138 | 0.018492 | 787.9276 | 0.0052243 | 796.7138 | 0.041871 | 796.7138 | 0 |  |  | 792.5357 | 0.0035719 | 796.7138 | -0.008987 | 796.9179 | 0.057869 | 796.9179 | 0.018927 | 796.9179 | 0.0046884 | 627.3555 | 0.034688 | 796.9179 | 0.0064811 | 796.9179 | 0.0045204 |  |  | 796.7138 | 0.036884 | 791.46 | -0.00023318 | 796.9179 | 0.010232 | 796.7138 | 0.027497 | 629.962 | 22.642 | 796.9179 | 0.031294 | 796.9179 | 0.013867 | 796.7138 | 0.055582 | 796.9179 | 0.0040699 | 796.9179 | 0.0017698 | 796.9179 | 0.035985 | 935.6563 | 0.030702 | 796.7138 | 5.4755 | 796.7138 | 5.4947 | 796.9179 | 4.5716 | 935.2388 | 0.0018258 | 796.7138 | 1.4252 | 939.5766 | 0.007382 | 935.6563 | 9.9003 | 796.7138 | 0 | 1017.8622 | 0.31235 |  |  | 1236.6874 | 0.16052 | 1033.787 | 0.012848 | 1152.1526 | 0 | 1151.3717 | 0 | 1151.3649 | 0.0034921 | 796.714 | 0.052813 | 796.9179 | 0.036589 | 796.7138 | 0.10373 | 796.7138 | 0.053117 | 796.9179 | #REF! | 796.7138 | 0.094809 | 792.8317 | 0.10772
| 382.5843 | 0 | 382.5844 | 0.034157 | 382.5843 | 0.030564 | 382.5843 | -0.011054 | 382.5843 | 0.0061493 | 382.5843 | 0.04573 | 627.4757 | 0 | 796.9514 | -0.018072 | 382.5843 | 59.1837 | 627.4757 | 0 | 796.9514 | -0.10176 | 796.9514 | -0.027949 | 788.1628 | -0.017253 | 796.9514 | -0.063189 | 796.9514 | 0 |  |  | 792.7706 | -0.012694 | 796.9514 | -0.082801 | 797.1554 | 0 | 797.1554 | 0 | 797.1554 | -0.00033096 | 627.4757 | 0.017971 | 797.1554 | 0 | 797.1554 | 0 |  |  | 796.9514 | 0.019207 | 791.7 | 0.0018654 | 797.1554 | 0 | 796.9514 | 0.021358 | 630.0819 | 22.1844 | 797.1554 | 0 | 797.1554 | 0 | 796.9514 | -0.051533 | 797.1554 | -0.0015829 | 797.1554 | -0.0013577 | 797.1554 | 0.019296 | 935.8244 | 0.023654 | 796.9514 | 5.2702 | 796.9514 | 5.5141 | 797.1554 | 4.6086 | 935.4076 | 0 | 796.9514 | 1.4104 | 939.7471 | 0.0078194 | 935.8244 | 9.9135 | 796.9514 | 0.0054338 | 1017.9653 | 0.31275 |  |  | 1236.7623 | 0.1598 | 1033.8 | 0.012871 | 1152.2177 | 0 | 1151.4367 | 0 | 1151.4298 | 0.0034603 | 796.951 | 0.055698 | 797.1554 | 0.034571 | 796.9514 | 0.094134 | 796.9514 | 0.053117 | 797.1554 | #REF! | 796.9514 | 0.061146 | 793.0681 | 0.10786
| 382.6635 | 0 | 382.6635 | -0.0036126 | 382.6635 | 0.031334 | 382.6635 | 0.015414 | 382.6635 | 0.0041647 | 382.6635 | 0.053792 | 627.596 | 0.015046 | 797.1889 | 0.036005 | 382.6635 | 58.3564 | 627.596 | 0.029446 | 797.1889 | 0.026382 | 797.1889 | 0.0019441 | 788.3981 | 0.012646 | 797.1889 | 0.05282 | 797.1889 | 0 |  |  | 793.0055 | 0.024534 | 797.1889 | 0.030154 | 797.3929 | 0.035786 | 797.3929 | 0.02469 | 797.3929 | 0.0064731 | 627.596 | 0.0094403 | 797.3929 | 0.010203 | 797.3929 | 0.0040415 |  |  | 797.1889 | 0.039265 | 791.94 | 0.0039641 | 797.3929 | 0.012963 | 797.1889 | 0.026229 | 630.2018 | 21.679 | 797.3929 | 0.024778 | 797.3929 | 0.0081471 | 797.1889 | 0.029403 | 797.3929 | 0.0072786 | 797.3929 | 0.001208 | 797.3929 | 0.031986 | 935.9926 | 0.022265 | 797.1889 | 5.0702 | 797.1889 | 5.5803 | 797.3929 | 4.6443 | 935.5764 | 0.0018258 | 797.1889 | 1.4813 | 939.9176 | 0.0071633 | 935.9926 | 9.9224 | 797.1889 | 0.0090425 | 1018.0684 | 0.31325 |  |  | 1236.8372 | 0.15909 | 1033.8131 | 0.012895 | 1152.2827 | 0 | 1151.5016 | 0 | 1151.4948 | 0.0034353 | 797.189 | 0.059833 | 797.3929 | 0.039195 | 797.1889 | 0.11436 | 797.1889 | 0.057583 | 797.3929 | #REF! | 797.1889 | 0.10738 | 793.3046 | 0.10697
| 382.7427 | 0 | 382.7427 | -0.043516 | 382.7427 | 0.030307 | 382.7427 | -0.017874 | 382.7427 | 0.0041346 | 382.7427 | 0.044069 | 627.7163 | 0 | 797.4265 | -0.12707 | 382.7427 | 57.3828 | 627.7163 | 0 | 797.4265 | -0.18031 | 797.4265 | -0.030839 | 788.6334 | -0.019089 | 797.4265 | -0.079125 | 797.4265 | 0 |  |  | 793.2404 | -0.018202 | 797.4265 | -0.10497 | 797.6304 | 0 | 797.6304 | 0 | 797.6304 | -0.0076925 | 627.7163 | 0.012642 | 797.6304 | 0 | 797.6304 | 0 |  |  | 797.4265 | 0.027432 | 792.17 | -0.0058295 | 797.6304 | 0 | 797.4265 | 0.015981 | 630.3217 | 21.1801 | 797.6304 | 0 | 797.6304 | 0 | 797.4265 | -0.040122 | 797.6304 | -0.012634 | 797.6304 | -0.0088467 | 797.6304 | 0.0086764 | 936.1607 | 0.020343 | 797.4265 | 4.8377 | 797.4265 | 5.6493 | 797.6304 | 4.7069 | 935.7453 | 0 | 797.4265 | 1.4507 | 940.0881 | 0.0078741 | 936.1607 | 9.9445 | 797.4265 | 0.005432 | 1018.1716 | 0.31326 |  |  | 1236.9121 | 0.15838 | 1033.8263 | 0.012919 | 1152.3478 | 0 | 1151.5665 | 0 | 1151.5598 | 0.0034228 | 797.427 | 0.053895 | 797.6304 | 0.025946 | 797.4265 | 0.091152 | 797.4265 | 0.052232 | 797.6304 | #REF! | 797.4265 | 0.057738 | 793.5411 | 0.10576
| 382.8219 | 0 | 382.8219 | -0.045459 | 382.8219 | 0.031533 | 382.8219 | 0.01395 | 382.8219 | 0.0090059 | 382.8219 | 0.052294 | 627.8366 | 0.0087231 | 797.6641 | -0.092997 | 382.8219 | 56.5373 | 627.8366 | 0.040623 | 797.6641 | 0.029923 | 797.6641 | -0.00037329 | 788.8686 | 0.0129 | 797.6641 | 0.028392 | 797.6641 | 0 |  |  | 793.4753 | 0.01886 | 797.6641 | -0.043556 | 797.8679 | 0.031824 | 797.8679 | 0.018832 | 797.8679 | 0.0043096 | 627.8366 | 0.009737 | 797.8679 | 0.0065855 | 797.8679 | 0.0010102 |  |  | 797.6641 | 0.027754 | 792.41 | 0.023551 | 797.8679 | 0.0043502 | 797.6641 | 0.00093251 | 630.4416 | 20.6275 | 797.8679 | 0.031427 | 797.8679 | 0.0081247 | 797.6641 | 0.014208 | 797.8679 | -0.002561 | 797.8679 | -0.00060022 | 797.8679 | 0.03503 | 936.3289 | 0.032303 | 797.6641 | 4.7149 | 797.6641 | 5.7758 | 797.8679 | 4.7265 | 935.9141 | 0.0013044 | 797.6641 | 1.5301 | 940.2586 | 0.0067258 | 936.3289 | 9.9533 | 797.6641 | 0.0072409 | 1018.2748 | 0.31332 |  |  | 1236.9871 | 0.15767 | 1033.8394 | 0.012943 | 1152.4128 | 0 | 1151.6316 | 0 | 1151.6248 | 0.0034251 | 797.664 | 0.050409 | 797.8679 | 0.019487 | 797.6641 | 0.10892 | 797.6641 | 0.053117 | 797.8679 | #REF! | 797.6641 | 0.094596 | 793.7775 | 0.10574
| 382.9011 | 0 | 382.9011 | 0.012355 | 382.9011 | 0.030593 | 382.9011 | -0.011428 | 382.9011 | 0.0066003 | 382.9011 | 0.041716 | 627.957 | 0.0028146 | 797.9018 | -0.050789 | 382.9011 | 55.6152 | 627.957 | 0 | 797.9018 | -0.15351 | 797.9018 | -0.029901 | 789.1039 | -0.04506 | 797.9018 | -0.068899 | 797.9018 | 0 |  |  | 793.7102 | -0.019589 | 797.9018 | -0.017042 | 798.1054 | 0 | 798.1054 | 0 | 798.1054 | -0.0048546 | 627.957 | 0.001681 | 798.1054 | 0 | 798.1054 | 0 |  |  | 797.9018 | 0.02058 | 792.65 | -0.026815 | 798.1054 | 0 | 797.9018 | 0.012937 | 630.5615 | 20.1205 | 798.1054 | 0 | 798.1054 | 0 | 797.9018 | -0.034985 | 798.1054 | -0.0053478 | 798.1054 | -0.0051067 | 798.1054 | 0.011341 | 936.497 | 0.015217 | 797.9018 | 4.5565 | 797.9018 | 5.8368 | 798.1054 | 4.7915 | 936.0829 | 0 | 797.9018 | 1.4816 | 940.4291 | 0.0067805 | 936.497 | 9.9815 | 797.9018 | 0.0090425 | 1018.3779 | 0.31353 |  |  | 1237.062 | 0.15696 | 1033.8524 | 0.012967 | 1152.4779 | 0 | 1151.6965 | 0 | 1151.6897 | 0.0034455 | 797.902 | 0.05315 | 798.1054 | 0.03002 | 797.9018 | 0.08402 | 797.9018 | 0.053117 | 798.1054 | #REF! | 797.9018 | 0.061572 | 794.014 | 0.10536
| 382.9803 | 0 | 382.9803 | 0.044306 | 382.9803 | 0.031705 | 382.9803 | 0.016908 | 382.9803 | 0.0071867 | 382.9803 | 0.056397 | 628.0773 | 0.0083718 | 798.1394 | -0.023893 | 382.9803 | 54.8053 | 628.0773 | 0.040623 | 798.1394 | 0.028405 | 798.1394 | 0.0014119 | 789.3392 | 0.012401 | 798.1394 | 0.026957 | 798.1394 | 0 |  |  | 793.9451 | 0.022464 | 798.1394 | 0.034248 | 798.343 | 0.032632 | 798.343 | 0.0067116 | 798.343 | 5.2778e-05 | 628.0773 | 0.023718 | 798.343 | 0.0093666 | 798.343 | 0 |  |  | 798.1394 | 0.023158 | 792.89 | -0.021219 | 798.343 | 0.0074226 | 798.1394 | 0.01867 | 630.6814 | 19.5965 | 798.343 | 0.021921 | 798.343 | 0.011127 | 798.1394 | 0.025957 | 798.343 | 0.0011319 | 798.343 | -0.00047212 | 798.343 | 0.031069 | 936.6652 | 0.024882 | 798.1394 | 4.3877 | 798.1394 | 5.8859 | 798.343 | 4.8158 | 936.2518 | 0.0013044 | 798.1394 | 1.5701 | 940.5996 | 0.0065071 | 936.6652 | 10.0158 | 798.1394 | 0.0090425 | 1018.4811 | 0.31334 |  |  | 1237.137 | 0.15626 | 1033.8655 | 0.012991 | 1152.543 | 0 | 1151.7615 | 0 | 1151.7546 | 0.0034807 | 798.139 | 0.058198 | 798.343 | 0.032773 | 798.1394 | 0.10075 | 798.1394 | 0.054886 | 798.343 | #REF! | 798.1394 | 0.10227 | 794.2505 | 0.10507
| 383.0595 | 0 | 383.0595 | 0.010342 | 383.0595 | 0.031334 | 383.0595 | -0.011957 | 383.0595 | 0.0055178 | 383.0595 | 0.041229 | 628.1976 | 0 | 798.377 | -0.092078 | 383.0595 | 53.9591 | 628.1976 | 0 | 798.377 | -0.12888 | 798.377 | -0.03543 | 789.5745 | -0.022175 | 798.377 | -0.090847 | 798.377 | 0 |  |  | 794.1801 | -0.022248 | 798.377 | -0.10749 | 798.5805 | 0 | 798.5805 | 0 | 798.5805 | -0.010055 | 628.1976 | 0.0096899 | 798.5805 | 0 | 798.5805 | 0 |  |  | 798.377 | 0.022536 | 793.12 | 0.0064125 | 798.5805 | 0 | 798.377 | 0.0063923 | 630.8013 | 19.1325 | 798.5805 | 0 | 798.5805 | 0 | 798.377 | -0.048956 | 798.5805 | -0.01094 | 798.5805 | -0.0086886 | 798.5805 | 0.009115 | 936.8333 | 0.025042 | 798.377 | 4.2203 | 798.377 | 5.9726 | 798.5805 | 4.9026 | 936.4206 | 0 | 798.377 | 1.5348 | 940.7702 | 0.0066165 | 936.8333 | 10.0689 | 798.377 | 0.0054338 | 1018.5844 | 0.31349 |  |  | 1237.2119 | 0.15556 | 1033.8787 | 0.013015 | 1152.608 | 0 | 1151.8265 | 0 | 1151.8197 | 0.0035273 | 798.377 | 0.054328 | 798.5805 | 0.023708 | 798.377 | 0.088429 | 798.377 | 0.051347 | 798.5805 | #REF! | 798.377 | 0.063703 | 794.487 | 0.10453
| 383.1387 | 0 | 383.1387 | -0.0014694 | 383.1387 | 0.032332 | 383.1387 | 0.011428 | 383.1387 | 0.0074423 | 383.1387 | 0.052234 | 628.318 | 0.0094255 | 798.6147 | 0.046421 | 383.1387 | 53.3007 | 628.318 | 0.037614 | 798.6147 | 0.033851 | 798.6146 | 0.015284 | 789.8098 | 0.020945 | 798.6147 | 0.047105 | 798.6146 | 0 |  |  | 794.415 | 0.014903 | 798.6146 | 0.017601 | 798.818 | 0.073255 | 798.818 | 0.019207 | 798.818 | 0.0087972 | 628.318 | 0.009737 | 798.818 | 0.0079737 | 798.818 | 0.0065419 |  |  | 798.6147 | 0.033677 | 793.36 | 0.021802 | 798.818 | 0.0035937 | 798.6146 | 0.020902 | 630.9212 | 18.6362 | 798.818 | 0.023152 | 798.818 | 0.013477 | 798.6146 | 0.03865 | 798.818 | 0.0052811 | 798.818 | 0.004966 | 798.818 | 0.039283 | 937.0015 | 0.018314 | 798.6147 | 4.0887 | 798.6147 | 6.1045 | 798.8181 | 4.9256 | 936.5894 | 0.0013044 | 798.6147 | 1.6226 | 940.9407 | 0.0050089 | 937.0015 | 10.1045 | 798.6146 | 0.0072427 | 1018.6876 | 0.31469 |  |  | 1237.2869 | 0.15486 | 1033.8917 | 0.013039 | 1152.6731 | 0 | 1151.8915 | 0 | 1151.8846 | 0.0035785 | 798.615 | 0.052741 | 798.818 | 0.038791 | 798.6146 | 0.092578 | 798.6146 | 0.054001 | 798.8181 | #REF! | 798.6146 | 0.087991 | 794.7235 | 0.10473
| 383.2179 | 0 | 383.2179 | 0.018632 | 383.2179 | 0.031305 | 383.2179 | -0.0052002 | 383.2179 | 0.0046608 | 383.2179 | 0.042484 | 628.4383 | 0 | 798.8523 | -0.042954 | 383.2179 | 52.5078 | 628.4383 | 0 | 798.8523 | -0.2464 | 798.8523 | -0.031934 | 790.045 | -0.0083554 | 798.8523 | -0.07274 | 798.8523 | 0 |  |  | 794.65 | -0.013759 | 798.8523 | -0.082344 | 799.0556 | 0 | 799.0556 | 0 | 799.0556 | -0.0088266 | 628.4383 | 0.017135 | 799.0556 | 0 | 799.0556 | 0 |  |  | 798.8523 | 0.023478 | 793.6 | -0.012125 | 799.0556 | 0 | 798.8523 | 0.013495 | 631.0411 | 18.1887 | 799.0556 | 0 | 799.0556 | 0 | 798.8523 | -0.051901 | 799.0556 | -0.0090115 | 799.0556 | -0.0051713 | 799.0556 | 0.010233 | 937.1696 | 0.022906 | 798.8523 | 3.9335 | 798.8523 | 6.0749 | 799.0556 | 4.9728 | 936.7583 | 0 | 798.8523 | 1.5883 | 941.1112 | 0.0052688 | 937.1696 | 10.1225 | 798.8523 | 0 | 1018.7909 | 0.31587 |  |  | 1237.3619 | 0.15416 | 1033.9048 | 0.013062 | 1152.7382 | 0 | 1151.9565 | 0 | 1151.9497 | 0.0036251 | 798.852 | 0.048871 | 799.0556 | 0.030901 | 798.8523 | 0.084409 | 798.8523 | 0.048694 | 799.0556 | #REF! | 798.8523 | 0.076486 | 794.96 | 0.10359
| 383.2971 | 0 | 383.2971 | 0.02206 | 383.2971 | 0.032332 | 383.2971 | 0.015258 | 383.2971 | 0.0062695 | 383.2971 | 0.051144 | 628.5587 | 0.016451 | 799.09 | 0.055783 | 383.2971 | 51.9051 | 628.5587 | 0.041053 | 799.09 | 0.077832 | 799.09 | 0.023361 | 790.2804 | 0.015417 | 799.09 | 0.039986 | 799.09 | 0 |  |  | 794.8849 | 0.013958 | 799.09 | 0.054587 | 799.2932 | 0.022551 | 799.2932 | 0.033458 | 799.2932 | 0.0044461 | 628.5587 | 0.012956 | 799.2932 | 0.012519 | 799.2931 | 0.0055315 |  |  | 799.09 | 0.033782 | 793.84 | 0.015507 | 799.2932 | 0.0054385 | 799.09 | 0.0173 | 631.161 | 17.7158 | 799.2932 | 0.038438 | 799.2931 | 0.0071538 | 799.09 | 0.016686 | 799.2932 | 0.0098973 | 799.2932 | 0.0062412 | 799.2932 | 0.033969 | 937.3378 | 0.030488 | 799.09 | 3.8382 | 799.09 | 6.2464 | 799.2932 | 5.0261 | 936.9271 | 0.0018258 | 799.09 | 1.668 | 941.2817 | 0.0044165 | 937.3378 | 10.1075 | 799.09 | 0 | 1018.8942 | 0.31631 |  |  | 1237.4369 | 0.15346 | 1033.9178 | 0.013086 | 1152.8032 | 0 | 1152.0215 | 0 | 1152.0147 | 0.0036614 | 799.09 | 0.051227 | 799.2932 | 0.037727 | 799.09 | 0.1084 | 799.09 | 0.051347 | 799.2932 | #REF! | 799.09 | 0.098644 | 795.1966 | 0.10377
| 383.3764 | 0 | 383.3763 | -0.043622 | 383.3764 | 0.031049 | 383.3764 | -0.012767 | 383.3764 | 0.0035783 | 383.3763 | 0.039892 | 628.679 | 0 | 799.3276 | -0.12931 | 383.3764 | 51.1225 | 628.679 | 0 | 799.3276 | -0.069085 | 799.3276 | -0.032702 | 790.5157 | -0.039463 | 799.3276 | -0.079125 | 799.3276 | 0 |  |  | 795.1199 | -0.020863 | 799.3276 | -0.10833 | 799.5307 | 0 | 799.5307 | 0 | 799.5307 | -0.016492 | 628.679 | 0.019434 | 799.5307 | 0 | 799.5308 | 0 |  |  | 799.3276 | 0.016647 | 794.07 | -0.0016322 | 799.5307 | 0 | 799.3276 | 0.0040027 | 631.2809 | 17.2785 | 799.5307 | 0 | 799.5308 | 0 | 799.3276 | -0.03865 | 799.5307 | -0.011643 | 799.5307 | -0.0077364 | 799.5307 | 0.0014015 | 937.5059 | 0.021197 | 799.3276 | 3.642 | 799.3276 | 6.2732 | 799.5308 | 5.0774 | 937.096 | 0 | 799.3276 | 1.6548 | 941.4523 | 0.0049112 | 937.5059 | 10.0986 | 799.3276 | 0 | 1018.9976 | 0.31683 |  |  | 1237.5118 | 0.15277 | 1033.931 | 0.013109 | 1152.8684 | 0 | 1152.0865 | 0 | 1152.0797 | 0.0036807 | 799.328 | 0.047982 | 799.5307 | 0.024075 | 799.3276 | 0.082853 | 799.3276 | 0.04604 | 799.5308 | #REF! | 799.3276 | 0.061146 | 795.4331 | 0.10307
| 383.4556 | 0 | 383.4556 | -0.04348 | 383.4556 | 0.031762 | 383.4556 | 0.014666 | 383.4556 | 0.011396 | 383.4556 | 0.053109 | 628.7994 | 0.014343 | 799.5653 | 0.025316 | 383.4556 | 50.4864 | 628.7994 | 0.037184 | 799.5653 | -0.034182 | 799.5653 | 0.0066412 | 790.751 | 0.019517 | 799.5653 | 0.043043 | 799.5653 | 0 |  |  | 795.3549 | 0.02185 | 799.5653 | 0.013318 | 799.7683 | 0.04104 | 799.7683 | 0.018882 | 799.7683 | 0.0012001 | 628.7994 | 0.030822 | 799.7683 | 0.007524 | 799.7683 | 0.0016682 |  |  | 799.5653 | 0.038068 | 794.31 | 0.013058 | 799.7683 | 0.0017884 | 799.5653 | 0.017706 | 631.4008 | 16.8157 | 799.7683 | 0.025388 | 799.7683 | 0.012939 | 799.5653 | 0.018213 | 799.7683 | 0.0027724 | 799.7683 | -0.00022563 | 799.7683 | 0.020955 | 937.6741 | 0.028619 | 799.5653 | 3.5534 | 799.5653 | 6.3767 | 799.7683 | 5.1151 | 937.2648 | 0.0018258 | 799.5653 | 1.708 | 941.6228 | 0.0039964 | 937.6741 | 10.0905 | 799.5653 | 0.0090425 | 1019.1009 | 0.31758 |  |  | 1237.5869 | 0.15208 | 1033.9441 | 0.013132 | 1152.9335 | 0 | 1152.1516 | 0 | 1152.1448 | 0.003683 | 799.565 | 0.053559 | 799.7683 | 0.032259 | 799.5653 | 0.10464 | 799.5653 | 0.054001 | 799.7683 | #REF! | 799.5653 | 0.095235 | 795.6696 | 0.10303
| 383.5348 | 0 | 383.5348 | -0.0019288 | 383.5348 | 0.030821 | 383.5348 | -0.010089 | 383.5348 | 0.0024357 | 383.5348 | 0.040677 | 628.9198 | 0 | 799.803 | -0.045002 | 383.5348 | 49.7278 | 628.9198 | 0 | 799.803 | -0.12725 | 799.803 | -0.034341 | 790.9864 | -0.02572 | 799.803 | -0.061304 | 799.803 | 0 |  |  | 795.5899 | -0.0053429 | 799.803 | -0.045683 | 800.0059 | 0 | 800.0059 | 0 | 800.0059 | -0.0094663 | 628.9198 | 0.012015 | 800.0059 | 0 | 800.0059 | 0 |  |  | 799.803 | 0.018022 | 794.55 | -0.013175 | 800.0059 | 0 | 799.803 | 0.012835 | 631.5207 | 16.4027 | 800.0059 | 0 | 800.0059 | 0 | 799.803 | -0.031056 | 800.0059 | -0.0106 | 800.0059 | -0.0070711 | 800.0059 | 0.010994 | 937.8422 | 0.020717 | 799.803 | 3.3827 | 799.803 | 6.3984 | 800.0059 | 5.1501 | 937.4337 | 0 | 799.803 | 1.6775 | 941.7933 | 0.0053639 | 937.8422 | 10.1049 | 799.803 | 0 | 1019.2042 | 0.31822 |  |  | 1237.6619 | 0.15139 | 1033.9572 | 0.013155 | 1152.9987 | 0 | 1152.2166 | 0 | 1152.2097 | 0.003666 | 799.803 | 0.045289 | 800.0059 | 0.029983 | 799.803 | 0.086225 | 799.803 | 0.04604 | 800.0059 | #REF! | 799.803 | 0.066686 | 795.9062 | 0.10218
| 383.614 | 0 | 383.614 | 0.031589 | 383.614 | 0.032389 | 383.614 | 0.013577 | 383.614 | 0.0060591 | 383.614 | 0.052115 | 629.0402 | 0.0041566 | 800.0406 | 0.04005 | 383.614 | 49.1103 | 629.0402 | 0.045566 | 800.0406 | 0.066246 | 800.0407 | 0.0020433 | 791.2217 | 0 | 800.0406 | 0.030976 | 800.0407 | 0 |  |  | 795.8248 | 0.016586 | 800.0407 | 0.048809 | 800.2435 | 0.027083 | 800.2435 | 0.023 | 800.2435 | 0.0054197 | 629.0402 | 0.009737 | 800.2435 | 0.0033177 | 800.2435 | 0.0026912 |  |  | 800.0406 | 0.029847 | 794.79 | 0.0060627 | 800.2435 | 0.0037957 | 800.0407 | 0.023996 | 631.6407 | 15.9826 | 800.2435 | 0.015606 | 800.2435 | 0.011923 | 800.0407 | 0.027685 | 800.2435 | 0.0062946 | 800.2435 | 0.0023918 | 800.2435 | 0.037991 | 938.0104 | 0.022746 | 800.0406 | 3.3205 | 800.0406 | 6.5162 | 800.2435 | 5.2025 | 937.6026 | 0.00078262 | 800.0406 | 1.7732 | 941.9638 | 0.0042275 | 938.0104 | 10.1107 | 800.0407 | 0.0072427 | 1019.3076 | 0.31871 |  |  | 1237.7369 | 0.1507 | 1033.9702 | 0.013177 | 1153.0637 | 0 | 1152.2816 | 0 | 1152.2748 | 0.0036319 | 800.041 | 0.051539 | 800.2435 | 0.03769 | 800.0407 | 0.10658 | 800.0407 | 0.050463 | 800.2435 | #REF! | 800.0407 | 0.086713 | 796.1427 | 0.10197
| 383.6932 | 0 | 383.6932 | -0.015445 | 383.6932 | 0.030849 | 383.6932 | -0.013421 | 383.6932 | 0.0026461 | 383.6932 | 0.036826 | 629.1606 | 0 | 800.2783 | -0.10563 | 383.6932 | 48.4013 | 629.1606 | 0 | 800.2783 | -0.072176 | 800.2783 | -0.034842 | 791.4571 | 0 | 800.2783 | -0.085719 | 800.2783 | 0 |  |  | 796.0599 | -0.01637 | 800.2783 | -0.10245 | 800.4811 | 0 | 800.4811 | 0 | 800.4811 | -0.010533 | 629.1606 | 0.017449 | 800.4811 | 0 | 800.4811 | 0 |  |  | 800.2783 | 0.014057 | 795.02 | 0.0074619 | 800.4811 | 0 | 800.2783 | 0.0024961 | 631.7606 | 15.6457 | 800.4811 | 0 | 800.4811 | 0 | 800.2783 | -0.022873 | 800.4811 | -0.014793 | 800.4811 | -0.0080445 | 800.4811 | 0.0072437 | 938.1786 | 0.025896 | 800.2783 | 3.1649 | 800.2783 | 6.6239 | 800.4811 | 5.2527 | 937.7714 | 0 | 800.2783 | 1.713 | 942.1344 | 0.0045873 | 938.1786 | 10.1288 | 800.2783 | 0.0090425 | 1019.411 | 0.31893 |  |  | 1237.812 | 0.15002 | 1033.9834 | 0.013199 | 1153.1289 | 0 | 1152.3467 | 0 | 1152.3398 | 0.0035853 | 800.278 | 0.051203 | 800.4811 | 0.024295 | 800.2783 | 0.075592 | 800.2783 | 0.048694 | 800.4811 | #REF! | 800.2783 | 0.059442 | 796.3793 | 0.10095
| 383.7724 | 0 | 383.7724 | -0.013862 | 383.7724 | 0.032132 | 383.7724 | 0.013265 | 383.7724 | 0.0048262 | 383.7724 | 0.050411 | 629.281 | 0.022678 | 800.516 | -0.017185 | 383.7724 | 47.8797 | 629.281 | 0.029446 | 800.516 | 0.046301 | 800.516 | 0.0094814 | 791.6924 | 0 | 800.516 | 0.039192 | 800.516 | 0 |  |  | 796.2949 | 0.0072666 | 800.516 | 0.031796 | 800.7187 | 0.04151 | 800.7187 | 0.021988 | 800.7187 | 0.0038546 | 629.281 | 0.021941 | 800.7187 | 0.012385 | 800.7188 | 0.0045023 |  |  | 800.516 | 0.032083 | 795.26 | 0.0078116 | 800.7187 | 0.0088298 | 800.516 | 0.012176 | 631.8805 | 15.2855 | 800.7187 | 0.037908 | 800.7188 | 0.011886 | 800.516 | 0.053742 | 800.7187 | 0.0069742 | 800.7187 | 0.0040656 | 800.7187 | 0.026241 | 938.3467 | 0.024027 | 800.516 | 3.0991 | 800.516 | 6.5953 | 800.7188 | 5.2895 | 937.9403 | 0.0018258 | 800.516 | 1.8311 | 942.3049 | 0.0033621 | 938.3467 | 10.1379 | 800.516 | 0 | 1019.5145 | 0.31916 |  |  | 1237.887 | 0.14933 | 1033.9965 | 0.01322 | 1153.1941 | 0 | 1152.4117 | 0 | 1152.4049 | 0.0035285 | 800.516 | 0.049039 | 800.7187 | 0.023855 | 800.516 | 0.10217 | 800.516 | 0.048694 | 800.7188 | #REF! | 800.516 | 0.090122 | 796.6159 | 0.10068
| 383.8517 | 0 | 383.8517 | 0.0022825 | 383.8517 | 0.031134 | 383.8517 | -0.011988 | 383.8517 | 0.0046759 | 383.8517 | 0.041788 | 629.4014 | 0 | 800.7538 | -0.10124 | 383.8517 | 47.1934 | 629.4014 | 0 | 800.7538 | -0.2503 | 800.7538 | -0.032034 | 791.9278 | 0 | 800.7538 | -0.075462 | 800.7538 | 0 |  |  | 796.5299 | -0.016006 | 800.7538 | -0.099929 | 800.9564 | 0 | 800.9564 | 0 | 800.9564 | -0.012419 | 629.4014 | 0.0088 | 800.9564 | 0 | 800.9564 | 0 |  |  | 800.7538 | 0.020079 | 795.5 | -0.029614 | 800.9564 | 0 | 800.7538 | 0.0077113 | 632.0004 | 14.96 | 800.9564 | 0 | 800.9564 | 0 | 800.7538 | -0.020667 | 800.9564 | -0.011882 | 800.9564 | -0.0084873 | 800.9564 | -0.0023437 | 938.5149 | 0.026163 | 800.7538 | 2.9685 | 800.7538 | 6.6611 | 800.9564 | 5.3432 | 938.1092 | 0 | 800.7538 | 1.7943 | 942.4755 | 0.0046038 | 938.5149 | 10.1696 | 800.7538 | 0 | 1019.6179 | 0.31973 |  |  | 1237.962 | 0.14865 | 1034.0095 | 0.013241 | 1153.2592 | 0 | 1152.4768 | 0 | 1152.47 | 0.0034682 | 800.754 | 0.042717 | 800.9564 | 0.024405 | 800.7538 | 0.070925 | 800.7538 | 0.044271 | 800.9564 | #REF! | 800.7538 | 0.056033 | 796.8525 | 0.10033
| 383.9309 | 0 | 383.9309 | 0.00018913 | 383.9309 | 0.03159 | 383.9309 | 0.0092171 | 383.9309 | 0.0039842 | 383.9309 | 0.049779 | 629.5218 | 0.0038054 | 800.9915 | 0.021171 | 383.9309 | 46.6412 | 629.5218 | 0.045781 | 800.9915 | 0.016812 | 800.9915 | 0.0079414 | 792.1632 | 0 | 800.9915 | 0.031126 | 800.9915 | 0 |  |  | 796.7649 | 0.0076453 | 800.9915 | 0.033084 | 801.194 | 0.037071 | 801.194 | 0.018899 | 801.194 | 0.0049012 | 629.5218 | 0.036673 | 801.194 | 0.0043395 | 801.194 | 0.0042788 |  |  | 800.9915 | 0.034967 | 795.74 | 0.013408 | 801.194 | 0.0075107 | 800.9915 | 0.015372 | 632.1203 | 14.6017 | 801.194 | 0.030154 | 801.194 | 0.01187 | 800.9915 | 0.022953 | 801.194 | 0.0037511 | 801.194 | -1.8997e-05 | 801.194 | 0.027673 | 938.683 | 0.030488 | 800.9915 | 2.8782 | 800.9915 | 6.8445 | 801.194 | 5.3988 | 938.278 | 0.0018258 | 800.9915 | 1.8589 | 942.646 | 0.0032513 | 938.683 | 10.1852 | 800.9915 | 0.0072427 | 1019.7214 | 0.32066 |  |  | 1238.0371 | 0.14797 | 1034.0226 | 0.013261 | 1153.3243 | 0 | 1152.5419 | 0 | 1152.535 | 0.0034091 | 800.991 | 0.049712 | 801.194 | 0.033213 | 800.9915 | 0.10165 | 800.9915 | 0.049578 | 801.194 | #REF! | 800.9915 | 0.0963 | 797.0891 | 0.10083
| 384.0101 | 0 | 384.0101 | -0.045841 | 384.0101 | 0.030279 | 384.0101 | -0.014542 | 384.0101 | 0.0044203 | 384.0101 | 0.03977 | 629.6422 | 0 | 801.2292 | -0.01786 | 384.0101 | 45.9737 | 629.6422 | 0 | 801.2292 | -0.19329 | 801.2292 | -0.030187 | 792.3986 | 0 | 801.2292 | -0.058406 | 801.2292 | 0 |  |  | 797 | -0.017104 | 801.2292 | -0.079271 | 801.4316 | 0 | 801.4316 | 0 | 801.4316 | -0.0056147 | 629.6422 | 0.0076135 | 801.4316 | 0 | 801.4316 | 0 |  |  | 801.2292 | 0.027371 | 795.97 | -0.0033811 | 801.4316 | 0 | 801.2292 | 0.014509 | 632.2403 | 14.2916 | 801.4316 | 0 | 801.4316 | 0 | 801.2292 | -0.018535 | 801.4316 | -0.0027212 | 801.4316 | -0.0029538 | 801.4316 | 0.010338 | 938.8512 | 0.023173 | 801.2292 | 2.7553 | 801.2292 | 6.9272 | 801.4316 | 5.4613 | 938.4469 | 0 | 801.2292 | 1.8454 | 942.8166 | 0.0046739 | 938.8512 | 10.2109 | 801.2292 | 0.0036232 | 1019.8248 | 0.32142 |  |  | 1238.1122 | 0.1473 | 1034.0358 | 0.013281 | 1153.3895 | 0 | 1152.6069 | 0 | 1152.6001 | 0.0033557 | 801.229 | 0.047381 | 801.4316 | 0.031708 | 801.2292 | 0.088299 | 801.2292 | 0.04604 | 801.4316 | #REF! | 801.2292 | 0.065194 | 797.3257 | 0.10068
| 384.0893 | 0 | 384.0893 | -0.021771 | 384.0893 | 0.031134 | 384.0893 | 0.011459 | 384.0893 | 0.0052321 | 384.0893 | 0.050144 | 629.7627 | 0.036167 | 801.4669 | -0.054884 | 384.0893 | 45.4304 | 629.7627 | 0.021708 | 801.4669 | 0.018383 | 801.4669 | -0.00065715 | 792.634 | 0 | 801.4669 | 0.037459 | 801.4669 | 0 |  |  | 797.235 | 0.036201 | 801.4669 | 0.051124 | 801.6693 | 0.060055 | 801.6693 | 0.0043778 | 801.6693 | -0.0047154 | 629.7627 | 0.0082542 | 801.6693 | 0.0083547 | 801.6693 | 0.00095463 |  |  | 801.4669 | 0.032003 | 796.21 | -0.008278 | 801.6693 | 0.0015677 | 801.4669 | 0.014307 | 632.3602 | 13.9411 | 801.6693 | 0.023115 | 801.6693 | 0.014902 | 801.4669 | 0.0053648 | 801.6693 | -0.006358 | 801.6693 | -0.0022767 | 801.6693 | 0.024817 | 939.0194 | 0.034759 | 801.4669 | 2.6919 | 801.4669 | 6.9356 | 801.6693 | 5.493 | 938.6158 | 0.0023475 | 801.4669 | 1.921 | 942.9871 | 0.0038249 | 939.0194 | 10.2189 | 801.4669 | 0.0072427 | 1019.9283 | 0.32199 |  |  | 1238.1873 | 0.14662 | 1034.0488 | 0.0133 | 1153.4547 | 0 | 1152.672 | 0 | 1152.6652 | 0.0033137 | 801.467 | 0.048054 | 801.6693 | 0.028846 | 801.4669 | 0.088558 | 801.4669 | 0.049578 | 801.6693 | #REF! | 801.4669 | 0.096087 | 797.5623 | 0.099803
| 384.1686 | 0 | 384.1686 | -0.0060828 | 384.1686 | 0.03045 | 384.1686 | -0.0072865 | 384.1686 | 0.0072769 | 384.1686 | 0.037774 | 629.8831 | 0 | 801.7047 | -0.03862 | 384.1686 | 44.7689 | 629.8831 | 0 | 801.7047 | -0.13239 | 801.7047 | -0.025046 | 792.8694 | 0 | 801.7047 | -0.090847 | 801.7047 | 0 |  |  | 797.4701 | -0.014212 | 801.7047 | -0.064692 | 801.9069 | 0 | 801.9069 | 0 | 801.9069 | -0.0046099 | 629.8831 | 0.013269 | 801.9069 | 0 | 801.9069 | 0 |  |  | 801.7047 | 0.018725 | 796.45 | -0.0075784 | 801.9069 | 0 | 801.7047 | 0.0097406 | 632.4801 | 13.6036 | 801.9069 | 0 | 801.9069 | 0 | 801.7047 | -0.030303 | 801.9069 | -0.0072207 | 801.9069 | -0.0050603 | 801.9069 | 0.01173 | 939.1876 | 0.021304 | 801.7047 | 2.5402 | 801.7047 | 7.0697 | 801.9069 | 5.5478 | 938.7847 | 0 | 801.7047 | 1.8683 | 943.1577 | 0.0045961 | 939.1876 | 10.2324 | 801.7047 | 0 | 1020.0319 | 0.32266 |  |  | 1238.2623 | 0.14595 | 1034.0619 | 0.013319 | 1153.5199 | 0 | 1152.7372 | 0 | 1152.7304 | 0.0032853 | 801.705 | 0.039207 | 801.9069 | 0.02635 | 801.7047 | 0.077408 | 801.7047 | 0.041618 | 801.9069 | #REF! | 801.7047 | 0.059442 | 797.7989 | 0.099183
| 384.2478 | 0 | 384.2478 | 0.010802 | 384.2478 | 0.031533 | 384.2478 | 0.012549 | 384.2478 | 0.0061493 | 384.2478 | 0.047954 | 630.0036 | 0.010128 | 801.9424 | -0.023075 | 384.2478 | 44.2342 | 630.0036 | 0.037614 | 801.9424 | 0.019735 | 801.9424 | 0.0077039 | 793.1048 | 0 | 801.9424 | 0.03997 | 801.9424 | 0 |  |  | 797.7052 | 0.012597 | 801.9424 | 0.017062 | 802.1446 | 0.046408 | 802.1446 | 0.0090763 | 802.1446 | 4.0611e-05 | 630.0036 | 0.0082542 | 802.1446 | 0.0062775 | 802.1446 | 0.0028959 |  |  | 801.9424 | 0.030743 | 796.69 | 0.011659 | 802.1446 | 0 | 801.9424 | 0.015626 | 632.6001 | 13.2131 | 802.1446 | 0.023751 | 802.1446 | 0.010144 | 801.9424 | 0.0059539 | 802.1446 | -0.0011033 | 802.1446 | -0.00072119 | 802.1446 | 0.023997 | 939.3557 | 0.027231 | 801.9424 | 2.5056 | 801.9424 | 7.1414 | 802.1446 | 5.6089 | 938.9535 | 0.0018258 | 801.9424 | 1.9541 | 943.3282 | 0.0031558 | 939.3557 | 10.2326 | 801.9424 | 0 | 1020.1354 | 0.32296 |  |  | 1238.3375 | 0.14528 | 1034.0751 | 0.013336 | 1153.5851 | 0 | 1152.8022 | 0 | 1152.7954 | 0.0032716 | 801.942 | 0.044832 | 802.1446 | 0.027892 | 801.9424 | 0.089725 | 801.9424 | 0.048694 | 802.1446 | #REF! | 801.9424 | 0.088204 | 798.0355 | 0.099108
| 384.327 | 0 | 384.327 | -0.033883 | 384.327 | 0.03065 | 384.327 | -0.017998 | 384.327 | 0.0041797 | 384.327 | 0.039234 | 630.1241 | 0 | 802.1802 | -0.066533 | 384.327 | 43.5969 | 630.1241 | 0 | 802.1802 | -0.10421 | 802.1802 | -0.025533 | 793.3402 | 0 | 802.1802 | -0.068537 | 802.1802 | 0 |  |  | 797.9402 | -0.014877 | 802.1802 | -0.063305 | 802.3823 | 0 | 802.3823 | 0 | 802.3823 | -0.0074498 | 630.1241 | 0.013792 | 802.3823 | 0 | 802.3823 | 0 |  |  | 802.1802 | 0.018961 | 796.92 | -0.024017 | 802.3823 | 0 | 802.1802 | 0.013901 | 632.72 | 12.8795 | 802.3823 | 0 | 802.3823 | 0 | 802.1802 | -0.014698 | 802.3823 | -0.010661 | 802.3823 | -0.010755 | 802.3823 | 0.0038397 | 939.5239 | 0.020717 | 802.1802 | 2.3915 | 802.1802 | 7.1672 | 802.3823 | 5.664 | 939.1224 | 0 | 802.1802 | 1.9726 | 943.4988 | 0.0038666 | 939.5239 | 10.24 | 802.1802 | 0 | 1020.239 | 0.3232 |  |  | 1238.4126 | 0.14461 | 1034.0881 | 0.013353 | 1153.6503 | 0 | 1152.8673 | 0 | 1152.8605 | 0.0032716 | 802.18 | 0.040938 | 802.3823 | 0.024442 | 802.1802 | 0.070147 | 802.1802 | 0.03631 | 802.3823 | #REF! | 802.1802 | 0.055607 | 798.2721 | 0.098037
| 384.4063 | 0 | 384.4063 | -0.05345 | 384.4063 | 0.031961 | 384.4063 | 0.01286 | 384.4063 | 0.0049465 | 384.4063 | 0.05153 | 630.2445 | 0 | 802.418 | -0.036881 | 384.4063 | 43.1036 | 630.2445 | 0.036109 | 802.418 | 0.034786 | 802.418 | -0.001351 | 793.5756 | 0 | 802.418 | 0.031757 | 802.418 | 0 |  |  | 798.1753 | 0.02946 | 802.418 | 0.058811 | 802.62 | 0.037606 | 802.62 | 0.022431 | 802.62 | -0.0034232 | 630.2445 | 0.015986 | 802.62 | 0.0051255 | 802.62 | 0.0036443 |  |  | 802.418 | 0.028353 | 797.16 | 0.012359 | 802.62 | 0.0075848 | 802.418 | 0.015575 | 632.8399 | 12.5219 | 802.62 | 0.02226 | 802.62 | 0.0056939 | 802.418 | 0.045644 | 802.62 | 7.0004e-05 | 802.62 | -1.2594e-05 | 802.62 | 0.025441 | 939.6921 | 0.028993 | 802.418 | 2.316 | 802.418 | 7.2463 | 802.62 | 5.7076 | 939.2913 | 0.0018258 | 802.418 | 2.0095 | 943.6694 | 0.0024977 | 939.6921 | 10.2463 | 802.418 | 0.0090425 | 1020.3426 | 0.32381 |  |  | 1238.4877 | 0.14395 | 1034.1012 | 0.01337 | 1153.7154 | 0 | 1152.9325 | 0 | 1152.9257 | 0.0032841 | 802.418 | 0.048943 | 802.62 | 0.027598 | 802.418 | 0.090633 | 802.418 | 0.048694 | 802.62 | #REF! | 802.418 | 0.0914 | 798.5088 | 0.098229
| 384.4855 | 0 | 384.4855 | 0.0098247 | 384.4855 | 0.03102 | 384.4855 | -0.014511 | 384.4855 | 0.0057734 | 384.4855 | 0.034911 | 630.365 | 0 | 802.6557 | -0.0043972 | 384.4855 | 42.4449 | 630.365 | 0 | 802.6557 | -0.078441 | 802.6557 | -0.021588 | 793.8111 | 0 | 802.6557 | -0.068817 | 802.6557 | 0 |  |  | 798.4104 | -0.019617 | 802.6557 | -0.04347 | 802.8577 | 0 | 802.8577 | 0 | 802.8577 | -0.0050904 | 630.365 | 0.020061 | 802.8577 | 0 | 802.8577 | 0 |  |  | 802.6557 | 0.017893 | 797.4 | -0.017722 | 802.8577 | 0 | 802.6557 | 0.015981 | 632.9599 | 12.2361 | 802.8577 | 0 | 802.8577 | 0 | 802.6557 | -0.016221 | 802.8577 | -0.0053464 | 802.8577 | -0.002113 | 802.8577 | 0.012446 | 939.8602 | 0.03209 | 802.6557 | 2.2336 | 802.6557 | 7.252 | 802.8577 | 5.7985 | 939.4602 | 0 | 802.6557 | 1.9943 | 943.8399 | 0.0034048 | 939.8602 | 10.2614 | 802.6557 | 0 | 1020.4462 | 0.32459 |  |  | 1238.5629 | 0.14329 | 1034.1143 | 0.013385 | 1153.7806 | 0 | 1152.9976 | 0 | 1152.9907 | 0.0033012 | 802.656 | 0.040073 | 802.8577 | 0.028295 | 802.6557 | 0.077537 | 802.6557 | 0.039848 | 802.8577 | #REF! | 802.6557 | 0.07393 | 798.7454 | 0.097849
| 384.5648 | 0 | 384.5648 | 0.060475 | 384.5648 | 0.03179 | 384.5648 | 0.014978 | 384.5648 | 0.0083293 | 384.5648 | 0.045095 | 630.4855 | 0.0031028 | 802.8935 | 0.042615 | 384.5648 | 41.9206 | 630.4855 | 0.015281 | 802.8935 | 0.026941 | 802.8935 | 0.015137 | 794.0465 | 0 | 802.8935 | 0.042271 | 802.8935 | 0 |  |  | 798.6455 | 0.01193 | 802.8935 | 0.055884 | 803.0954 | 0.028181 | 803.0954 | 0.031742 | 803.0954 | 0.0025235 | 630.4855 | 0.012956 | 803.0954 | 0.003489 | 803.0953 | 0.0062531 |  |  | 802.8935 | 0.029531 | 797.64 | 0.002565 | 803.0954 | 0.0048047 | 802.8935 | 0.022018 | 633.0798 | 11.9231 | 803.0954 | 0.027861 | 803.0953 | 0.0078128 | 802.8935 | 0.0080765 | 803.0954 | 0.0028408 | 803.0954 | -0.00015212 | 803.0954 | 0.027354 | 940.0284 | 0.02974 | 802.8935 | 2.1862 | 802.8935 | 7.4076 | 803.0953 | 5.8281 | 939.6291 | 0.0013044 | 802.8935 | 2.0548 | 944.0105 | 0.0024198 | 940.0284 | 10.2695 | 802.8935 | 0.0036195 | 1020.5497 | 0.32539 |  |  | 1238.6379 | 0.14263 | 1034.1274 | 0.0134 | 1153.8459 | 0 | 1153.0627 | 0 | 1153.0559 | 0.0033194 | 802.894 | 0.047477 | 803.0954 | 0.032919 | 802.8935 | 0.096727 | 802.8935 | 0.048694 | 803.0953 | #REF! | 802.8935 | 0.0914 | 798.9821 | 0.098062
| 384.644 | 0 | 384.644 | -0.049788 | 384.644 | 0.031419 | 384.644 | -0.018683 | 384.644 | 0.0078031 | 384.644 | 0.039051 | 630.606 | 0 | 803.1313 | -0.072811 | 384.644 | 41.3034 | 630.606 | 0.00074721 | 803.1313 | -0.24479 | 803.1313 | -0.023712 | 794.282 | 0 | 803.1313 | -0.073259 | 803.1313 | 0 |  |  | 798.8806 | -0.023049 | 803.1313 | -0.14108 | 803.3331 | 0 | 803.3331 | 0 | 803.3331 | -0.015345 | 630.606 | 0.022986 | 803.3331 | 0 | 803.3331 | 0 |  |  | 803.1313 | 0.010611 | 797.88 | -0.014223 | 803.3331 | 0 | 803.1313 | 0.013546 | 633.1998 | 11.6702 | 803.3331 | 0 | 803.3331 | 0 | 803.1313 | -0.038282 | 803.3331 | -0.012766 | 803.3331 | -0.0069967 | 803.3331 | 0.0011644 | 940.1966 | 0.026163 | 803.1313 | 2.0768 | 803.1313 | 7.512 | 803.3331 | 5.9044 | 939.798 | 0 | 803.1313 | 2.0623 | 944.1811 | 0.0033522 | 940.1966 | 10.2927 | 803.1313 | 0 | 1020.6534 | 0.32574 |  |  | 1238.7131 | 0.14197 | 1034.1405 | 0.013414 | 1153.9111 | 0 | 1153.1278 | 0 | 1153.121 | 0.0033319 | 803.131 | 0.043991 | 803.3331 | 0.023524 | 803.1313 | 0.08013 | 803.1313 | 0.044271 | 803.3331 | #REF! | 803.1313 | 0.034515 | 799.2188 | 0.0975
| 384.7232 | 0 | 384.7232 | -0.01137 | 384.7232 | 0.031961 | 384.7232 | 0.011148 | 384.7232 | 0.0049164 | 384.7232 | 0.0428 | 630.7265 | 0.03128 | 803.3691 | 0.074356 | 384.7232 | 40.8057 | 630.7265 | 0.027942 | 803.3691 | 0.086861 | 803.3691 | 0.010236 | 794.5175 | 0 | 803.3691 | 0.034273 | 803.3691 | 0 |  |  | 799.1158 | 0.011168 | 803.3691 | 0.0057514 | 803.5708 | 0.036702 | 803.5708 | 0.032344 | 803.5708 | 0.0052952 | 630.7265 | 0.0052886 | 803.5708 | 0.0095748 | 803.5708 | 0.0052073 |  |  | 803.3691 | 0.036334 | 798.11 | -0.0054798 | 803.5708 | 0.0050494 | 803.3691 | 0.025569 | 633.3197 | 11.3802 | 803.5708 | 0.029403 | 803.5708 | 0.012718 | 803.3691 | 0.038282 | 803.5708 | 0.004034 | 803.5708 | 0.0029295 | 803.5708 | 0.028549 | 940.3648 | 0.024988 | 803.3691 | 2.0474 | 803.3691 | 7.599 | 803.5708 | 5.9378 | 939.9669 | 0.0018258 | 803.3691 | 2.1347 | 944.3516 | 0.0024779 | 940.3648 | 10.3093 | 803.3691 | 0 | 1020.7571 | 0.3262 |  |  | 1238.7883 | 0.14131 | 1034.1536 | 0.013428 | 1153.9763 | 0 | 1153.193 | 0 | 1153.1862 | 0.003333 | 803.369 | 0.042116 | 803.5708 | 0.034497 | 803.3691 | 0.09932 | 803.3691 | 0.044271 | 803.5708 | #REF! | 803.3691 | 0.098218 | 799.4554 | 0.09738
| 384.8025 | 0 | 384.8025 | 0.0060276 | 384.8025 | 0.030621 | 384.8025 | -0.006726 | 384.8025 | 0.0061793 | 384.8025 | 0.037117 | 630.847 | 0 | 803.6069 | -0.041885 | 384.8025 | 40.1571 | 630.847 | 0 | 803.6069 | -0.15981 | 803.6069 | -0.029392 | 794.7529 | 0 | 803.6069 | -0.076194 | 803.6069 | 0 |  |  | 799.3509 | -0.027404 | 803.6069 | -0.10077 | 803.8085 | 0 | 803.8085 | 0 | 803.8085 | -0.01244 | 630.847 | 0.01118 | 803.8085 | 0 | 803.8085 | 0 |  |  | 803.6069 | 0.018323 | 798.35 | 0.0015157 | 803.8085 | 0 | 803.6069 | 0.014002 | 633.4397 | 11.1381 | 803.8085 | 0 | 803.8085 | 0 | 803.6069 | -0.028549 | 803.8085 | -0.0091637 | 803.8085 | -0.0044882 | 803.8085 | 0.0052234 | 940.533 | 0.034065 | 803.6069 | 1.9331 | 803.6069 | 7.6711 | 803.8085 | 6.0317 | 940.1358 | 0 | 803.6069 | 2.1247 | 944.5222 | 0.0034739 | 940.533 | 10.3354 | 803.6069 | 0 | 1020.8608 | 0.32697 |  |  | 1238.8634 | 0.14066 | 1034.1667 | 0.01344 | 1154.0416 | 0 | 1153.2582 | 0 | 1153.2513 | 0.0033205 | 803.607 | 0.044015 | 803.8085 | 0.025983 | 803.6069 | 0.072221 | 803.6069 | 0.041618 | 803.8085 | #REF! | 803.6069 | 0.052837 | 799.6921 | 0.095828
| 384.8817 | 0 | 384.8817 | 0.037771 | 384.8817 | 0.032246 | 384.8817 | 0.012206 | 384.8817 | 0.0057884 | 384.8817 | 0.046914 | 630.9675 | 0.012938 | 803.8447 | 0.0074024 | 384.8817 | 39.6445 | 630.9675 | 0.020126 | 803.8447 | 0.0048945 | 803.8447 | 0.0095066 | 794.9884 | 0 | 803.8447 | 0.034657 | 803.8447 | 0 |  |  | 799.586 | 0.021174 | 803.8447 | 0.054915 | 804.0463 | 0.031072 | 804.0463 | 0.015773 | 804.0463 | 0.0056077 | 630.9675 | 0.024867 | 804.0463 | 0.011178 | 804.0463 | 0.0057061 |  |  | 803.8447 | 0.029005 | 798.59 | 0.0022152 | 804.0463 | 0.009392 | 803.8447 | 0.021105 | 633.5596 | 10.8494 | 804.0463 | 0.033716 | 804.0463 | 0.01276 | 803.8447 | 0.030673 | 804.0463 | 0.0016097 | 804.0463 | 0.0011106 | 804.0463 | 0.026646 | 940.7012 | 0.019168 | 803.8447 | 1.9141 | 803.8447 | 7.6624 | 804.0463 | 6.0621 | 940.3047 | 0.0013044 | 803.8447 | 2.2066 | 944.6928 | 0.0021719 | 940.7012 | 10.3491 | 803.8447 | 0 | 1020.9645 | 0.32758 |  |  | 1238.9386 | 0.14 | 1034.1798 | 0.013452 | 1154.1068 | 0 | 1153.3234 | 0 | 1153.3165 | 0.003291 | 803.845 | 0.041251 | 804.0463 | 0.031929 | 803.8447 | 0.094004 | 803.8447 | 0.043387 | 804.0463 | #REF! | 803.8447 | 0.079682 | 799.9288 | 0.096235
| 384.961 | 0 | 384.961 | -0.040819 | 384.961 | 0.030878 | 384.961 | -0.017126 | 384.961 | 0.0084045 | 384.961 | 0.034979 | 631.088 | 0 | 804.0825 | -0.044295 | 384.961 | 39.0047 | 631.088 | 0 | 804.0825 | -0.22093 | 804.0825 | -0.027893 | 795.2239 | 0 | 804.0825 | -0.064729 | 804.0825 | 0 |  |  | 799.8212 | -0.026988 | 804.0825 | -0.12008 | 804.284 | 0 | 804.284 | 0 | 804.284 | -0.0040432 | 631.088 | 0.0096899 | 804.284 | 0 | 804.284 | 0 |  |  | 804.0825 | 0.013553 | 798.83 | -0.01912 | 804.284 | 0 | 804.0825 | 0.013444 | 633.6795 | 10.5995 | 804.284 | 0 | 804.284 | 0 | 804.0825 | -0.026932 | 804.284 | -0.0046868 | 804.284 | -0.0067345 | 804.284 | 0.011901 | 940.8693 | 0.030061 | 804.0825 | 1.7931 | 804.0825 | 7.69 | 804.284 | 6.1444 | 940.4736 | 0 | 804.0825 | 2.1711 | 944.8634 | 0.002977 | 940.8693 | 10.3659 | 804.0825 | 0.0090425 | 1021.0682 | 0.32829 |  |  | 1239.0138 | 0.13936 | 1034.1929 | 0.013463 | 1154.1721 | 0 | 1153.3884 | 0 | 1153.3816 | 0.0032478 | 804.083 | 0.045674 | 804.284 | 0.025506 | 804.0825 | 0.081168 | 804.0825 | 0.042502 | 804.284 | #REF! | 804.0825 | 0.051133 | 800.1655 | 0.095204
| 385.0403 | 0 | 385.0403 | -0.038937 | 385.0403 | 0.031876 | 385.0403 | 0.014978 | 385.0403 | 0.011066 | 385.0403 | 0.046063 | 631.2086 | 0.019941 | 804.3204 | -0.014703 | 385.0403 | 38.5803 | 631.2086 | 0.025362 | 804.3204 | 0.10016 | 804.3204 | 0.003157 | 795.4594 | 0 | 804.3204 | 0.034397 | 804.3204 | 0 |  |  | 800.0563 | 0.022802 | 804.3204 | 0.064604 | 804.5218 | 0.042594 | 804.5218 | 0.022263 | 804.5218 | 0.0032271 | 631.2086 | 0.020165 | 804.5218 | 0.0038275 | 804.5218 | 0.002038 |  |  | 804.3204 | 0.031426 | 799.06 | 0.0085112 | 804.5218 | 0.0036607 | 804.3204 | 0.01593 | 633.7995 | 10.3014 | 804.5218 | 0.022345 | 804.5218 | 0.0079367 | 804.3204 | 0.030158 | 804.5218 | -0.00069917 | 804.5218 | -0.0020748 | 804.5218 | 0.020771 | 941.0375 | 0.037856 | 804.3204 | 1.7738 | 804.3204 | 7.8037 | 804.5218 | 6.1856 | 940.6425 | 0.0023475 | 804.3204 | 2.2538 | 945.034 | 0.0022575 | 941.0375 | 10.3753 | 804.3204 | 0.0090425 | 1021.1719 | 0.32878 |  |  | 1239.089 | 0.13871 | 1034.2061 | 0.013473 | 1154.2373 | 0 | 1153.4536 | 0 | 1153.4468 | 0.0031944 | 804.32 | 0.046323 | 804.5218 | 0.029873 | 804.3204 | 0.088299 | 804.3204 | 0.047809 | 804.5218 | #REF! | 804.3204 | 0.072012 | 800.4022 | 0.09545
| 385.1195 | 0 | 385.1195 | -0.0035328 | 385.1195 | 0.030536 | 385.1195 | -0.01367 | 385.1195 | 0.003022 | 385.1195 | 0.029622 | 631.3291 | 0 | 804.5582 | -0.066208 | 385.1195 | 38.007 | 631.3291 | 0 | 804.5582 | -0.16623 | 804.5582 | -0.026281 | 795.6949 | 0 | 804.5582 | -0.068142 | 804.5582 | 0 |  |  | 800.2915 | -0.018172 | 804.5582 | -0.026101 | 804.7595 | 0 | 804.7595 | 0 | 804.7595 | -0.0075583 | 631.3291 | 0.017658 | 804.7595 | 0 | 804.7595 | 0 |  |  | 804.5582 | 0.015893 | 799.3 | -0.02087 | 804.7595 | 0 | 804.5582 | 0.010045 | 633.9195 | 10.0537 | 804.7595 | 0 | 804.7595 | 0 | 804.5582 | -0.042331 | 804.7595 | -0.0099534 | 804.7595 | -0.0056815 | 804.7595 | 0.00054126 | 941.2057 | 0.034653 | 804.5582 | 1.6637 | 804.5582 | 7.8776 | 804.7595 | 6.2507 | 940.8114 | 0 | 804.5582 | 2.2751 | 945.2046 | 0.0038008 | 941.2057 | 10.3805 | 804.5582 | 0 | 1021.2758 | 0.32894 |  |  | 1239.1642 | 0.13807 | 1034.2191 | 0.013482 | 1154.3026 | 0 | 1153.5188 | 0 | 1153.512 | 0.0031341 | 804.558 | 0.042236 | 804.7595 | 0.025616 | 804.5582 | 0.066646 | 804.5582 | 0.043387 | 804.7595 | #REF! | 804.5582 | 0.051133 | 800.639 | 0.094405
| 385.1988 | 0 | 385.1988 | 0.0029822 | 385.1988 | 0.03122 | 385.1988 | 0.010369 | 385.1988 | 0.0072919 | 385.1988 | 0.046763 | 631.4497 | 0.024828 | 804.7961 | 0.032483 | 385.1988 | 37.5645 | 631.4497 | 0.028801 | 804.7961 | 0.070148 | 804.7961 | 0.010543 | 795.9304 | 0 | 804.7961 | 0.049016 | 804.7961 | 0 |  |  | 800.5267 | 0.0082577 | 804.7961 | 0.046861 | 804.9973 | 0.028535 | 804.9973 | 0.026372 | 804.9973 | 0.0017957 | 631.4497 | 0.011807 | 804.9973 | 0.011443 | 804.9973 | 0.0035501 |  |  | 804.7961 | 0.028103 | 799.54 | -0.0040807 | 804.9973 | 0.0083633 | 804.7961 | 0.023438 | 634.0394 | 9.7622 | 804.9973 | 0.013254 | 804.9973 | 0.010083 | 804.7961 | 0.018126 | 804.9973 | 0.0085084 | 804.9973 | 0.0042436 | 804.9973 | 0.028359 | 941.3739 | 0.03193 | 804.7961 | 1.6448 | 804.7961 | 7.8795 | 804.9973 | 6.2855 | 940.9803 | 0.0013044 | 804.7961 | 2.3186 | 945.3752 | 0.0029748 | 941.3739 | 10.3789 | 804.7961 | 0.0090425 | 1021.3796 | 0.32923 |  |  | 1239.2394 | 0.13742 | 1034.2322 | 0.013491 | 1154.3679 | 0 | 1153.584 | 0 | 1153.5772 | 0.0030739 | 804.796 | 0.044063 | 804.9973 | 0.033947 | 804.7961 | 0.091152 | 804.7961 | 0.044271 | 804.9973 | #REF! | 804.7961 | 0.089056 | 800.8757 | 0.094237
| 385.278 | 0 | 385.278 | -0.0027532 | 385.278 | 0.030279 | 385.278 | -0.011428 | 385.278 | 0.0088255 | 385.278 | 0.03536 | 631.5702 | 0 | 805.0339 | -0.040562 | 385.278 | 36.9719 | 631.5702 | 0 | 805.0339 | -0.19723 | 805.0339 | -0.023929 | 796.166 | 0 | 805.0339 | -0.06938 | 805.0339 | 0 |  |  | 800.7619 | -0.0256 | 805.0339 | -0.069579 | 805.2351 | 0 | 805.2351 | 0 | 805.2351 | -0.0053455 | 631.5702 | 0.021523 | 805.2351 | 0 | 805.2351 | 0 |  |  | 805.0339 | 0.016409 | 799.78 | -0.011076 | 805.2351 | 0 | 805.0339 | 0.0035816 | 634.1594 | 9.5213 | 805.2351 | 0 | 805.2351 | 0 | 805.0339 | -0.031281 | 805.2351 | -0.0070751 | 805.2351 | -0.0035473 | 805.2351 | 0.0016757 | 941.5421 | 0.026483 | 805.0339 | 1.5498 | 805.0339 | 8.0378 | 805.235 | 6.3463 | 941.1492 | 0 | 805.0339 | 2.3116 | 945.5458 | 0.0039291 | 941.5421 | 10.3828 | 805.0339 | 0.0090425 | 1021.4834 | 0.32967 |  |  | 1239.3146 | 0.13679 | 1034.2452 | 0.013499 | 1154.4332 | 0 | 1153.6492 | 0 | 1153.6423 | 0.0030182 | 805.034 | 0.045049 | 805.2351 | 0.018497 | 805.0339 | 0.07261 | 805.0339 | 0.044271 | 805.235 | #REF! | 805.0339 | 0.060294 | 801.1124 | 0.094004
| 385.3573 | 0 | 385.3573 | -5.0673e-05 | 385.3573 | 0.031733 | 385.3573 | 0.013577 | 385.3573 | 0.010585 | 385.3573 | 0.048446 | 631.6908 | 0.033235 | 805.2718 | 0.042848 | 385.3573 | 36.531 | 631.6908 | 0.039548 | 805.2718 | 0.048844 | 805.2718 | 0.018916 | 796.4015 | 0 | 805.2718 | 0.045374 | 805.2718 | 0 |  |  | 800.9971 | 0.01685 | 805.2718 | 0.04472 | 805.4729 | 0.031753 | 805.4729 | 0.01808 | 805.4729 | 0.0087885 | 631.6908 | 0.01421 | 805.4729 | 0.0092324 | 805.4728 | 0.0089263 |  |  | 805.2718 | 0.026607 | 800.01 | -0.014223 | 805.4729 | 0.010535 | 805.2718 | 0.020192 | 634.2793 | 9.2554 | 805.4729 | 0.039703 | 805.4728 | 0.013252 | 805.2718 | 0.020874 | 805.4729 | 0.0073827 | 805.4729 | 0.0061569 | 805.4729 | 0.030105 | 941.7103 | 0.026003 | 805.2718 | 1.565 | 805.2718 | 8.0473 | 805.4728 | 6.4269 | 941.3181 | 0.0013044 | 805.2718 | 2.4158 | 945.7164 | 0.0033906 | 941.7103 | 10.3842 | 805.2718 | 0.0090425 | 1021.5872 | 0.32999 |  |  | 1239.3899 | 0.13615 | 1034.2584 | 0.013505 | 1154.4985 | 0 | 1153.7145 | 0 | 1153.7076 | 0.0029705 | 805.272 | 0.048294 | 805.4729 | 0.02657 | 805.2718 | 0.087132 | 805.2718 | 0.048694 | 805.4728 | #REF! | 805.2718 | 0.095874 | 801.3492 | 0.093849
| 385.4366 | 0 | 385.4366 | 0.011968 | 385.4366 | 0.030336 | 385.4366 | -0.019213 | 385.4366 | 0.0030671 | 385.4366 | 0.031688 | 631.8114 | 0 | 805.5096 | -0.016883 | 385.4366 | 35.9224 | 631.8114 | 0 | 805.5096 | -0.1028 | 805.5096 | -0.01976 | 796.637 | 0 | 805.5096 | -0.068372 | 805.5096 | 0 |  |  | 801.2323 | -0.012755 | 805.5096 | -0.070415 | 805.7107 | 0 | 805.7107 | 0 | 805.7107 | -0.0056755 | 631.8114 | 0.02633 | 805.7107 | 0 | 805.7106 | 0 |  |  | 805.5096 | 0.0062792 | 800.25 | -0.010377 | 805.7107 | 0 | 805.5096 | 0.0069503 | 634.3993 | 9.0504 | 805.7107 | 0 | 805.7106 | 0 | 805.5096 | -0.015151 | 805.7107 | -0.0058852 | 805.7107 | -0.0037044 | 805.7107 | 0.00046932 | 941.8785 | 0.031075 | 805.5096 | 1.4536 | 805.5096 | 8.0116 | 805.7106 | 6.4964 | 941.4871 | 0 | 805.5096 | 2.4004 | 945.887 | 0.0035397 | 941.8785 | 10.4004 | 805.5096 | 0 | 1021.6911 | 0.33056 |  |  | 1239.4651 | 0.13551 | 1034.2715 | 0.013512 | 1154.5637 | 0 | 1153.7797 | 0 | 1153.7728 | 0.0029341 | 805.51 | 0.037861 | 805.7107 | 0.025653 | 805.5096 | 0.067035 | 805.5096 | 0.03631 | 805.7106 | #REF! | 805.5096 | 0.049855 | 801.5859 | 0.093236
| 385.5158 | 0 | 385.5158 | 0.0016961 | 385.5158 | 0.03179 | 385.5158 | 0.021299 | 385.5158 | 0.0066905 | 385.5158 | 0.044729 | 631.932 | 0.034408 | 805.7475 | -0.026265 | 385.5158 | 35.4259 | 631.932 | 0.036109 | 805.7475 | -0.028176 | 805.7475 | 0.0015299 | 796.8726 | 0 | 805.7475 | 0.033422 | 805.7475 | 0 |  |  | 801.4675 | 0.016682 | 805.7475 | 0.042705 | 805.9485 | 0.01789 | 805.9485 | 0.019897 | 805.9485 | -0.00034644 | 631.932 | 0.026016 | 805.9485 | 0.0078622 | 805.9485 | 0.0034091 |  |  | 805.7475 | 0.02593 | 800.49 | 0.0060627 | 805.9485 | 0.0055777 | 805.7475 | 0.0068489 | 634.5193 | 8.8171 | 805.9485 | 0.019318 | 805.9485 | 0.010458 | 805.7475 | 0.037545 | 805.9485 | 0.0029533 | 805.9485 | -0.00014844 | 805.9485 | 0.023793 | 942.0467 | 0.024134 | 805.7475 | 1.445 | 805.7475 | 8.1422 | 805.9485 | 6.5127 | 941.656 | 0.0023475 | 805.7475 | 2.468 | 946.0576 | 0.0017616 | 942.0467 | 10.4171 | 805.7475 | -0.0036195 | 1021.795 | 0.33148 |  |  | 1239.5403 | 0.13488 | 1034.2845 | 0.013517 | 1154.629 | 0 | 1153.8448 | 0 | 1153.838 | 0.0029091 | 805.748 | 0.028774 | 805.9485 | 0.019634 | 805.7475 | 0.086095 | 805.7475 | 0.025696 | 805.9485 | #REF! | 805.7475 | 0.089483 | 801.8227 | 0.093918
| 385.5951 | 0 | 385.5951 | -0.044276 | 385.5951 | 0.030707 | 385.5951 | -0.01778 | 385.5951 | 0.0052021 | 385.5951 | 0.031479 | 632.0526 | 0 | 805.9854 | 0.0075807 | 385.5951 | 34.7776 | 632.0526 | 0 | 805.9854 | -0.1934 | 805.9854 | -0.0036817 | 797.1082 | 0 | 805.9854 | -0.060908 | 805.9854 | 0 |  |  | 801.7027 | -0.038094 | 805.9854 | -0.088173 | 806.1863 | 0 | 806.1863 | 0 | 806.1863 | -0.0079705 | 632.0526 | 0.001681 | 806.1863 | 0 | 806.1863 | 0 |  |  | 805.9854 | 0.018583 | 800.73 | -0.0065291 | 806.1863 | 0 | 805.9854 | 0.013901 | 634.6392 | 8.6091 | 806.1863 | 0 | 806.1863 | 0 | 805.9854 | -0.010697 | 806.1863 | -0.0011665 | 806.1863 | -0.0052128 | 806.1863 | 0.0092679 | 942.2149 | 0.019168 | 805.9854 | 1.3783 | 805.9854 | 8.2398 | 806.1863 | 6.6116 | 941.8249 | 0 | 805.9854 | 2.4422 | 946.2282 | 0.002581 | 942.2149 | 10.4527 | 805.9854 | 0.0072409 | 1021.8989 | 0.33182 |  |  | 1239.6156 | 0.13425 | 1034.2977 | 0.013521 | 1154.6945 | 0 | 1153.91 | 0 | 1153.9032 | 0.0028966 | 805.985 | 0.041996 | 806.1863 | 0.027121 | 805.9854 | 0.082594 | 805.9854 | 0.041618 | 806.1863 | #REF! | 805.9854 | 0.057738 | 802.0594 | 0.092648
| 385.6744 | 0 | 385.6744 | -0.047831 | 385.6744 | 0.032218 | 385.6744 | 0.021984 | 385.6744 | 0.0059388 | 385.6744 | 0.044742 | 632.1732 | 0.0024003 | 806.2233 | 0.049574 | 385.6744 | 34.3648 | 632.1732 | 0.024503 | 806.2233 | 0.066695 | 806.2233 | 0.013303 | 797.3437 | 0 | 806.2233 | 0.035428 | 806.2233 | 0 |  |  | 801.9379 | 0.00095692 | 806.2233 | 0.017322 | 806.4241 | 0.035142 | 806.4241 | 0.019758 | 806.4241 | 0.0061535 | 632.1732 | 0.02936 | 806.4241 | 0.0098068 | 806.4241 | 0.0054622 |  |  | 806.2233 | 0.028202 | 800.96 | -0.0065291 | 806.4241 | 0.010844 | 806.2233 | 0.018467 | 634.7592 | 8.355 | 806.4241 | 0.01311 | 806.4241 | 0.0079563 | 806.2233 | 0.029346 | 806.4241 | 0.0037914 | 806.4241 | 0.0025451 | 806.4241 | 0.025884 | 942.3831 | 0.02894 | 806.2233 | 1.3626 | 806.2233 | 8.2086 | 806.4241 | 6.666 | 941.9939 | 0.0018258 | 806.2233 | 2.5289 | 946.3988 | 0.0016234 | 942.3831 | 10.4812 | 806.2233 | 0.0090425 | 1022.0028 | 0.33211 |  |  | 1239.6908 | 0.13363 | 1034.3108 | 0.013525 | 1154.7598 | 0 | 1153.9753 | 0 | 1153.9685 | 0.0028966 | 806.223 | 0.046275 | 806.4241 | 0.031782 | 806.2233 | 0.088818 | 806.2233 | 0.044271 | 806.4241 | #REF! | 806.2233 | 0.086074 | 802.2962 | 0.093274
| 385.7536 | 0 | 385.7536 | -0.0084599 | 385.7536 | 0.031334 | 385.7536 | -0.017313 | 385.7536 | 0.0084646 | 385.7536 | 0.03357 | 632.2938 | 0 | 806.4612 | -0.047537 | 385.7536 | 33.7675 | 632.2938 | 0 | 806.4612 | -0.17748 | 806.4612 | -0.032232 | 797.5793 | 0 | 806.4612 | -0.088649 | 806.4612 | 0 |  |  | 802.1732 | -0.018026 | 806.4612 | -0.069365 | 806.6619 | 0 | 806.6619 | 0 | 806.6619 | -0.0067581 | 632.2938 | 0.0055371 | 806.6619 | 0 | 806.6619 | 0 |  |  | 806.4612 | 0.018477 | 801.2 | -0.01947 | 806.6619 | 0 | 806.4612 | 0.0057835 | 634.8792 | 8.1424 | 806.6619 | 0 | 806.6619 | 0 | 806.4612 | -0.045275 | 806.6619 | -0.0070865 | 806.6619 | -0.0070388 | 806.6619 | 0.0037826 | 942.5513 | 0.031823 | 806.4612 | 1.2812 | 806.4612 | 8.3065 | 806.6619 | 6.7494 | 942.1628 | 0 | 806.4612 | 2.4816 | 946.5694 | 0.001664 | 942.5513 | 10.5201 | 806.4612 | 0 | 1022.1068 | 0.33312 |  |  | 1239.7661 | 0.133 | 1034.3239 | 0.013528 | 1154.8251 | 0 | 1154.0405 | 0 | 1154.0337 | 0.0029057 | 806.461 | 0.03952 | 806.6619 | 0.020919 | 806.4612 | 0.06483 | 806.4612 | 0.039848 | 806.6619 | #REF! | 806.4612 | 0.044528 | 802.533 | 0.092289
| 385.8329 | 0 | 385.8329 | 0.027498 | 385.8329 | 0.031648 | 385.8329 | 0.018434 | 385.8329 | 0.0078933 | 385.8329 | 0.043196 | 632.4144 | 0.02346 | 806.6991 | -0.023863 | 385.8329 | 33.2627 | 632.4144 | 0.032455 | 806.6991 | 0.059686 | 806.6991 | 0.011738 | 797.8149 | 0 | 806.6991 | 0.028999 | 806.6991 | 0 |  |  | 802.4084 | 0.020526 | 806.6991 | 0.040494 | 806.8998 | 0.0458 | 806.8998 | 0.021494 | 806.8998 | 0.0075107 | 632.4144 | 0.034897 | 806.8998 | 0.0056523 | 806.8998 | 0.0052434 |  |  | 806.6991 | 0.02373 | 801.44 | -0.025767 | 806.8998 | 0.0089782 | 806.6991 | 0.0082694 | 634.9991 | 7.9055 | 806.8998 | 0.03543 | 806.8998 | 0.011656 | 806.6991 | 0.018252 | 806.8998 | 0.00089681 | 806.8998 | 0.0027397 | 806.8998 | 0.023019 | 942.7195 | 0.025522 | 806.6991 | 1.2675 | 806.6991 | 8.3731 | 806.8998 | 6.7803 | 942.3317 | 0.0013044 | 806.6991 | 2.5893 | 946.74 | 0.00080952 | 942.7195 | 10.5482 | 806.6991 | 0.0036213 | 1022.2107 | 0.334 |  |  | 1239.8414 | 0.13238 | 1034.337 | 0.01353 | 1154.8904 | 0 | 1154.1058 | 0 | 1154.099 | 0.002925 | 806.699 | 0.039159 | 806.8998 | 0.024001 | 806.6991 | 0.087132 | 806.6991 | 0.039848 | 806.8998 | #REF! | 806.6991 | 0.093531 | 802.7698 | 0.092271
| 385.9122 | 0 | 385.9122 | -0.054355 | 385.9122 | 0.031448 | 385.9122 | -0.017282 | 385.9122 | 0.0091562 | 385.9122 | 0.031798 | 632.535 | 0 | 806.937 | -0.024291 | 385.9122 | 32.7011 | 632.535 | 0 | 806.937 | -0.1098 | 806.937 | -0.022207 | 798.0505 | 0 | 806.937 | -0.054956 | 806.937 | 0 |  |  | 802.6437 | -0.021189 | 806.937 | -0.1394 | 807.1376 | 0 | 807.1376 | 0 | 807.1376 | -0.0074931 | 632.535 | 0.030404 | 807.1376 | 0 | 807.1376 | 0 |  |  | 806.937 | 0.014849 | 801.68 | -0.00513 | 807.1376 | 0 | 806.937 | 0.013292 | 635.1191 | 7.7194 | 807.1376 | 0 | 807.1376 | 0 | 806.937 | -0.017747 | 807.1376 | -0.0055523 | 807.1376 | -0.0041729 | 807.1376 | 0.0020644 | 942.8877 | 0.026377 | 806.937 | 1.2073 | 806.937 | 8.3979 | 807.1376 | 6.8977 | 942.5007 | 0 | 806.937 | 2.5967 | 946.9106 | 0.0018253 | 942.8877 | 10.5833 | 806.937 | 0.0072445 | 1022.3147 | 0.33492 |  |  | 1239.9168 | 0.13176 | 1034.3501 | 0.013532 | 1154.9557 | 0 | 1154.171 | 0 | 1154.1642 | 0.0029523 | 806.937 | 0.041034 | 807.1376 | 0.022864 | 806.937 | 0.067164 | 806.937 | 0.039848 | 807.1376 | #REF! | 806.937 | 0.036858 | 803.0066 | 0.091275
| 385.9915 | 0 | 385.9915 | -0.015044 | 385.9915 | 0.032731 | 385.9915 | 0.015663 | 385.9915 | 0.0061342 | 385.9915 | 0.041478 | 632.6557 | 0.010479 | 807.1749 | -0.017118 | 385.9915 | 32.2349 | 632.6557 | 0.015281 | 807.1749 | 0.014986 | 807.1749 | 0.0039893 | 798.2861 | 0 | 807.1749 | 0.032221 | 807.1749 | 0 |  |  | 802.8789 | 0.016361 | 807.1749 | 0.058698 | 807.3755 | 0.02637 | 807.3755 | 0.019173 | 807.3755 | 0.0009317 | 632.6557 | 0.023718 | 807.3755 | 0 | 807.3755 | 0.0014603 |  |  | 807.1749 | 0.027923 | 801.92 | 0.0018654 | 807.3755 | 0.0070181 | 807.1749 | 0.010451 | 635.2391 | 7.4847 | 807.3755 | 0.023459 | 807.3755 | 0.0083003 | 807.1749 | 0.021406 | 807.3755 | -0.00022802 | 807.3755 | -0.001499 | 807.3755 | 0.019846 | 943.0559 | 0.033638 | 807.1749 | 1.211 | 807.1749 | 8.5178 | 807.3755 | 6.904 | 942.6696 | 0.0013044 | 807.1749 | 2.7084 | 947.0813 | 0.0007557 | 943.0559 | 10.6131 | 807.1749 | 0.0036232 | 1022.4187 | 0.33612 |  |  | 1239.9921 | 0.13114 | 1034.3632 | 0.013532 | 1155.0211 | 0 | 1154.2363 | 0 | 1154.2295 | 0.0029853 | 807.175 | 0.037861 | 807.3755 | 0.023488 | 807.1749 | 0.082594 | 807.1749 | 0.040733 | 807.3755 | #REF! | 807.1749 | 0.075421 | 803.2434 | 0.091267
| 386.0708 | 0 | 386.0708 | 0.017759 | 386.0708 | 0.032075 | 386.0708 | -0.013141 | 386.0708 | 0.0034881 | 386.0708 | 0.030225 | 632.7763 | 0 | 807.4129 | -0.093024 | 386.0708 | 31.6643 | 632.7763 | 0 | 807.4129 | -0.11148 | 807.4129 | -0.039599 | 798.5217 | 0 | 807.4129 | -0.073264 | 807.4129 | 0 |  |  | 803.1142 | -0.026531 | 807.4129 | -0.14276 | 807.6134 | 0 | 807.6134 | 0 | 807.6134 | -0.012059 | 632.7763 | 0.0040539 | 807.6133 | 0 | 807.6133 | 0 |  |  | 807.4129 | 0.0063024 | 802.15 | 0.017955 | 807.6134 | 0 | 807.4129 | 0.0061894 | 635.3591 | 7.2892 | 807.6134 | 0 | 807.6133 | 0 | 807.4129 | -0.041595 | 807.6134 | -0.0090824 | 807.6134 | -0.0058568 | 807.6134 | -0.0031824 | 943.2241 | 0.020717 | 807.4129 | 1.1052 | 807.4129 | 8.4835 | 807.6133 | 6.9888 | 942.8385 | 0 | 807.4129 | 2.6958 | 947.2519 | 0.0020479 | 943.2241 | 10.6437 | 807.4129 | 0 | 1022.5228 | 0.33668 |  |  | 1240.0673 | 0.13053 | 1034.3763 | 0.013532 | 1155.0864 | 0 | 1154.3016 | 0 | 1154.2948 | 0.003025 | 807.413 | 0.038558 | 807.6133 | 0.017652 | 807.4129 | 0.060292 | 807.4129 | 0.039848 | 807.6133 | #REF! | 807.4129 | 0.050494 | 803.4802 | 0.090005
| 386.15 | 0 | 386.1501 | -0.010414 | 386.15 | 0.032674 | 386.15 | 0.015196 | 386.15 | 0.006044 | 386.15 | 0.046059 | 632.897 | 0.045942 | 807.6508 | -0.010591 | 386.15 | 31.236 | 632.897 | 0.023213 | 807.6508 | 0.019982 | 807.6508 | 0.0056988 | 798.7573 | 0 | 807.6508 | 0.029188 | 807.6508 | 0 |  |  | 803.3495 | 0.016303 | 807.6508 | 0.052253 | 807.8512 | 0.042016 | 807.8512 | 0.0237 | 807.8512 | 0.0018056 | 632.897 | 0.038554 | 807.8512 | 0 | 807.8512 | 0.0010644 |  |  | 807.6508 | 0.030379 | 802.39 | -0.015973 | 807.8512 | 0.0057506 | 807.6508 | 0.015321 | 635.4791 | 7.0526 | 807.8512 | 0.032968 | 807.8512 | 0.010191 | 807.6508 | -0.0035317 | 807.8512 | 0.0014689 | 807.8512 | -0.00030451 | 807.8512 | 0.025012 | 943.3923 | 0.035133 | 807.6508 | 1.1014 | 807.6508 | 8.6347 | 807.8512 | 7.0554 | 943.0075 | 0.0018258 | 807.6508 | 2.7397 | 947.4225 | 0.0016624 | 943.3923 | 10.6616 | 807.6508 | 0 | 1022.6268 | 0.33658 |  |  | 1240.1426 | 0.12992 | 1034.3894 | 0.013532 | 1155.1519 | 0 | 1154.3668 | 0 | 1154.36 | 0.0030705 | 807.651 | 0.039063 | 807.8512 | 0.025506 | 807.6508 | 0.081427 | 807.6508 | 0.037195 | 807.8512 | #REF! | 807.6508 | 0.072012 | 803.7171 | 0.090761
| 386.2293 | 0 | 386.2293 | -0.016337 | 386.2293 | 0.030849 | 386.2293 | -0.017002 | 386.2293 | 0.0037587 | 386.2293 | 0.032881 | 633.0177 | 0 | 807.8888 | -0.017402 | 386.2293 | 30.6382 | 633.0177 | 0 | 807.8888 | -0.17781 | 807.8888 | -0.033068 | 798.9929 | 0 | 807.8888 | -0.065085 | 807.8888 | 0 |  |  | 803.5848 | -0.012233 | 807.8888 | -0.036277 | 808.0891 | 0 | 808.0891 | 0 | 808.0891 | -0.0070706 | 633.0177 | 0.017135 | 808.0891 | 0 | 808.0891 | 0 |  |  | 807.8888 | 0.012941 | 802.63 | -0.012125 | 808.0891 | 0 | 807.8888 | 0.01111 | 635.5991 | 6.8628 | 808.0891 | 0 | 808.0891 | 0 | 807.8888 | -0.043435 | 808.0891 | -0.0084528 | 808.0891 | -0.0060969 | 808.0891 | -0.0052955 | 943.5605 | 0.037803 | 807.8888 | 1.044 | 807.8888 | 8.5555 | 808.0891 | 7.1104 | 943.1764 | 0 | 807.8888 | 2.7209 | 947.5931 | 0.0026134 | 943.5605 | 10.6789 | 807.8888 | 0 | 1022.7309 | 0.33663 |  |  | 1240.218 | 0.12931 | 1034.4026 | 0.013531 | 1155.2172 | 0 | 1154.4321 | 0 | 1154.4253 | 0.0031216 | 807.889 | 0.033101 | 808.0891 | 0.022166 | 807.8888 | 0.0765 | 807.8888 | 0.031003 | 808.0891 | #REF! | 807.8888 | 0.049002 | 803.9539 | 0.08919
| 386.3086 | 0 | 386.3086 | -0.025304 | 386.3086 | 0.032132 | 386.3086 | 0.015787 | 386.3086 | 0.0072619 | 386.3086 | 0.044495 | 633.1383 | 0.012236 | 808.1267 | -0.015065 | 386.3086 | 30.2025 | 633.1383 | 0.024932 | 808.1267 | 0.023685 | 808.1267 | 0.0081985 | 799.2285 | 0 | 808.1267 | 0.033409 | 808.1267 | 0 |  |  | 803.8201 | 0.019729 | 808.1267 | 0.011989 | 808.327 | 0.019687 | 808.327 | 0.0056662 | 808.327 | -0.00012529 | 633.1383 | 0.013583 | 808.327 | 0.0019851 | 808.327 | 0.001382 |  |  | 808.1267 | 0.024931 | 802.87 | 0.0085112 | 808.327 | 0.0051076 | 808.1267 | 0.0096899 | 635.719 | 6.6347 | 808.327 | 0.015165 | 808.327 | 0.0050794 | 808.1267 | 0.016442 | 808.327 | 0.0012147 | 808.327 | 0.00042039 | 808.327 | 0.018132 | 943.7287 | 0.02077 | 808.1267 | 1.0319 | 808.1267 | 8.5799 | 808.327 | 7.1521 | 943.3454 | 0.0013044 | 808.1267 | 2.8441 | 947.7638 | 0.0015647 | 943.7287 | 10.6849 | 808.1267 | 0.0090425 | 1022.835 | 0.33743 |  |  | 1240.2933 | 0.1287 | 1034.4156 | 0.013529 | 1155.2826 | 0 | 1154.4974 | 0 | 1154.4906 | 0.0031796 | 808.127 | 0.040938 | 808.327 | 0.020221 | 808.1267 | 0.085576 | 808.1267 | 0.041618 | 808.327 | #REF! | 808.1267 | 0.089269 | 804.1907 | 0.089991
| 386.3879 | 0 | 386.3879 | 0.016568 | 386.3879 | 0.030963 | 386.3879 | -0.020521 | 386.3879 | 0.0077129 | 386.3879 | 0.031035 | 633.259 | 0 | 808.3647 | -0.057176 | 386.3879 | 29.6568 | 633.259 | 0 | 808.3647 | -0.084243 | 808.3647 | -0.030084 | 799.4642 | 0 | 808.3647 | -0.061634 | 808.3647 | 0 |  |  | 804.0554 | -0.010797 | 808.3647 | -0.088173 | 808.5649 | 0 | 808.5649 | 0 | 808.5649 | -0.012384 | 633.259 | 0.024867 | 808.5649 | 0 | 808.5649 | 0 |  |  | 808.3647 | 0.019285 | 803.1 | 0.007112 | 808.5649 | 0 | 808.3647 | 0.011871 | 635.839 | 6.4531 | 808.5649 | 0 | 808.5649 | 0 | 808.3647 | -0.034903 | 808.5649 | -0.0080207 | 808.5649 | -0.0041869 | 808.5649 | -0.0023327 | 943.8969 | 0.023547 | 808.3647 | 0.96423 | 808.3647 | 8.6783 | 808.5649 | 7.2903 | 943.5143 | 0 | 808.3647 | 2.7767 | 947.9344 | 0.0022822 | 943.8969 | 10.6924 | 808.3647 | 0.0054338 | 1022.9391 | 0.33888 |  |  | 1240.3686 | 0.1281 | 1034.4287 | 0.013526 | 1155.3479 | 0 | 1154.5627 | 0 | 1154.5559 | 0.0032444 | 808.365 | 0.039063 | 808.5649 | 0.021689 | 808.3647 | 0.070147 | 808.3647 | 0.039848 | 808.5649 | #REF! | 808.3647 | 0.03558 | 804.4276 | 0.088506
| 386.4672 | 0 | 386.4672 | 0.0088954 | 386.4672 | 0.031391 | 386.4672 | 0.019524 | 386.4672 | 0.010359 | 386.4672 | 0.043945 | 633.3797 | 0.0094255 | 808.6027 | -0.010619 | 386.4672 | 29.2498 | 633.3797 | 0.0044723 | 808.6027 | -0.079268 | 808.6027 | 0.013664 | 799.6998 | 0 | 808.6027 | 0.04223 | 808.6027 | 0 |  |  | 804.2907 | 0.017157 | 808.6027 | 0.026187 | 808.8028 | 0.044655 | 808.8028 | 0.021231 | 808.8028 | -0.0023679 | 633.3797 | 0.0023231 | 808.8028 | 0 | 808.8028 | 0.0043363 |  |  | 808.6027 | 0.018522 | 803.34 | -0.0086277 | 808.8028 | 0.0079036 | 808.6027 | 0.018467 | 635.959 | 6.2523 | 808.8028 | 0.020491 | 808.8028 | 0.012708 | 808.6027 | 0.026219 | 808.8028 | 0.0047055 | 808.8028 | -0.00097119 | 808.8028 | 0.014679 | 944.0652 | 0.029847 | 808.6027 | 0.96739 | 808.6027 | 8.6833 | 808.8028 | 7.2922 | 943.6833 | 0.0018258 | 808.6027 | 2.8699 | 948.1051 | 0.00089569 | 944.0652 | 10.6902 | 808.6027 | 0.0036232 | 1023.0433 | 0.33971 |  |  | 1240.444 | 0.1275 | 1034.4419 | 0.013523 | 1155.4133 | 0 | 1154.6281 | 0 | 1154.6212 | 0.0033182 | 808.603 | 0.038678 | 808.8028 | 0.024295 | 808.6027 | 0.082983 | 808.6027 | 0.039848 | 808.8028 | #REF! | 808.6027 | 0.075421 | 804.6644 | 0.088971
| 386.5465 | 0 | 386.5465 | -0.0022799 | 386.5465 | 0.029965 | 386.5465 | -0.014262 | 386.5465 | 0.0013185 | 386.5465 | 0.031293 | 633.5004 | 0 | 808.8406 | -0.15594 | 386.5465 | 28.752 | 633.5004 | 0 | 808.8406 | -0.21647 | 808.8406 | -0.038681 | 799.9355 | 0 | 808.8406 | -0.072041 | 808.8406 | 0 |  |  | 804.5261 | -0.015538 | 808.8406 | -0.094051 | 809.0407 | 0 | 809.0407 | 0 | 809.0407 | -0.014187 | 633.5004 | 0.0082067 | 809.0407 | 0 | 809.0407 | 0 |  |  | 808.8406 | 0.0075705 | 803.58 | -0.0089774 | 809.0407 | 0 | 808.8406 | -0.0097914 | 636.079 | 6.0815 | 809.0407 | 0 | 809.0407 | 0 | 808.8406 | -0.060735 | 809.0407 | -0.01605 | 809.0407 | -0.0063048 | 809.0407 | -0.0052683 | 944.2334 | 0.031235 | 808.8406 | 0.90339 | 808.8406 | 8.7505 | 809.0407 | 7.4167 | 943.8523 | 0 | 808.8406 | 2.8916 | 948.2757 | 0.0019218 | 944.2334 | 10.6938 | 808.8406 | 0 | 1023.1474 | 0.34004 |  |  | 1240.5194 | 0.1269 | 1034.455 | 0.01352 | 1155.4788 | 0 | 1154.6934 | 0 | 1154.6865 | 0.0034001 | 808.841 | 0.037837 | 809.0407 | 0.0018264 | 808.8406 | 0.059903 | 808.8406 | 0.035426 | 809.0407 | #REF! | 808.8406 | 0.03771 | 804.9013 | 0.088507
| 386.6258 | 0 | 386.6258 | -0.011355 | 386.6258 | 0.030393 | 386.6258 | 0.017282 | 386.6258 | 0.010164 | 386.6258 | 0.0365 | 633.6211 | 0 | 809.0786 | -0.048483 | 386.6258 | 28.3791 | 633.6211 | 0 | 809.0786 | 0.061045 | 809.0786 | -0.0015268 | 800.1711 | 0 | 809.0786 | 0.032658 | 809.0786 | 0 |  |  | 804.7614 | 0.015604 | 809.0786 | 0.021288 | 809.2787 | 0.025701 | 809.2787 | 0.013786 | 809.2787 | 0.0018436 | 633.6211 | 0.029046 | 809.2787 | 0.002907 | 809.2787 | 0.00055119 |  |  | 809.0786 | 0.02061 | 803.82 | -0.0093273 | 809.2787 | 0.0042921 | 809.0786 | 0.010096 | 636.199 | 5.8816 | 809.2787 | 0.024749 | 809.2787 | 0.0057412 | 809.0786 | 0.023302 | 809.2787 | -0.0062385 | 809.2787 | -0.0034229 | 809.2787 | 0.015357 | 944.4016 | 0.015751 | 809.0786 | 0.90884 | 809.0786 | 8.7165 | 809.2787 | 7.4516 | 944.0212 | 0.0028693 | 809.0786 | 3.0319 | 948.4463 | 0.0014973 | 944.4016 | 10.6919 | 809.0786 | 0.0018107 | 1023.2516 | 0.34063 |  |  | 1240.5947 | 0.1263 | 1034.468 | 0.013516 | 1155.5442 | 0 | 1154.7587 | 0 | 1154.7518 | 0.0034898 | 809.079 | 0.040097 | 809.2787 | 0.023781 | 809.0786 | 0.08039 | 809.0786 | 0.039848 | 809.2787 | #REF! | 809.0786 | 0.080321 | 805.1382 | 0.088324
| 386.7051 | 0 | 386.7051 | 0.032544 | 386.7051 | 0.029367 | 386.7051 | -0.013795 | 386.7051 | 0.0015937 | 386.7051 | 0.034005 | 633.7418 | 0 | 809.3166 | -0.083821 | 386.7051 | 27.8946 | 633.7418 | 0 | 809.3166 | -0.12608 | 809.3166 | -0.031406 | 800.4068 | 0 | 809.3166 | -0.070643 | 809.3166 | 0 |  |  | 804.9968 | -0.012673 | 809.3166 | -0.09825 | 809.5166 | 0 | 809.5166 | 0 | 809.5166 | -0.0084755 | 633.7418 | 0.032285 | 809.5166 | 0 | 809.5166 | 0 |  |  | 809.3166 | 0.0085898 | 804.06 | -0.0089774 | 809.5166 | 0 | 809.3166 | 0.0044233 | 636.319 | 5.7326 | 809.5166 | 0 | 809.5166 | 0 | 809.3166 | -0.01568 | 809.5166 | -0.0094135 | 809.5166 | -0.003697 | 809.5166 | 0.0031623 | 944.5698 | 0.025789 | 809.3166 | 0.83184 | 809.3166 | 8.7898 | 809.5166 | 7.5224 | 944.1902 | 0 | 809.3166 | 2.9411 | 948.617 | 0.0023726 | 944.5698 | 10.6992 | 809.3166 | 0.0054302 | 1023.3558 | 0.34101 |  |  | 1240.6702 | 0.12571 | 1034.4812 | 0.013511 | 1155.6096 | 0 | 1154.824 | 0 | 1154.8171 | 0.0035853 | 809.317 | 0.037404 | 809.5166 | 0.01824 | 809.3166 | 0.062497 | 809.3166 | 0.038079 | 809.5166 | #REF! | 809.3166 | 0.055607 | 805.3751 | 0.08768
| 386.7844 | 0 | 386.7844 | -0.010051 | 386.7844 | 0.030479 | 386.7844 | 0.015787 | 386.7844 | 0.0071115 | 386.7844 | 0.039662 | 633.8625 | 0.023069 | 809.5546 | 0.068992 | 386.7844 | 27.5609 | 633.8625 | 0.028801 | 809.5546 | 0.087506 | 809.5546 | 0.011816 | 800.6425 | 0 | 809.5546 | 0.049123 | 809.5546 | 0 |  |  | 805.2321 | 0.021624 | 809.5546 | 0.030549 | 809.7545 | 0.038998 | 809.7545 | 0.021822 | 809.7545 | 0.0090438 | 633.8625 | 0.020165 | 809.7545 | 0.0079572 | 809.7545 | 0.0052455 |  |  | 809.5546 | 0.021629 | 804.29 | -0.0089774 | 809.7545 | 0.0089785 | 809.5546 | 0.017351 | 636.439 | 5.5581 | 809.7545 | 0.02816 | 809.7545 | 0.016055 | 809.5546 | 0.029172 | 809.7545 | 0.0060461 | 809.7545 | 0.0032275 | 809.7545 | 0.030065 | 944.738 | 0.033798 | 809.5546 | 0.87015 | 809.5546 | 8.8142 | 809.7545 | 7.5967 | 944.3591 | 0.0023475 | 809.5546 | 3.0874 | 948.7876 | 0.0015332 | 944.738 | 10.7149 | 809.5546 | 0 | 1023.46 | 0.34164 |  |  | 1240.7455 | 0.12512 | 1034.4943 | 0.013506 | 1155.6751 | 0 | 1154.8894 | 0 | 1154.8826 | 0.0036841 | 809.555 | 0.034736 | 809.7545 | 0.031855 | 809.5546 | 0.085058 | 809.5546 | 0.037195 | 809.7545 | #REF! | 809.5546 | 0.07329 | 805.612 | 0.08754
| 386.8637 | 0 | 386.8637 | -0.0059339 | 386.8637 | 0.029167 | 386.8637 | -0.018746 | 386.8637 | 0.0088856 | 386.8637 | 0.030088 | 633.9833 | 0 | 809.7926 | -0.064516 | 386.8637 | 26.9926 | 633.9833 | 0 | 809.7926 | -0.19731 | 809.7926 | -0.029752 | 800.8782 | 0 | 809.7926 | -0.068605 | 809.7926 | 0 |  |  | 805.4675 | -0.021916 | 809.7926 | -0.058098 | 809.9925 | 0 | 809.9925 | 0 | 809.9925 | -0.0064138 | 633.9833 | 0.018911 | 809.9925 | 0 | 809.9925 | 0 |  |  | 809.7926 | 0.0047959 | 804.53 | 0.0043138 | 809.9925 | 0 | 809.7926 | 0.010705 | 636.559 | 5.4254 | 809.9925 | 0 | 809.9925 | 0 | 809.7926 | -0.042331 | 809.9925 | -0.011493 | 809.9925 | -0.0045336 | 809.9925 | 3.9423e-05 | 944.9062 | 0.022052 | 809.7926 | 0.80464 | 809.7926 | 8.8334 | 809.9925 | 7.7172 | 944.5281 | 0 | 809.7926 | 3.0218 | 948.9583 | 0.0018084 | 944.9062 | 10.7509 | 809.7926 | 0 | 1023.5643 | 0.34278 |  |  | 1240.8209 | 0.12453 | 1034.5073 | 0.013501 | 1155.7405 | 0 | 1154.9547 | 0 | 1154.9479 | 0.0037819 | 809.793 | 0.03125 | 809.9925 | 0.017873 | 809.7926 | 0.063664 | 809.7926 | 0.033657 | 809.9925 | #REF! | 809.7926 | 0.047298 | 805.8489 | 0.087576
| 386.943 | 0 | 386.943 | -0.00089117 | 386.943 | 0.030735 | 386.943 | 0.018901 | 386.943 | 0.0076528 | 386.943 | 0.042252 | 634.104 | 0.0090743 | 810.0307 | 0.11247 | 386.943 | 26.6456 | 634.104 | 0.013044 | 810.0307 | 0.062144 | 810.0307 | 0.015735 | 801.1139 | 0 | 810.0307 | 0.052226 | 810.0307 | 0 |  |  | 805.7029 | 0.012838 | 810.0307 | 0.03471 | 810.2304 | 0.039774 | 810.2304 | 0.031914 | 810.2304 | 0.0088916 | 634.104 | 0.033121 | 810.2305 | 0.015254 | 810.2305 | 0.007608 |  |  | 810.0307 | 0.020422 | 804.77 | 0.01026 | 810.2304 | 0.0079074 | 810.0307 | 0.02425 | 636.679 | 5.2389 | 810.2304 | 0.038433 | 810.2305 | 0.015371 | 810.0307 | 0.035683 | 810.2304 | 0.010654 | 810.2304 | 0.00694 | 810.2304 | 0.028953 | 945.0745 | 0.028245 | 810.0307 | 0.79972 | 810.0307 | 8.8241 | 810.2305 | 7.7145 | 944.6971 | 0.0013044 | 810.0307 | 3.1507 | 949.1289 | 0.00053272 | 945.0745 | 10.7829 | 810.0307 | 0 | 1023.6685 | 0.34401 |  |  | 1240.8964 | 0.12394 | 1034.5205 | 0.013495 | 1155.8059 | 0 | 1155.02 | 0 | 1155.0132 | 0.0038717 | 810.031 | 0.033005 | 810.2305 | 0.031525 | 810.0307 | 0.084669 | 810.0307 | 0.035426 | 810.2305 | #REF! | 810.0307 | 0.07116 | 806.0858 | 0.087024
| 387.0223 | 0 | 387.0223 | -0.0044801 | 387.0223 | 0.029224 | 387.0223 | -0.014729 | 387.0223 | 0.0062395 | 387.0223 | 0.027558 | 634.2247 | 0 | 810.2687 | -0.04526 | 387.0223 | 26.1128 | 634.2247 | 0 | 810.2687 | -0.14315 | 810.2687 | -0.022641 | 801.3496 | 0 | 810.2687 | -0.068509 | 810.2687 | 0 |  |  | 805.9382 | -0.016199 | 810.2687 | -0.12596 | 810.4684 | 0 | 810.4684 | 0 | 810.4684 | -0.0057051 | 634.2247 | 0.026643 | 810.4684 | 0 | 810.4684 | 0 |  |  | 810.2687 | 0.015851 | 805.01 | -0.0023318 | 810.4684 | 0 | 810.2687 | 0.0059864 | 636.799 | 5.1152 | 810.4684 | 0 | 810.4684 | 0 | 810.2687 | -0.031814 | 810.4684 | -0.0054811 | 810.4684 | -0.0029752 | 810.4684 | 0.0015572 | 945.2427 | 0.03257 | 810.2687 | 0.74796 | 810.2687 | 8.8388 | 810.4684 | 7.8119 | 944.8661 | 0 | 810.2687 | 3.1247 | 949.2996 | 0.0013708 | 945.2427 | 10.8196 | 810.2687 | 0 | 1023.7728 | 0.34482 |  |  | 1240.9718 | 0.12336 | 1034.5336 | 0.013489 | 1155.8713 | 0 | 1155.0855 | 0 | 1155.0786 | 0.0039512 | 810.269 | 0.030361 | 810.4684 | 0.020845 | 810.2687 | 0.056792 | 810.2687 | 0.032772 | 810.4684 | #REF! | 810.2687 | 0.031532 | 806.3227 | 0.086381
| 387.1016 | 0 | 387.1016 | 0.017062 | 387.1016 | 0.030136 | 387.1016 | 0.015725 | 387.1016 | 0.009051 | 387.1016 | 0.038359 | 634.3455 | 0.022482 | 810.5067 | 0.0071903 | 387.1016 | 25.7188 | 634.3455 | 0.0081994 | 810.5067 | -0.018354 | 810.5067 | 0.015032 | 801.5853 | 0 | 810.5067 | 0.033813 | 810.5067 | 0 |  |  | 806.1736 | 0.025848 | 810.5067 | 0.029352 | 810.7064 | 0.040288 | 810.7064 | 0.026807 | 810.7064 | 0.0040085 | 634.3455 | 0.0058817 | 810.7064 | 0.0037688 | 810.7064 | 0.00060387 |  |  | 810.5067 | 0.027385 | 805.24 | 0.0050134 | 810.7064 | 0.012922 | 810.5067 | 0.016234 | 636.919 | 4.9558 | 810.7064 | 0.042783 | 810.7064 | 0.0092342 | 810.5067 | 0.021196 | 810.7064 | 0.0034601 | 810.7064 | 0.000908 | 810.7064 | 0.02016 | 945.4109 | 0.024882 | 810.5067 | 0.7593 | 810.5067 | 8.8033 | 810.7064 | 7.8618 | 945.035 | 0.0013044 | 810.5067 | 3.2517 | 949.4703 | 0.00052504 | 945.4109 | 10.8424 | 810.5067 | 0 | 1023.877 | 0.34513 |  |  | 1241.0472 | 0.12278 | 1034.5468 | 0.013482 | 1155.9368 | 0 | 1155.1508 | 0 | 1155.1439 | 0.0040137 | 810.507 | 0.033438 | 810.7064 | 0.024956 | 810.5067 | 0.072351 | 810.5067 | 0.034541 | 810.7064 | #REF! | 810.5067 | 0.06072 | 806.5596 | 0.085891
| 387.1809 | 0 | 387.1809 | -0.029836 | 387.1809 | 0.030079 | 387.1809 | -0.019991 | 387.1809 | 0.0083293 | 387.1809 | 0.02877 | 634.4663 | 0 | 810.7448 | -0.030262 | 387.1809 | 25.2394 | 634.4663 | 0 | 810.7448 | -0.16809 | 810.7448 | -0.025144 | 801.821 | 0 | 810.7448 | -0.069337 | 810.7448 | 0 |  |  | 806.409 | -0.016029 | 810.7448 | -0.14779 | 810.9444 | 0 | 810.9444 | 0 | 810.9444 | -0.005248 | 634.4663 | 0.019434 | 810.9444 | 0 | 810.9444 | 0 |  |  | 810.7448 | 0.016396 | 805.48 | -0.0072287 | 810.9444 | 0 | 810.7448 | 0.01527 | 637.039 | 4.8246 | 810.9444 | 0 | 810.9444 | 0 | 810.7448 | -0.03467 | 810.9444 | -0.0089163 | 810.9444 | -0.0033352 | 810.9444 | 0.0037156 | 945.5791 | 0.032357 | 810.7448 | 0.70574 | 810.7448 | 8.874 | 810.9444 | 7.9796 | 945.204 | 0 | 810.7448 | 3.2359 | 949.6409 | 0.0010541 | 945.5791 | 10.8671 | 810.7448 | 0.0036213 | 1023.9814 | 0.3458 |  |  | 1241.1227 | 0.12221 | 1034.5598 | 0.013476 | 1156.0022 | 0 | 1155.2162 | 0 | 1155.2094 | 0.0040569 | 810.745 | 0.03726 | 810.9444 | 0.020919 | 810.7448 | 0.058218 | 810.7448 | 0.03631 | 810.9444 | #REF! | 810.7448 | 0.041332 | 806.7966 | 0.085391
| 387.2602 | 0 | 387.2603 | -0.030544 | 387.2602 | 0.031134 | 387.2602 | 0.015632 | 387.2602 | 0.006044 | 387.2602 | 0.044816 | 634.587 | 0 | 810.9828 | -0.033341 | 387.2602 | 24.8934 | 634.587 | 0.022783 | 810.9828 | 0.035035 | 810.9828 | 0.0078809 | 802.0568 | 0 | 810.9828 | 0.032957 | 810.9828 | 0 |  |  | 806.6444 | 0.024884 | 810.9828 | -0.0040833 | 811.1824 | 0.046273 | 811.1824 | 0.013383 | 811.1824 | -0.0038169 | 634.587 | 0.019852 | 811.1824 | 0.0019684 | 811.1824 | 0.00076388 |  |  | 810.9828 | 0.025573 | 805.72 | 0.01061 | 811.1824 | 0 | 810.9828 | 0.015169 | 637.159 | 4.6414 | 811.1824 | 0.019411 | 811.1824 | 0.015637 | 810.9828 | 0.016281 | 811.1824 | 8.7769e-05 | 811.1824 | 0.001064 | 811.1824 | 0.022572 | 945.7474 | 0.026964 | 810.9828 | 0.72364 | 810.9828 | 8.8575 | 811.1824 | 8.0107 | 945.373 | 0.0018258 | 810.9828 | 3.3389 | 949.8116 | 0.00075028 | 945.7474 | 10.8713 | 810.9828 | 0.0072445 | 1024.0857 | 0.34676 |  |  | 1241.1981 | 0.12163 | 1034.5729 | 0.013469 | 1156.0677 | 0 | 1155.2815 | 0 | 1155.2747 | 0.0040773 | 810.983 | 0.03577 | 811.1824 | 0.024479 | 810.9828 | 0.080519 | 810.9828 | 0.03631 | 811.1824 | #REF! | 810.9828 | 0.071586 | 807.0335 | 0.08557
| 387.3396 | 0 | 387.3396 | -0.0032454 | 387.3396 | 0.029965 | 387.3396 | -0.0095596 | 387.3396 | 0.0020898 | 387.3396 | 0.029023 | 634.7078 | 0 | 811.2209 | -0.037134 | 387.3396 | 24.3949 | 634.7078 | 0 | 811.2209 | -0.12951 | 811.2209 | -0.028909 | 802.2925 | 0 | 811.2209 | -0.082788 | 811.2209 | 0 |  |  | 806.8799 | -0.017318 | 811.2209 | -0.131 | 811.4204 | 0 | 811.4204 | 0 | 811.4204 | -0.011469 | 634.7078 | 0.011807 | 811.4204 | 0 | 811.4204 | 0 |  |  | 811.2209 | 0.005776 | 805.96 | 0.012009 | 811.4204 | 0 | 811.2209 | 0.0069503 | 637.279 | 4.5028 | 811.4204 | 0 | 811.4204 | 0 | 811.2209 | -0.023281 | 811.4204 | -0.0079538 | 811.4204 | -0.007498 | 811.4204 | 0.00033846 | 945.9156 | 0.020343 | 811.2209 | 0.65999 | 811.2209 | 8.9339 | 811.4204 | 8.1133 | 945.542 | 0 | 811.2209 | 3.3063 | 949.9823 | 0.0016827 | 945.9156 | 10.8763 | 811.2209 | 0 | 1024.1901 | 0.34768 |  |  | 1241.2736 | 0.12106 | 1034.5861 | 0.013461 | 1156.1332 | 0 | 1155.3469 | 0 | 1155.3401 | 0.0040728 | 811.221 | 0.030794 | 811.4204 | 0.021506 | 811.2209 | 0.068461 | 811.2209 | 0.035426 | 811.4204 | #REF! | 811.2209 | 0.04325 | 807.2705 | 0.084273
| 387.4189 | 0 | 387.4189 | 0.012598 | 387.4189 | 0.031077 | 387.4189 | 0.015787 | 387.4189 | 0.0072919 | 387.4189 | 0.042651 | 634.8286 | 0.007318 | 811.4589 | -0.035036 | 387.4189 | 24.0579 | 634.8286 | 0.042127 | 811.4589 | -0.060566 | 811.4589 | -0.00099259 | 802.5283 | 0 | 811.4589 | 0.025103 | 811.4589 | 0 |  |  | 807.1153 | 0.012096 | 811.4589 | -0.0075014 | 811.6584 | 0.016913 | 811.6584 | 0.019456 | 811.6584 | 0.0020797 | 634.8286 | 0.016508 | 811.6584 | 0.0062911 | 811.6584 | 0.0022399 |  |  | 811.4589 | 0.024615 | 806.2 | -0.0012825 | 811.6584 | 0.00068593 | 811.4589 | 0.0093855 | 637.399 | 4.3485 | 811.6584 | 0.042213 | 811.6584 | 0.0086975 | 811.4589 | 0.0054326 | 811.6584 | -0.0034131 | 811.6584 | -0.00057197 | 811.6584 | 0.017445 | 946.0838 | 0.027978 | 811.4589 | 0.64918 | 811.4589 | 8.8631 | 811.6584 | 8.1707 | 945.711 | 0.0023475 | 811.4589 | 3.4395 | 950.1529 | 0.00033127 | 946.0838 | 10.8633 | 811.4589 | 0.0018107 | 1024.2944 | 0.34828 |  |  | 1241.349 | 0.12049 | 1034.5991 | 0.013454 | 1156.1987 | 0 | 1155.4124 | 0 | 1155.4055 | 0.0040455 | 811.459 | 0.031299 | 811.6584 | 0.021029 | 811.4589 | 0.074425 | 811.4589 | 0.03631 | 811.6584 | #REF! | 811.4589 | 0.067538 | 807.5074 | 0.084819
| 387.4982 | 0 | 387.4982 | 0.0034878 | 387.4982 | 0.030507 | 387.4982 | -0.016971 | 387.4982 | 0.0088405 | 387.4982 | 0.026133 | 634.9494 | 0 | 811.697 | -0.059318 | 387.4982 | 23.5636 | 634.9494 | 0 | 811.697 | -0.11257 | 811.697 | -0.02506 | 802.764 | 0 | 811.697 | -0.058788 | 811.697 | 0 |  |  | 807.3507 | -0.026605 | 811.697 | -0.095731 | 811.8964 | 0 | 811.8964 | 0 | 811.8964 | -0.0052937 | 634.9494 | 0.017135 | 811.8964 | 0 | 811.8964 | 0 |  |  | 811.697 | 0.0073414 | 806.43 | -0.011776 | 811.8964 | 0 | 811.697 | 0.012632 | 637.5191 | 4.2382 | 811.8964 | 0 | 811.8964 | 0 | 811.697 | -0.0060542 | 811.8964 | -0.0048102 | 811.8964 | -0.0037243 | 811.8964 | 0.0020943 | 946.2521 | 0.022265 | 811.697 | 0.60433 | 811.697 | 8.9152 | 811.8964 | 8.2816 | 945.88 | 0 | 811.697 | 3.4189 | 950.3236 | 0.00098722 | 946.2521 | 10.8548 | 811.697 | 0.0036232 | 1024.3989 | 0.34867 |  |  | 1241.4244 | 0.11992 | 1034.6122 | 0.013446 | 1156.2642 | 0 | 1155.4777 | 0 | 1155.4708 | 0.0039955 | 811.697 | 0.033101 | 811.8964 | 0.020845 | 811.697 | 0.056532 | 811.697 | 0.035426 | 811.8964 | #REF! | 811.697 | 0.050707 | 807.7444 | 0.084504
| 387.5775 | 0 | 387.5775 | -0.013506 | 387.5775 | 0.030878 | 387.5775 | 0.012424 | 387.5775 | 0.011381 | 387.5775 | 0.042379 | 635.0702 | 0.0059129 | 811.9351 | -0.038142 | 387.5775 | 23.2524 | 635.0702 | 0.042127 | 811.9351 | 0.025472 | 811.9351 | -0.00090981 | 802.9998 | 0 | 811.9351 | 0.032748 | 811.9351 | 0 |  |  | 807.5862 | 0.013101 | 811.9351 | 0.056916 | 812.1344 | 0.04517 | 812.1344 | 0.018184 | 812.1344 | -0.0010285 | 635.0702 | 0.023718 | 812.1344 | 0.0039305 | 812.1345 | 0.00090299 |  |  | 811.9351 | 0.027452 | 806.67 | -0.0068788 | 812.1344 | 0.00069755 | 811.9351 | 0.014915 | 637.6391 | 4.1093 | 812.1344 | 0.028729 | 812.1345 | 0.0054416 | 811.9351 | 0.0075782 | 812.1344 | -0.0018315 | 812.1344 | -0.0014188 | 812.1344 | 0.026374 | 946.4203 | 0.02627 | 811.9351 | 0.61809 | 811.9351 | 8.8958 | 812.1345 | 8.2856 | 946.049 | 0.0013044 | 811.9351 | 3.5271 | 950.4943 | 0.00041966 | 946.4203 | 10.8314 | 811.9351 | 0 | 1024.5033 | 0.34966 |  |  | 1241.5 | 0.11936 | 1034.6254 | 0.013438 | 1156.3297 | 0 | 1155.5431 | 0 | 1155.5363 | 0.0039285 | 811.935 | 0.030481 | 812.1344 | 0.020625 | 811.9351 | 0.07274 | 811.9351 | 0.035426 | 812.1345 | #REF! | 811.9351 | 0.065407 | 807.9814 | 0.083824
| 387.6569 | 0 | 387.6569 | -0.0028219 | 387.6569 | 0.029224 | 387.6569 | -0.017905 | 387.6569 | 0.0094118 | 387.6569 | 0.030079 | 635.191 | 0 | 812.1732 | -0.057783 | 387.6569 | 22.7694 | 635.191 | 0 | 812.1732 | -0.17495 | 812.1732 | -0.026599 | 803.2356 | 0 | 812.1732 | -0.067062 | 812.1732 | 0 |  |  | 807.8216 | -0.020933 | 812.1732 | -0.11924 | 812.3725 | 0 | 812.3725 | 0 | 812.3725 | -0.0058675 | 635.191 | 0.022986 | 812.3725 | 0 | 812.3725 | 0 |  |  | 812.1732 | 0.01348 | 806.91 | -0.014223 | 812.3725 | 0 | 812.1732 | 0.0064938 | 637.7591 | 4.0107 | 812.3725 | 0 | 812.3725 | 0 | 812.1732 | -0.013521 | 812.3725 | -0.0067655 | 812.3725 | -0.0037657 | 812.3725 | 0.0018673 | 946.5885 | 0.02627 | 812.1732 | 0.56726 | 812.1732 | 8.9165 | 812.3725 | 8.3835 | 946.2179 | 0 | 812.1732 | 3.5392 | 950.665 | 0.0019213 | 946.5885 | 10.8185 | 812.1732 | 0 | 1024.6078 | 0.35063 |  |  | 1241.5754 | 0.1188 | 1034.6384 | 0.01343 | 1156.3951 | 0 | 1155.6085 | 0 | 1155.6017 | 0.0038501 | 812.173 | 0.031323 | 812.3725 | 0.017946 | 812.1732 | 0.05731 | 812.1732 | 0.034541 | 812.3725 | #REF! | 812.1732 | 0.041119 | 808.2184 | 0.082998
| 387.7362 | 0 | 387.7362 | 0.033761 | 387.7362 | 0.030364 | 387.7362 | 0.016192 | 387.7362 | 0.010509 | 387.7362 | 0.039291 | 635.3118 | 0.0087231 | 812.4113 | -0.031452 | 387.7362 | 22.3925 | 635.3118 | 0.032455 | 812.4113 | 0.027329 | 812.4113 | 0.0037546 | 803.4714 | 0 | 812.4113 | 0.033406 | 812.4113 | 0 |  |  | 808.0571 | 0.022596 | 812.4113 | 0.074543 | 812.6105 | 0.0056492 | 812.6105 | 0.029915 | 812.6105 | 0.0030499 | 635.3118 | 0.018911 | 812.6105 | 0.0074985 | 812.6105 | 0.0039012 |  |  | 812.4113 | 0.021984 | 807.15 | 0.020753 | 812.6105 | 0.0076682 | 812.4113 | 0.013444 | 637.8791 | 3.8834 | 812.6105 | 0.018206 | 812.6105 | 0.010509 | 812.4113 | 0.0085381 | 812.6105 | 0.0017778 | 812.6105 | 0.00080137 | 812.6105 | 0.014061 | 946.7568 | 0.025149 | 812.4113 | 0.59542 | 812.4113 | 8.9161 | 812.6105 | 8.4441 | 946.3869 | 0.0018258 | 812.4113 | 3.6249 | 950.8357 | 0.00084745 | 946.7568 | 10.8019 | 812.4113 | 0 | 1024.7123 | 0.35094 |  |  | 1241.651 | 0.11824 | 1034.6516 | 0.013422 | 1156.4607 | 0 | 1155.674 | 0 | 1155.6671 | 0.0037648 | 812.411 | 0.032837 | 812.6105 | 0.022937 | 812.4113 | 0.074555 | 812.4113 | 0.035426 | 812.6105 | #REF! | 812.4113 | 0.069242 | 808.4554 | 0.082938
| 387.8155 | 0 | 387.8155 | -0.033048 | 387.8155 | 0.029424 | 387.8155 | -0.016441 | 387.8155 | 0.0083143 | 387.8155 | 0.025442 | 635.4327 | 0 | 812.6494 | 0.0021586 | 387.8155 | 21.8881 | 635.4327 | 0 | 812.6494 | -0.15282 | 812.6494 | -0.010289 | 803.7072 | 0 | 812.6494 | -0.062453 | 812.6494 | 0 |  |  | 808.2926 | -0.020054 | 812.6494 | -0.069203 | 812.8486 | 0 | 812.8486 | 0 | 812.8486 | -0.0024473 | 635.4327 | 0.026852 | 812.8486 | 0 | 812.8486 | 0 |  |  | 812.6494 | 0.015256 | 807.39 | -0.0079281 | 812.8486 | 0 | 812.6494 | 0.0090304 | 637.9991 | 3.7741 | 812.8486 | 0 | 812.8486 | 0 | 812.6494 | -0.031416 | 812.8486 | -0.0031295 | 812.8486 | -0.00043816 | 812.8486 | 0.0027227 | 946.925 | 0.025149 | 812.6494 | 0.52915 | 812.6494 | 8.8441 | 812.8486 | 8.5306 | 946.556 | 0 | 812.6494 | 3.6423 | 951.0063 | 0.0016416 | 946.925 | 10.8 | 812.6494 | 0 | 1024.8168 | 0.35101 |  |  | 1241.7264 | 0.11768 | 1034.6647 | 0.013414 | 1156.5262 | 0 | 1155.7394 | 0 | 1155.7325 | 0.0036796 | 812.649 | 0.031611 | 812.8486 | 0.023708 | 812.6494 | 0.056014 | 812.6494 | 0.032772 | 812.8486 | #REF! | 812.6494 | 0.037284 | 808.6924 | 0.082734
| 387.8948 | 0 | 387.8948 | 0.027046 | 387.8948 | 0.029424 | 387.8948 | 0.026655 | 387.8948 | 0.0074573 | 387.8948 | 0.036613 | 635.5535 | 0.010128 | 812.8875 | 0.067813 | 387.8948 | 21.5306 | 635.5535 | 0.024503 | 812.8875 | 0.070455 | 812.8875 | 0.021411 | 803.943 | 0 | 812.8875 | 0.043137 | 812.8875 | 0 |  |  | 808.528 | 0.014239 | 812.8875 | 0.055497 | 813.0866 | 0.050667 | 813.0866 | 0.01074 | 813.0866 | 0.0064461 | 635.5535 | 0.02633 | 813.0866 | 0.011564 | 813.0867 | 0.0077693 |  |  | 812.8875 | 0.028046 | 807.62 | -0.0016322 | 813.0866 | 0.0092304 | 812.8875 | 0.015778 | 638.1192 | 3.6322 | 813.0866 | 0.022193 | 813.0867 | 0.0092862 | 812.8875 | 0.017157 | 813.0866 | 0.010694 | 813.0866 | 0.0057264 | 813.0866 | 0.024841 | 947.0932 | 0.024615 | 812.8875 | 0.55929 | 812.8875 | 8.8499 | 813.0867 | 8.5522 | 946.725 | 0.0018258 | 812.8875 | 3.7414 | 951.177 | 0.0010877 | 947.0932 | 10.7888 | 812.8875 | 0.0018125 | 1024.9213 | 0.35176 |  |  | 1241.802 | 0.11713 | 1034.6779 | 0.013406 | 1156.5918 | 0 | 1155.8048 | 0 | 1155.798 | 0.0035966 | 812.888 | 0.033486 | 813.0866 | 0.030424 | 812.8875 | 0.076889 | 812.8875 | 0.035426 | 813.0867 | #REF! | 812.8875 | 0.074356 | 808.9294 | 0.082793
| 387.9742 | 0 | 387.9742 | 0.011146 | 387.9742 | 0.028483 | 387.9742 | -0.019368 | 387.9742 | 0.0045105 | 387.9742 | 0.024804 | 635.6744 | 0 | 813.1256 | -0.006211 | 387.9742 | 21.0511 | 635.6744 | 0 | 813.1256 | -0.14267 | 813.1256 | -0.029564 | 804.1788 | 0 | 813.1256 | -0.079125 | 813.1256 | 0 |  |  | 808.7635 | -0.022389 | 813.1256 | -0.12428 | 813.3247 | 0 | 813.3247 | 0 | 813.3247 | -0.0094936 | 635.6744 | 0.0070202 | 813.3247 | 0 | 813.3247 | 0 |  |  | 813.1256 | 0.0095489 | 807.86 | 0.0046636 | 813.3247 | 0 | 813.1256 | 0.0098421 | 638.2392 | 3.5303 | 813.3247 | 0 | 813.3247 | 0 | 813.1256 | -0.046748 | 813.3247 | -0.0036354 | 813.3247 | -0.0058927 | 813.3247 | 0.00085617 | 947.2615 | 0.025255 | 813.1256 | 0.49737 | 813.1256 | 8.8966 | 813.3247 | 8.6542 | 946.894 | 0 | 813.1256 | 3.704 | 951.3477 | 0.0018242 | 947.2615 | 10.7843 | 813.1256 | 0 | 1025.0259 | 0.35291 |  |  | 1241.8776 | 0.11658 | 1034.6909 | 0.013397 | 1156.6572 | 0 | 1155.8702 | 0 | 1155.8634 | 0.0035194 | 813.126 | 0.033198 | 813.3247 | 0.020552 | 813.1256 | 0.054847 | 813.1256 | 0.034541 | 813.3247 | #REF! | 813.1256 | 0.051346 | 809.1664 | 0.082246
| 388.0535 | 0 | 388.0535 | -0.0085806 | 388.0535 | 0.028882 | 388.0535 | 0.020801 | 388.0535 | 0.010344 | 388.0535 | 0.040345 | 635.7952 | 0.0094255 | 813.3638 | 0.060577 | 388.0535 | 20.7545 | 635.7952 | 0.029446 | 813.3638 | 0.0022031 | 813.3638 | 0.015671 | 804.4146 | 0 | 813.3638 | 0.044836 | 813.3638 | 0 |  |  | 808.999 | 0.027455 | 813.3638 | 0.060494 | 813.5628 | 0.041429 | 813.5628 | 0.023978 | 813.5628 | 0.0050563 | 635.7952 | 0.0088474 | 813.5628 | 0.0076708 | 813.5628 | 0.0048732 |  |  | 813.3638 | 0.033237 | 808.1 | -0.015973 | 813.5628 | 0.014101 | 813.3638 | 0.014205 | 638.3592 | 3.4002 | 813.5628 | 0.031508 | 813.5628 | 0.010138 | 813.3638 | 0.020581 | 813.5628 | 0.0056999 | 813.5628 | 0.0041645 | 813.5628 | 0.029415 | 947.4297 | 0.029313 | 813.3638 | 0.52133 | 813.3638 | 8.8859 | 813.5628 | 8.7228 | 947.063 | 0.0018258 | 813.3638 | 3.8263 | 951.5184 | 0.00042012 | 947.4297 | 10.7701 | 813.3638 | 0 | 1025.1304 | 0.35355 |  |  | 1241.953 | 0.11604 | 1034.704 | 0.013389 | 1156.7228 | 0 | 1155.9358 | 0 | 1155.929 | 0.0034478 | 813.364 | 0.029568 | 813.5628 | 0.02668 | 813.3638 | 0.075852 | 813.3638 | 0.031003 | 813.5628 | #REF! | 813.3638 | 0.067325 | 809.4034 | 0.083073
| 388.1328 | 0 | 388.1328 | -0.037709 | 388.1328 | 0.027827 | 388.1328 | -0.020521 | 388.1328 | 0.0053825 | 388.1328 | 0.021742 | 635.9161 | 0 | 813.6019 | -0.075925 | 388.1328 | 20.3273 | 635.9161 | 0 | 813.6019 | -0.16831 | 813.6019 | -0.022504 | 804.6505 | 0 | 813.6019 | -0.064381 | 813.6019 | 0 |  |  | 809.2345 | -0.028111 | 813.6019 | -0.07652 | 813.8009 | 0 | 813.8009 | 0 | 813.8009 | -0.010721 | 635.9161 | 0.0058338 | 813.8009 | 0 | 813.8009 | 0 |  |  | 813.6019 | 0.015188 | 808.34 | -0.014924 | 813.8009 | 0 | 813.6019 | 0.0048286 | 638.4793 | 3.3165 | 813.8009 | 0 | 813.8009 | 0 | 813.6019 | -0.022207 | 813.8009 | -0.011429 | 813.8009 | -0.0060698 | 813.8009 | -0.00034359 | 947.598 | 0.030969 | 813.6019 | 0.47314 | 813.6019 | 8.84 | 813.8009 | 8.8067 | 947.232 | 0 | 813.6019 | 3.8219 | 951.6891 | 0.001177 | 947.598 | 10.7702 | 813.6019 | 0.0072445 | 1025.235 | 0.35397 |  |  | 1242.0286 | 0.11549 | 1034.7172 | 0.013381 | 1156.7883 | 0 | 1156.0012 | 0 | 1155.9944 | 0.003383 | 813.602 | 0.03202 | 813.8009 | 0.016918 | 813.6019 | 0.054976 | 813.6019 | 0.035426 | 813.8009 | #REF! | 813.6019 | 0.035154 | 809.6404 | 0.082022
| 388.2122 | 0 | 388.2122 | -0.01123 | 388.2122 | 0.028996 | 388.2122 | 0.018496 | 388.2122 | 0.0059689 | 388.2122 | 0.040262 | 636.037 | 0.0038054 | 813.84 | 0.0064893 | 388.2122 | 20.0789 | 636.037 | 0.016026 | 813.84 | 0.032868 | 813.84 | 0.014726 | 804.8862 | 0 | 813.84 | 0.037826 | 813.84 | 0 |  |  | 809.4701 | 0.022259 | 813.84 | 0.064026 | 814.039 | 0.036528 | 814.039 | 0.025342 | 814.039 | 0.0041173 | 636.037 | 0.0082542 | 814.039 | 0.0056222 | 814.039 | 0.0055002 |  |  | 813.84 | 0.025075 | 808.58 | -0.017373 | 814.039 | 0 | 813.84 | 0.016082 | 638.5993 | 3.1964 | 814.039 | 0.014576 | 814.039 | 0.0076399 | 813.84 | 0.031263 | 814.039 | 0.0048695 | 814.039 | 0.0046758 | 814.039 | 0.02505 | 947.7662 | 0.03556 | 813.84 | 0.48649 | 813.84 | 8.7635 | 814.039 | 8.8406 | 947.401 | 0.0018258 | 813.84 | 3.9663 | 951.8598 | 0.00070202 | 947.7662 | 10.7697 | 813.84 | 0.0090425 | 1025.3396 | 0.35422 |  |  | 1242.1041 | 0.11495 | 1034.7302 | 0.013373 | 1156.8539 | 0 | 1156.0666 | 0 | 1156.0598 | 0.0033228 | 813.84 | 0.03565 | 814.039 | 0.022864 | 813.84 | 0.079871 | 813.84 | 0.035426 | 814.039 | #REF! | 813.84 | 0.068177 | 809.8775 | 0.08289
| 388.2915 | 0 | 388.2915 | 0.01681 | 388.2915 | 0.027314 | 388.2915 | -0.015227 | 388.2915 | 0.0071716 | 388.2915 | 0.023978 | 636.1578 | 0 | 814.0782 | -0.057623 | 388.2915 | 19.6645 | 636.1578 | 0 | 814.0782 | -0.16299 | 814.0782 | -0.024638 | 805.1221 | 0 | 814.0782 | -0.07766 | 814.0782 | 0 |  |  | 809.7056 | -0.032659 | 814.0782 | -0.10077 | 814.2771 | 0 | 814.2771 | 0 | 814.2771 | -0.012318 | 636.1578 | 0 | 814.2771 | 0 | 814.2771 | 0 |  |  | 814.0782 | 0.0065747 | 808.81 | -0.012125 | 814.2771 | 0 | 814.0782 | 0.0021234 | 638.7193 | 3.1177 | 814.2771 | 0 | 814.2771 | 0 | 814.0782 | -0.023629 | 814.2771 | -0.013262 | 814.2771 | -0.0076946 | 814.2771 | -0.0079589 | 947.9345 | 0.031609 | 814.0782 | 0.42839 | 814.0782 | 8.835 | 814.2771 | 8.9569 | 947.57 | 0 | 814.0782 | 3.9146 | 952.0305 | 0.001426 | 947.9345 | 10.7833 | 814.0782 | 0.0054338 | 1025.4442 | 0.35481 |  |  | 1242.1797 | 0.11441 | 1034.7434 | 0.013365 | 1156.9196 | 0 | 1156.1322 | 0 | 1156.1254 | 0.0032694 | 814.078 | 0.032909 | 814.2771 | 0.013469 | 814.0782 | 0.051605 | 814.0782 | 0.035426 | 814.2771 | #REF! | 814.0782 | 0.043889 | 810.1145 | 0.081128
| 388.3709 | 0 | 388.3709 | -0.004726 | 388.3709 | 0.028255 | 388.3709 | 0.02105 | 388.3709 | 0.0095923 | 388.3709 | 0.038024 | 636.2787 | 0.0059129 | 814.3164 | 0.087 | 388.3709 | 19.3905 | 636.2787 | 0.039118 | 814.3164 | 0.080945 | 814.3164 | 0.024811 | 805.358 | 0 | 814.3164 | 0.054209 | 814.3164 | 0 |  |  | 809.9411 | 0.015864 | 814.3164 | 0.074441 | 814.5152 | 0.037956 | 814.5152 | 0.017511 | 814.5152 | 0.010097 | 636.2787 | 0.018911 | 814.5152 | 0.00757 | 814.5152 | 0.0061574 |  |  | 814.3164 | 0.026556 | 809.05 | 0.005713 | 814.5152 | 0.010407 | 814.3164 | 0.019532 | 638.8394 | 3.024 | 814.5152 | 0.031087 | 814.5152 | 0.012758 | 814.3164 | 0.033241 | 814.5152 | 0.0091917 | 814.5152 | 0.006244 | 814.5152 | 0.033433 | 948.1027 | 0.039832 | 814.3164 | 0.45537 | 814.3164 | 8.6898 | 814.5152 | 8.9372 | 947.739 | 0.0018258 | 814.3164 | 3.9947 | 952.2012 | 0.00034662 | 948.1027 | 10.793 | 814.3164 | 0 | 1025.5488 | 0.35623 |  |  | 1242.2554 | 0.11387 | 1034.7565 | 0.013357 | 1156.9851 | 0 | 1156.1976 | 0 | 1156.1908 | 0.0032205 | 814.316 | 0.029808 | 814.5152 | 0.02958 | 814.3164 | 0.073388 | 814.3164 | 0.031003 | 814.5152 | #REF! | 814.3164 | 0.064555 | 810.3516 | 0.081666
| 388.4502 | 0 | 388.4502 | -0.0027297 | 388.4502 | 0.027371 | 388.4502 | -0.01121 | 388.4502 | 0.0075475 | 388.4502 | 0.024899 | 636.3996 | 0 | 814.5545 | -0.082697 | 388.4502 | 18.9736 | 636.3996 | 0 | 814.5545 | -0.16804 | 814.5545 | -0.031745 | 805.5938 | 0 | 814.5545 | -0.066496 | 814.5545 | 0 |  |  | 810.1767 | -0.033236 | 814.5545 | -0.10581 | 814.7533 | 0 | 814.7533 | 0 | 814.7533 | -0.010901 | 636.3996 | 0.010866 | 814.7533 | 0 | 814.7534 | 0 |  |  | 814.5545 | 0.0071047 | 809.29 | -0.013175 | 814.7533 | 0 | 814.5545 | 0.0096899 | 638.9594 | 2.9595 | 814.7533 | 0 | 814.7534 | 0 | 814.5545 | -0.046012 | 814.7533 | -0.0040694 | 814.7533 | -0.0076467 | 814.7533 | -0.0074962 | 948.271 | 0.032197 | 814.5545 | 0.41588 | 814.5545 | 8.7217 | 814.7534 | 9.0155 | 947.9081 | 0 | 814.5545 | 4.0536 | 952.3719 | 0.0011912 | 948.271 | 10.8091 | 814.5545 | 0.0054338 | 1025.6536 | 0.35717 |  |  | 1242.3309 | 0.11334 | 1034.7695 | 0.013349 | 1157.0507 | 0 | 1156.2632 | 0 | 1156.2564 | 0.0031773 | 814.555 | 0.032404 | 814.7533 | 0.016698 | 814.5545 | 0.051605 | 814.5545 | 0.034541 | 814.7534 | #REF! | 814.5545 | 0.028762 | 810.5887 | 0.080551
| 388.5296 | 0 | 388.5296 | 0.0011196 | 388.5296 | 0.029139 | 388.5296 | 0.012393 | 388.5296 | 0.0023454 | 388.5296 | 0.038637 | 636.5205 | 0.016451 | 814.7927 | 0.13903 | 388.5296 | 18.7391 | 636.5205 | 0.044706 | 814.7927 | 0.040783 | 814.7927 | 0.013148 | 805.8297 | 0 | 814.7927 | 0.04755 | 814.7927 | 0 |  |  | 810.4122 | 0.00067015 | 814.7927 | 0.074393 | 814.9915 | 0.048878 | 814.9915 | 0.014673 | 814.9915 | 0.011391 | 636.5205 | 0.018911 | 814.9915 | 0.016796 | 814.9915 | 0.0078484 |  |  | 814.7927 | 0.026033 | 809.53 | 0.0085112 | 814.9915 | 0.0097857 | 814.7927 | 0.023337 | 639.0795 | 2.8684 | 814.9915 | 0.039769 | 814.9915 | 0.011273 | 814.7927 | 0.03116 | 814.9915 | 0.0087367 | 814.9915 | 0.0065245 | 814.9915 | 0.022753 | 948.4392 | 0.025149 | 814.7927 | 0.4442 | 814.7927 | 8.6693 | 814.9915 | 9.0338 | 948.0771 | 0.0013044 | 814.7927 | 4.1585 | 952.5426 | 0.00033565 | 948.4392 | 10.8163 | 814.7927 | 0.0090425 | 1025.7583 | 0.35733 |  |  | 1242.4065 | 0.11281 | 1034.7827 | 0.013341 | 1157.1162 | 0 | 1156.3286 | 0 | 1156.3218 | 0.0031421 | 814.793 | 0.033029 | 814.9915 | 0.034204 | 814.7927 | 0.084669 | 814.7927 | 0.03631 | 814.9915 | #REF! | 814.7927 | 0.081173 | 810.8257 | 0.080788
| 388.6089 | 0 | 388.6089 | 0.033405 | 388.6089 | 0.028483 | 388.6089 | -0.014293 | 388.6089 | 0.010449 | 388.6089 | 0.024323 | 636.6414 | 0 | 815.0309 | -0.040276 | 388.6089 | 18.3208 | 636.6414 | 0 | 815.0309 | -0.12845 | 815.0309 | -0.020594 | 806.0656 | 0 | 815.0309 | -0.070864 | 815.0309 | 0 |  |  | 810.6478 | -0.018188 | 815.0309 | -0.072503 | 815.2296 | 0 | 815.2296 | 0 | 815.2296 | -0.012151 | 636.6414 | 0 | 815.2296 | 0 | 815.2296 | 0 |  |  | 815.0309 | 0.014997 | 809.76 | -0.025417 | 815.2296 | 0 | 815.0309 | 0.006646 | 639.1995 | 2.7965 | 815.2296 | 0 | 815.2296 | 0 | 815.0309 | -0.025673 | 815.2296 | -0.0081573 | 815.2296 | -0.0052051 | 815.2296 | -0.010007 | 948.6075 | 0.024882 | 815.0309 | 0.36901 | 815.0309 | 8.6466 | 815.2296 | 9.0821 | 948.2461 | 0 | 815.0309 | 4.1229 | 952.7134 | 0.00064279 | 948.6075 | 10.8255 | 815.0309 | 0 | 1025.8629 | 0.35839 |  |  | 1242.4821 | 0.11228 | 1034.7958 | 0.013333 | 1157.1819 | 0 | 1156.3942 | 0 | 1156.3873 | 0.0031137 | 815.031 | 0.027885 | 815.2296 | 0.016111 | 815.0309 | 0.052513 | 815.0309 | 0.031888 | 815.2296 | #REF! | 815.0309 | 0.031106 | 811.0628 | 0.079387
| 388.6883 | 0 | 388.6883 | 0.0046573 | 388.6883 | 0.030307 | 388.6883 | 0.021361 | 388.6883 | 0.0089458 | 388.6883 | 0.037751 | 636.7624 | 0.034017 | 815.2691 | 0.01122 | 388.6883 | 18.076 | 636.7624 | 0.013417 | 815.2691 | 0.14236 | 815.2691 | 0.014607 | 806.3015 | 0 | 815.2691 | 0.045546 | 815.2691 | 0 |  |  | 810.8834 | 0.024688 | 815.2691 | 0.039551 | 815.4678 | 0.04144 | 815.4678 | 0.0050201 | 815.4678 | 0.0014339 | 636.7624 | 0.021314 | 815.4678 | 0.012081 | 815.4678 | 0.0033732 |  |  | 815.2691 | 0.031551 | 810 | 0.012359 | 815.4678 | 0.0066837 | 815.2691 | 0.014256 | 639.3196 | 2.7093 | 815.4678 | 0.038386 | 815.4678 | 0.014621 | 815.2691 | 0.036568 | 815.4678 | 0.0069948 | 815.4678 | 0.0028354 | 815.4678 | 0.017808 | 948.7757 | 0.033905 | 815.2691 | 0.41519 | 815.2691 | 8.5671 | 815.4678 | 9.1352 | 948.4151 | 0.0018258 | 815.2691 | 4.2569 | 952.8841 | 0.00043547 | 948.7757 | 10.8188 | 815.2691 | 0 | 1025.9677 | 0.36036 |  |  | 1242.5577 | 0.11176 | 1034.809 | 0.013326 | 1157.2474 | 0 | 1156.4596 | 0 | 1156.4528 | 0.0030932 | 815.269 | 0.02726 | 815.4678 | 0.024882 | 815.2691 | 0.07261 | 815.2691 | 0.030119 | 815.4678 | #REF! | 815.2691 | 0.063703 | 811.2999 | 0.080057
| 388.7676 | 0 | 388.7676 | -0.042857 | 388.7676 | 0.029424 | 388.7676 | -0.01996 | 388.7676 | 0.0041496 | 388.7676 | 0.024826 | 636.8833 | 0 | 815.5073 | -0.026941 | 388.7676 | 17.6702 | 636.8833 | 0 | 815.5073 | -0.2379 | 815.5073 | -0.010547 | 806.5374 | 0 | 815.5073 | -0.064315 | 815.5073 | 0 |  |  | 811.1189 | -0.030408 | 815.5073 | -0.11924 | 815.7059 | 0 | 815.7059 | 0 | 815.7059 | -0.0065717 | 636.8833 | 0.0233 | 815.7059 | 0 | 815.7059 | 0 |  |  | 815.5073 | 0.0066877 | 810.24 | -0.014924 | 815.7059 | 0 | 815.5073 | 0.0021605 | 639.4396 | 2.6442 | 815.7059 | 0 | 815.7059 | 0 | 815.5073 | -0.02942 | 815.7059 | -0.001917 | 815.7059 | -0.003209 | 815.7059 | 0.0021621 | 948.944 | 0.025362 | 815.5073 | 0.38222 | 815.5073 | 8.5174 | 815.7059 | 9.2227 | 948.5842 | 0 | 815.5073 | 4.2992 | 953.0548 | 0.00035759 | 948.944 | 10.8238 | 815.5073 | 0.0090425 | 1026.0725 | 0.36182 |  |  | 1242.6333 | 0.11124 | 1034.822 | 0.013319 | 1157.3131 | 0 | 1156.5251 | 0 | 1156.5183 | 0.0030785 | 815.507 | 0.028486 | 815.7059 | 0.016405 | 815.5073 | 0.054198 | 815.5073 | 0.031003 | 815.7059 | #REF! | 815.5073 | 0.031958 | 811.537 | 0.079534
| 388.847 | 0 | 388.847 | -0.023138 | 388.847 | 0.030735 | 388.847 | 0.012082 | 388.847 | 0.0054577 | 388.847 | 0.033418 | 637.0042 | 0.021309 | 815.7455 | 0.023234 | 388.847 | 17.4467 | 637.0042 | 0.041267 | 815.7455 | 0.034087 | 815.7455 | 0.01603 | 806.7733 | 0 | 815.7455 | 0.034627 | 815.7455 | 0 |  |  | 811.3545 | 0.02222 | 815.7455 | 0.025082 | 815.9441 | 0.012531 | 815.9441 | 0.019973 | 815.9441 | 0.004822 | 637.0042 | 0.023718 | 815.9441 | 0.0078138 | 815.9441 | 0.0039756 |  |  | 815.7455 | 0.029213 | 810.48 | 0.014107 | 815.9441 | 0.014027 | 815.7455 | 0.010552 | 639.5597 | 2.5527 | 815.9441 | 0.031364 | 815.9441 | 0.010125 | 815.7455 | 0.047852 | 815.9441 | 0.0044171 | 815.9441 | 0.00088744 | 815.9441 | 0.017398 | 949.1122 | 0.02659 | 815.7455 | 0.40185 | 815.7455 | 8.5126 | 815.9441 | 9.2225 | 948.7532 | 0.0018258 | 815.7455 | 4.3821 | 953.2255 | 0.00039598 | 949.1122 | 10.8245 | 815.7455 | 0.0090425 | 1026.1772 | 0.3626 |  |  | 1242.709 | 0.11071 | 1034.8352 | 0.013312 | 1157.3787 | 0 | 1156.5907 | 0 | 1156.5839 | 0.0030682 | 815.745 | 0.030193 | 815.9441 | 0.025102 | 815.7455 | 0.067942 | 815.7455 | 0.032772 | 815.9441 | #REF! | 815.7455 | 0.073077 | 811.7741 | 0.079495
| 388.9263 | 0 | 388.9263 | 0.024662 | 388.9263 | 0.028796 | 388.9263 | -0.01669 | 388.9263 | 0.0051419 | 388.9263 | 0.028534 | 637.1252 | 0 | 815.9837 | -0.057754 | 388.9263 | 17.0985 | 637.1252 | 0 | 815.9837 | -0.077923 | 815.9837 | -0.025686 | 807.0092 | 0 | 815.9837 | -0.064418 | 815.9837 | 0 |  |  | 811.5901 | -0.02136 | 815.9837 | -0.069742 | 816.1822 | 0 | 816.1822 | 0 | 816.1822 | -0.0092155 | 637.1252 | 0.017971 | 816.1822 | 0 | 816.1822 | 0 |  |  | 815.9837 | 0.0033103 | 810.72 | -0.019821 | 816.1822 | 0 | 815.9837 | 0.0067981 | 639.6797 | 2.4844 | 816.1822 | 0 | 816.1822 | 0 | 815.9837 | -0.026689 | 816.1822 | -0.0048808 | 816.1822 | -0.0078251 | 816.1822 | -0.00053839 | 949.2805 | 0.034546 | 815.9837 | 0.34367 | 815.9837 | 8.4686 | 816.1823 | 9.291 | 948.9222 | 0 | 815.9837 | 4.3962 | 953.3962 | 0.00096747 | 949.2805 | 10.8349 | 815.9837 | 0.0072445 | 1026.282 | 0.36312 |  |  | 1242.7847 | 0.1102 | 1034.8483 | 0.013305 | 1157.4443 | 0 | 1156.6562 | 0 | 1156.6494 | 0.0030603 | 815.984 | 0.030049 | 816.1822 | 0.017909 | 815.9837 | 0.04979 | 815.9837 | 0.031888 | 816.1823 | #REF! | 815.9837 | 0.024288 | 812.0113 | 0.078784
| 389.0057 | 0 | 389.0057 | 0.016651 | 389.0057 | 0.03025 | 389.0057 | 0.021081 | 389.0057 | 0.0093667 | 389.0057 | 0.036498 | 637.2461 | 0.010128 | 816.2219 | -0.012388 | 389.0057 | 16.9419 | 637.2461 | 0.031595 | 816.2219 | -0.011585 | 816.2219 | 0.014292 | 807.2451 | 0 | 816.2219 | 0.028526 | 816.2219 | 0 |  |  | 811.8257 | 0.014526 | 816.2219 | 0.033062 | 816.4204 | 0.029868 | 816.4204 | 0.017471 | 816.4204 | 0.0035079 | 637.2461 | 0.025494 | 816.4204 | 0.0048701 | 816.4204 | 0.003338 |  |  | 816.2219 | 0.017396 | 810.95 | 0.0018654 | 816.4204 | 0.0075358 | 816.2219 | 0.014205 | 639.7998 | 2.3946 | 816.4204 | 0.0097785 | 816.4204 | 0.01206 | 816.2219 | 0.02659 | 816.4204 | 0.0030126 | 816.4204 | 0.0013378 | 816.4204 | 0.020008 | 949.4487 | 0.028459 | 816.2219 | 0.36432 | 816.2219 | 8.3904 | 816.4204 | 9.2818 | 949.0913 | 0.0018258 | 816.2219 | 4.4918 | 953.567 | 0.00032139 | 949.4487 | 10.8337 | 816.2219 | 0.0090425 | 1026.3868 | 0.36352 |  |  | 1242.8602 | 0.10968 | 1034.8615 | 0.013298 | 1157.5099 | 0 | 1156.7218 | 0 | 1156.715 | 0.0030535 | 816.222 | 0.034784 | 816.4204 | 0.02213 | 816.2219 | 0.063404 | 816.2219 | 0.03631 | 816.4204 | #REF! | 816.2219 | 0.069029 | 812.2484 | 0.078985
| 389.0851 | 0 | 389.0851 | 0.030029 | 389.0851 | 0.03025 | 389.0851 | -0.0073176 | 389.0851 | 0.0082091 | 389.0851 | 0.023313 | 637.3671 | 0 | 816.4601 | -0.053798 | 389.0851 | 16.6278 | 637.3671 | 0 | 816.4601 | -0.10442 | 816.4601 | -0.038281 | 807.481 | 0 | 816.4601 | -0.059796 | 816.4601 | 0 |  |  | 812.0614 | -0.030389 | 816.4601 | -0.044933 | 816.6586 | 0 | 816.6586 | 0 | 816.6586 | -0.01535 | 637.3671 | 0.0028674 | 816.6586 | 0 | 816.6586 | 0 |  |  | 816.4601 | -0.0022766 | 811.19 | 0.01026 | 816.6586 | 0 | 816.4601 | -0.0038135 | 639.9198 | 2.3246 | 816.6586 | 0 | 816.6586 | 0 | 816.4601 | -0.025859 | 816.6586 | -0.010044 | 816.6586 | -0.0084361 | 816.6586 | -0.007641 | 949.617 | 0.027124 | 816.4601 | 0.32524 | 816.4601 | 8.3004 | 816.6586 | 9.3359 | 949.2603 | 0 | 816.4601 | 4.5211 | 953.7377 | 0.0015291 | 949.617 | 10.8445 | 816.4601 | 0.0072427 | 1026.4917 | 0.36395 |  |  | 1242.9359 | 0.10917 | 1034.8745 | 0.013292 | 1157.5756 | 0 | 1156.7874 | 0 | 1156.7805 | 0.0030444 | 816.46 | 0.028582 | 816.6586 | 0.015304 | 816.4601 | 0.042918 | 816.4601 | 0.031003 | 816.6586 | #REF! | 816.4601 | 0.046233 | 812.4855 | 0.078171
| 389.1644 | 0 | 389.1644 | -0.026687 | 389.1644 | 0.029595 | 389.1644 | 0.016348 | 389.1644 | 0.0067657 | 389.1644 | 0.034457 | 637.4881 | 0.02561 | 816.6984 | -0.07095 | 389.1644 | 16.471 | 637.4881 | 0.01379 | 816.6984 | 0.010982 | 816.6984 | -0.0071318 | 807.7169 | 0 | 816.6984 | 0.022344 | 816.6984 | 0 |  |  | 812.297 | 0.010453 | 816.6984 | 0.0075739 | 816.8968 | 0.014507 | 816.8968 | 0.00082533 | 816.8968 | -0.0051409 | 637.4881 | 0.021314 | 816.8968 | 0 | 816.8968 | 0.0005441 |  |  | 816.6984 | 0.011232 | 811.43 | 0.01026 | 816.8968 | 0.0097689 | 816.6984 | 0.0081679 | 640.0399 | 2.2348 | 816.8968 | 0.023458 | 816.8968 | 0.0091387 | 816.6984 | 0.02065 | 816.8968 | -0.0025779 | 816.8968 | -0.0025379 | 816.8968 | 0.011407 | 949.7853 | 0.024882 | 816.6984 | 0.32793 | 816.6984 | 8.2661 | 816.8969 | 9.34 | 949.4294 | 0.0018258 | 816.6984 | 4.5879 | 953.9084 | 0.0004629 | 949.7853 | 10.859 | 816.6984 | 0.005432 | 1026.5966 | 0.36456 |  |  | 1243.0116 | 0.10866 | 1034.8876 | 0.013286 | 1157.6412 | 0 | 1156.8529 | 0 | 1156.8461 | 0.003033 | 816.698 | 0.030794 | 816.8968 | 0.013248 | 816.6984 | 0.060552 | 816.6984 | 0.031003 | 816.8969 | #REF! | 816.6984 | 0.055607 | 812.7227 | 0.078559
| 389.2438 | 0 | 389.2438 | 0.0021888 | 389.2438 | 0.029481 | 389.2438 | -0.010182 | 389.2438 | 0.0066154 | 389.2438 | 0.021128 | 637.6091 | 0 | 816.9366 | 0.033488 | 389.2438 | 16.1048 | 637.6091 | 0 | 816.9366 | -0.18622 | 816.9366 | -0.013839 | 807.9529 | 0 | 816.9366 | -0.065757 | 816.9366 | 0 |  |  | 812.5326 | -0.031111 | 816.9366 | -0.040539 | 817.135 | 0 | 817.135 | 0 | 817.135 | 2.7326e-05 | 637.6091 | 0.0052405 | 817.135 | 0 | 817.135 | 0 |  |  | 816.9366 | 0.016199 | 811.67 | -0.0033811 | 817.135 | 0 | 816.9366 | 0.0053776 | 640.1599 | 2.1703 | 817.135 | 0 | 817.135 | 0 | 816.9366 | -0.029258 | 817.135 | 0.00080059 | 817.135 | 0.00091469 | 817.135 | 0.0063136 | 949.9535 | 0.018314 | 816.9366 | 0.2997 | 816.9366 | 8.1878 | 817.135 | 9.408 | 949.5984 | 0 | 816.9366 | 4.6316 | 954.0792 | 0.0015697 | 949.9535 | 10.8877 | 816.9366 | 0.0072427 | 1026.7014 | 0.36545 |  |  | 1243.0873 | 0.10815 | 1034.9008 | 0.01328 | 1157.7069 | 0 | 1156.9185 | 0 | 1156.9116 | 0.0030205 | 816.937 | 0.030361 | 817.135 | 0.020442 | 816.9366 | 0.059644 | 816.9366 | 0.031003 | 817.135 | #REF! | 816.9366 | 0.05305 | 812.9598 | 0.077306
| 389.3231 | 0 | 389.3232 | 0.065501 | 389.3231 | 0.028226 | 389.3231 | 0.0089991 | 389.3231 | 0.0086451 | 389.3231 | 0.03792 | 637.7301 | 0 | 817.1749 | 0.022013 | 389.3231 | 15.9386 | 637.7301 | 0.032455 | 817.1749 | 0.037891 | 817.1749 | 0.0074096 | 808.1888 | 0 | 817.1749 | 0.031181 | 817.1749 | 0 |  |  | 812.7683 | 0.015332 | 817.1749 | 0.015834 | 817.3732 | 0.045198 | 817.3732 | 0.029399 | 817.3732 | 0.008091 | 637.7301 | 0.012433 | 817.3732 | 0.0043962 | 817.3732 | 0.0051056 |  |  | 817.1749 | 0.02101 | 811.91 | -0.015623 | 817.3732 | 0.010084 | 817.1749 | 0.017198 | 640.28 | 2.0835 | 817.3732 | 0.02288 | 817.3732 | 0.0067146 | 817.1749 | 0.03865 | 817.3732 | 0.0064148 | 817.3732 | 0.0031869 | 817.3732 | 0.014479 | 950.1218 | 0.027978 | 817.1749 | 0.31735 | 817.1749 | 8.0832 | 817.3732 | 9.3813 | 949.7675 | 0.0013044 | 817.1749 | 4.7076 | 954.2499 | 4.607e-05 | 950.1218 | 10.9079 | 817.1749 | 0.0090425 | 1026.8064 | 0.36609 |  |  | 1243.163 | 0.10765 | 1034.9138 | 0.013275 | 1157.7726 | 0 | 1156.984 | 0 | 1156.9772 | 0.0030069 | 817.175 | 0.029351 | 817.3732 | 0.023047 | 817.1749 | 0.07663 | 817.1749 | 0.032772 | 817.3732 | #REF! | 817.1749 | 0.074356 | 813.197 | 0.077746
| 389.4025 | 0 | 389.4025 | -0.017751 | 389.4025 | 0.027798 | 389.4025 | -0.013234 | 389.4025 | 0.0088556 | 389.4025 | 0.01955 | 637.8511 | 0 | 817.4131 | -0.12852 | 389.4025 | 15.6339 | 637.8511 | 0 | 817.4131 | -0.12268 | 817.4131 | -0.040991 | 808.4248 | 0 | 817.4131 | -0.0614 | 817.4131 | 0 |  |  | 813.0039 | -0.013272 | 817.4131 | -0.094051 | 817.6115 | 0 | 817.6115 | 0 | 817.6115 | -0.013221 | 637.8511 | 0.02633 | 817.6115 | 0 | 817.6114 | 0 |  |  | 817.4131 | 0.0046245 | 812.15 | 0.00046636 | 817.6115 | 0 | 817.4131 | -0.0047348 | 640.4 | 2.0073 | 817.6115 | 0 | 817.6114 | 0 | 817.4131 | -0.04049 | 817.6115 | -0.011124 | 817.6115 | -0.006937 | 817.6115 | -0.0098847 | 950.2901 | 0.020663 | 817.4131 | 0.26885 | 817.4131 | 7.9753 | 817.6115 | 9.411 | 949.9365 | 0 | 817.4131 | 4.7405 | 954.4207 | 0.00090714 | 950.2901 | 10.93 | 817.4131 | 0 | 1026.9113 | 0.36606 |  |  | 1243.2387 | 0.10715 | 1034.927 | 0.013269 | 1157.8383 | 0 | 1157.0496 | 0 | 1157.0427 | 0.0029932 | 817.413 | 0.027308 | 817.6115 | 0.0052113 | 817.4131 | 0.043696 | 817.4131 | 0.029234 | 817.6115 | #REF! | 817.4131 | 0.030893 | 813.4341 | 0.076685
| 389.4819 | 0 | 389.4819 | -0.021601 | 389.4819 | 0.027371 | 389.4819 | 0.025845 | 389.4819 | 0.0081188 | 389.4819 | 0.029963 | 637.9721 | 0.021309 | 817.6514 | 0.035224 | 389.4819 | 15.5071 | 637.9721 | 0.014908 | 817.6514 | 0.061735 | 817.6514 | 0.0091678 | 808.6608 | 0 | 817.6514 | 0.046396 | 817.6514 | 0 |  |  | 813.2396 | 0.0096443 | 817.6514 | 0.025689 | 817.8497 | 0.063874 | 817.8497 | 0.013639 | 817.8497 | 0.0083919 | 637.9721 | 0.015359 | 817.8497 | 0.010741 | 817.8497 | 0.0082463 |  |  | 817.6514 | 0.033185 | 812.38 | 0.011659 | 817.8497 | 0.0049898 | 817.6514 | 0.016894 | 640.5201 | 1.8924 | 817.8497 | 0.024973 | 817.8497 | 0.010974 | 817.6514 | 0.03865 | 817.8497 | 0.0039209 | 817.8497 | 0.0013332 | 817.8497 | 0.018979 | 950.4583 | 0.027498 | 817.6514 | 0.30753 | 817.6514 | 7.9274 | 817.8497 | 9.4052 | 950.1056 | 0.00078262 | 817.6514 | 4.9127 | 954.5914 | 0.00072506 | 950.4583 | 10.9292 | 817.6514 | 0 | 1027.0162 | 0.36641 |  |  | 1243.3143 | 0.10665 | 1034.9401 | 0.013265 | 1157.9039 | 0 | 1157.1152 | 0 | 1157.1084 | 0.002983 | 817.651 | 0.025938 | 817.8497 | 0.025506 | 817.6514 | 0.070276 | 817.6514 | 0.027465 | 817.8497 | #REF! | 817.6514 | 0.079682 | 813.6713 | 0.077592
| 389.5613 | 0 | 389.5613 | 0.054172 | 389.5613 | 0.027399 | 389.5613 | -0.016504 | 389.5613 | 0.012148 | 389.5613 | 0.022758 | 638.0931 | 0 | 817.8897 | -0.060778 | 389.5613 | 15.226 | 638.0931 | 0 | 817.8897 | -0.11951 | 817.8897 | -0.023982 | 808.8967 | 0 | 817.8897 | -0.068283 | 817.8897 | 0 |  |  | 813.4752 | -0.018168 | 817.8897 | -0.035351 | 818.0879 | 0 | 818.0879 | 0 | 818.0879 | -0.0077172 | 638.0931 | 0.015359 | 818.0879 | 0 | 818.0879 | 0 |  |  | 817.8897 | 0.016626 | 812.62 | 0.00081613 | 818.0879 | 0 | 817.8897 | 0.0069503 | 640.6402 | 1.8166 | 818.0879 | 0 | 818.0879 | 0 | 817.8897 | -0.031499 | 818.0879 | -0.0092473 | 818.0879 | -0.006161 | 818.0879 | -0.0033498 | 950.6266 | 0.030061 | 817.8897 | 0.27433 | 817.8897 | 7.8348 | 818.088 | 9.4067 | 950.2746 | 0 | 817.8897 | 4.8831 | 954.7621 | 0.00077991 | 950.6266 | 10.9279 | 817.8897 | 0 | 1027.1211 | 0.3679 |  |  | 1243.39 | 0.10616 | 1034.9532 | 0.01326 | 1157.9696 | 0 | 1157.1808 | 0 | 1157.174 | 0.0029773 | 817.89 | 0.026058 | 818.0879 | 0.016074 | 817.8897 | 0.039676 | 817.8897 | 0.027465 | 818.088 | #REF! | 817.8897 | 0.026845 | 813.9085 | 0.075869
| 389.6406 | 0 | 389.6407 | 0.033422 | 389.6406 | 0.027913 | 389.6406 | 0.018029 | 389.6406 | 0.00648 | 389.6406 | 0.035169 | 638.2141 | 0 | 818.128 | 0.028436 | 389.6406 | 15.11 | 638.2141 | 0.018262 | 818.128 | 0.0032372 | 818.128 | 0.011145 | 809.1327 | 0 | 818.128 | 0.047911 | 818.128 | 0 |  |  | 813.7109 | 0.013763 | 818.128 | 0.083553 | 818.3262 | 0.0092003 | 818.3262 | 0.020129 | 818.3262 | 0.00034891 | 638.2141 | 0.023927 | 818.3262 | 0.0060828 | 818.3262 | 0.0046842 |  |  | 818.128 | 0.019063 | 812.86 | -0.008278 | 818.3262 | 0.010086 | 818.128 | 0.015727 | 640.7603 | 1.7125 | 818.3262 | 0.0335 | 818.3262 | 0.0062227 | 818.128 | 0.042331 | 818.3262 | 0.002006 | 818.3262 | -0.00025805 | 818.3262 | 0.014964 | 950.7949 | 0.028192 | 818.128 | 0.29338 | 818.128 | 7.7289 | 818.3262 | 9.4185 | 950.4437 | 0.0018258 | 818.128 | 4.962 | 954.9329 | 0.00051006 | 950.7949 | 10.9105 | 818.128 | 0.0090425 | 1027.2261 | 0.36941 |  |  | 1243.4658 | 0.10566 | 1034.9663 | 0.013255 | 1158.0353 | 0 | 1157.2465 | 0 | 1157.2395 | 0.0029773 | 818.128 | 0.028414 | 818.3262 | 0.020442 | 818.128 | 0.065219 | 818.128 | 0.031888 | 818.3262 | #REF! | 818.128 | 0.054329 | 814.1457 | 0.076145
| 389.72 | 0 | 389.72 | -0.041555 | 389.72 | 0.027856 | 389.72 | -0.018216 | 389.72 | 0.0095472 | 389.72 | 0.022468 | 638.3352 | 0 | 818.3663 | -0.055239 | 389.72 | 14.8239 | 638.3352 | 0 | 818.3663 | -0.2219 | 818.3663 | -0.02061 | 809.3687 | 0 | 818.3663 | -0.055099 | 818.3663 | 0 |  |  | 813.9466 | -0.016337 | 818.3663 | -0.085654 | 818.5645 | 0 | 818.5645 | 0 | 818.5645 | -0.0085872 | 638.3352 | 0 | 818.5644 | 0 | 818.5644 | 0 |  |  | 818.3663 | 0.010843 | 813.1 | -0.024367 | 818.5645 | 0 | 818.3663 | 0.0050178 | 640.8803 | 1.6731 | 818.5645 | 0 | 818.5644 | 0 | 818.3663 | -0.029182 | 818.5645 | -0.0043238 | 818.5645 | -0.005566 | 818.5645 | -0.0087463 | 950.9631 | 0.029207 | 818.3663 | 0.24664 | 818.3663 | 7.7329 | 818.5645 | 9.4423 | 950.6128 | 0 | 818.3663 | 4.9983 | 955.1036 | 0.0009236 | 950.9631 | 10.8967 | 818.3663 | 0.0090425 | 1027.3312 | 0.37033 |  |  | 1243.5415 | 0.10517 | 1034.9795 | 0.013251 | 1158.101 | 0 | 1157.312 | 0 | 1157.3052 | 0.0029841 | 818.366 | 0.028366 | 818.5644 | 0.016515 | 818.3663 | 0.051216 | 818.3663 | 0.030119 | 818.5645 | #REF! | 818.3663 | 0.026845 | 814.3829 | 0.075004
| 389.7994 | 0 | 389.7994 | -0.011376 | 389.7994 | 0.028198 | 389.7994 | 0.019742 | 389.7994 | 0.011096 | 389.7994 | 0.034148 | 638.4562 | 0.027761 | 818.6046 | -0.0054833 | 389.7994 | 14.7733 | 638.4562 | 0.034604 | 818.6046 | 0.014178 | 818.6046 | 0.0051314 | 809.6047 | 0 | 818.6046 | 0.042953 | 818.6046 | 0 |  |  | 814.1823 | 0.011832 | 818.6046 | 0.040137 | 818.8027 | 0.028946 | 818.8027 | 0.018424 | 818.8027 | 0.00063771 | 638.4562 | 0.030195 | 818.8027 | 0.0095171 | 818.8027 | 0.0011326 |  |  | 818.6046 | 0.023642 | 813.34 | 0.012708 | 818.8027 | 0.0026447 | 818.6046 | 0.0104 | 641.0004 | 1.5956 | 818.8027 | 0.017493 | 818.8027 | 0.0071076 | 818.6046 | 0.03087 | 818.8027 | 0.0031869 | 818.8027 | 0.0013398 | 818.8027 | 0.017375 | 951.1314 | 0.024241 | 818.6046 | 0.26984 | 818.6046 | 7.6532 | 818.8027 | 9.3945 | 950.7818 | 0.0018258 | 818.6046 | 5.1214 | 955.2744 | 0.00099929 | 951.1314 | 10.8671 | 818.6046 | 0.0090425 | 1027.4362 | 0.37123 |  |  | 1243.6173 | 0.10468 | 1034.9926 | 0.013248 | 1158.1666 | 0 | 1157.3777 | 0 | 1157.3707 | 0.0029955 | 818.605 | 0.030241 | 818.8027 | 0.022203 | 818.6046 | 0.064442 | 818.6046 | 0.031888 | 818.8027 | #REF! | 818.6046 | 0.069455 | 814.6201 | 0.075572
| 389.8788 | 0 | 389.8788 | 0.019107 | 389.8788 | 0.029167 | 389.8788 | -0.014511 | 389.8788 | 0.0054426 | 389.8788 | 0.019922 | 638.5773 | 0 | 818.8429 | -0.084955 | 389.8788 | 14.6192 | 638.5773 | 0 | 818.8429 | -0.24243 | 818.8429 | -0.033965 | 809.8407 | 0 | 818.8429 | -0.068628 | 818.8429 | 0 |  |  | 814.418 | -0.028977 | 818.8429 | -0.16123 | 819.041 | 0 | 819.041 | 0 | 819.041 | -0.00568 | 638.5773 | 0.016508 | 819.041 | 0 | 819.041 | 0 |  |  | 818.8429 | 0.0077675 | 813.57 | 0.0015157 | 819.041 | 0 | 818.8429 | 0.0026934 | 641.1205 | 1.5764 | 819.041 | 0 | 819.041 | 0 | 818.8429 | -0.040122 | 819.041 | -0.0093862 | 819.041 | -0.0057244 | 819.041 | -0.010267 | 951.2997 | 0.031716 | 818.8429 | 0.23011 | 818.8429 | 7.5022 | 819.041 | 9.4194 | 950.9509 | 0 | 818.8429 | 5.1272 | 955.4452 | 0.00021609 | 951.2997 | 10.8409 | 818.8429 | 0.0090425 | 1027.5413 | 0.37206 |  |  | 1243.693 | 0.1042 | 1035.0057 | 0.013244 | 1158.2324 | 0 | 1157.4432 | 0 | 1157.4364 | 0.0030114 | 818.843 | 0.032669 | 819.041 | 0.013982 | 818.8429 | 0.04603 | 818.8429 | 0.032772 | 819.041 | #REF! | 818.8429 | 0.032171 | 814.8573 | 0.074335
| 389.9582 | 0 | 389.9582 | -0.0076244 | 389.9582 | 0.029167 | 389.9582 | 0.016037 | 389.9582 | 0.010269 | 389.9582 | 0.035638 | 638.6983 | 0.038318 | 819.0812 | 0.025629 | 389.9582 | 14.4396 | 638.6983 | 0.01938 | 819.0812 | 0.053191 | 819.0812 | 0.0082591 | 810.0767 | 0 | 819.0812 | 0.053028 | 819.0812 | 0 |  |  | 814.6537 | 0.019003 | 819.0812 | -0.0099311 | 819.2793 | 0.040386 | 819.2793 | 0.016476 | 819.2793 | 0.0042004 | 638.6983 | 0.019852 | 819.2793 | 0.0071793 | 819.2793 | 0.0018774 |  |  | 819.0812 | 0.010086 | 813.81 | 0.0032645 | 819.2793 | 0.0070508 | 819.0812 | 0.010907 | 641.2405 | 1.5582 | 819.2793 | 0.044211 | 819.2793 | 0.0075084 | 819.0812 | -0.00083794 | 819.2793 | 0.00060219 | 819.2793 | 0.00076088 | 819.2793 | 0.025372 | 951.4679 | 0.029313 | 819.0812 | 0.24776 | 819.0812 | 7.3936 | 819.2793 | 9.3949 | 951.12 | 0.0018258 | 819.0812 | 5.2469 | 955.6159 | 0.001936 | 951.4679 | 10.8135 | 819.0812 | 0.0090425 | 1027.6462 | 0.37291 |  |  | 1243.7688 | 0.10371 | 1035.0188 | 0.013241 | 1158.2981 | 0 | 1157.5089 | 0 | 1157.5021 | 0.0030273 | 819.081 | 0.034784 | 819.2793 | 0.020331 | 819.0812 | 0.062237 | 819.0812 | 0.034541 | 819.2793 | #REF! | 819.0812 | 0.067325 | 815.0945 | 0.075327
| 390.0376 | 0 | 390.0376 | -0.005909 | 390.0376 | 0.029623 | 390.0376 | 0.017313 | 390.0376 | 0.0087052 | 390.0376 | 0.039238 | 638.8194 | 0 | 819.3195 | 0.0056256 | 390.0376 | 14.27 | 638.8194 | 0 | 819.3195 | 0.042745 | 819.3195 | 0.005305 | 810.3127 | 0 | 819.3195 | 0.047301 | 819.3195 | 0 |  |  | 814.8895 | 0.0091276 | 819.3195 | 0.033481 | 819.5176 | 0.017082 | 819.5176 | 0.016067 | 819.5176 | 0.003583 | 638.8194 | 0.018911 | 819.5176 | 0.0081046 | 819.5176 | 0.0022887 |  |  | 819.3195 | 0.023733 | 814.05 | -0.0030314 | 819.5176 | 0.01042 | 819.3195 | 0.018974 | 641.3606 | 1.5562 | 819.5176 | 0.021855 | 819.5176 | 0.0070043 | 819.3195 | 0.04049 | 819.5176 | 0.0049642 | 819.5176 | -0.0018591 | 819.5176 | 0.012557 | 951.6362 | 0.033585 | 819.3195 | 0.2598 | 819.3195 | 7.1855 | 819.5176 | 9.3602 | 951.289 | 0.00069566 | 819.3195 | 5.389 | 955.7867 | 0.00082049 | 951.6362 | 10.7963 | 819.3195 | 0 | 1027.7513 | 0.37359 |  |  | 1243.8446 | 0.10323 | 1035.032 | 0.013238 | 1158.3639 | 0 | 1157.5746 | 0 | 1157.5676 | 0.003041 | 819.319 | 0.028294 | 819.5176 | 0.020001 | 819.3195 | 0.069887 | 819.3195 | 0.025696 | 819.5176 | #REF! | 819.3195 | 0.063064 | 815.3318 | 0.074375
| 390.1169 | 0 | 390.1169 | 0.018404 | 390.1169 | 0.029253 | 390.1169 | -0.018496 | 390.1169 | 0.0035633 | 390.1169 | 0.019521 | 638.9405 | 0.020723 | 819.5578 | -0.037863 | 390.1169 | 14.0449 | 638.9405 | 0.025362 | 819.5578 | -0.1491 | 819.5578 | -0.022719 | 810.5488 | 0 | 819.5578 | -0.062818 | 819.5578 | 0 |  |  | 815.1252 | -0.016116 | 819.5578 | -0.048102 | 819.7559 | 0 | 819.7559 | 0 | 819.7559 | -0.008883 | 638.9405 | 0.0020264 | 819.7559 | 0 | 819.7559 | 0 |  |  | 819.5578 | -0.0013156 | 814.29 | -0.010726 | 819.7559 | 0 | 819.5578 | 0.0071025 | 641.4807 | 1.4866 | 819.7559 | 0 | 819.7559 | 0 | 819.5578 | -0.029584 | 819.7559 | -0.0079921 | 819.7559 | -0.0066798 | 819.7559 | -0.00050954 | 951.8045 | 0.023387 | 819.5578 | 0.197 | 819.5578 | 7.1154 | 819.7559 | 9.3779 | 951.4581 | 0 | 819.5578 | 5.3997 | 955.9574 | 0.0016596 | 951.8045 | 10.7845 | 819.5578 | 0.0090425 | 1027.8566 | 0.37398 |  |  | 1243.9203 | 0.10276 | 1035.045 | 0.013235 | 1158.4296 | 0 | 1157.6401 | 0 | 1157.6333 | 0.0030489 | 819.558 | 0.032332 | 819.7559 | 0.013359 | 819.5578 | 0.038639 | 819.5578 | 0.033657 | 819.7559 | #REF! | 819.5578 | 0.036858 | 815.569 | 0.073163
| 390.1963 | 0 | 390.1964 | 0.000477 | 390.1963 | 0.03025 | 390.1963 | 0.023198 | 390.1963 | 0.0096073 | 390.1963 | 0.035683 | 639.0616 | 0 | 819.7962 | 0.026632 | 390.1963 | 13.8791 | 639.0616 | 0 | 819.7962 | 0.11565 | 819.7962 | 0.01385 | 810.7849 | 0 | 819.7962 | 0.043182 | 819.7962 | 0 |  |  | 815.3609 | 0.0062277 | 819.7962 | 0.052541 | 819.9942 | 0.0096553 | 819.9942 | 0.022559 | 819.9942 | 0.0015801 | 639.0616 | 0.01118 | 819.9942 | 0.0022058 | 819.9942 | 0.0032254 |  |  | 819.7962 | 0.017483 | 814.53 | 0.0039641 | 819.9942 | 0.0080223 | 819.7962 | 0.015575 | 641.6008 | 1.3662 | 819.9942 | 0.021676 | 819.9942 | 0.010547 | 819.7962 | 0.025743 | 819.9942 | 0.0040229 | 819.9942 | 0.0034293 | 819.9942 | 0.017722 | 951.9728 | 0.030595 | 819.7962 | 0.24487 | 819.7962 | 6.8871 | 819.9942 | 9.3026 | 951.6272 | 0.00069566 | 819.7962 | 5.5324 | 956.1282 | 0.00011627 | 951.9728 | 10.7726 | 819.7962 | 0.005432 | 1027.9617 | 0.37494 |  |  | 1243.9961 | 0.10228 | 1035.0582 | 0.013233 | 1158.4954 | 0 | 1157.7058 | 0 | 1157.699 | 0.00305 | 819.796 | 0.025818 | 819.9942 | 0.02213 | 819.7962 | 0.070665 | 819.7962 | 0.027465 | 819.9942 | #REF! | 819.7962 | 0.07329 | 815.8063 | 0.073338
| 390.2757 | 0 | 390.2757 | -0.029691 | 390.2757 | 0.031305 | 390.2757 | -0.014511 | 390.2757 | 0.0087503 | 390.2757 | 0.02009 | 639.1826 | 0.0045078 | 820.0345 | -0.089639 | 390.2757 | 13.6686 | 639.1826 | 0.021923 | 820.0345 | -0.12412 | 820.0345 | -0.019883 | 811.0209 | 0 | 820.0345 | -0.066918 | 820.0345 | 0 |  |  | 815.5967 | -0.010959 | 820.0345 | -0.09825 | 820.2325 | 0 | 820.2325 | 0 | 820.2325 | -0.0067005 | 639.1826 | 0.017762 | 820.2325 | 0 | 820.2325 | 0 |  |  | 820.0345 | 0.0084064 | 814.76 | -0.010726 | 820.2325 | 0 | 820.0345 | -2.1874e-05 | 641.7209 | 1.2861 | 820.2325 | 0 | 820.2325 | 0 | 820.0345 | -0.033512 | 820.2325 | -0.0093834 | 820.2325 | -0.005585 | 820.2325 | 0.00036806 | 952.1411 | 0.021197 | 820.0345 | 0.19838 | 820.0345 | 6.8098 | 820.2325 | 9.2962 | 951.7963 | 0.00026087 | 820.0345 | 5.554 | 956.299 | 0.00050999 | 952.1411 | 10.7624 | 820.0345 | 0.0090425 | 1028.0668 | 0.37585 |  |  | 1244.0719 | 0.10181 | 1035.0713 | 0.013231 | 1158.561 | 0 | 1157.7715 | 0 | 1157.7647 | 0.0030432 | 820.035 | 0.031779 | 820.2325 | 0.012294 | 820.0345 | 0.042269 | 820.0345 | 0.033657 | 820.2325 | #REF! | 820.0345 | 0.036858 | 816.0435 | 0.072872
| 390.3551 | 0 | 390.3551 | 0.0060147 | 390.3551 | 0.031448 | 390.3551 | 0.019493 | 390.3551 | 0.009487 | 390.3551 | 0.035817 | 639.3038 | 0 | 820.2729 | -0.01415 | 390.3551 | 13.491 | 639.3038 | 0 | 820.2729 | 0.031067 | 820.2729 | -0.0012878 | 811.257 | 0 | 820.2729 | 0.040414 | 820.2729 | 0 |  |  | 815.8324 | 0.021961 | 820.2729 | 0.039385 | 820.4708 | 0.017473 | 820.4708 | 0.01846 | 820.4708 | 0.00064235 | 639.3038 | 0.012956 | 820.4708 | 0.0039114 | 820.4708 | 0.002216 |  |  | 820.2729 | 0.024008 | 815 | -0.0026815 | 820.4708 | 0.0017318 | 820.2729 | 0.0096899 | 641.841 | 1.1953 | 820.4708 | 0.015178 | 820.4708 | 0.01109 | 820.2729 | 0.0027048 | 820.4708 | 0.00085564 | 820.4708 | -7.2667e-05 | 820.4708 | 0.019509 | 952.3093 | 0.023654 | 820.2729 | 0.22592 | 820.2729 | 6.667 | 820.4708 | 9.2254 | 951.9653 | 0.00017392 | 820.2729 | 5.6316 | 956.4698 | 0.00098181 | 952.3093 | 10.7393 | 820.2729 | 0.0072427 | 1028.172 | 0.37617 |  |  | 1244.1477 | 0.10134 | 1035.0845 | 0.013229 | 1158.6268 | 0 | 1157.8372 | 0 | 1157.8303 | 0.0030285 | 820.273 | 0.027188 | 820.4708 | 0.017285 | 820.2729 | 0.063923 | 820.2729 | 0.02658 | 820.4708 | #REF! | 820.2729 | 0.065834 | 816.2808 | 0.073421
| 390.4345 | 0 | 390.4345 | 0.01965 | 390.4345 | 0.030992 | 390.4345 | -0.017967 | 390.4345 | 0.0087954 | 390.4345 | 0.027119 | 639.4249 | 0 | 820.5112 | -0.096244 | 390.4345 | 13.3651 | 639.4249 | 0.03138 | 820.5112 | -0.19168 | 820.5112 | -0.035233 | 811.493 | 0 | 820.5112 | -0.074729 | 820.5112 | 0 |  |  | 816.0682 | -0.0087034 | 820.5112 | -0.094051 | 820.7092 | 0 | 820.7092 | 0 | 820.7092 | -0.012881 | 639.4249 | 0.018075 | 820.7092 | 0 | 820.7092 | 0 |  |  | 820.5112 | 0.003378 | 815.24 | 0.030198 | 820.7092 | 0 | 820.5112 | 0.00026673 | 641.9611 | 1.1735 | 820.7092 | 0 | 820.7092 | 0 | 820.5112 | -0.041226 | 820.7092 | -0.01315 | 820.7092 | -0.00831 | 820.7092 | -0.0098605 | 952.4776 | 0.025522 | 820.5112 | 0.18847 | 820.5112 | 6.5493 | 820.7092 | 9.2399 | 952.1344 | 0.00026087 | 820.5112 | 5.6848 | 956.6405 | 0.0003981 | 952.4776 | 10.7176 | 820.5112 | 0.0090425 | 1028.2772 | 0.37662 |  |  | 1244.2235 | 0.10087 | 1035.0975 | 0.013228 | 1158.6926 | 0 | 1157.9028 | 0 | 1157.896 | 0.0030103 | 820.511 | 0.029856 | 820.7092 | 0.013175 | 820.5112 | 0.036824 | 820.5112 | 0.031003 | 820.7092 | #REF! | 820.5112 | 0.029401 | 816.5181 | 0.072069
| 390.5139 | 0 | 390.5139 | -0.0066321 | 390.5139 | 0.030735 | 390.5139 | 0.011054 | 390.5139 | 0.0081489 | 390.5139 | 0.034755 | 639.546 | 0 | 820.7496 | 0.073433 | 390.5139 | 13.1934 | 639.546 | 0 | 820.7496 | 0.053702 | 820.7496 | 0.022206 | 811.7291 | 0 | 820.7496 | 0.036522 | 820.7496 | 0 |  |  | 816.304 | 0.025953 | 820.7496 | 0.072514 | 820.9475 | 0.033773 | 820.9475 | 0.011271 | 820.9475 | 0.0069499 | 639.546 | 0 | 820.9475 | 0.0086557 | 820.9475 | 0.0068544 |  |  | 820.7496 | 0.023155 | 815.48 | -0.010377 | 820.9475 | 0.001564 | 820.7496 | 0.01659 | 642.0811 | 1.0316 | 820.9475 | 0.03667 | 820.9475 | 0.013043 | 820.7496 | 0.042331 | 820.9475 | 0.0089525 | 820.9475 | 0.0042417 | 820.9475 | 0.023189 | 952.6459 | 0.031182 | 820.7496 | 0.21152 | 820.7496 | 6.4143 | 820.9475 | 9.163 | 952.3035 | 0.00069566 | 820.7496 | 5.813 | 956.8113 | 0.0013131 | 952.6459 | 10.686 | 820.7496 | 0 | 1028.3824 | 0.37742 |  |  | 1244.2993 | 0.1004 | 1035.1107 | 0.013226 | 1158.7584 | 0 | 1157.9685 | 0 | 1157.9617 | 0.0029875 | 820.75 | 0.02351 | 820.9475 | 0.024919 | 820.7496 | 0.063145 | 820.7496 | 0.024811 | 820.9475 | #REF! | 820.7496 | 0.066473 | 816.7554 | 0.072391
| 390.5933 | 0 | 390.5933 | -0.032426 | 390.5933 | 0.029538 | 390.5933 | -0.016535 | 390.5933 | 0.0087353 | 390.5933 | 0.023739 | 639.6671 | 0.00099528 | 820.988 | -0.1055 | 390.5933 | 13.0119 | 639.6671 | 0.038688 | 820.988 | -0.22601 | 820.988 | -0.029444 | 811.9651 | 0 | 820.988 | -0.068375 | 820.988 | 0 |  |  | 816.5398 | -0.023322 | 820.988 | -0.094051 | 821.1859 | 0 | 821.1859 | 0 | 821.1859 | -0.013267 | 639.6671 | 0.023404 | 821.1859 | 0 | 821.1858 | 0 |  |  | 820.988 | 0.0001973 | 815.72 | -0.0012825 | 821.1859 | 0 | 820.988 | -0.0012147 | 642.2012 | 0.96362 | 821.1859 | 0 | 821.1858 | 0 | 820.988 | -0.040858 | 821.1859 | -0.017559 | 821.1859 | -0.0087979 | 821.1859 | -0.0049096 | 952.8142 | 0.029207 | 820.988 | 0.16835 | 820.988 | 6.3397 | 821.1859 | 9.1813 | 952.4726 | 0.00078262 | 820.988 | 5.8801 | 956.9821 | 0.00025331 | 952.8142 | 10.6646 | 820.988 | 0.0090425 | 1028.4877 | 0.37887 |  |  | 1244.3752 | 0.099938 | 1035.1238 | 0.013225 | 1158.8242 | 0 | 1158.0342 | 0 | 1158.0273 | 0.0029625 | 820.988 | 0.028919 | 821.1859 | 0.011193 | 820.988 | 0.040714 | 820.988 | 0.030119 | 821.1859 | #REF! | 820.988 | 0.020047 | 816.9926 | 0.071425
| 390.6727 | 0 | 390.6727 | -0.038195 | 390.6727 | 0.029623 | 390.6727 | 0.021704 | 390.6727 | 0.0062545 | 390.6727 | 0.037232 | 639.7882 | 0 | 821.2264 | 0.014854 | 390.6727 | 12.8473 | 639.7882 | 0 | 821.2264 | 0.088424 | 821.2264 | -0.0031368 | 812.2013 | 0 | 821.2264 | 0.040663 | 821.2264 | 0 |  |  | 816.7756 | 0.016632 | 821.2264 | 0.091532 | 821.4242 | 0.034724 | 821.4242 | 0.015774 | 821.4242 | -0.00059339 | 639.7882 | 0.0067236 | 821.4242 | 0.0099849 | 821.4242 | 0.0019467 |  |  | 821.2264 | 0.024761 | 815.95 | -0.00023318 | 821.4242 | 0.0031327 | 821.2264 | 0.01319 | 642.3213 | 0.8162 | 821.4242 | 0.032558 | 821.4242 | 0.0096414 | 821.2264 | 0.014916 | 821.4242 | 0.001041 | 821.4242 | 0.0014976 | 821.4242 | 0.017022 | 952.9825 | 0.033425 | 821.2264 | 0.20015 | 821.2264 | 6.1313 | 821.4242 | 9.0662 | 952.6417 | 0.00017392 | 821.2264 | 5.9566 | 957.1529 | 0.00017221 | 952.9825 | 10.6395 | 821.2264 | 0.0090425 | 1028.5931 | 0.37999 |  |  | 1244.451 | 0.099477 | 1035.137 | 0.013224 | 1158.89 | 0 | 1158.1 | 0 | 1158.093 | 0.0029364 | 821.226 | 0.023654 | 821.4242 | 0.019561 | 821.2264 | 0.059125 | 821.2264 | 0.02658 | 821.4242 | #REF! | 821.2264 | 0.056246 | 817.2299 | 0.071815
| 390.7521 | 0 | 390.7521 | 0.016581 | 390.7521 | 0.029167 | 390.7521 | -0.017905 | 390.7521 | 0.006029 | 390.7521 | 0.02128 | 639.9094 | 0.037536 | 821.4647 | -0.10076 | 390.7521 | 12.6912 | 639.9094 | 0.019753 | 821.4647 | -0.19893 | 821.4647 | -0.036065 | 812.4374 | 0 | 821.4647 | -0.062997 | 821.4647 | 0 |  |  | 817.0114 | -0.018678 | 821.4647 | -0.089852 | 821.6626 | 0 | 821.6626 | 0 | 821.6626 | -0.011378 | 639.9094 | 0.030822 | 821.6626 | 0 | 821.6626 | 0 |  |  | 821.4647 | 0.0047171 | 816.19 | 0.0050134 | 821.6626 | 0 | 821.4647 | 0.0075591 | 642.4414 | 0.8162 | 821.6626 | 0 | 821.6626 | 0 | 821.4647 | -0.035494 | 821.6626 | -0.015168 | 821.6626 | -0.0072108 | 821.6626 | -0.0064786 | 953.1508 | 0.019809 | 821.4647 | 0.15512 | 821.4647 | 6.0488 | 821.6626 | 9.0344 | 952.8108 | 0.00078262 | 821.4647 | 5.9516 | 957.3237 | 0.00067241 | 953.1508 | 10.625 | 821.4647 | 0 | 1028.6982 | 0.38024 |  |  | 1244.5269 | 0.099016 | 1035.15 | 0.013224 | 1158.9558 | 0 | 1158.1656 | 0 | 1158.1588 | 0.0029103 | 821.465 | 0.020842 | 821.6626 | 0.0096152 | 821.4647 | 0.041362 | 821.4647 | 0.02658 | 821.6626 | #REF! | 821.4647 | 0.019688 | 817.4672 | 0.071017
| 390.8315 | 0 | 390.8315 | 0.018184 | 390.8315 | 0.028454 | 390.8315 | 0.017967 | 390.8315 | 0.015922 | 390.8315 | 0.039367 | 640.0305 | 0.002111 | 821.7031 | -0.0095892 | 390.8315 | 12.5395 | 640.0305 | 0 | 821.7031 | 0.065634 | 821.7032 | 0.0058954 | 812.6735 | 0 | 821.7031 | 0.054686 | 821.7032 | 0 |  |  | 817.2472 | 0.02033 | 821.7032 | 0.037835 | 821.901 | 0.01881 | 821.901 | 0.020958 | 821.901 | 0.0027872 | 640.0305 | 0.0099864 | 821.901 | 0.0030232 | 821.9009 | 0.0019484 |  |  | 821.7031 | 0.018069 | 816.43 | 0.0081613 | 821.901 | 0.0041134 | 821.7032 | 0.011415 | 642.5615 | 0.81262 | 821.901 | 0.017276 | 821.9009 | 0.013384 | 821.7032 | 0.019311 | 821.901 | -0.00015597 | 821.901 | 0.0039648 | 821.901 | 0.01316 | 953.3191 | 0.025896 | 821.7031 | 0.18619 | 821.7031 | 5.8506 | 821.9009 | 8.9192 | 952.9799 | 0 | 821.7031 | 6.1015 | 957.4945 | 0.00046509 | 953.3191 | 10.6118 | 821.7032 | 0.0054338 | 1028.8036 | 0.38082 |  |  | 1244.6028 | 0.098561 | 1035.1632 | 0.013223 | 1159.0216 | 0 | 1158.2313 | 0 | 1158.2245 | 0.002883 | 821.703 | 0.023798 | 821.901 | 0.019818 | 821.7032 | 0.055106 | 821.7032 | 0.02658 | 821.9009 | #REF! | 821.7032 | 0.069029 | 817.7046 | 0.071541
| 390.911 | 0 | 390.9109 | -0.016899 | 390.911 | 0.028882 | 390.911 | -0.017313 | 390.911 | 0.0078482 | 390.9109 | 0.020026 | 640.1517 | 0.010831 | 821.9416 | -0.075717 | 390.911 | 12.3751 | 640.1517 | 0.016026 | 821.9416 | -0.17027 | 821.9416 | -0.023988 | 812.9096 | 0 | 821.9416 | -0.073997 | 821.9416 | 0 |  |  | 817.483 | -0.027987 | 821.9416 | -0.089013 | 822.1394 | 0 | 822.1394 | 0 | 822.1394 | -0.010978 | 640.1517 | 0.0029162 | 822.1394 | 0 | 822.1393 | 0 |  |  | 821.9416 | 0.0079413 | 816.67 | 0.017955 | 822.1394 | 0 | 821.9416 | 0.0062908 | 642.6816 | 0.84646 | 822.1394 | 0 | 822.1393 | 0 | 821.9416 | -0.031851 | 822.1394 | -0.0081878 | 822.1394 | -0.0046109 | 822.1394 | -0.0070863 | 953.4873 | 0.013402 | 821.9416 | 0.14135 | 821.9416 | 5.6881 | 822.1393 | 8.8211 | 953.149 | 0.00026087 | 821.9416 | 6.146 | 957.6653 | 0.00055941 | 953.4873 | 10.6113 | 821.9416 | 0.0090425 | 1028.9089 | 0.38183 |  |  | 1244.6786 | 0.098105 | 1035.1763 | 0.013223 | 1159.0874 | 0 | 1158.2971 | 0 | 1158.2902 | 0.0028557 | 821.942 | 0.027236 | 822.1394 | 0.0094685 | 821.9416 | 0.041621 | 821.9416 | 0.029234 | 822.1393 | #REF! | 821.9416 | 0.024075 | 817.9419 | 0.070193
| 390.9904 | 0 | 390.9904 | -0.027729 | 390.9904 | 0.029167 | 390.9904 | 0.01694 | 390.9904 | 0.0070063 | 390.9904 | 0.037967 | 640.2729 | 0 | 822.18 | 0.066197 | 390.9904 | 12.189 | 640.2729 | 0 | 822.18 | 0.13012 | 822.18 | 0.01718 | 813.1458 | 0 | 822.18 | 0.041591 | 822.18 | 0 |  |  | 817.7188 | 0.014339 | 822.18 | 0.023685 | 822.3777 | 0.038826 | 822.3777 | 0.027354 | 822.3777 | 0.0045584 | 640.2729 | 0 | 822.3777 | 0.011451 | 822.3777 | 0.0047961 |  |  | 822.18 | 0.023573 | 816.91 | 0.0011659 | 822.3777 | 0.0090937 | 822.18 | 0.013241 | 642.8017 | 0.85427 | 822.3777 | 0.034978 | 822.3777 | 0.012061 | 822.18 | 0.032201 | 822.3777 | 0.0044888 | 822.3777 | 0.0033248 | 822.3777 | 0.017696 | 953.6557 | 0.026857 | 822.18 | 0.18375 | 822.18 | 5.5442 | 822.3777 | 8.76 | 953.3181 | 0.0012174 | 822.18 | 6.2615 | 957.836 | 0.00038832 | 953.6557 | 10.5981 | 822.18 | 0.0036213 | 1029.0143 | 0.38291 |  |  | 1244.7545 | 0.097654 | 1035.1895 | 0.013223 | 1159.1532 | 0 | 1158.3628 | 0 | 1158.356 | 0.0028296 | 822.18 | 0.022332 | 822.3777 | 0.023561 | 822.18 | 0.058996 | 822.18 | 0.025696 | 822.3777 | #REF! | 822.18 | 0.065407 | 818.1792 | 0.070508
| 391.0698 | 0 | 391.0698 | -0.019379 | 391.0698 | 0.029196 | 391.0698 | -0.018029 | 391.0698 | 0.0065702 | 391.0698 | 0.02321 | 640.3941 | 0.018558 | 822.4184 | -0.095507 | 391.0698 | 11.9271 | 640.3941 | 0.022783 | 822.4184 | -0.11142 | 822.4184 | -0.034328 | 813.3818 | 0 | 822.4184 | -0.059801 | 822.4184 | 0 |  |  | 817.9547 | -0.011535 | 822.4184 | -0.043185 | 822.6161 | 0 | 822.6161 | 0 | 822.6161 | -0.0096287 | 640.3941 | 0.020688 | 822.6161 | 0 | 822.6161 | 0 |  |  | 822.4184 | 0.010993 | 817.15 | -0.02087 | 822.6161 | 0 | 822.4184 | 1.0457e-05 | 642.9218 | 0.81262 | 822.6161 | 0 | 822.6161 | 0 | 822.4184 | -0.016319 | 822.6161 | -0.010529 | 822.6161 | -0.0040751 | 822.6161 | -0.0038864 | 953.8239 | 0.02974 | 822.4184 | 0.14771 | 822.4184 | 5.4954 | 822.6161 | 8.6799 | 953.4872 | 0.00078262 | 822.4184 | 6.3028 | 958.0068 | 0.00098062 | 953.8239 | 10.5867 | 822.4184 | 0.0090425 | 1029.1196 | 0.38371 |  |  | 1244.8304 | 0.097203 | 1035.2025 | 0.013223 | 1159.219 | 0 | 1158.4286 | 0 | 1158.4216 | 0.0028057 | 822.418 | 0.029039 | 822.6161 | 0.0062756 | 822.4184 | 0.047586 | 822.4184 | 0.030119 | 822.6161 | #REF! | 822.4184 | 0.031106 | 818.4166 | 0.06982
| 391.1492 | 0 | 391.1492 | 0.033497 | 391.1492 | 0.030193 | 391.1492 | 0.0194 | 391.1492 | 0.012434 | 391.1492 | 0.028829 | 640.5153 | 0 | 822.6568 | 0.050403 | 391.1492 | 11.8425 | 640.5153 | 0 | 822.6568 | -0.031892 | 822.6568 | -0.0014888 | 813.618 | 0 | 822.6568 | 0.039657 | 822.6568 | 0 |  |  | 818.1905 | 0.025982 | 822.6568 | 0.010309 | 822.8546 | 0.022857 | 822.8546 | 0.024178 | 822.8546 | 0.0046275 | 640.5153 | 0.036673 | 822.8546 | 0.0069282 | 822.8546 | 0.0047561 |  |  | 822.6568 | 0.027907 | 817.38 | -0.023318 | 822.8546 | 0.0090003 | 822.6568 | 0.018314 | 643.0419 | 0.81848 | 822.8546 | 0.03198 | 822.8546 | 0.010826 | 822.6568 | 0.026049 | 822.8546 | 0.0066966 | 822.8546 | 0.0027875 | 822.8546 | 0.015864 | 953.9922 | 0.027765 | 822.6568 | 0.17405 | 822.6568 | 5.3167 | 822.8546 | 8.5637 | 953.6563 | 0 | 822.6568 | 6.379 | 958.1776 | 0.00010309 | 953.9922 | 10.5636 | 822.6568 | 0.0072445 | 1029.2251 | 0.3839 |  |  | 1244.9062 | 0.096753 | 1035.2157 | 0.013223 | 1159.2848 | 0 | 1158.4943 | 0 | 1158.4874 | 0.0027853 | 822.657 | 0.023678 | 822.8546 | 0.021432 | 822.6568 | 0.06483 | 822.6568 | 0.024811 | 822.8546 | #REF! | 822.6568 | 0.066047 | 818.6539 | 0.069924
| 391.2286 | 0 | 391.2286 | -0.037607 | 391.2286 | 0.02797 | 391.2286 | -0.016254 | 391.2286 | 0.011111 | 391.2286 | 0.020318 | 640.6364 | 0.0016977 | 822.8953 | -0.084101 | 391.2286 | 11.606 | 640.6364 | 0.028801 | 822.8953 | -0.14029 | 822.8953 | -0.037419 | 813.8541 | 0 | 822.8953 | -0.071139 | 822.8953 | 0 |  |  | 818.4264 | -0.018208 | 822.8953 | -0.1226 | 823.093 | 0 | 823.093 | 0 | 823.093 | -0.013412 | 640.6364 | 0.018911 | 823.093 | 0 | 823.093 | 0 |  |  | 822.8953 | 0.005132 | 817.62 | 0.012359 | 823.093 | 0 | 822.8953 | -0.0031358 | 643.1621 | 0.77226 | 823.093 | 0 | 823.093 | 0 | 822.8953 | -0.0052643 | 823.093 | -0.0070785 | 823.093 | -0.0076412 | 823.093 | -0.0030281 | 954.1605 | 0.027391 | 822.8953 | 0.13883 | 822.8953 | 5.2035 | 823.093 | 8.5264 | 953.8254 | 0.00026087 | 822.8953 | 6.4957 | 958.3484 | 0.00068336 | 954.1605 | 10.5491 | 822.8953 | 0.0072445 | 1029.3304 | 0.38451 |  |  | 1244.9822 | 0.096307 | 1035.2288 | 0.013224 | 1159.3507 | 0 | 1158.5601 | 0 | 1158.5532 | 0.0027705 | 822.895 | 0.025121 | 823.093 | 0.00745 | 822.8953 | 0.041751 | 822.8953 | 0.028349 | 823.093 | #REF! | 822.8953 | 0.026419 | 818.8913 | 0.068866
| 391.308 | 0 | 391.308 | -0.021822 | 391.308 | 0.030536 | 391.308 | 0.021174 | 391.308 | 0.0095923 | 391.308 | 0.032644 | 640.7577 | 0 | 823.1337 | -0.0012746 | 391.308 | 11.5849 | 640.7577 | 0 | 823.1337 | 0.06793 | 823.1337 | 0.0056858 | 814.0903 | 0 | 823.1337 | 0.044518 | 823.1337 | 0 |  |  | 818.6623 | 0.027248 | 823.1337 | 0.040016 | 823.3314 | 0.043754 | 823.3314 | 0.010387 | 823.3314 | 0.0060883 | 640.7577 | 0.012329 | 823.3314 | 0.0073748 | 823.3314 | 0.0052961 |  |  | 823.1337 | 0.024851 | 817.86 | -0.012125 | 823.3314 | 0.016653 | 823.1337 | 0.0076606 | 643.2822 | 0.79797 | 823.3314 | 0.040625 | 823.3314 | 0.0087593 | 823.1337 | 0.033664 | 823.3314 | 0.0035782 | 823.3314 | 0.0023579 | 823.3314 | 0.022787 | 954.3288 | 0.02675 | 823.1337 | 0.17399 | 823.1337 | 5.0704 | 823.3314 | 8.3749 | 953.9945 | 0.00017392 | 823.1337 | 6.602 | 958.5193 | 0.00016234 | 954.3288 | 10.5209 | 823.1337 | 0.0090425 | 1029.4359 | 0.38585 |  |  | 1245.0581 | 0.095867 | 1035.2419 | 0.013224 | 1159.4165 | 0 | 1158.6258 | 0 | 1158.6189 | 0.0027648 | 823.134 | 0.025313 | 823.3314 | 0.01545 | 823.1337 | 0.054069 | 823.1337 | 0.02658 | 823.3314 | #REF! | 823.1337 | 0.065194 | 819.1286 | 0.069576
| 391.3875 | 0 | 391.3875 | 0.031434 | 391.3875 | 0.029452 | 391.3875 | -0.0094974 | 391.3875 | 0.0061793 | 391.3874 | 0.021642 | 640.8789 | 0.00029265 | 823.3722 | -0.082346 | 391.3875 | 11.3454 | 640.8789 | 0.0022362 | 823.3722 | -0.10015 | 823.3722 | -0.026736 | 814.3265 | 0 | 823.3722 | -0.072137 | 823.3722 | 0 |  |  | 818.8981 | -0.0021068 | 823.3722 | -0.10245 | 823.5698 | 0 | 823.5698 | 0 | 823.5698 | -0.010759 | 640.8789 | 0.023927 | 823.5698 | 0 | 823.5698 | 0 |  |  | 823.3722 | 0.0026121 | 818.1 | -0.025417 | 823.5698 | 0 | 823.3722 | -2.1761e-05 | 643.4023 | 0.7778 | 823.5698 | 0 | 823.5698 | 0 | 823.3722 | -0.041226 | 823.5698 | -0.01348 | 823.5698 | -0.0075071 | 823.5698 | -0.0081191 | 954.4971 | 0.023547 | 823.3722 | 0.13486 | 823.3722 | 4.9318 | 823.5698 | 8.2832 | 954.1637 | 0.00078262 | 823.3722 | 6.5791 | 958.6901 | 0.00068008 | 954.4971 | 10.4943 | 823.3722 | 0 | 1029.5414 | 0.38688 |  |  | 1245.134 | 0.095421 | 1035.255 | 0.013225 | 1159.4824 | 0 | 1158.6915 | 0 | 1158.6847 | 0.0027671 | 823.372 | 0.023366 | 823.5698 | 0.0079638 | 823.3722 | 0.037342 | 823.3722 | 0.02658 | 823.5698 | #REF! | 823.3722 | 0.024075 | 819.366 | 0.069089
| 391.4669 | 0 | 391.4669 | 0.012352 | 391.4669 | 0.03045 | 391.4669 | 0.030174 | 391.4669 | 0.0064199 | 391.4669 | 0.035561 | 641.0001 | 0 | 823.6106 | -0.0067074 | 391.4669 | 11.2806 | 641.0001 | 0 | 823.6106 | -0.016236 | 823.6106 | -0.0023421 | 814.5627 | 0 | 823.6106 | 0.042867 | 823.6106 | 0 |  |  | 819.134 | 0.0202 | 823.6106 | 0.041546 | 823.8083 | 0.040304 | 823.8083 | 0.02114 | 823.8083 | -0.00067454 | 641.0001 | 0.014105 | 823.8083 | 0.0069673 | 823.8083 | 0.0026445 |  |  | 823.6106 | 0.013775 | 818.34 | 0.014458 | 823.8083 | 0.0047165 | 823.6106 | 0.0085738 | 643.5224 | 0.76706 | 823.8083 | 0.034204 | 823.8083 | 0.010173 | 823.6106 | 0.036207 | 823.8083 | 0.0012248 | 823.8083 | 0.00051578 | 823.8083 | 0.010646 | 954.6654 | 0.038764 | 823.6106 | 0.16092 | 823.6106 | 4.8524 | 823.8083 | 8.1813 | 954.3328 | 0 | 823.6106 | 6.7715 | 958.8609 | 0.0011627 | 954.6654 | 10.4621 | 823.6106 | 0.0090425 | 1029.6469 | 0.38755 |  |  | 1245.21 | 0.094981 | 1035.2682 | 0.013225 | 1159.5482 | 0 | 1158.7573 | 0 | 1158.7505 | 0.0027796 | 823.611 | 0.025818 | 823.8083 | 0.013799 | 823.6106 | 0.064571 | 823.6106 | 0.024811 | 823.8083 | #REF! | 823.6106 | 0.060081 | 819.6034 | 0.069158
| 391.5463 | 0 | 391.5463 | -0.0078666 | 391.5463 | 0.029224 | 391.5463 | -0.018123 | 391.5463 | 0.0092615 | 391.5463 | 0.01801 | 641.1213 | 0.032648 | 823.8491 | -0.094049 | 391.5463 | 11.0545 | 641.1213 | 0.020126 | 823.8491 | -0.17814 | 823.8491 | -0.023062 | 814.7988 | 0 | 823.8491 | -0.07766 | 823.8491 | 0 |  |  | 819.3699 | -0.014132 | 823.8491 | -0.11588 | 824.0467 | 0 | 824.0467 | 0 | 824.0467 | -0.013931 | 641.1213 | 0.016508 | 824.0467 | 0 | 824.0467 | 0 |  |  | 823.8491 | 0.0086184 | 818.58 | -0.0023318 | 824.0467 | 0 | 823.8491 | 0.0036361 | 643.6425 | 0.73712 | 824.0467 | 0 | 824.0467 | 0 | 823.8491 | -0.060735 | 824.0467 | -0.012287 | 824.0467 | -0.0049073 | 824.0467 | -0.006433 | 954.8337 | 0.019435 | 823.8491 | 0.11683 | 823.8491 | 4.6703 | 824.0468 | 8.0831 | 954.5019 | 0.00026087 | 823.8491 | 6.841 | 959.0317 | 0.00045631 | 954.8337 | 10.4386 | 823.8491 | 0.0090425 | 1029.7524 | 0.38817 |  |  | 1245.2859 | 0.094545 | 1035.2812 | 0.013226 | 1159.6141 | 0 | 1158.8231 | 0 | 1158.8163 | 0.0028012 | 823.849 | 0.025481 | 824.0467 | 0.01079 | 823.8491 | 0.040195 | 823.8491 | 0.031003 | 824.0468 | #REF! | 823.8491 | 0.023223 | 819.8408 | 0.068518
| 391.6257 | 0 | 391.6257 | -0.025738 | 391.6257 | 0.030593 | 391.6257 | 0.023416 | 391.6257 | 0.0065552 | 391.6257 | 0.034508 | 641.2426 | 0 | 824.0876 | 0.078759 | 391.6257 | 10.9883 | 641.2426 | 0 | 824.0876 | -0.034088 | 824.0876 | 0.014733 | 815.035 | 0 | 824.0876 | 0.05437 | 824.0876 | 0 |  |  | 819.6058 | 0.019441 | 824.0876 | 0.05773 | 824.2852 | 0.026509 | 824.2852 | 0.027209 | 824.2852 | 0.010561 | 641.2426 | 0.019225 | 824.2852 | 0.011745 | 824.2852 | 0.0094022 |  |  | 824.0876 | 0.024806 | 818.81 | -0.0093273 | 824.2852 | 0.015234 | 824.0876 | 0.013748 | 643.7626 | 0.69188 | 824.2852 | 0.04569 | 824.2852 | 0.015276 | 824.0876 | 0.025178 | 824.2852 | 0.014201 | 824.2852 | 0.0074997 | 824.2852 | 0.021077 | 955.002 | 0.031342 | 824.0876 | 0.16345 | 824.0876 | 4.467 | 824.2852 | 7.9816 | 954.671 | 0.00017392 | 824.0876 | 6.9683 | 959.2025 | 0.0011353 | 955.002 | 10.4109 | 824.0876 | 0 | 1029.8579 | 0.38875 |  |  | 1245.3619 | 0.09411 | 1035.2944 | 0.013226 | 1159.68 | 0 | 1158.8889 | 0 | 1158.8821 | 0.0028319 | 824.088 | 0.018245 | 824.2852 | 0.023965 | 824.0876 | 0.058347 | 824.0876 | 0.017691 | 824.2852 | #REF! | 824.0876 | 0.066899 | 820.0782 | 0.068764
| 391.7052 | 0 | 391.7052 | 0.010667 | 391.7052 | 0.029652 | 391.7052 | -0.025378 | 391.7052 | 0.0049314 | 391.7052 | 0.020133 | 641.3638 | 0 | 824.326 | -0.015316 | 391.7052 | 10.7742 | 641.3638 | 0.022353 | 824.326 | -0.081917 | 824.326 | -0.026435 | 815.2712 | 0 | 824.326 | -0.07003 | 824.326 | 0 |  |  | 819.8417 | -0.024884 | 824.326 | -0.075724 | 824.5237 | 0 | 824.5237 | 0 | 824.5237 | -0.0025538 | 641.3638 | 0.013269 | 824.5237 | 0 | 824.5237 | 0 |  |  | 824.326 | 0.013497 | 819.05 | -0.023668 | 824.5237 | 0 | 824.326 | 0.010705 | 643.8827 | 0.65673 | 824.5237 | 0 | 824.5237 | 0 | 824.326 | -0.026345 | 824.5237 | -0.0082774 | 824.5237 | -0.0014268 | 824.5237 | -0.0053372 | 955.1703 | 0.024027 | 824.326 | 0.11976 | 824.326 | 4.3561 | 824.5237 | 7.8185 | 954.8401 | 0.00078262 | 824.326 | 6.9633 | 959.3733 | 0.00043218 | 955.1703 | 10.3843 | 824.326 | 0.0090425 | 1029.9635 | 0.38993 |  |  | 1245.4379 | 0.093675 | 1035.3075 | 0.013227 | 1159.7459 | 0 | 1158.9547 | 0 | 1158.9479 | 0.0028694 | 824.326 | 0.026899 | 824.5237 | 0.016735 | 824.326 | 0.039287 | 824.326 | 0.031003 | 824.5237 | #REF! | 824.326 | 0.044102 | 820.3156 | 0.067577
| 391.7846 | 0 | 391.7846 | -0.015924 | 391.7846 | 0.031077 | 391.7846 | 0.013078 | 391.7846 | 0.011201 | 391.7846 | 0.034962 | 641.4851 | 0 | 824.5645 | 0.038634 | 391.7846 | 10.7262 | 641.4851 | 0 | 824.5645 | 0.1598 | 824.5645 | 0.011823 | 815.5074 | 0 | 824.5645 | 0.041853 | 824.5645 | 0 |  |  | 820.0776 | 0.0028338 | 824.5645 | 0.037341 | 824.7621 | 0.043815 | 824.7621 | 0.011848 | 824.7621 | 0.0064598 | 641.4851 | 0.019225 | 824.7621 | 0.0092167 | 824.7622 | 0.004749 |  |  | 824.5645 | 0.024061 | 819.29 | 0.015856 | 824.7621 | 0.0071011 | 824.5645 | 0.011821 | 644.0029 | 0.577 | 824.7621 | 0.022028 | 824.7622 | 0.011516 | 824.5645 | 0.038282 | 824.7621 | 0.0027391 | 824.7621 | 0.002142 | 824.7621 | 0.017208 | 955.3386 | 0.031075 | 824.5645 | 0.14307 | 824.5645 | 4.2097 | 824.7621 | 7.6463 | 955.0093 | 0 | 824.5645 | 7.0832 | 959.5441 | 0.00041134 | 955.3386 | 10.3449 | 824.5645 | 0.0018107 | 1030.0691 | 0.39173 |  |  | 1245.5138 | 0.093244 | 1035.3207 | 0.013228 | 1159.8118 | 0 | 1159.0205 | 0 | 1159.0137 | 0.0029103 | 824.565 | 0.021779 | 824.7621 | 0.019377 | 824.5645 | 0.048234 | 824.5645 | 0.023927 | 824.7621 | #REF! | 824.5645 | 0.058377 | 820.553 | 0.0688
| 391.864 | 0 | 391.864 | -0.041306 | 391.864 | 0.029481 | 391.864 | -0.013265 | 391.864 | 0.0040444 | 391.864 | 0.018278 | 641.6064 | 0.022678 | 824.803 | -0.052613 | 391.864 | 10.5193 | 641.6064 | 0.014535 | 824.803 | -0.13965 | 824.803 | -0.025459 | 815.7437 | 0 | 824.803 | -0.064929 | 824.803 | 0 |  |  | 820.3136 | -0.022783 | 824.803 | -0.11924 | 825.0006 | 0 | 825.0006 | 0 | 825.0006 | -0.0084845 | 641.6064 | 0.010033 | 825.0006 | 0 | 825.0006 | 0 |  |  | 824.803 | 0.010968 | 819.53 | 0.002565 | 825.0006 | 0 | 824.803 | -0.0032595 | 644.123 | 0.52461 | 825.0006 | 0 | 825.0006 | 0 | 824.803 | -0.03244 | 825.0006 | -0.007049 | 825.0006 | -0.0041976 | 825.0006 | -0.008997 | 955.5069 | 0.023387 | 824.803 | 0.1047 | 824.803 | 4.1435 | 825.0006 | 7.5568 | 955.1784 | 0.00026087 | 824.803 | 7.1276 | 959.715 | 0.0014249 | 955.5069 | 10.3121 | 824.803 | 0.0090425 | 1030.1747 | 0.39313 |  |  | 1245.5898 | 0.092814 | 1035.3337 | 0.013228 | 1159.8777 | 0 | 1159.0863 | 0 | 1159.0795 | 0.0029523 | 824.803 | 0.025457 | 825.0006 | 0.011267 | 824.803 | 0.037602 | 824.803 | 0.027465 | 825.0006 | #REF! | 824.803 | 0.020226 | 820.7904 | 0.067514
| 391.9435 | 0 | 391.9435 | -0.020518 | 391.9435 | 0.030108 | 391.9435 | 0.019213 | 391.9435 | 0.010915 | 391.9435 | 0.031373 | 641.7276 | 0 | 825.0415 | 0.0093676 | 391.9435 | 10.4694 | 641.7276 | 0 | 825.0415 | 0.074215 | 825.0415 | 0.0095985 | 815.9799 | 0 | 825.0415 | 0.042946 | 825.0415 | 0 |  |  | 820.5495 | 0.025184 | 825.0415 | 0.062753 | 825.2391 | 0.020389 | 825.2391 | 0.02021 | 825.2391 | 0.0024278 | 641.7276 | 0.0049438 | 825.2391 | 0.0052961 | 825.2391 | 0.0031038 |  |  | 825.0415 | 0.02084 | 819.77 | 0.0099102 | 825.2391 | 0.0092264 | 825.0415 | 0.012024 | 644.2431 | 0.45594 | 825.2391 | 0.02583 | 825.2391 | 0.006739 | 825.0415 | 0.0032255 | 825.2391 | 0.0041031 | 825.2391 | -0.00038633 | 825.2391 | 0.019292 | 955.6753 | 0.025416 | 825.0415 | 0.13935 | 825.0415 | 3.9567 | 825.2391 | 7.4207 | 955.3475 | 0.00017392 | 825.0415 | 7.3138 | 959.8858 | 0.00065047 | 955.6753 | 10.2786 | 825.0415 | 0.0090425 | 1030.2803 | 0.3935 |  |  | 1245.6658 | 0.092389 | 1035.3469 | 0.013229 | 1159.9436 | 0 | 1159.1521 | 0 | 1159.1453 | 0.0029932 | 825.042 | 0.021587 | 825.2391 | 0.01846 | 825.0415 | 0.062626 | 825.0415 | 0.024811 | 825.2391 | #REF! | 825.0415 | 0.046233 | 821.0278 | 0.067553
| 392.0229 | 0 | 392.0229 | 0.02518 | 392.0229 | 0.028084 | 392.0229 | -0.012611 | 392.0229 | 0.0050818 | 392.0229 | 0.019923 | 641.8489 | 0.015748 | 825.2801 | -0.087145 | 392.0229 | 10.2073 | 641.8489 | 0.026867 | 825.2801 | -0.20261 | 825.28 | -0.037495 | 816.2161 | 0 | 825.2801 | -0.075462 | 825.28 | 0 |  |  | 820.7855 | -0.022721 | 825.28 | -0.12176 | 825.4776 | 0 | 825.4776 | 0 | 825.4776 | -0.011916 | 641.8489 | 0.028419 | 825.4776 | 0 | 825.4776 | 0 |  |  | 825.2801 | 0.0020142 | 820 | -0.011076 | 825.4776 | 0 | 825.28 | -0.0012068 | 644.3632 | 0.44455 | 825.4776 | 0 | 825.4776 | 0 | 825.28 | -0.02266 | 825.4776 | -0.009853 | 825.4776 | -0.0079364 | 825.4776 | -0.0095039 | 955.8436 | 0.019222 | 825.2801 | 0.098855 | 825.2801 | 3.834 | 825.4776 | 7.2882 | 955.5167 | 0.00078262 | 825.2801 | 7.2996 | 960.0566 | 0.0010574 | 955.8436 | 10.2587 | 825.28 | 0.0090425 | 1030.3859 | 0.39382 |  |  | 1245.7418 | 0.091964 | 1035.36 | 0.013229 | 1160.0095 | 0 | 1159.218 | 0 | 1159.2111 | 0.0030341 | 825.28 | 0.024616 | 825.4776 | 0.0072298 | 825.28 | 0.043436 | 825.28 | 0.028349 | 825.4776 | #REF! | 825.28 | 0.01826 | 821.2653 | 0.066574
| 392.1023 | 0 | 392.1023 | 0.0052386 | 392.1023 | 0.028967 | 392.1023 | 0.028679 | 392.1023 | 0.0069912 | 392.1023 | 0.033193 | 641.9702 | 0 | 825.5186 | -0.027586 | 392.1023 | 10.1163 | 641.9702 | 0 | 825.5186 | 0.08387 | 825.5186 | 0.0022467 | 816.4523 | 0 | 825.5186 | 0.050298 | 825.5186 | 0 |  |  | 821.0214 | 0.01582 | 825.5186 | -0.041899 | 825.7161 | 0.032087 | 825.7161 | 0.024931 | 825.7161 | 0.0043494 | 641.9702 | 0.018284 | 825.7161 | 0.0092222 | 825.7161 | 0.0011625 |  |  | 825.5186 | 0.018763 | 820.24 | -0.0061794 | 825.7161 | 0.0043486 | 825.5186 | 0.011313 | 644.4834 | 0.38955 | 825.7161 | 0.030161 | 825.7161 | 0.0079537 | 825.5186 | 0.015383 | 825.7161 | -0.00098929 | 825.7161 | -0.00078256 | 825.7161 | 0.0092808 | 956.0119 | 0.033585 | 825.5186 | 0.12626 | 825.5186 | 3.716 | 825.7161 | 7.1661 | 955.6858 | 0 | 825.5186 | 7.5156 | 960.2274 | 0.00068667 | 956.0119 | 10.2448 | 825.5186 | 0.0090425 | 1030.4915 | 0.39503 |  |  | 1245.8179 | 0.091539 | 1035.3732 | 0.013229 | 1160.0754 | 0 | 1159.2838 | 0 | 1159.277 | 0.0030728 | 825.519 | 0.024832 | 825.7161 | 0.01501 | 825.5186 | 0.055754 | 825.5186 | 0.025696 | 825.7161 | #REF! | 825.5186 | 0.057738 | 821.5027 | 0.066932
| 392.1818 | 0 | 392.1818 | -0.048046 | 392.1818 | 0.026943 | 392.1818 | -0.017158 | 392.1818 | 0.0085699 | 392.1818 | 0.018336 | 642.0915 | 0.011533 | 825.7571 | -0.040836 | 392.1818 | 9.8415 | 642.0915 | 0.031595 | 825.7571 | -0.080465 | 825.7571 | -0.023949 | 816.6886 | 0 | 825.7571 | -0.06959 | 825.7571 | 0 |  |  | 821.2574 | -0.0096021 | 825.7571 | -0.076178 | 825.9547 | 0 | 825.9547 | 0 | 825.9547 | -0.0056682 | 642.0915 | 0.027792 | 825.9547 | 0 | 825.9547 | 0 |  |  | 825.7571 | 0.0042112 | 820.48 | -0.009677 | 825.9547 | 0 | 825.7571 | 0.0036285 | 644.6035 | 0.37848 | 825.9547 | 0 | 825.9547 | 0 | 825.7571 | -0.029505 | 825.9547 | -0.011166 | 825.9547 | -0.0038275 | 825.9547 | -0.0088361 | 956.1802 | 0.023921 | 825.7571 | 0.08509 | 825.7571 | 3.626 | 825.9547 | 7.0585 | 955.855 | 0.00026087 | 825.7571 | 7.5437 | 960.3983 | 0.0003554 | 956.1802 | 10.2403 | 825.7571 | 0.0090425 | 1030.5972 | 0.39561 |  |  | 1245.8938 | 0.091114 | 1035.3864 | 0.013229 | 1160.1414 | 0 | 1159.3496 | 0 | 1159.3428 | 0.0031103 | 825.757 | 0.022356 | 825.9547 | 0.013359 | 825.7571 | 0.039028 | 825.7571 | 0.02658 | 825.9547 | #REF! | 825.7571 | 0.014896 | 821.7402 | 0.066272
| 392.2612 | 0 | 392.2612 | -0.022602 | 392.2612 | 0.027114 | 392.2612 | 0.015569 | 392.2612 | 0.0078031 | 392.2612 | 0.030759 | 642.2128 | 0 | 825.9956 | 0.012126 | 392.2612 | 9.8105 | 642.2128 | 0 | 825.9956 | 0.092684 | 825.9956 | -0.0032916 | 816.9249 | 0 | 825.9956 | 0.052737 | 825.9956 | 0 |  |  | 821.4934 | 0.0058045 | 825.9956 | 0.058951 | 826.1932 | 0.0059465 | 826.1932 | 0.0099353 | 826.1932 | 0.0051318 | 642.2128 | 0.026852 | 826.1932 | 0.0081756 | 826.1932 | 0.0036435 |  |  | 825.9956 | 0.015715 | 820.72 | 0.012009 | 826.1932 | 0.0075122 | 825.9956 | 0.011313 | 644.7236 | 0.32706 | 826.1932 | 0.047 | 826.1932 | 0.012808 | 825.9956 | 0.021066 | 826.1932 | 0.0026292 | 826.1932 | 0.002517 | 826.1932 | 0.014838 | 956.3485 | 0.029847 | 825.9956 | 0.13203 | 825.9956 | 3.5209 | 826.1932 | 6.898 | 956.0241 | 0.00017392 | 825.9956 | 7.7244 | 960.5691 | 0.00071711 | 956.3485 | 10.2383 | 825.9956 | 0 | 1030.7029 | 0.39574 |  |  | 1245.9698 | 0.090694 | 1035.3994 | 0.013229 | 1160.2073 | 0 | 1159.4155 | 0 | 1159.4087 | 0.0031489 | 825.996 | 0.01863 | 826.1932 | 0.017836 | 825.9956 | 0.053031 | 825.9956 | 0.020389 | 826.1932 | #REF! | 825.9956 | 0.061572 | 821.9776 | 0.066421
| 392.3407 | 0 | 392.3407 | -0.018934 | 392.3407 | 0.025803 | 392.3407 | -0.022638 | 392.3407 | 0.0043601 | 392.3407 | 0.012696 | 642.3341 | 0.007318 | 826.2342 | -0.080264 | 392.3407 | 9.6062 | 642.3341 | 0.029446 | 826.2342 | -0.23671 | 826.2342 | -0.038919 | 817.1611 | 0 | 826.2342 | -0.082056 | 826.2342 | 0 |  |  | 821.7293 | -0.011581 | 826.2342 | -0.065781 | 826.4317 | 0 | 826.4317 | 0 | 826.4317 | -0.00987 | 642.3341 | 0.022464 | 826.4317 | 0 | 826.4317 | 0 |  |  | 826.2342 | -0.0089562 | 820.96 | 0.0022152 | 826.4317 | 0 | 826.2342 | 0.0077621 | 644.8438 | 0.32023 | 826.4317 | 0 | 826.4317 | 0 | 826.2342 | -0.023911 | 826.4317 | -0.0089982 | 826.4317 | -0.0055121 | 826.4317 | -0.0084058 | 956.5168 | 0.025522 | 826.2342 | 0.079772 | 826.2342 | 3.4297 | 826.4317 | 6.7982 | 956.1933 | 0 | 826.2342 | 7.7143 | 960.74 | 4.8527e-05 | 956.5168 | 10.2323 | 826.2342 | 0.0054338 | 1030.8086 | 0.3976 |  |  | 1246.0459 | 0.090279 | 1035.4126 | 0.013229 | 1160.2733 | 0 | 1159.4813 | 0 | 1159.4745 | 0.0031887 | 826.234 | 0.020842 | 826.4317 | 0.013762 | 826.2342 | 0.043047 | 826.2342 | 0.02658 | 826.4317 | #REF! | 826.2342 | 0.031319 | 822.2151 | 0.065487
| 392.4201 | 0 | 392.4201 | -0.0011078 | 392.4201 | 0.028055 | 392.4201 | 0.022202 | 392.4201 | 0.0061643 | 392.4201 | 0.031722 | 642.4555 | 0 | 826.4727 | -0.014561 | 392.4201 | 9.5546 | 642.4555 | 0 | 826.4727 | -0.0082455 | 826.4727 | 0.0025888 | 817.3974 | 0 | 826.4727 | 0.040856 | 826.4727 | 0 |  |  | 821.9653 | 0.018647 | 826.4727 | 0.010706 | 826.6703 | 0.0077004 | 826.6703 | 0 | 826.6703 | -0.0022375 | 642.4555 | 0.018598 | 826.6703 | 0.0079221 | 826.6703 | 0.00081323 |  |  | 826.4727 | 0.024703 | 821.2 | -0.0058295 | 826.6703 | 0.001912 | 826.4727 | 0.012227 | 644.9639 | 0.27402 | 826.6703 | 0.018017 | 826.6703 | 0.0075689 | 826.4727 | 0.040122 | 826.6703 | 0.0015384 | 826.6703 | -0.0014532 | 826.6703 | 0.018709 | 956.6851 | 0.028139 | 826.4727 | 0.11861 | 826.4727 | 3.3027 | 826.6703 | 6.6389 | 956.3624 | 0 | 826.4727 | 7.9142 | 960.9108 | 0.00044289 | 956.6851 | 10.2029 | 826.4727 | 0.0090425 | 1030.9143 | 0.3995 |  |  | 1246.1219 | 0.089859 | 1035.4257 | 0.013229 | 1160.3392 | 0 | 1159.5472 | 0 | 1159.5404 | 0.0032262 | 826.473 | 0.02363 | 826.6703 | 0.010863 | 826.4727 | 0.052124 | 826.4727 | 0.023042 | 826.6703 | #REF! | 826.4727 | 0.056672 | 822.4526 | 0.065548
| 392.4996 | 0 | 392.4996 | -0.023239 | 392.4996 | 0.027314 | 392.4996 | -0.011553 | 392.4996 | 0.0069762 | 392.4996 | 0.021935 | 642.5768 | 0.012236 | 826.7113 | -0.12874 | 392.4996 | 9.3068 | 642.5768 | 0.026437 | 826.7113 | -0.1506 | 826.7113 | -0.032402 | 817.6337 | 0 | 826.7113 | -0.071117 | 826.7113 | 0 |  |  | 822.2013 | -0.018948 | 826.7113 | -0.14192 | 826.9088 | 0 | 826.9088 | 0 | 826.9088 | -0.011271 | 642.5768 | 0.010657 | 826.9088 | 0 | 826.9088 | 0 |  |  | 826.7113 | 0.0038261 | 821.43 | 0.022503 | 826.9088 | 0 | 826.7113 | -0.0002773 | 645.084 | 0.26718 | 826.9088 | 0 | 826.9088 | 0 | 826.7113 | -0.017937 | 826.9088 | -0.01371 | 826.9088 | -0.0083535 | 826.9088 | -0.012556 | 956.8534 | 0.025362 | 826.7113 | 0.080462 | 826.7113 | 3.2367 | 826.9088 | 6.5362 | 956.5316 | 0.00078262 | 826.7113 | 7.9362 | 961.0816 | 0.0012529 | 956.8534 | 10.1599 | 826.7113 | 0 | 1031.0201 | 0.39977 |  |  | 1246.198 | 0.089444 | 1035.4388 | 0.013228 | 1160.4052 | 0 | 1159.613 | 0 | 1159.6062 | 0.0032603 | 826.711 | 0.019808 | 826.9088 | 0.0051012 | 826.7113 | 0.033323 | 826.7113 | 0.022158 | 826.9088 | #REF! | 826.7113 | 0.035154 | 822.6901 | 0.065155
| 392.579 | 0 | 392.579 | -0.032509 | 392.579 | 0.029595 | 392.579 | 0.017843 | 392.579 | 0.0083444 | 392.579 | 0.02837 | 642.6982 | 0 | 826.9499 | 0.044859 | 392.579 | 9.2407 | 642.6982 | 0 | 826.9499 | -0.011009 | 826.9499 | 0.025461 | 817.87 | 0 | 826.9499 | 0.046823 | 826.9499 | 0 |  |  | 822.4373 | 0.02487 | 826.9499 | 0.10161 | 827.1474 | 0.021157 | 827.1474 | 0.018377 | 827.1474 | 0.0019337 | 642.6982 | 0.0028674 | 827.1474 | 0.0081689 | 827.1474 | 0.0046907 |  |  | 826.9499 | 0.014016 | 821.67 | 0.020753 | 827.1474 | 0.0076185 | 826.9499 | 0.0070518 | 645.2042 | 0.21772 | 827.1474 | 0.015201 | 827.1474 | 0.01253 | 826.9499 | 0.01166 | 827.1474 | 0.0026806 | 827.1474 | 0.001022 | 827.1474 | 0.017891 | 957.0217 | 0.022425 | 826.9499 | 0.1273 | 826.9499 | 3.0275 | 827.1474 | 6.3551 | 956.7007 | 0.00069566 | 826.9499 | 8.0733 | 961.2525 | 0.00028546 | 957.0217 | 10.1008 | 826.9499 | 0.0018107 | 1031.1259 | 0.39984 |  |  | 1246.274 | 0.089034 | 1035.4519 | 0.013227 | 1160.4712 | 0 | 1159.679 | 0 | 1159.6721 | 0.0032876 | 826.95 | 0.020649 | 827.1474 | 0.018276 | 826.9499 | 0.049919 | 826.9499 | 0.021273 | 827.1474 | #REF! | 826.9499 | 0.052198 | 822.9276 | 0.065545
| 392.6585 | 0 | 392.6585 | 0.017435 | 392.6585 | 0.027656 | 392.6585 | -0.017811 | 392.6585 | 0.0058035 | 392.6585 | 0.019169 | 642.8195 | 0 | 827.1884 | -0.019374 | 392.6585 | 9.0047 | 642.8195 | 0.019008 | 827.1884 | -0.15633 | 827.1884 | -0.018824 | 818.1063 | 0 | 827.1884 | -0.061578 | 827.1884 | 0 |  |  | 822.6734 | -0.019143 | 827.1884 | -0.11924 | 827.386 | 0 | 827.386 | 0 | 827.386 | -0.0099096 | 642.8195 | 0.01421 | 827.3859 | 0 | 827.3859 | 0 |  |  | 827.1884 | 0.0029156 | 821.91 | 0.017606 | 827.386 | 0 | 827.1884 | 0.0073562 | 645.3243 | 0.21804 | 827.386 | 0 | 827.3859 | 0 | 827.1884 | -0.016329 | 827.386 | -0.005957 | 827.386 | -0.0070258 | 827.386 | -0.0053093 | 957.1901 | 0.039138 | 827.1884 | 0.0851 | 827.1884 | 2.9723 | 827.3859 | 6.2654 | 956.8699 | 0 | 827.1884 | 8.1403 | 961.4234 | 0.0010969 | 957.1901 | 10.0481 | 827.1884 | 0.0090425 | 1031.2317 | 0.40051 |  |  | 1246.3502 | 0.088619 | 1035.4651 | 0.013226 | 1160.5371 | 0 | 1159.7449 | 0 | 1159.738 | 0.0033046 | 827.188 | 0.022981 | 827.3859 | 0.011854 | 827.1884 | 0.033323 | 827.1884 | 0.02658 | 827.3859 | #REF! | 827.1884 | 0.03558 | 823.1651 | 0.064076
| 392.7379 | 0 | 392.7379 | 0.014831 | 392.7379 | 0.029196 | 392.7379 | 0.011988 | 392.7379 | 0.0062545 | 392.7379 | 0.031886 | 642.9409 | 0 | 827.427 | 0.043186 | 392.7379 | 8.9149 | 642.9409 | 0 | 827.427 | 0.0099102 | 827.427 | 0.0057591 | 818.3426 | 0 | 827.427 | 0.033555 | 827.427 | 0 |  |  | 822.9094 | 0.022003 | 827.427 | 0.023529 | 827.6245 | 0.020697 | 827.6245 | 0.023604 | 827.6245 | 0.0027903 | 642.9409 | 0.014732 | 827.6245 | 0.0079748 | 827.6245 | 0.0042608 |  |  | 827.427 | 0.013351 | 822.15 | -0.0054798 | 827.6245 | 0.0017403 | 827.427 | 0.016133 | 645.4445 | 0.17346 | 827.6245 | 0.021683 | 827.6245 | 0.0087206 | 827.427 | 0.01123 | 827.6245 | 0.0087514 | 827.6245 | 0.0018053 | 827.6245 | 0.017071 | 957.3584 | 0.027978 | 827.427 | 0.11013 | 827.427 | 2.898 | 827.6245 | 6.0808 | 957.039 | 0.00069566 | 827.427 | 8.2859 | 961.5942 | 0.00029507 | 957.3584 | 9.9935 | 827.427 | 0.0054338 | 1031.3375 | 0.40159 |  |  | 1246.4263 | 0.08821 | 1035.4783 | 0.013224 | 1160.6031 | 0 | 1159.8108 | 0 | 1159.804 | 0.0033126 | 827.427 | 0.01988 | 827.6245 | 0.01846 | 827.427 | 0.046159 | 827.427 | 0.023042 | 827.6245 | #REF! | 827.427 | 0.054755 | 823.4026 | 0.064369
| 392.8174 | 0 | 392.8174 | -0.049227 | 392.8174 | 0.028169 | 392.8174 | -0.011739 | 392.8174 | 0.0096374 | 392.8174 | 0.016055 | 643.0622 | 0.014695 | 827.6656 | -0.067167 | 392.8174 | 8.6699 | 643.0622 | 0.04879 | 827.6656 | -0.044625 | 827.6656 | -0.035652 | 818.5789 | 0 | 827.6656 | -0.067185 | 827.6656 | 0 |  |  | 823.1454 | -0.018296 | 827.6656 | -0.048847 | 827.8631 | 0 | 827.8631 | 0 | 827.8631 | -0.011101 | 643.0622 | 0.014732 | 827.8631 | 0 | 827.8631 | 0 |  |  | 827.6656 | -0.00081883 | 822.39 | -0.021219 | 827.8631 | 0 | 827.6656 | 0.0055298 | 645.5646 | 0.17476 | 827.8631 | 0 | 827.8631 | 0 | 827.6656 | -0.021504 | 827.8631 | -0.012267 | 827.8631 | -0.0073669 | 827.8631 | -0.0080775 | 957.5267 | 0.02077 | 827.6656 | 0.067808 | 827.6656 | 2.7801 | 827.8631 | 5.9691 | 957.2082 | 0.00026087 | 827.6656 | 8.3442 | 961.7651 | 0.00075028 | 957.5267 | 9.9475 | 827.6656 | 0.0090425 | 1031.4434 | 0.40226 |  |  | 1246.5023 | 0.0878 | 1035.4913 | 0.013222 | 1160.6691 | 0 | 1159.8767 | 0 | 1159.8698 | 0.0033103 | 827.666 | 0.023943 | 827.8631 | 0.0093217 | 827.6656 | 0.045381 | 827.6656 | 0.027465 | 827.8631 | #REF! | 827.6656 | 0.02514 | 823.6401 | 0.0635
| 392.8968 | 0 | 392.8969 | -0.020271 | 392.8968 | 0.029509 | 392.8968 | 0.023416 | 392.8968 | 0.0036384 | 392.8968 | 0.030733 | 643.1836 | 0 | 827.9042 | -0.12046 | 392.8968 | 8.6089 | 643.1836 | 0 | 827.9042 | 0.016945 | 827.9042 | 0.0075295 | 818.8152 | 0 | 827.9042 | 0.045764 | 827.9042 | 0 |  |  | 823.3815 | 0.0036444 | 827.9042 | 0.059536 | 828.1017 | 0.042564 | 828.1017 | 0.014952 | 828.1017 | 0.0040072 | 643.1836 | 0.015881 | 828.1017 | 0 | 828.1017 | 0 |  |  | 827.9042 | 0.012266 | 822.63 | -0.013525 | 828.1017 | 0.0071384 | 827.9042 | -0.0024381 | 645.6848 | 0.12725 | 828.1017 | 0.026436 | 828.1017 | 0.0072478 | 827.9042 | -0.0030053 | 828.1017 | -0.0043847 | 828.1017 | -0.00084742 | 828.1017 | 0.014794 | 957.695 | 0.028726 | 827.9042 | 0.10412 | 827.9042 | 2.6936 | 828.1017 | 5.8072 | 957.3773 | 0.00017392 | 827.9042 | 8.4948 | 961.9359 | 0.00079526 | 957.695 | 9.8989 | 827.9042 | 0 | 1031.5493 | 0.40252 |  |  | 1246.5785 | 0.087395 | 1035.5045 | 0.01322 | 1160.7351 | 0 | 1159.9425 | 0 | 1159.9357 | 0.0033035 | 827.904 | 0.01827 | 828.1017 | 0.0019022 | 827.9042 | 0.044863 | 827.9042 | 0.021273 | 828.1017 | #REF! | 827.9042 | 0.05369 | 823.8776 | 0.063825
| 392.9763 | 0 | 392.9763 | -0.012609 | 392.9763 | 0.028283 | 392.9763 | -0.015694 | 392.9763 | 0.011051 | 392.9763 | 0.019175 | 643.305 | 0.02346 | 828.1428 | -0.016842 | 392.9763 | 8.3925 | 643.305 | 0.020871 | 828.1428 | -0.076646 | 828.1428 | -0.025563 | 819.0516 | 0 | 828.1428 | -0.067249 | 828.1428 | 0 |  |  | 823.6175 | -0.024002 | 828.1428 | -0.062836 | 828.3403 | 0 | 828.3403 | 0 | 828.3403 | -0.0077599 | 643.305 | 0.0085507 | 828.3403 | 0 | 828.3403 | 0 |  |  | 828.1428 | 0.0069996 | 822.86 | 0.016206 | 828.3403 | 0 | 828.1428 | 0.005682 | 645.8049 | 0.12106 | 828.3403 | 0 | 828.3403 | 0 | 828.1428 | -0.012308 | 828.3403 | -0.010029 | 828.3403 | -0.0029079 | 828.3403 | -0.0085073 | 957.8634 | 0.025522 | 828.1428 | 0.073687 | 828.1428 | 2.5969 | 828.3403 | 5.6662 | 957.5465 | 0 | 828.1428 | 8.535 | 962.1068 | 0.00016454 | 957.8634 | 9.8569 | 828.1428 | 0.0090425 | 1031.6552 | 0.40341 |  |  | 1246.6545 | 0.086991 | 1035.5176 | 0.013218 | 1160.8012 | 0 | 1160.0084 | 0 | 1160.0016 | 0.0032955 | 828.143 | 0.024544 | 828.3403 | 0.012368 | 828.1428 | 0.032156 | 828.1428 | 0.02658 | 828.3403 | #REF! | 828.1428 | 0.048576 | 824.1152 | 0.063059
| 393.0558 | 0 | 393.0558 | 0.019273 | 393.0558 | 0.02834 | 393.0558 | 0.017531 | 393.0558 | 0.0065702 | 393.0558 | 0.031449 | 643.4264 | 0 | 828.3814 | -0.00091267 | 393.0558 | 8.2789 | 643.4264 | 0 | 828.3814 | 0.019911 | 828.3814 | 0.0075331 | 819.2879 | 0 | 828.3814 | 0.032695 | 828.3814 | 0 |  |  | 823.8536 | 0.021384 | 828.3814 | 0.019631 | 828.5789 | 0.01745 | 828.5789 | 0.012937 | 828.5789 | -0.00038275 | 643.4264 | 0.014105 | 828.5789 | 0.007627 | 828.5789 | 0.0011527 |  |  | 828.3814 | 0.014422 | 823.1 | -0.00093273 | 828.5789 | 0.0062478 | 828.3814 | 0.010654 | 645.9251 | 0.081359 | 828.5789 | 0.03152 | 828.5789 | 0.0081042 | 828.3814 | 0.012736 | 828.5789 | 0.0012812 | 828.5789 | -0.00031436 | 828.5789 | 0.0086934 | 958.0317 | 0.030862 | 828.3814 | 0.10829 | 828.3814 | 2.5172 | 828.5789 | 5.5486 | 957.7157 | 0 | 828.3814 | 8.6688 | 962.2776 | 0.0023309 | 958.0317 | 9.8023 | 828.3814 | 0.0090425 | 1031.7611 | 0.40477 |  |  | 1246.7307 | 0.086586 | 1035.5308 | 0.013215 | 1160.8672 | 0 | 1160.0745 | 0 | 1160.0675 | 0.0032921 | 828.381 | 0.024784 | 828.5789 | 0.013028 | 828.3814 | 0.041621 | 828.3814 | 0.024811 | 828.5789 | #REF! | 828.3814 | 0.068816 | 824.3527 | 0.063704
| 393.1352 | 0 | 393.1353 | -0.019894 | 393.1352 | 0.027285 | 393.1352 | -0.012674 | 393.1352 | 0.0068258 | 393.1352 | 0.01742 | 643.5478 | 0.0038054 | 828.62 | -0.060401 | 393.1352 | 8.0742 | 643.5478 | 0.020498 | 828.62 | -0.0786 | 828.62 | -0.02434 | 819.5242 | 0 | 828.62 | -0.070676 | 828.62 | 0 |  |  | 824.0897 | -0.017134 | 828.62 | -0.09741 | 828.8175 | 0 | 828.8175 | 0 | 828.8175 | -0.0070791 | 643.5478 | 0.013896 | 828.8175 | 0 | 828.8176 | 0 |  |  | 828.62 | 0.0052876 | 823.34 | -0.0023318 | 828.8175 | 0 | 828.62 | 0.00010592 | 646.0452 | 0.080383 | 828.8175 | 0 | 828.8176 | 0 | 828.62 | -0.017777 | 828.8175 | -0.0048217 | 828.8175 | -0.0032979 | 828.8175 | -0.0030837 | 958.2 | 0.023173 | 828.62 | 0.060581 | 828.62 | 2.4139 | 828.8176 | 5.4075 | 957.8849 | 0 | 828.62 | 8.7306 | 962.4485 | 0.0012001 | 958.2 | 9.7588 | 828.62 | 0.0090425 | 1031.8671 | 0.40603 |  |  | 1246.8068 | 0.086182 | 1035.5438 | 0.013211 | 1160.9331 | 0 | 1160.1404 | 0 | 1160.1334 | 0.0032944 | 828.62 | 0.023005 | 828.8175 | 0.011047 | 828.62 | 0.043825 | 828.62 | 0.025696 | 828.8176 | #REF! | 828.62 | 0.015835 | 824.5903 | 0.062948
| 393.2147 | 0 | 393.2147 | -0.028037 | 393.2147 | 0.029908 | 393.2147 | 0.016099 | 393.2147 | 0.0092765 | 393.2147 | 0.028117 | 643.6692 | 0 | 828.8587 | 0.0013282 | 393.2147 | 8.0671 | 643.6692 | 0 | 828.8587 | 0.016775 | 828.8587 | 0.0061761 | 819.7606 | 0 | 828.8587 | 0.042514 | 828.8587 | 0 |  |  | 824.3257 | 0.0089896 | 828.8587 | 0.053554 | 829.0562 | 0.011336 | 829.0562 | 0.021273 | 829.0562 | 0.00063859 | 643.6692 | 0.0022741 | 829.0562 | 0.0046944 | 829.0562 | 0.0041078 |  |  | 828.8587 | 0.02285 | 823.58 | -0.0047802 | 829.0562 | 0.0015437 | 828.8587 | 0.010552 | 646.1654 | 0.046538 | 829.0562 | 0.019886 | 829.0562 | 0.0038625 | 828.8587 | 0.0084592 | 829.0562 | 0.00040721 | 829.0562 | 0.001267 | 829.0562 | 0.013644 | 958.3683 | 0.027338 | 828.8587 | 0.090242 | 828.8587 | 2.3387 | 829.0562 | 5.2773 | 958.054 | 0 | 828.8587 | 8.8742 | 962.6194 | 0.0025361 | 958.3683 | 9.7101 | 828.8587 | 0.0072427 | 1031.973 | 0.40687 |  |  | 1246.8829 | 0.085782 | 1035.557 | 0.013207 | 1160.9992 | 0 | 1160.2063 | 0 | 1160.1995 | 0.0033046 | 828.859 | 0.016274 | 829.0562 | 0.012221 | 828.8587 | 0.050568 | 828.8587 | 0.017691 | 829.0562 | #REF! | 828.8587 | 0.047085 | 824.8278 | 0.063666
| 393.2942 | 0 | 393.2942 | 0.016864 | 393.2942 | 0.028625 | 393.2942 | -0.020053 | 393.2942 | 0.007337 | 393.2942 | 0.01562 | 643.7907 | 0.02346 | 829.0973 | 0.014185 | 393.2942 | 7.8932 | 643.7907 | 0.0040996 | 829.0973 | -0.14911 | 829.0973 | -0.018434 | 819.9969 | 0 | 829.0973 | -0.067457 | 829.0973 | 0 |  |  | 824.5618 | -0.019695 | 829.0973 | -0.07306 | 829.2948 | 0 | 829.2948 | 0 | 829.2948 | -0.0062727 | 643.7907 | 0 | 829.2948 | 0 | 829.2948 | 0 |  |  | 829.0973 | 0.0071452 | 823.82 | -0.00023318 | 829.2948 | 0 | 829.0973 | 0.0020713 | 646.2855 | 0.056626 | 829.2948 | 0 | 829.2948 | 0 | 829.0973 | -0.018401 | 829.2948 | -0.0017724 | 829.2948 | -0.0043734 | 829.2948 | 0.00026207 | 958.5367 | 0.028833 | 829.0973 | 0.073655 | 829.0973 | 2.2525 | 829.2948 | 5.1451 | 958.2232 | 0.00026087 | 829.0973 | 8.9967 | 962.7902 | 0.0017091 | 958.5367 | 9.6678 | 829.0973 | 0.0090425 | 1032.079 | 0.40738 |  |  | 1246.9591 | 0.085383 | 1035.5702 | 0.013203 | 1161.0652 | 0 | 1160.2722 | 0 | 1160.2654 | 0.0033216 | 829.097 | 0.01952 | 829.2948 | 0.014093 | 829.0973 | 0.034619 | 829.0973 | 0.022158 | 829.2948 | #REF! | 829.0973 | 0.024714 | 825.0654 | 0.062413
| 393.3736 | 0 | 393.3737 | -0.0030867 | 393.3736 | 0.029595 | 393.3736 | 0.010743 | 393.3736 | 0.0050066 | 393.3737 | 0.027316 | 643.9121 | 0 | 829.3359 | -0.01604 | 393.3736 | 7.9175 | 643.9121 | 0 | 829.3359 | 0.1186 | 829.3359 | 0.0019888 | 820.2333 | 0 | 829.3359 | 0.032597 | 829.3359 | 0 |  |  | 824.7979 | 0.011622 | 829.3359 | 0.014224 | 829.5335 | 0.052338 | 829.5335 | 0.017542 | 829.5335 | -0.00015638 | 643.9121 | 0 | 829.5335 | 0.0016566 | 829.5335 | 0.00095432 |  |  | 829.3359 | 0.01992 | 824.06 | -0.0072287 | 829.5335 | 0.0042449 | 829.3359 | 0.014307 | 646.4057 | 0.030023 | 829.5335 | 0.029665 | 829.5335 | 0.0086179 | 829.3359 | 0.0096193 | 829.5335 | 0.001634 | 829.5335 | -0.0032412 | 829.5335 | 0.0089784 | 958.705 | 0.033425 | 829.3359 | 0.075634 | 829.3359 | 2.1495 | 829.5334 | 4.9932 | 958.3924 | 0 | 829.3359 | 9.0687 | 962.9611 | 0.0023146 | 958.705 | 9.6181 | 829.3359 | 0.0090425 | 1032.1851 | 0.40837 |  |  | 1247.0353 | 0.084988 | 1035.5833 | 0.013198 | 1161.1312 | 0 | 1160.3381 | 0 | 1160.3313 | 0.0033432 | 829.336 | 0.017765 | 829.5335 | 0.012771 | 829.3359 | 0.04577 | 829.3359 | 0.021273 | 829.5334 | #REF! | 829.3359 | 0.041759 | 825.303 | 0.061937
| 393.4531 | 0 | 393.4531 | -0.027756 | 393.4531 | 0.028511 | 393.4531 | -0.0091548 | 393.4531 | 0.0075926 | 393.4531 | 0.016328 | 644.0335 | 0.00029265 | 829.5746 | -0.10773 | 393.4531 | 7.7379 | 644.0335 | 0.021244 | 829.5746 | -0.1207 | 829.5746 | -0.036472 | 820.4697 | 0 | 829.5746 | -0.075462 | 829.5746 | 0 |  |  | 825.034 | -0.021679 | 829.5746 | -0.099089 | 829.7721 | 0 | 829.7721 | 0 | 829.7721 | -0.0069953 | 644.0335 | 0.019225 | 829.7721 | 0 | 829.7721 | 0 |  |  | 829.5746 | 0.0073751 | 824.3 | 0.020054 | 829.7721 | 0 | 829.5746 | 0.0013685 | 646.5259 | 0.032869 | 829.7721 | 0 | 829.7721 | 0 | 829.5746 | -0.014804 | 829.7721 | -0.011714 | 829.7721 | -0.0034284 | 829.7721 | -0.01338 | 958.8733 | 0.019916 | 829.5746 | 0.04895 | 829.5746 | 2.0389 | 829.7721 | 4.8778 | 958.5616 | 0.00078262 | 829.5746 | 9.1662 | 963.132 | 0.00036426 | 958.8733 | 9.5801 | 829.5746 | 0.0090425 | 1032.291 | 0.41 |  |  | 1247.1115 | 0.084589 | 1035.5964 | 0.013193 | 1161.1973 | 0 | 1160.4042 | 0 | 1160.3973 | 0.0033682 | 829.575 | 0.021779 | 829.7721 | 0.0072298 | 829.5746 | 0.027099 | 829.5746 | 0.02658 | 829.7721 | #REF! | 829.5746 | 0.021731 | 825.5406 | 0.061787
| 393.5326 | 0 | 393.5326 | -0.019993 | 393.5326 | 0.029452 | 393.5326 | 0.01613 | 393.5326 | 0.007337 | 393.5326 | 0.028519 | 644.155 | 0 | 829.8132 | -0.016226 | 393.5326 | 7.6685 | 644.155 | 0 | 829.8132 | 0.088703 | 829.8132 | -0.0061 | 820.7061 | 0 | 829.8132 | 0.05378 | 829.8132 | 0 |  |  | 825.2701 | 0.01895 | 829.8132 | 0.014667 | 830.0108 | 0.032899 | 830.0108 | 0.021476 | 830.0108 | 0.00020757 | 644.155 | 0.0010877 | 830.0108 | 0.00641 | 830.0107 | 0.0012975 |  |  | 829.8132 | 0.017135 | 824.53 | -0.0012825 | 830.0108 | 0.0051462 | 829.8132 | 0.0091826 | 646.646 | 0.0074679 | 830.0108 | 0.017408 | 830.0107 | 0.0021573 | 829.8132 | 0.017298 | 830.0108 | 0.00070994 | 830.0108 | -0.00061571 | 830.0108 | 0.01064 | 959.0417 | 0.02958 | 829.8132 | 0.10117 | 829.8132 | 1.9809 | 830.0107 | 4.725 | 958.7307 | 0.00017392 | 829.8132 | 9.3433 | 963.3029 | 0.00076894 | 959.0417 | 9.5402 | 829.8132 | 0.0090425 | 1032.3971 | 0.41131 |  |  | 1247.1876 | 0.084194 | 1035.6095 | 0.013187 | 1161.2634 | 0 | 1160.4701 | 0 | 1160.4633 | 0.0033921 | 829.813 | 0.019544 | 830.0108 | 0.013615 | 829.8132 | 0.051216 | 829.8132 | 0.022158 | 830.0107 | #REF! | 829.8132 | 0.050494 | 825.7781 | 0.061961
| 393.6121 | 0 | 393.6121 | 0.030531 | 393.6121 | 0.02854 | 393.6121 | -0.013701 | 393.6121 | 0.0064349 | 393.6121 | 0.018875 | 644.2764 | 0.0087231 | 830.0519 | -0.04372 | 393.6121 | 7.4541 | 644.2764 | 0.017144 | 830.0519 | -0.12569 | 830.0519 | -0.031632 | 820.9425 | 0 | 830.0519 | -0.057546 | 830.0519 | 0 |  |  | 825.5063 | -0.0033536 | 830.0519 | -0.11169 | 830.2494 | 0 | 830.2494 | 0 | 830.2494 | -0.012737 | 644.2764 | 0.010033 | 830.2494 | 0 | 830.2495 | 0 |  |  | 830.0519 | 0.00092855 | 824.77 | -0.0065291 | 830.2494 | 0 | 830.0519 | 0.0012385 | 646.7662 | 0.007349 | 830.2494 | 0 | 830.2495 | 0 | 830.0519 | -0.050429 | 830.2494 | -0.011118 | 830.2494 | -0.0058912 | 830.2494 | -0.010622 | 959.21 | 0.018688 | 830.0519 | 0.047943 | 830.0519 | 1.9357 | 830.2495 | 4.634 | 958.8999 | 0.00078262 | 830.0519 | 9.4037 | 963.4737 | 0.00029617 | 959.21 | 9.5118 | 830.0519 | 0.0090425 | 1032.5032 | 0.4119 |  |  | 1247.2638 | 0.0838 | 1035.6227 | 0.013181 | 1161.3295 | 0 | 1160.5361 | 0 | 1160.5292 | 0.003416 | 830.052 | 0.020241 | 830.2494 | 0.0085143 | 830.0519 | 0.028266 | 830.0519 | 0.023042 | 830.2495 | #REF! | 830.0519 | 0.017758 | 826.0157 | 0.061132
| 393.6916 | 0 | 393.6916 | 0.012534 | 393.6916 | 0.029167 | 393.6916 | 0.017874 | 393.6916 | 0.0052772 | 393.6916 | 0.025528 | 644.3979 | 0 | 830.2906 | -0.037433 | 393.6916 | 7.4519 | 644.3979 | 0 | 830.2906 | 0.1253 | 830.2906 | 0.0035118 | 821.1789 | 0 | 830.2906 | 0.046239 | 830.2906 | 0 |  |  | 825.7424 | 0.005046 | 830.2906 | 0.069079 | 830.4881 | 0.029257 | 830.4881 | 0.033122 | 830.4881 | 0.0048967 | 644.3979 | 0.027165 | 830.4881 | 0.010446 | 830.4881 | 0.0018577 |  |  | 830.2906 | 0.023223 | 825.01 | -0.0026815 | 830.4881 | 0.0075416 | 830.2906 | 0.00502 | 646.8863 | 0.00044552 | 830.4881 | 0.035214 | 830.4881 | 0.0051517 | 830.2906 | 0.023227 | 830.4881 | 0.00044493 | 830.4881 | 0.0037754 | 830.4881 | 0.017008 | 959.3783 | 0.028459 | 830.2906 | 0.10107 | 830.2906 | 1.911 | 830.4881 | 4.5129 | 959.0691 | 0.00069566 | 830.2906 | 9.5429 | 963.6446 | 0.0011419 | 959.3783 | 9.469 | 830.2906 | 0 | 1032.6093 | 0.41286 |  |  | 1247.34 | 0.083411 | 1035.6359 | 0.013174 | 1161.3955 | 0 | 1160.602 | 0 | 1160.5952 | 0.0034376 | 830.291 | 0.017236 | 830.4881 | 0.010092 | 830.2906 | 0.049919 | 830.2906 | 0.020389 | 830.4881 | #REF! | 830.2906 | 0.056033 | 826.2534 | 0.061474
| 393.771 | 0 | 393.7711 | 0.0011499 | 393.771 | 0.028226 | 393.771 | -0.018808 | 393.771 | 0.0041346 | 393.771 | 0.014151 | 644.5194 | 0.026979 | 830.5293 | -0.080033 | 393.771 | 7.2777 | 644.5194 | 0.01938 | 830.5293 | -0.12358 | 830.5293 | -0.029152 | 821.4153 | 0 | 830.5293 | -0.069573 | 830.5293 | 0 |  |  | 825.9786 | -0.024151 | 830.5293 | -0.095731 | 830.7268 | 0 | 830.7268 | 0 | 830.7268 | -0.013359 | 644.5194 | 0.01421 | 830.7268 | 0 | 830.7268 | 0 |  |  | 830.5293 | 0.0095744 | 825.25 | -0.010726 | 830.7268 | 0 | 830.5293 | 0.00076645 | 647.0065 | 0.00045886 | 830.7268 | 0 | 830.7268 | 0 | 830.5293 | -0.042699 | 830.7268 | -0.0088365 | 830.7268 | -0.0051285 | 830.7268 | -0.0055818 | 959.5466 | 0.02675 | 830.5293 | 0.054414 | 830.5293 | 1.7839 | 830.7268 | 4.3816 | 959.2383 | 0.00026087 | 830.5293 | 9.6757 | 963.8155 | 0.00031262 | 959.5466 | 9.4317 | 830.5293 | 0.0090425 | 1032.7155 | 0.41435 |  |  | 1247.4163 | 0.083022 | 1035.6489 | 0.013167 | 1161.4615 | 0 | 1160.6681 | 0 | 1160.6613 | 0.003458 | 830.529 | 0.020361 | 830.7268 | 0.0089547 | 830.5293 | 0.021524 | 830.5293 | 0.023042 | 830.7268 | #REF! | 830.5293 | 0.023649 | 826.491 | 0.061165
| 393.8505 | 0 | 393.8505 | 1.2036e-05 | 393.8505 | 0.029709 | 393.8505 | 0.018901 | 393.8505 | 0.0063447 | 393.8505 | 0.030235 | 644.6409 | 0 | 830.7679 | -0.078926 | 393.8505 | 7.2995 | 644.6409 | 0 | 830.7679 | 0.042811 | 830.768 | 0.0087538 | 821.6517 | 0 | 830.7679 | 0.035622 | 830.768 | 0 |  |  | 826.2147 | 0.010053 | 830.768 | 0.023563 | 830.9655 | 0.03205 | 830.9655 | 0.016156 | 830.9655 | -0.0027806 | 644.6409 | 0.011493 | 830.9655 | 0.002313 | 830.9655 | 0.0032377 |  |  | 830.7679 | 0.018627 | 825.49 | 0.0011659 | 830.9655 | 0.010058 | 830.768 | 0.0018045 | 647.1267 | 1.3339e-05 | 830.9655 | 0.030565 | 830.9655 | 0.0080392 | 830.768 | 0.0072577 | 830.9655 | -0.0023818 | 830.9655 | 0.0010557 | 830.9655 | 0.0097833 | 959.715 | 0.038123 | 830.7679 | 0.082016 | 830.7679 | 1.7836 | 830.9655 | 4.2517 | 959.4075 | 0.00017392 | 830.7679 | 9.7775 | 963.9864 | 0.0010585 | 959.715 | 9.3803 | 830.768 | 0.0090425 | 1032.8215 | 0.4151 |  |  | 1247.4924 | 0.082632 | 1035.6621 | 0.013159 | 1161.5277 | 0 | 1160.734 | 0 | 1160.7272 | 0.0034762 | 830.768 | 0.017092 | 830.9655 | 0.0060921 | 830.768 | 0.041621 | 830.768 | 0.021273 | 830.9655 | #REF! | 830.768 | 0.051133 | 826.7286 | 0.061257
| 393.93 | 0 | 393.93 | -0.0064649 | 393.93 | 0.029652 | 393.93 | -0.013327 | 393.93 | 0.011502 | 393.93 | 0.019878 | 644.7624 | 0.010831 | 831.0066 | 0.064576 | 393.93 | 7.1647 | 644.7624 | 0.026437 | 831.0066 | -0.13624 | 831.0066 | -0.010215 | 821.8882 | 0 | 831.0066 | -0.057784 | 831.0066 | 0 |  |  | 826.4509 | 0.0016354 | 831.0066 | -0.14528 | 831.2042 | 0 | 831.2042 | 0 | 831.2042 | -0.0036909 | 644.7624 | 0.033121 | 831.2042 | 0 | 831.2042 | 0 |  |  | 831.0066 | 0.008887 | 825.73 | -0.011776 | 831.2042 | 0 | 831.0066 | 0.010552 | 647.2469 | 1.7531e-05 | 831.2042 | 0 | 831.2042 | 0 | 831.0066 | -0.013559 | 831.2042 | 0.0020941 | 831.2042 | -0.00076758 | 831.2042 | 0.0009909 | 959.8833 | 0.033158 | 831.0066 | 0.065216 | 831.0066 | 1.7075 | 831.2042 | 4.1566 | 959.5767 | 0.00026087 | 831.0066 | 9.9137 | 964.1573 | 0.0005671 | 959.8833 | 9.3501 | 831.0066 | 0.0090425 | 1032.9277 | 0.41542 |  |  | 1247.5686 | 0.082243 | 1035.6752 | 0.013151 | 1161.5938 | 0 | 1160.8001 | 0 | 1160.7932 | 0.0034944 | 831.007 | 0.021611 | 831.2042 | 0.021065 | 831.0066 | 0.033582 | 831.0066 | 0.023042 | 831.2042 | #REF! | 831.0066 | 0.027058 | 826.9662 | 0.060469
| 394.0095 | 0 | 394.0095 | 0.0075897 | 394.0095 | 0.031676 | 394.0095 | 0.022171 | 394.0095 | 0.0067206 | 394.0095 | 0.023064 | 644.8839 | 0 | 831.2453 | 0.032773 | 394.0095 | 7.1541 | 644.8839 | 0 | 831.2453 | 0.092435 | 831.2453 | 0.01196 | 822.1246 | 0 | 831.2453 | 0.034107 | 831.2453 | 0 |  |  | 826.687 | 0.0037126 | 831.2453 | 0.06284 | 831.4429 | 0.028105 | 831.4429 | 0.014458 | 831.4429 | -0.00072173 | 644.8839 | 0.0096899 | 831.4429 | 0.0093493 | 831.4429 | 0.0014102 |  |  | 831.2453 | 0.018471 | 825.96 | 0.0078116 | 831.4429 | 0.0064564 | 831.2453 | 0.014966 | 647.367 | 4.1923e-06 | 831.4429 | 0.033333 | 831.4429 | 0.0094482 | 831.2453 | 0.028383 | 831.4429 | 0.0050839 | 831.4429 | 0.0012898 | 831.4429 | 0.012168 | 960.0517 | 0.036895 | 831.2453 | 0.091148 | 831.2453 | 1.6421 | 831.4429 | 3.9991 | 959.7459 | 0.00017392 | 831.2453 | 10.1037 | 964.3282 | 8.9329e-05 | 960.0517 | 9.3162 | 831.2453 | 0.0090425 | 1033.0339 | 0.41656 |  |  | 1247.6449 | 0.081854 | 1035.6884 | 0.013142 | 1161.6599 | 0 | 1160.8661 | 0 | 1160.8592 | 0.0035137 | 831.245 | 0.020746 | 831.4429 | 0.017726 | 831.2453 | 0.050827 | 831.2453 | 0.023042 | 831.4429 | #REF! | 831.2453 | 0.054329 | 827.2039 | 0.060329
| 394.089 | 0 | 394.089 | -0.04762 | 394.089 | 0.030878 | 394.089 | -0.014666 | 394.089 | 0.0078181 | 394.089 | 0.013363 | 645.0054 | 0.015397 | 831.4841 | -0.076278 | 394.089 | 6.9623 | 645.0054 | 0.023428 | 831.4841 | -0.17974 | 831.4841 | -0.035196 | 822.3611 | 0 | 831.4841 | -0.078392 | 831.4841 | 0 |  |  | 826.9232 | -0.02845 | 831.4841 | -0.13268 | 831.6816 | 0 | 831.6816 | 0 | 831.6816 | -0.0066458 | 645.0054 | 0.0088474 | 831.6816 | 0 | 831.6816 | 0 |  |  | 831.4841 | -0.002334 | 826.2 | -0.0093273 | 831.6816 | 0 | 831.4841 | 0.0031896 | 647.4872 | 1.4101e-05 | 831.6816 | 0 | 831.6816 | 0 | 831.4841 | -0.044907 | 831.6816 | -0.0089847 | 831.6816 | -0.0038024 | 831.6816 | -0.0053661 | 960.22 | 0.031182 | 831.4841 | 0.046102 | 831.4841 | 1.5899 | 831.6816 | 3.9022 | 959.9151 | 0.00026087 | 831.4841 | 10.0625 | 964.4991 | 0.0016217 | 960.22 | 9.2862 | 831.4841 | 0.0090425 | 1033.1401 | 0.41813 |  |  | 1247.7211 | 0.08147 | 1035.7015 | 0.013132 | 1161.726 | 0 | 1160.9321 | 0 | 1160.9253 | 0.003533 | 831.484 | 0.021106 | 831.6816 | 0.0064591 | 831.4841 | 0.022042 | 831.4841 | 0.022158 | 831.6816 | #REF! | 831.4841 | 0.017008 | 827.4415 | 0.059988
| 394.1685 | 0 | 394.1685 | -0.03883 | 394.1685 | 0.032674 | 394.1685 | 0.022918 | 394.1685 | 0.0012228 | 394.1685 | 0.025132 | 645.1269 | 0 | 831.7228 | 0.053872 | 394.1685 | 6.9614 | 645.1269 | 0 | 831.7228 | 0.013832 | 831.7228 | 0.0072199 | 822.5975 | 0 | 831.7228 | 0.034728 | 831.7228 | 0 |  |  | 827.1594 | 0.026841 | 831.7228 | 0.050255 | 831.9204 | 0.055125 | 831.9204 | 0.026191 | 831.9204 | 0.002908 | 645.1269 | 0.019434 | 831.9203 | 0.0073113 | 831.9203 | 0.0046408 |  |  | 831.7228 | 0.022903 | 826.44 | 0.01026 | 831.9204 | 0.0031306 | 831.7228 | 0.0084216 | 647.6074 | 9.9089e-06 | 831.9204 | 0.046402 | 831.9203 | 0.010503 | 831.7228 | 0.019877 | 831.9204 | 0.0058829 | 831.9204 | 0.0021964 | 831.9204 | 0.016944 | 960.3883 | 0.031716 | 831.7228 | 0.069006 | 831.7228 | 1.5328 | 831.9203 | 3.762 | 960.0843 | 0.00017392 | 831.7228 | 10.2326 | 964.67 | 0.00029555 | 960.3883 | 9.2244 | 831.7228 | 0.0090425 | 1033.2463 | 0.4195 |  |  | 1247.7974 | 0.081086 | 1035.7146 | 0.013122 | 1161.7921 | 0 | 1160.9982 | 0 | 1160.9913 | 0.0035512 | 831.723 | 0.021947 | 831.9203 | 0.01479 | 831.7228 | 0.0459 | 831.7228 | 0.022158 | 831.9203 | #REF! | 831.7228 | 0.050707 | 827.6792 | 0.060139
| 394.248 | 0 | 394.248 | 0.0034762 | 394.248 | 0.031904 | 394.248 | -0.0085943 | 394.248 | 0.0082391 | 394.248 | 0.016686 | 645.2484 | 0.029129 | 831.9615 | -0.029513 | 394.248 | 6.8456 | 645.2484 | 0.0081994 | 831.9615 | -0.14811 | 831.9615 | -0.015867 | 822.834 | 0 | 831.9615 | -0.070504 | 831.9615 | 0 |  |  | 827.3956 | -0.028862 | 831.9615 | -0.087333 | 832.1591 | 0 | 832.1591 | 0 | 832.1591 | -0.0052065 | 645.2484 | 0.017135 | 832.1591 | 0 | 832.1591 | 0 |  |  | 831.9615 | 0.00092761 | 826.68 | 0.012359 | 832.1591 | 0 | 831.9615 | -0.00033597 | 647.7276 | 9.9089e-06 | 832.1591 | 0 | 832.1591 | 0 | 831.9615 | -0.013753 | 832.1591 | -0.0072652 | 832.1591 | -0.0026345 | 832.1591 | -0.0053967 | 960.5567 | 0.032837 | 831.9615 | 0.030805 | 831.9615 | 1.4519 | 832.1591 | 3.6926 | 960.2535 | 0 | 831.9615 | 10.2935 | 964.8409 | 0.00083633 | 960.5567 | 9.1594 | 831.9615 | 0.0090425 | 1033.3525 | 0.42102 |  |  | 1247.8737 | 0.080707 | 1035.7278 | 0.013112 | 1161.8583 | 0 | 1161.0642 | 0 | 1161.0574 | 0.003566 | 831.961 | 0.02113 | 832.1591 | 0.012441 | 831.9615 | 0.031508 | 831.9615 | 0.023042 | 832.1591 | #REF! | 831.9615 | 0.021731 | 827.9168 | 0.059086
| 394.3275 | 0 | 394.3275 | 0.0066932 | 394.3275 | 0.033672 | 394.3275 | 0.022389 | 394.3275 | 0.0096374 | 394.3275 | 0.029518 | 645.37 | 0 | 832.2002 | 0.0063897 | 394.3275 | 6.8231 | 645.37 | 0 | 832.2002 | -0.090826 | 832.2002 | 0.0053849 | 823.0705 | 0 | 832.2002 | 0.031975 | 832.2002 | 0 |  |  | 827.6318 | 0.018178 | 832.2002 | 0.056562 | 832.3978 | 0.050951 | 832.3978 | 0.013388 | 832.3978 | 0.0023014 | 645.37 | 0.0058338 | 832.3978 | 0.0057728 | 832.3978 | 0.0052707 |  |  | 832.2002 | 0.016812 | 826.92 | -0.0037309 | 832.3978 | 0.0074893 | 832.2002 | 0.010248 | 647.8478 | 0 | 832.3978 | 0.022333 | 832.3978 | 0.0086247 | 832.2002 | 0.045644 | 832.3978 | 0.0041143 | 832.3978 | 0.0031519 | 832.3978 | 0.017418 | 960.725 | 0.029634 | 832.2002 | 0.075392 | 832.2002 | 1.4403 | 832.3978 | 3.5288 | 960.4227 | 0.00069566 | 832.2002 | 10.4662 | 965.0118 | 0.00051287 | 960.725 | 9.0912 | 832.2002 | 0.0090425 | 1033.4589 | 0.42237 |  |  | 1247.9499 | 0.080322 | 1035.741 | 0.0131 | 1161.9244 | 0 | 1161.1302 | 0 | 1161.1234 | 0.0035739 | 832.2 | 0.019447 | 832.3978 | 0.016551 | 832.2002 | 0.046808 | 832.2002 | 0.022158 | 832.3978 | #REF! | 832.2002 | 0.050494 | 828.1545 | 0.059119
| 394.407 | 0 | 394.407 | -0.00038509 | 394.407 | 0.031705 | 394.407 | -0.011957 | 394.407 | 0.0054126 | 394.407 | 0.015632 | 645.4915 | 0.014343 | 832.439 | -0.09452 | 394.407 | 6.6913 | 645.4915 | 0.021708 | 832.439 | -0.22084 | 832.439 | -0.022883 | 823.3069 | 0 | 832.439 | -0.065402 | 832.439 | 0 |  |  | 827.868 | -0.015819 | 832.439 | -0.084814 | 832.6366 | 0 | 832.6366 | 0 | 832.6366 | -0.0091144 | 645.4915 | 0.0076611 | 832.6366 | 0 | 832.6366 | 0 |  |  | 832.439 | 0.0029753 | 827.16 | -0.018072 | 832.6366 | 0 | 832.439 | -0.001216 | 647.9679 | 0 | 832.6366 | 0 | 832.6366 | 0 | 832.439 | -0.021621 | 832.6366 | -0.01335 | 832.6366 | -0.0080792 | 832.6366 | -0.0054866 | 960.8934 | 0.02974 | 832.439 | 0.042448 | 832.439 | 1.3785 | 832.6366 | 3.4536 | 960.5919 | 0.00078262 | 832.439 | 10.5424 | 965.1827 | 0.00066473 | 960.8934 | 9.039 | 832.439 | 0.0090425 | 1033.5652 | 0.42266 |  |  | 1248.0261 | 0.079943 | 1035.754 | 0.013089 | 1161.9905 | 0 | 1161.1963 | 0 | 1161.1895 | 0.0035705 | 832.439 | 0.021154 | 832.6366 | 0.0042938 | 832.439 | 0.019449 | 832.439 | 0.023927 | 832.6366 | #REF! | 832.439 | 0.016689 | 828.3922 | 0.05882
| 394.4865 | 0 | 394.4865 | -0.0034844 | 394.4865 | 0.033073 | 394.4865 | 0.021206 | 394.4865 | 0.0072318 | 394.4865 | 0.024588 | 645.6131 | 0 | 832.6777 | -0.0023859 | 394.4865 | 6.7096 | 645.6131 | 0 | 832.6777 | 0.053122 | 832.6777 | 0.0023216 | 823.5435 | 0 | 832.6777 | 0.031432 | 832.6777 | 0 |  |  | 828.1042 | 0.02637 | 832.6777 | 0.035722 | 832.8753 | 0.035469 | 832.8753 | 0.011308 | 832.8753 | 0.00073732 | 645.6131 | 0.022464 | 832.8754 | 0.0049136 | 832.8754 | 0.0033087 |  |  | 832.6777 | 0.022054 | 827.4 | 0.0015157 | 832.8753 | 0.0069353 | 832.6777 | 0.016133 | 648.0881 | 7.6223e-07 | 832.8753 | 0.029997 | 832.8754 | 0.010863 | 832.6777 | 0.018851 | 832.8753 | 0.0009024 | 832.8753 | 0.0013327 | 832.8753 | 0.012005 | 961.0617 | 0.04122 | 832.6777 | 0.079937 | 832.6777 | 1.3454 | 832.8754 | 3.3286 | 960.7612 | 0 | 832.6777 | 10.7043 | 965.3536 | 0.0018483 | 961.0617 | 8.9828 | 832.6777 | 0.0090425 | 1033.6714 | 0.4231 |  |  | 1248.1024 | 0.079564 | 1035.7672 | 0.013076 | 1162.0566 | 0 | 1161.2623 | 0 | 1161.2555 | 0.0035523 | 832.678 | 0.018919 | 832.8754 | 0.014166 | 832.6777 | 0.046678 | 832.6777 | 0.022158 | 832.8754 | #REF! | 832.6777 | 0.043889 | 828.6299 | 0.058726
| 394.566 | 0 | 394.566 | 0.01154 | 394.566 | 0.031191 | 394.566 | -0.017158 | 394.566 | 0.0035332 | 394.566 | 0.018759 | 645.7346 | 0.0087231 | 832.9165 | -0.069696 | 394.566 | 6.52 | 645.7346 | 0.042557 | 832.9165 | -0.13462 | 832.9165 | -0.033786 | 823.7799 | 0 | 832.9165 | -0.079858 | 832.9165 | 0 |  |  | 828.3405 | -0.012192 | 832.9165 | -0.1184 | 833.1141 | 0 | 833.1141 | 0 | 833.1141 | -0.0097889 | 645.7346 | 0.031972 | 833.1141 | 0 | 833.1141 | 0 |  |  | 832.9165 | 0.0046112 | 827.63 | 0.0043138 | 833.1141 | 0 | 832.9165 | 0.00079663 | 648.2083 | 4.5733e-06 | 833.1141 | 0 | 833.1141 | 0 | 832.9165 | -0.023613 | 833.1141 | -0.0071412 | 833.1141 | -0.0041382 | 833.1141 | -0.01027 | 961.2301 | 0.020023 | 832.9165 | 0.033971 | 832.9165 | 1.2765 | 833.1141 | 3.2419 | 960.9304 | 0.00026087 | 832.9165 | 10.7833 | 965.5245 | 0.0001415 | 961.2301 | 8.9293 | 832.9165 | 0.0090425 | 1033.7777 | 0.42421 |  |  | 1248.1787 | 0.079185 | 1035.7804 | 0.013063 | 1162.1228 | 0 | 1161.3284 | 0 | 1161.3215 | 0.0035171 | 832.916 | 0.020794 | 833.1141 | 0.0089914 | 832.9165 | 0.024506 | 832.9165 | 0.022158 | 833.1141 | #REF! | 832.9165 | 0.014098 | 828.8676 | 0.058476
| 394.6455 | 0 | 394.6455 | 0.033857 | 394.6455 | 0.033301 | 394.6455 | 0.012891 | 394.6455 | 0.0069461 | 394.6455 | 0.026369 | 645.8562 | 0 | 833.1552 | 0.045747 | 394.6455 | 6.52 | 645.8562 | 0 | 833.1552 | 0.03944 | 833.1552 | 0.010282 | 824.0164 | 0 | 833.1552 | 0.044014 | 833.1552 | 0 |  |  | 828.5767 | 0.023633 | 833.1552 | 0.05394 | 833.3529 | 0.050333 | 833.3529 | 0.019561 | 833.3529 | 0.0085716 | 645.8562 | 0.020061 | 833.3529 | 0.0062437 | 833.3529 | 0.0017254 |  |  | 833.1552 | 0.025844 | 827.87 | -0.015623 | 833.3529 | 0.012889 | 833.1552 | 0.01248 | 648.3285 | 4.5733e-06 | 833.3529 | 0.032483 | 833.3529 | 0.0073744 | 833.1552 | 0.022944 | 833.3529 | 0.0050841 | 833.3529 | 0.0025023 | 833.3529 | 0.012949 | 961.3984 | 0.034172 | 833.1552 | 0.065807 | 833.1552 | 1.25 | 833.3529 | 3.1297 | 961.0996 | 0.00017392 | 833.1552 | 10.9715 | 965.6954 | 0.0013262 | 961.3984 | 8.8665 | 833.1552 | 0.012659 | 1033.884 | 0.42509 |  |  | 1248.2551 | 0.078812 | 1035.7935 | 0.01305 | 1162.189 | 0 | 1161.3945 | 0 | 1161.3876 | 0.0034671 | 833.155 | 0.022837 | 833.3529 | 0.020111 | 833.1552 | 0.050308 | 833.1552 | 0.022158 | 833.3529 | #REF! | 833.1552 | 0.066686 | 829.1053 | 0.058157
| 394.725 | 0 | 394.725 | -0.01338 | 394.725 | 0.032218 | 394.725 | -0.014137 | 394.725 | 0.010254 | 394.725 | 0.010625 | 645.9778 | 0 | 833.394 | -0.041073 | 394.725 | 6.3618 | 645.9778 | 0.042127 | 833.394 | -0.15051 | 833.394 | -0.027052 | 824.2529 | 0 | 833.394 | -0.065576 | 833.394 | 0 |  |  | 828.813 | -0.017758 | 833.394 | -0.085654 | 833.5917 | 0 | 833.5917 | 0 | 833.5917 | -0.007187 | 645.9778 | 0.0046954 | 833.5917 | 0 | 833.5917 | 0 |  |  | 833.394 | 0.00061367 | 828.11 | 0.0029147 | 833.5917 | 0 | 833.394 | 0.0024313 | 648.4487 | 4.1923e-06 | 833.5917 | 0 | 833.5917 | 0 | 833.394 | -0.039386 | 833.5917 | -0.0098948 | 833.5917 | -0.0044338 | 833.5917 | -0.012185 | 961.5668 | 0.022746 | 833.394 | 0.042973 | 833.394 | 1.1719 | 833.5917 | 3.0647 | 961.2688 | 0.00026087 | 833.394 | 11.0899 | 965.8664 | 0.00077222 | 961.5668 | 8.8033 | 833.394 | 0.0090425 | 1033.9904 | 0.42589 |  |  | 1248.3314 | 0.078433 | 1035.8066 | 0.013035 | 1162.2551 | 0 | 1161.4606 | 0 | 1161.4537 | 0.0034046 | 833.394 | 0.019832 | 833.5917 | 0.008551 | 833.394 | 0.024765 | 833.394 | 0.022158 | 833.5917 | #REF! | 833.394 | 0.016554 | 829.343 | 0.057612
| 394.8045 | 0 | 394.8045 | -0.0089303 | 394.8045 | 0.033643 | 394.8045 | 0.013981 | 394.8045 | 0.007758 | 394.8045 | 0.026225 | 646.0994 | 0 | 833.6328 | 0.025185 | 394.8045 | 6.424 | 646.0994 | 0.0014942 | 833.6328 | -0.0089309 | 833.6328 | 0.014761 | 824.4894 | 0 | 833.6328 | 0.049532 | 833.6328 | 0 |  |  | 829.0492 | 0.012204 | 833.6328 | -0.025842 | 833.8305 | 0.021463 | 833.8305 | 0.02665 | 833.8305 | 0.0033584 | 646.0994 | 0.012329 | 833.8305 | 0.0083193 | 833.8304 | 0.0021869 |  |  | 833.6328 | 0.020145 | 828.35 | 0.017256 | 833.8305 | 0.0049296 | 833.6328 | 0.011973 | 648.5689 | 0 | 833.8305 | 0.024168 | 833.8304 | 0.0079899 | 833.6328 | 0.02359 | 833.8305 | 6.7642e-05 | 833.8305 | -0.00089102 | 833.8305 | 0.011983 | 961.7351 | 0.032784 | 833.6328 | 0.07129 | 833.6328 | 1.1656 | 833.8304 | 2.9339 | 961.438 | 0.00017392 | 833.6328 | 11.2376 | 966.0373 | 0.0011759 | 961.7351 | 8.723 | 833.6328 | 0.0090425 | 1034.0968 | 0.42675 |  |  | 1248.4077 | 0.078059 | 1035.8197 | 0.013021 | 1162.3214 | 0 | 1161.5266 | 0 | 1161.5198 | 0.0033376 | 833.633 | 0.016346 | 833.8305 | 0.0149 | 833.6328 | 0.042788 | 833.6328 | 0.020389 | 833.8304 | #REF! | 833.6328 | 0.050707 | 829.5807 | 0.057811
| 394.884 | 0 | 394.884 | 0.007526 | 394.884 | 0.032731 | 394.884 | -0.014573 | 394.884 | 0.0032626 | 394.884 | 0.018643 | 646.221 | 0.012236 | 833.8716 | -0.15641 | 394.884 | 6.2515 | 646.221 | 0.032885 | 833.8716 | -0.12322 | 833.8716 | -0.038113 | 824.726 | 0 | 833.8716 | -0.060743 | 833.8716 | 0 |  |  | 829.2855 | -0.01794 | 833.8716 | -0.076953 | 834.0693 | 0 | 834.0693 | 0 | 834.0693 | -0.013123 | 646.221 | 0.0061784 | 834.0693 | 0 | 834.0693 | 0 |  |  | 833.8716 | 0.0055573 | 828.59 | -0.0019821 | 834.0693 | 0 | 833.8716 | -0.005124 | 648.6891 | 4.5733e-06 | 834.0693 | 0 | 834.0693 | 0 | 833.8716 | -0.028896 | 834.0693 | -0.010972 | 834.0693 | -0.0082374 | 834.0693 | -0.010611 | 961.9035 | 0.031823 | 833.8716 | 0.024269 | 833.8716 | 1.1225 | 834.0693 | 2.8459 | 961.6073 | 0.00026087 | 833.8716 | 11.2967 | 966.2082 | 0.00015686 | 961.9035 | 8.6446 | 833.8716 | 0.0090425 | 1034.2032 | 0.42816 |  |  | 1248.484 | 0.07769 | 1035.8329 | 0.013006 | 1162.3876 | 0 | 1161.5928 | 0 | 1161.5859 | 0.0032728 | 833.872 | 0.017813 | 834.0693 | -0.0035879 | 833.8716 | 0.020486 | 833.8716 | 0.021273 | 834.0693 | #REF! | 833.8716 | 0.027484 | 829.8184 | 0.057618
| 394.9635 | 0 | 394.9635 | -0.0054445 | 394.9635 | 0.0339 | 394.9635 | 0.022046 | 394.9635 | 0.0067356 | 394.9635 | 0.027495 | 646.3426 | 0 | 834.1103 | 0.004843 | 394.9635 | 6.2566 | 646.3426 | 0 | 834.1103 | 0.056192 | 834.1104 | -0.006248 | 824.9625 | 0 | 834.1103 | 0.040146 | 834.1104 | 0 |  |  | 829.5218 | 0.016739 | 834.1104 | -0.007299 | 834.3081 | 0.035042 | 834.3081 | 0.0051369 | 834.3081 | 0.0023395 | 646.3426 | 0.0090966 | 834.3081 | 0.0083571 | 834.3081 | 0.0017072 |  |  | 834.1103 | 0.011335 | 828.83 | 0.0011659 | 834.3081 | 0 | 834.1104 | 0.0077621 | 648.8093 | 4.5733e-06 | 834.3081 | 0.026478 | 834.3081 | 0.004578 | 834.1104 | 0.001888 | 834.3081 | 2.635e-05 | 834.3081 | -0.00095637 | 834.3081 | 0.01268 | 962.0718 | 0.03209 | 834.1103 | 0.05928 | 834.1103 | 1.0836 | 834.3081 | 2.7721 | 961.7765 | 0 | 834.1103 | 11.4428 | 966.3791 | 0.001336 | 962.0718 | 8.5653 | 834.1104 | 0.018085 | 1034.3097 | 0.42938 |  |  | 1248.5604 | 0.077316 | 1035.8461 | 0.01299 | 1162.4537 | 0 | 1161.6588 | 0 | 1161.652 | 0.0032194 | 834.11 | 0.021034 | 834.3081 | 0.011817 | 834.1104 | 0.04201 | 834.1104 | 0.023042 | 834.3081 | #REF! | 834.1104 | 0.049641 | 830.0562 | 0.057303
| 395.043 | 0 | 395.043 | -0.030074 | 395.043 | 0.032702 | 395.043 | -0.017905 | 395.043 | 0.011156 | 395.043 | 0.017277 | 646.4642 | 0 | 834.3491 | -0.093774 | 395.043 | 6.0907 | 646.4642 | 0.042772 | 834.3491 | -0.1294 | 834.3492 | -0.037056 | 825.1991 | 0 | 834.3491 | -0.071487 | 834.3492 | 0 |  |  | 829.7581 | -0.0052755 | 834.3492 | -0.078991 | 834.5469 | 0 | 834.5469 | 0 | 834.5469 | -0.014811 | 646.4642 | 0.026016 | 834.5469 | 0 | 834.5469 | 0 |  |  | 834.3491 | -0.0036924 | 829.07 | 0.0043138 | 834.5469 | 0 | 834.3492 | -0.0033182 | 648.9295 | 6.0978e-06 | 834.5469 | 0 | 834.5469 | 0 | 834.3492 | -0.010946 | 834.5469 | -0.0098404 | 834.5469 | -0.0097205 | 834.5469 | -0.017331 | 962.2402 | 0.014096 | 834.3491 | 0.012447 | 834.3491 | 1.0059 | 834.5469 | 2.6671 | 961.9457 | 0 | 834.3491 | 11.4992 | 966.5501 | 0.0001426 | 962.2402 | 8.4999 | 834.3492 | 0.014468 | 1034.4161 | 0.42981 |  |  | 1248.6367 | 0.076947 | 1035.8591 | 0.012973 | 1162.5199 | 0 | 1161.725 | 0 | 1161.7181 | 0.003183 | 834.349 | 0.020457 | 834.5469 | 0.0028458 | 834.3492 | 0.022431 | 834.3492 | 0.022158 | 834.5469 | #REF! | 834.3492 | 0.014431 | 830.2939 | 0.056522
| 395.1225 | 0 | 395.1226 | -0.0021879 | 395.1225 | 0.034356 | 395.1225 | 0.01915 | 395.1225 | 0.0080737 | 395.1226 | 0.027881 | 646.5858 | 0 | 834.588 | 0.034989 | 395.1225 | 6.0919 | 646.5858 | 0 | 834.588 | -0.023246 | 834.588 | 0.0073469 | 825.4356 | 0 | 834.588 | 0.029104 | 834.588 | 0 |  |  | 829.9943 | 0.011127 | 834.588 | 0.078953 | 834.7857 | 0.0070099 | 834.7857 | 0.013292 | 834.7857 | 0.0037743 | 646.5858 | 0.017135 | 834.7857 | 0.0057193 | 834.7857 | 0.0020016 |  |  | 834.588 | 0.01871 | 829.3 | 0.0011659 | 834.7857 | 0.0042669 | 834.588 | 0.012988 | 649.0497 | 4.5733e-06 | 834.7857 | 0.028389 | 834.7857 | 0.011185 | 834.588 | 0.023178 | 834.7857 | 0.0026551 | 834.7857 | 0.00071339 | 834.7857 | 0.012124 | 962.4085 | 0.033692 | 834.588 | 0.065636 | 834.588 | 1.0116 | 834.7857 | 2.6001 | 962.115 | 0 | 834.588 | 11.6962 | 966.721 | 0.0010695 | 962.4085 | 8.4267 | 834.588 | 0.0090425 | 1034.5227 | 0.4311 |  |  | 1248.7131 | 0.076579 | 1035.8723 | 0.012957 | 1162.5862 | 0 | 1161.7911 | 0 | 1161.7842 | 0.0031682 | 834.588 | 0.01863 | 834.7857 | 0.017836 | 834.588 | 0.048234 | 834.588 | 0.021273 | 834.7857 | #REF! | 834.588 | 0.055181 | 830.5317 | 0.056596
| 395.2021 | 0 | 395.2021 | 0.0035514 | 395.2021 | 0.032075 | 395.2021 | -0.026468 | 395.2021 | 0.013802 | 395.2021 | 0.013329 | 646.7075 | 0.023069 | 834.8268 | -0.0017984 | 395.2021 | 5.9974 | 646.7075 | 0.01938 | 834.8268 | -0.21179 | 834.8268 | -0.028325 | 825.6722 | 0 | 834.8268 | -0.068205 | 834.8268 | 0 |  |  | 830.2307 | -0.027997 | 834.8268 | -0.11588 | 835.0246 | 0 | 835.0246 | 0 | 835.0246 | -0.0072364 | 646.7075 | 0.0067713 | 835.0246 | 0 | 835.0245 | 0 |  |  | 834.8268 | 0.0092768 | 829.54 | 0.00011659 | 835.0246 | 0 | 834.8268 | 0.003245 | 649.1699 | 1.2196e-05 | 835.0246 | 0 | 835.0245 | 0 | 834.8268 | -0.012566 | 835.0246 | -0.009178 | 835.0246 | -0.0057627 | 835.0246 | -0.0039131 | 962.5769 | 0.022532 | 834.8268 | 0.032087 | 834.8268 | 0.93667 | 835.0245 | 2.5121 | 962.2842 | 0.00078262 | 834.8268 | 11.7565 | 966.8919 | 0.00020293 | 962.5769 | 8.3524 | 834.8268 | 0.016276 | 1034.6291 | 0.43325 |  |  | 1248.7895 | 0.07621 | 1035.8855 | 0.012939 | 1162.6523 | 0 | 1161.8572 | 0 | 1161.8503 | 0.0031739 | 834.827 | 0.020193 | 835.0246 | 0.010569 | 834.8268 | 0.027099 | 834.8268 | 0.022158 | 835.0245 | #REF! | 834.8268 | 0.013034 | 830.7694 | 0.056125
| 395.2816 | 0 | 395.2816 | 0.017503 | 395.2816 | 0.033102 | 395.2816 | 0.022358 | 395.2816 | 0.0065402 | 395.2816 | 0.02975 | 646.8291 | 0 | 835.0656 | -0.013371 | 395.2816 | 6.0387 | 646.8291 | 0 | 835.0656 | 0.025671 | 835.0656 | 0.0075655 | 825.9088 | 0 | 835.0656 | 0.034564 | 835.0656 | 0 |  |  | 830.467 | 0.017477 | 835.0656 | 0.035433 | 835.2634 | 0.05307 | 835.2634 | 0.021634 | 835.2634 | 2.5291e-05 | 646.8291 | 0.026016 | 835.2634 | 0.0092696 | 835.2634 | 0.0050588 |  |  | 835.0656 | 0.010691 | 829.78 | 0.019704 | 835.2634 | 3.4997e-05 | 835.0656 | 0.017706 | 649.2901 | 1.1433e-05 | 835.2634 | 0.01556 | 835.2634 | 0.0060002 | 835.0656 | 0.039386 | 835.2634 | 0.00094481 | 835.2634 | 0.0033542 | 835.2634 | 0.018225 | 962.7453 | 0.028085 | 835.0656 | 0.05957 | 835.0656 | 0.94078 | 835.2634 | 2.3981 | 962.4534 | 0 | 835.0656 | 11.9139 | 967.0628 | 0.0014391 | 962.7453 | 8.2523 | 835.0656 | 0.0090425 | 1034.7357 | 0.43478 |  |  | 1248.8658 | 0.075841 | 1035.8986 | 0.012922 | 1162.7186 | 0 | 1161.9233 | 0 | 1161.9165 | 0.0032 | 835.066 | 0.016394 | 835.2634 | 0.013762 | 835.0656 | 0.042918 | 835.0656 | 0.021273 | 835.2634 | #REF! | 835.0656 | 0.042185 | 831.0072 | 0.056181
| 395.3611 | 0 | 395.3611 | -0.043561 | 395.3611 | 0.032047 | 395.3611 | -0.017562 | 395.3611 | 0.0089758 | 395.3611 | 0.013745 | 646.9508 | 0.022482 | 835.3044 | -0.063673 | 395.3611 | 5.8978 | 646.9508 | 0.017144 | 835.3044 | -0.076089 | 835.3044 | -0.028237 | 826.1453 | 0 | 835.3044 | -0.079125 | 835.3044 | 0 |  |  | 830.7033 | -0.030472 | 835.3044 | -0.078352 | 835.5023 | 0 | 835.5023 | 0 | 835.5023 | -0.009155 | 646.9508 | 0.016299 | 835.5023 | 0 | 835.5023 | 0 |  |  | 835.3044 | 0.0010321 | 830.02 | -0.017023 | 835.5023 | 0 | 835.3044 | -8.3993e-05 | 649.4103 | 1.1433e-05 | 835.5023 | 0 | 835.5023 | 0 | 835.3044 | -0.015311 | 835.5023 | -0.005616 | 835.5023 | -0.0024858 | 835.5023 | -0.0077896 | 962.9136 | 0.025522 | 835.3044 | 0.043608 | 835.3044 | 0.91883 | 835.5023 | 2.3468 | 962.6227 | 0 | 835.3044 | 12.0599 | 967.2338 | 0.00029068 | 962.9136 | 8.1534 | 835.3044 | 0.0090425 | 1034.8423 | 0.43576 |  |  | 1248.9423 | 0.075477 | 1035.9117 | 0.012903 | 1162.7848 | 0 | 1161.9895 | 0 | 1161.9827 | 0.0032421 | 835.304 | 0.015986 | 835.5023 | 0.0063857 | 835.3044 | 0.025284 | 835.3044 | 0.017691 | 835.5023 | #REF! | 835.3044 | 0.013007 | 831.245 | 0.055518
| 395.4406 | 0 | 395.4406 | -0.014697 | 395.4406 | 0.033985 | 395.4406 | 0.018683 | 395.4406 | 0.01096 | 395.4406 | 0.030151 | 647.0724 | 0 | 835.5433 | 0.0045624 | 395.4406 | 5.9218 | 647.0724 | 0 | 835.5433 | 0.18089 | 835.5433 | 0.0099275 | 826.382 | 0 | 835.5433 | 0.032563 | 835.5433 | 0 |  |  | 830.9396 | 0.013989 | 835.5433 | 0.0075109 | 835.7411 | 0.045536 | 835.7411 | 0.025965 | 835.7411 | -5.34e-05 | 647.0724 | 0.0082067 | 835.7411 | 0.0055338 | 835.7411 | 0.0036025 |  |  | 835.5433 | 0.013668 | 830.26 | -0.0037309 | 835.7411 | 0.0072919 | 835.5433 | 0.010958 | 649.5305 | 4.5733e-06 | 835.7411 | 0.030762 | 835.7411 | 0.0087762 | 835.5433 | 0.044907 | 835.7411 | 0.0033835 | 835.7411 | 0.0019273 | 835.7411 | 0.016515 | 963.082 | 0.031342 | 835.5433 | 0.054714 | 835.5433 | 0.87747 | 835.7411 | 2.252 | 962.7919 | 0 | 835.5433 | 12.2096 | 967.4047 | 0.0014446 | 963.082 | 8.0481 | 835.5433 | 0.0090425 | 1034.9489 | 0.43677 |  |  | 1249.0187 | 0.075114 | 1035.9249 | 0.012885 | 1162.8511 | 0 | 1162.0557 | 0 | 1162.0488 | 0.0032944 | 835.543 | 0.017428 | 835.7411 | 0.014937 | 835.5433 | 0.046808 | 835.5433 | 0.017691 | 835.7411 | #REF! | 835.5433 | 0.050281 | 831.4828 | 0.055855
| 395.5202 | 0 | 395.5202 | 0.0044794 | 395.5202 | 0.033672 | 395.5202 | -0.020271 | 395.5202 | 0.010058 | 395.5202 | 0.011478 | 647.1941 | 0.011884 | 835.7821 | 0.013159 | 395.5202 | 5.7736 | 647.1941 | 0.04922 | 835.7821 | -0.16883 | 835.7821 | -0.015738 | 826.6185 | 0 | 835.7821 | -0.060935 | 835.7821 | 0 |  |  | 831.176 | -0.020136 | 835.7821 | -0.088173 | 835.98 | 0 | 835.98 | 0 | 835.98 | -0.0036382 | 647.1941 | 0.01033 | 835.98 | 0 | 835.98 | 0 |  |  | 835.7821 | -0.0011198 | 830.5 | -0.015623 | 835.98 | 0 | 835.7821 | 0.0055806 | 649.6507 | 6.86e-06 | 835.98 | 0 | 835.98 | 0 | 835.7821 | -0.01423 | 835.98 | -0.0039963 | 835.98 | -0.0040365 | 835.98 | 0.002083 | 963.2503 | 0.024241 | 835.7821 | 0.030141 | 835.7821 | 0.83785 | 835.98 | 2.1949 | 962.9611 | 0.00026087 | 835.7821 | 12.2966 | 967.5757 | 0.00037624 | 963.2503 | 7.9663 | 835.7821 | 0.0090425 | 1035.0554 | 0.43746 |  |  | 1249.0951 | 0.07475 | 1035.938 | 0.012866 | 1162.9174 | 0 | 1162.1218 | 0 | 1162.1149 | 0.0033512 | 835.782 | 0.015169 | 835.98 | 0.014313 | 835.7821 | 0.025543 | 835.7821 | 0.01862 | 835.98 | #REF! | 835.7821 | 0.033236 | 831.7206 | 0.055307
| 395.5997 | 0 | 395.5997 | 0.025421 | 395.5997 | 0.035097 | 395.5997 | 0.016846 | 395.5997 | 0.0076377 | 395.5997 | 0.02618 | 647.3158 | 0 | 836.021 | 0.047161 | 395.5997 | 5.788 | 647.3158 | 0 | 836.021 | 0.075104 | 836.0209 | 0.018378 | 826.8551 | 0 | 836.021 | 0.041824 | 836.0209 | 0 |  |  | 831.4123 | 0.020209 | 836.0209 | 0.038885 | 836.2189 | 0.039506 | 836.2189 | 0.025529 | 836.2189 | 0.002466 | 647.3158 | 0.018911 | 836.2189 | 0.0066299 | 836.2189 | 0.0057371 |  |  | 836.021 | 0.019398 | 830.74 | -0.00023318 | 836.2189 | 0.004858 | 836.0209 | 0.0084723 | 649.7709 | 1.0671e-05 | 836.2189 | 0.025323 | 836.2189 | 0.012635 | 836.0209 | 0.043435 | 836.2189 | 0.0070642 | 836.2189 | 0.0025125 | 836.2189 | 0.016741 | 963.4187 | 0.028459 | 836.021 | 0.060164 | 836.021 | 0.8358 | 836.2189 | 2.1258 | 963.1304 | 0 | 836.021 | 12.4381 | 967.7466 | 0.001483 | 963.4187 | 7.8869 | 836.0209 | 0.0090425 | 1035.1621 | 0.43788 |  |  | 1249.1715 | 0.074386 | 1035.9512 | 0.012846 | 1162.9835 | 0 | 1162.188 | 0 | 1162.1811 | 0.0034069 | 836.021 | 0.015721 | 836.2189 | 0.016955 | 836.0209 | 0.040973 | 836.0209 | 0.01862 | 836.2189 | #REF! | 836.0209 | 0.057098 | 831.9584 | 0.055605
| 395.6792 | 0 | 395.6792 | -0.023178 | 395.6792 | 0.034356 | 395.6792 | -0.0089369 | 395.6792 | 0.010254 | 395.6792 | 0.016182 | 647.4375 | 0.010831 | 836.2598 | -0.035395 | 395.6792 | 5.6504 | 647.4375 | 0.026437 | 836.2598 | -0.13474 | 836.2598 | -0.017992 | 827.0917 | 0 | 836.2598 | -0.067651 | 836.2598 | 0 |  |  | 831.6487 | -0.016932 | 836.2598 | -0.045904 | 836.4577 | 0 | 836.4577 | 0 | 836.4577 | -0.0053908 | 647.4375 | 0.036151 | 836.4578 | 0 | 836.4578 | 0 |  |  | 836.2598 | 0.00082082 | 830.97 | -0.0065291 | 836.4577 | 0 | 836.2598 | 0.0035877 | 649.8911 | 1.9437e-05 | 836.4577 | 0 | 836.4578 | 0 | 836.2598 | -0.024853 | 836.4577 | -0.0063663 | 836.4577 | -0.0038642 | 836.4577 | -0.0083511 | 963.587 | 0.03839 | 836.2598 | 0.012306 | 836.2598 | 0.77242 | 836.4578 | 2.0505 | 963.2997 | 0.00026087 | 836.2598 | 12.5501 | 967.9176 | 9.9819e-05 | 963.587 | 7.8282 | 836.2598 | 0.0090425 | 1035.2687 | 0.43873 |  |  | 1249.2479 | 0.074028 | 1035.9644 | 0.012826 | 1163.0498 | 0 | 1162.2541 | 0 | 1162.2473 | 0.003458 | 836.26 | 0.017693 | 836.4578 | 0.0089547 | 836.2598 | 0.026321 | 836.2598 | 0.017691 | 836.4578 | #REF! | 836.2598 | 0.01223 | 832.1962 | 0.054827
| 395.7588 | 0 | 395.7588 | -0.036455 | 395.7588 | 0.034784 | 395.7588 | 0.024351 | 395.7588 | 0.0096223 | 395.7588 | 0.024104 | 647.5592 | 0 | 836.4987 | -0.056671 | 395.7588 | 5.69 | 647.5592 | 0 | 836.4987 | 0.019116 | 836.4987 | 0.0089233 | 827.3284 | 0 | 836.4987 | 0.042755 | 836.4987 | 0 |  |  | 831.885 | 0.012914 | 836.4987 | 0.04805 | 836.6966 | 0.048078 | 836.6966 | 0.011356 | 836.6966 | 0.0015434 | 647.5592 | 0.022986 | 836.6966 | 0.006904 | 836.6967 | 0.0011978 |  |  | 836.4987 | 0.01409 | 831.21 | 0.0067623 | 836.6966 | 0.002828 | 836.4987 | 0.0017646 | 650.0113 | 2.1342e-05 | 836.6966 | 0.042772 | 836.6967 | 0.012111 | 836.4987 | 0.012522 | 836.6966 | 0.0016054 | 836.6966 | 0.001565 | 836.6966 | 0.015066 | 963.7554 | 0.026644 | 836.4987 | 0.045471 | 836.4987 | 0.7602 | 836.6967 | 1.9802 | 963.4689 | 0.00017392 | 836.4987 | 12.6655 | 968.0885 | 0.0015675 | 963.7554 | 7.7578 | 836.4987 | 0.012659 | 1035.3754 | 0.44013 |  |  | 1249.3243 | 0.073669 | 1035.9774 | 0.012806 | 1163.1161 | 0 | 1162.3203 | 0 | 1162.3135 | 0.0035023 | 836.499 | 0.017332 | 836.6966 | 0.012404 | 836.4987 | 0.041232 | 836.4987 | 0.017691 | 836.6967 | #REF! | 836.4987 | 0.03835 | 832.434 | 0.054941
| 395.8383 | 0 | 395.8383 | 0.015866 | 395.8383 | 0.033672 | 395.8383 | -0.017656 | 395.8383 | 0.010043 | 395.8383 | 0.014908 | 647.6809 | 0 | 836.7375 | -0.058534 | 395.8383 | 5.5384 | 647.6809 | 0.012299 | 836.7375 | -0.1628 | 836.7376 | -0.032892 | 827.565 | 0 | 836.7375 | -0.066107 | 836.7376 | 0 |  |  | 832.1214 | -0.017149 | 836.7376 | -0.051341 | 836.9355 | 0 | 836.9355 | 0 | 836.9355 | -0.0091983 | 647.6809 | 0.024867 | 836.9355 | 0 | 836.9356 | 0 |  |  | 836.7375 | 0.001028 | 831.45 | -0.0030314 | 836.9355 | 0 | 836.7376 | -0.0053269 | 650.1316 | 2.0199e-05 | 836.9355 | 0 | 836.9356 | 0 | 836.7376 | -0.054846 | 836.9355 | -0.013305 | 836.9355 | -0.007273 | 836.9355 | -0.01154 | 963.9238 | 0.024241 | 836.7375 | 0.019256 | 836.7375 | 0.71969 | 836.9355 | 1.9398 | 963.6382 | 0.00078262 | 836.7375 | 12.7648 | 968.2595 | 0.00051555 | 963.9238 | 7.6868 | 836.7376 | 0.018085 | 1035.4821 | 0.44098 |  |  | 1249.4009 | 0.073311 | 1035.9906 | 0.012786 | 1163.1824 | 0 | 1162.3865 | 0 | 1162.3796 | 0.0035364 | 836.738 | 0.019904 | 836.9355 | 0.0054682 | 836.7376 | 0.028136 | 836.7376 | 0.021273 | 836.9355 | #REF! | 836.7376 | 0.0030763 | 832.6718 | 0.054404
| 395.9178 | 0 | 395.9178 | -0.0057128 | 395.9178 | 0.03333 | 395.9178 | 0.018403 | 395.9178 | 0.0056381 | 395.9178 | 0.03016 | 647.8026 | 0 | 836.9764 | 0.054904 | 395.9178 | 5.6014 | 647.8026 | 0 | 836.9764 | 0.062824 | 836.9764 | 0.0072522 | 827.8016 | 0 | 836.9764 | 0.058293 | 836.9764 | 0 |  |  | 832.3578 | 0.021999 | 836.9764 | 0.062753 | 837.1745 | 0.026823 | 837.1745 | 0.00801 | 837.1745 | 0.0070391 | 647.8026 | 0.0058338 | 837.1744 | 0.0076897 | 837.1744 | 0.0064546 |  |  | 836.9764 | 0.010473 | 831.69 | -0.010726 | 837.1745 | 0.011208 | 836.9764 | 0.013444 | 650.2518 | 1.1433e-05 | 837.1745 | 0.040656 | 837.1744 | 0.011125 | 836.9764 | 0.03149 | 837.1745 | 0.0071058 | 837.1745 | 0.0035565 | 837.1745 | 0.025879 | 964.0921 | 0.034813 | 836.9764 | 0.067279 | 836.9764 | 0.72489 | 837.1744 | 1.8735 | 963.8074 | 0 | 836.9764 | 12.949 | 968.4304 | 0.0018933 | 964.0921 | 7.5981 | 836.9764 | 0.018085 | 1035.5887 | 0.44071 |  |  | 1249.4773 | 0.072952 | 1036.0038 | 0.012765 | 1163.2487 | 0 | 1162.4526 | 0 | 1162.4458 | 0.0035626 | 836.976 | 0.019904 | 837.1744 | 0.019047 | 836.9764 | 0.047715 | 836.9764 | 0.023042 | 837.1744 | #REF! | 836.9764 | 0.053476 | 832.9097 | 0.055381
| 395.9974 | 0 | 395.9974 | -0.013689 | 395.9974 | 0.03159 | 395.9974 | -0.015476 | 395.9974 | 0.0039993 | 395.9974 | 0.011924 | 647.9243 | 0.0080204 | 837.2153 | -0.033471 | 395.9974 | 5.4274 | 647.9243 | 0.03396 | 837.2153 | -0.17904 | 837.2153 | -0.018118 | 828.0383 | 0 | 837.2153 | -0.056075 | 837.2153 | 0 |  |  | 832.5942 | -0.017121 | 837.2153 | -0.081778 | 837.4134 | 0 | 837.4134 | 0 | 837.4134 | -0.0048053 | 647.9243 | 0.01212 | 837.4134 | 0 | 837.4134 | 0 |  |  | 837.2153 | 0.0076359 | 831.93 | -0.020171 | 837.4134 | 0 | 837.2153 | 0.00035417 | 650.372 | 2.2105e-05 | 837.4134 | 0 | 837.4134 | 0 | 837.2153 | -0.024456 | 837.4134 | -0.0078715 | 837.4134 | -0.0040928 | 837.4134 | -0.014368 | 964.2605 | 0.028352 | 837.2153 | 0.019245 | 837.2153 | 0.67837 | 837.4134 | 1.7977 | 963.9767 | 0.00026087 | 837.2153 | 13.1166 | 968.6014 | 0.00026874 | 964.2605 | 7.5211 | 837.2153 | 0.016276 | 1035.6954 | 0.44118 |  |  | 1249.5537 | 0.072594 | 1036.0168 | 0.012744 | 1163.3149 | 0 | 1162.5189 | 0 | 1162.5121 | 0.0035807 | 837.215 | 0.016947 | 837.4134 | 0.0052113 | 837.2153 | 0.021135 | 837.2153 | 0.017691 | 837.4134 | #REF! | 837.2153 | 0.011026 | 833.1475 | 0.053836
| 396.0769 | 0 | 396.0769 | -0.007781 | 396.0769 | 0.032759 | 396.0769 | 0.020334 | 396.0769 | 0.0069762 | 396.0769 | 0.025514 | 648.0461 | 0 | 837.4542 | 0.002602 | 396.0769 | 5.526 | 648.0461 | 0 | 837.4542 | 0.070896 | 837.4542 | 0.011516 | 828.2749 | 0 | 837.4542 | 0.045528 | 837.4542 | 0 |  |  | 832.8306 | 0.019948 | 837.4542 | 0.0473 | 837.6523 | 0.013578 | 837.6523 | 0.010062 | 837.6523 | 0.0020832 | 648.0461 | 0.018284 | 837.6523 | 0.00389 | 837.6523 | 0.0023929 |  |  | 837.4542 | 0.019219 | 832.17 | 0.019353 | 837.6523 | 0.0082208 | 837.4542 | 0.0088782 | 650.4922 | 2.058e-05 | 837.6523 | 0.0274 | 837.6523 | 0.0063138 | 837.4542 | 0.015439 | 837.6523 | 0.0019352 | 837.6523 | 0.0022662 | 837.6523 | 0.013946 | 964.4289 | 0.032464 | 837.4542 | 0.054327 | 837.4542 | 0.66004 | 837.6523 | 1.7341 | 964.1459 | 0 | 837.4542 | 13.1889 | 968.7723 | 0.0010629 | 964.4289 | 7.4371 | 837.4542 | 0.014468 | 1035.8022 | 0.44284 |  |  | 1249.6302 | 0.072241 | 1036.03 | 0.012723 | 1163.3812 | 0 | 1162.5851 | 0 | 1162.5783 | 0.0035898 | 837.454 | 0.017284 | 837.6523 | 0.016001 | 837.4542 | 0.044992 | 837.4542 | 0.017691 | 837.6523 | #REF! | 837.4542 | 0.04048 | 833.3853 | 0.054355
| 396.1565 | 0 | 396.1564 | 0.018085 | 396.1565 | 0.030707 | 396.1565 | -0.033007 | 396.1565 | 0.007743 | 396.1564 | 0.015116 | 648.1678 | 0.040077 | 837.6931 | -0.10113 | 396.1565 | 5.392 | 648.1678 | 0.014908 | 837.6931 | -0.16591 | 837.6931 | -0.044299 | 828.5116 | 0 | 837.6931 | -0.066771 | 837.6931 | 0 |  |  | 833.067 | -0.0078024 | 837.6931 | -0.14192 | 837.8912 | 0 | 837.8912 | 0 | 837.8912 | -0.012241 | 648.1678 | 0.015986 | 837.8912 | 0 | 837.8912 | 0 |  |  | 837.6931 | 0.0010296 | 832.41 | -0.0065291 | 837.8912 | 0 | 837.6931 | -0.0031259 | 650.6125 | 4.3447e-05 | 837.8912 | 0 | 837.8912 | 0 | 837.6931 | -0.02501 | 837.8912 | -0.010875 | 837.8912 | -0.0071113 | 837.8912 | -0.017056 | 964.5973 | 0.028993 | 837.6931 | 0.010573 | 837.6931 | 0.6416 | 837.8912 | 1.6947 | 964.3152 | 0.00078262 | 837.6931 | 13.3402 | 968.9433 | 0.00037624 | 964.5973 | 7.3586 | 837.6931 | 0.016276 | 1035.9092 | 0.44419 |  |  | 1249.7067 | 0.071887 | 1036.0432 | 0.012702 | 1163.4476 | 0 | 1162.6514 | 0 | 1162.6444 | 0.003591 | 837.693 | 0.016539 | 837.8912 | 0.002104 | 837.6931 | 0.019708 | 837.6931 | 0.017691 | 837.8912 | #REF! | 837.6931 | 0.014213 | 833.6232 | 0.053076
| 396.236 | 0 | 396.236 | 0.067274 | 396.236 | 0.032132 | 396.236 | 0.015507 | 396.236 | 0.013336 | 396.236 | 0.031743 | 648.2895 | 0 | 837.932 | 0.022076 | 396.236 | 5.5073 | 648.2895 | 0 | 837.932 | 0.034108 | 837.932 | 0.006879 | 828.7482 | 0 | 837.932 | 0.045184 | 837.932 | 0 |  |  | 833.3034 | 0.018147 | 837.932 | -0.030405 | 838.1302 | 0.055919 | 838.1302 | 0.026876 | 838.1302 | 0.0029704 | 648.2895 | 0.02121 | 838.1302 | 0.0050676 | 838.1302 | 0.0039534 |  |  | 837.932 | 0.0078569 | 832.64 | -0.0065291 | 838.1302 | 0.0088177 | 837.932 | 0.011364 | 650.7327 | 4.3447e-05 | 838.1302 | 0.024391 | 838.1302 | 0.010169 | 837.932 | 0.027053 | 838.1302 | 0.0043838 | 838.1302 | -0.0023837 | 838.1302 | 0.019377 | 964.7656 | 0.037055 | 837.932 | 0.049594 | 837.932 | 0.63134 | 838.1302 | 1.6347 | 964.4845 | 0 | 837.932 | 13.4576 | 969.1142 | 0.00095431 | 964.7656 | 7.2666 | 837.932 | 0.018085 | 1036.0159 | 0.44503 |  |  | 1249.7832 | 0.071534 | 1036.0564 | 0.01268 | 1163.5139 | 0 | 1162.7175 | 0 | 1162.7107 | 0.003583 | 837.932 | 0.017717 | 838.1302 | 0.012478 | 837.932 | 0.049401 | 837.932 | 0.01862 | 838.1302 | #REF! | 837.932 | 0.052624 | 833.8611 | 0.053586
| 396.3155 | 0 | 396.3155 | -0.039605 | 396.3155 | 0.030764 | 396.3155 | -0.019742 | 396.3155 | 0.0085097 | 396.3155 | 0.011188 | 648.4113 | 0.017856 | 838.1709 | -0.0036654 | 396.3155 | 5.4102 | 648.4113 | 0.028371 | 838.1709 | -0.11042 | 838.1709 | -0.022257 | 828.9849 | 0 | 838.1709 | -0.059242 | 838.1709 | 0 |  |  | 833.5398 | -0.016341 | 838.1709 | -0.080994 | 838.3691 | 0 | 838.3691 | 0 | 838.3691 | -0.0055181 | 648.4113 | 0.029882 | 838.3691 | 0 | 838.3691 | 0 |  |  | 838.1709 | 0.0091724 | 832.88 | -0.0072287 | 838.3691 | 0 | 838.1709 | 0.0010128 | 650.8529 | 5.4118e-05 | 838.3691 | 0 | 838.3691 | 0 | 838.1709 | -0.04638 | 838.3691 | -0.003849 | 838.3691 | -0.0039798 | 838.3691 | -0.0027814 | 964.934 | 0.02328 | 838.1709 | 0.013548 | 838.1709 | 0.57901 | 838.3691 | 1.5703 | 964.6537 | 0.00026087 | 838.1709 | 13.6421 | 969.2852 | 0.00024242 | 964.934 | 7.1885 | 838.1709 | 0.012659 | 1036.1227 | 0.44593 |  |  | 1249.8597 | 0.071185 | 1036.0695 | 0.012659 | 1163.5802 | 0 | 1162.7838 | 0 | 1162.7769 | 0.0035671 | 838.171 | 0.016154 | 838.3691 | 0.010166 | 838.1709 | 0.023987 | 838.1709 | 0.017691 | 838.3691 | #REF! | 838.1709 | 0.019487 | 834.0989 | 0.053304
| 396.3951 | 0 | 396.3951 | 0.0019011 | 396.3951 | 0.032446 | 396.3951 | 0.023946 | 396.3951 | 0.012479 | 396.3951 | 0.031393 | 648.5331 | 0 | 838.4099 | 0.039011 | 396.3951 | 5.4793 | 648.5331 | 0 | 838.4099 | 0.083796 | 838.4099 | -0.0023645 | 829.2216 | 0 | 838.4099 | 0.035359 | 838.4099 | 0 |  |  | 833.7763 | 0.017193 | 838.4099 | 0.028772 | 838.6081 | 0.049496 | 838.6081 | 0.031104 | 838.6081 | 0.0011188 | 648.5331 | 0.016195 | 838.6081 | 0.0044654 | 838.6081 | 0.0045914 |  |  | 838.4099 | 0.0095887 | 833.12 | 0.0092106 | 838.6081 | 0.007934 | 838.4099 | 0.0090811 | 650.9731 | 4.1541e-05 | 838.6081 | 0.037819 | 838.6081 | 0.0081705 | 838.4099 | 0.021209 | 838.6081 | 0.0042683 | 838.6081 | 0.001255 | 838.6081 | 0.0086696 | 965.1024 | 0.022799 | 838.4099 | 0.055639 | 838.4099 | 0.59106 | 838.6081 | 1.5374 | 964.823 | 0.00017392 | 838.4099 | 13.7457 | 969.4562 | 0.00067131 | 965.1024 | 7.109 | 838.4099 | 0.014468 | 1036.2295 | 0.44724 |  |  | 1249.9363 | 0.070837 | 1036.0826 | 0.012637 | 1163.6465 | 0 | 1162.85 | 0 | 1162.8431 | 0.0035432 | 838.41 | 0.016515 | 838.6081 | 0.013689 | 838.4099 | 0.045641 | 838.4099 | 0.017691 | 838.6081 | #REF! | 838.4099 | 0.049855 | 834.3368 | 0.05333
| 396.4746 | 0 | 396.4746 | 0.0081921 | 396.4746 | 0.029766 | 396.4746 | -0.033537 | 396.4746 | 0.0019545 | 396.4746 | 0.012743 | 648.6549 | 0 | 838.6488 | -0.093069 | 396.4746 | 5.3354 | 648.6549 | 0.014163 | 838.6488 | -0.1575 | 838.6488 | -0.023365 | 829.4583 | 0 | 838.6488 | -0.068905 | 838.6488 | 0 |  |  | 834.0127 | -0.016385 | 838.6488 | -0.10917 | 838.847 | 0 | 838.847 | 0 | 838.847 | -0.015221 | 648.6549 | 0.026643 | 838.847 | 0 | 838.847 | 0 |  |  | 838.6488 | -0.0059514 | 833.36 | -0.0023318 | 838.847 | 0 | 838.6488 | -0.0049823 | 651.0934 | 5.0688e-05 | 838.847 | 0 | 838.847 | 0 | 838.6488 | -0.032643 | 838.847 | -0.01391 | 838.847 | -0.0054055 | 838.847 | -0.01774 | 965.2707 | 0.030969 | 838.6488 | 0.013537 | 838.6488 | 0.55904 | 838.847 | 1.4954 | 964.9923 | 0.00026087 | 838.6488 | 13.7956 | 969.6272 | 2.0841e-05 | 965.2707 | 7.0481 | 838.6488 | 0.014468 | 1036.3363 | 0.44866 |  |  | 1250.0127 | 0.070489 | 1036.0958 | 0.012615 | 1163.7129 | 0 | 1162.9163 | 0 | 1162.9094 | 0.0035114 | 838.649 | 0.017548 | 838.847 | 0.0036044 | 838.6488 | 0.021135 | 838.6488 | 0.017691 | 838.847 | #REF! | 838.6488 | 0.0094915 | 834.5747 | 0.052245
| 396.5542 | 0 | 396.5542 | 0.028078 | 396.5542 | 0.031933 | 396.5542 | 0.018216 | 396.5542 | 0.01078 | 396.5542 | 0.030371 | 648.7766 | 0 | 838.8877 | 0.049539 | 396.5542 | 5.3754 | 648.7766 | 0 | 838.8877 | -0.050138 | 838.8877 | 0.01486 | 829.695 | 0 | 838.8877 | 0.039678 | 838.8877 | 0 |  |  | 834.2492 | 0.026283 | 838.8877 | 0.021087 | 839.086 | 0.034311 | 839.086 | 0.014387 | 839.086 | 0.0048382 | 648.7766 | 0.015359 | 839.086 | 0.0018624 | 839.086 | 0.0059994 |  |  | 838.8877 | 0.020732 | 833.6 | 0.0022152 | 839.086 | 0.017846 | 838.8877 | 0.012734 | 651.2136 | 4.5352e-05 | 839.086 | 0.039081 | 839.086 | 0.015368 | 838.8877 | 0.053373 | 839.086 | 0.0073233 | 839.086 | 0.0030132 | 839.086 | 0.012983 | 965.4391 | 0.048909 | 838.8877 | 0.041172 | 838.8877 | 0.53089 | 839.086 | 1.4323 | 965.1616 | 0.00017392 | 838.8877 | 14.0262 | 969.7981 | 0.0009576 | 965.4391 | 6.9806 | 838.8877 | 0.018085 | 1036.4432 | 0.44964 |  |  | 1250.0892 | 0.070141 | 1036.1089 | 0.012594 | 1163.7792 | 0 | 1162.9825 | 0 | 1162.9757 | 0.0034762 | 838.888 | 0.017957 | 839.086 | 0.016588 | 838.8877 | 0.042918 | 838.8877 | 0.020389 | 839.086 | #REF! | 838.8877 | 0.061146 | 834.8126 | 0.052744
| 396.6337 | 0 | 396.6337 | -0.011607 | 396.6337 | 0.030364 | 396.6337 | -0.032478 | 396.6337 | 0.010073 | 396.6337 | 0.0087866 | 648.8984 | 0.03128 | 839.1267 | -0.076886 | 396.6337 | 5.2153 | 648.8984 | 0.035464 | 839.1267 | -0.2036 | 839.1267 | -0.023396 | 829.9317 | 0 | 839.1267 | -0.079858 | 839.1267 | 0 |  |  | 834.4856 | -0.023082 | 839.1267 | -0.079332 | 839.325 | 0 | 839.325 | 0 | 839.325 | -0.0086643 | 648.8984 | 0.029046 | 839.325 | 0 | 839.325 | 0 |  |  | 839.1267 | 0.0048756 | 833.84 | -0.014223 | 839.325 | 0 | 839.1267 | 0.0026189 | 651.3338 | 4.8782e-05 | 839.325 | 0 | 839.325 | 0 | 839.1267 | -0.0113 | 839.325 | -0.0095261 | 839.325 | -0.0078957 | 839.325 | -0.014475 | 965.6075 | 0.018421 | 839.1267 | 0.025514 | 839.1267 | 0.55011 | 839.325 | 1.3939 | 965.3308 | 0.00026087 | 839.1267 | 14.1297 | 969.9691 | 0.00069215 | 965.6075 | 6.914 | 839.1267 | 0.018085 | 1036.5502 | 0.45012 |  |  | 1250.1658 | 0.069792 | 1036.1221 | 0.012572 | 1163.8456 | 0 | 1163.0488 | 0 | 1163.0419 | 0.0034387 | 839.127 | 0.016346 | 839.325 | -0.001341 | 839.1267 | 0.024636 | 839.1267 | 0.017691 | 839.325 | #REF! | 839.1267 | 0.01132 | 835.0505 | 0.052556
| 396.7133 | 0 | 396.7133 | -0.017119 | 396.7133 | 0.031505 | 396.7133 | 0.023603 | 396.7133 | 0.014569 | 396.7133 | 0.02616 | 649.0202 | 0 | 839.3656 | 0.0055067 | 396.7133 | 5.2377 | 649.0202 | 0 | 839.3656 | 0.062264 | 839.3656 | 0.011428 | 830.1684 | 0 | 839.3656 | 0.033742 | 839.3656 | 0 |  |  | 834.7221 | 0.026816 | 839.3656 | 0.06291 | 839.564 | 0.02424 | 839.564 | 0.011385 | 839.564 | 0.0045719 | 649.0202 | 0.0049438 | 839.564 | 0.0090881 | 839.564 | 0.0038447 |  |  | 839.3656 | 0.017919 | 834.08 | 0.024951 | 839.564 | 0.009608 | 839.3656 | 0.0074069 | 651.4541 | 4.1923e-05 | 839.564 | 0.02906 | 839.564 | 0.010387 | 839.3656 | 0.014132 | 839.564 | 0.0049879 | 839.564 | 0.0048388 | 839.564 | 0.017816 | 965.7759 | 0.032357 | 839.3656 | 0.044475 | 839.3656 | 0.53078 | 839.564 | 1.3385 | 965.5001 | 0 | 839.3656 | 14.3193 | 970.1401 | 0.00050787 | 965.7759 | 6.8318 | 839.3656 | 0.018085 | 1036.6571 | 0.45092 |  |  | 1250.2424 | 0.069449 | 1036.1353 | 0.01255 | 1163.912 | 0 | 1163.1151 | 0 | 1163.1082 | 0.0034035 | 839.366 | 0.015361 | 839.564 | 0.011817 | 839.3656 | 0.040973 | 839.3656 | 0.017691 | 839.564 | #REF! | 839.3656 | 0.048363 | 835.2884 | 0.052343
| 396.7928 | 0 | 396.7928 | 5.3169e-05 | 396.7928 | 0.029937 | 396.7928 | -0.016877 | 396.7928 | 0.0098779 | 396.7929 | 0.012799 | 649.1421 | 0.015046 | 839.6046 | -0.075691 | 396.7928 | 5.0966 | 649.1421 | 0.014163 | 839.6046 | -0.187 | 839.6046 | -0.03469 | 830.4052 | 0 | 839.6046 | -0.07107 | 839.6046 | 0 |  |  | 834.9586 | -0.017629 | 839.6046 | -0.11085 | 839.803 | 0 | 839.803 | 0 | 839.803 | -0.011522 | 649.1421 | 0.0076611 | 839.803 | 0 | 839.803 | 0 |  |  | 839.6046 | -0.0084887 | 834.32 | -0.01912 | 839.803 | 0 | 839.6046 | -0.0047393 | 651.5743 | 5.831e-05 | 839.803 | 0 | 839.803 | 0 | 839.6046 | -0.03438 | 839.803 | -0.013425 | 839.803 | -0.0078136 | 839.803 | -0.0097772 | 965.9443 | 0.030969 | 839.6046 | 0.015187 | 839.6046 | 0.50429 | 839.803 | 1.2855 | 965.6694 | 0.00026087 | 839.6046 | 14.3893 | 970.3111 | 0.00052981 | 965.9443 | 6.7436 | 839.6046 | 0.018085 | 1036.764 | 0.45251 |  |  | 1250.319 | 0.069106 | 1036.1483 | 0.012529 | 1163.9783 | 0 | 1163.1814 | 0 | 1163.1744 | 0.0033728 | 839.605 | 0.01464 | 839.803 | 0.0037066 | 839.6046 | 0.017634 | 839.6046 | 0.017691 | 839.803 | #REF! | 839.6046 | 0.019965 | 835.5264 | 0.051675
| 396.8724 | 0 | 396.8724 | 0.015186 | 396.8724 | 0.030792 | 396.8724 | 0.018714 | 396.8724 | 0.0019545 | 396.8724 | 0.026713 | 649.2639 | 0 | 839.8436 | -0.01296 | 396.8724 | 5.1279 | 649.2639 | 0 | 839.8436 | 0.027237 | 839.8436 | 0.0035825 | 830.6419 | 0 | 839.8436 | 0.022652 | 839.8436 | 0 |  |  | 835.1951 | 0.0073447 | 839.8436 | 0.032674 | 840.042 | 0.0009086 | 840.042 | 0.013244 | 840.042 | -0.0015997 | 649.2639 | 0.0096899 | 840.042 | 0.0026625 | 840.042 | 0.0033836 |  |  | 839.8436 | 0.015556 | 834.55 | -0.0026815 | 840.042 | 0.0025009 | 839.8436 | 0.0081679 | 651.6946 | 6.2121e-05 | 840.042 | 0.021368 | 840.042 | 0.011149 | 839.8436 | 0.02682 | 840.042 | -0.0010176 | 840.042 | -0.00095995 | 840.042 | 0.011635 | 966.1126 | 0.027872 | 839.8436 | 0.034866 | 839.8436 | 0.49529 | 840.042 | 1.2441 | 965.8387 | 0 | 839.8436 | 14.5043 | 970.482 | 0.00032688 | 966.1126 | 6.6313 | 839.8436 | 0.018085 | 1036.871 | 0.45387 |  |  | 1250.3955 | 0.068763 | 1036.1615 | 0.012508 | 1164.0447 | 0 | 1163.2477 | 0 | 1163.2407 | 0.0033478 | 839.844 | 0.016971 | 840.042 | 0.012661 | 839.8436 | 0.028785 | 839.8436 | 0.017691 | 840.042 | #REF! | 839.8436 | 0.041545 | 835.7643 | 0.051672
| 396.952 | 0 | 396.952 | -0.035103 | 396.952 | 0.028796 | 396.952 | -0.016504 | 396.952 | 0.0040895 | 396.952 | 0.01372 | 649.3857 | 0 | 840.0825 | -0.066483 | 396.952 | 4.9945 | 649.3857 | 0.028801 | 840.0825 | -0.11329 | 840.0825 | -0.027334 | 830.8786 | 0 | 840.0825 | -0.079125 | 840.0825 | 0 |  |  | 835.4316 | -0.019241 | 840.0825 | -0.071729 | 840.281 | 0 | 840.281 | 0 | 840.281 | -0.0079436 | 649.3857 | 0.0023231 | 840.281 | 0 | 840.281 | 0 |  |  | 840.0825 | 0.0021953 | 834.79 | 0.0011659 | 840.281 | 0 | 840.0825 | 0.0025318 | 651.8148 | 8.3464e-05 | 840.281 | 0 | 840.281 | 0 | 840.0825 | -0.039386 | 840.281 | -0.010675 | 840.281 | -0.0045907 | 840.281 | -0.0021923 | 966.281 | 0.021945 | 840.0825 | -0.0062408 | 840.0825 | 0.43139 | 840.281 | 1.21 | 966.008 | 0.00026087 | 840.0825 | 14.6778 | 970.653 | 0.0006022 | 966.281 | 6.5154 | 840.0825 | 0.018085 | 1036.9781 | 0.45465 |  |  | 1250.4721 | 0.068425 | 1036.1747 | 0.012487 | 1164.1111 | 0 | 1163.314 | 0 | 1163.307 | 0.0033307 | 840.083 | 0.015265 | 840.281 | 0.0068261 | 840.0825 | 0.025025 | 840.0825 | 0.015922 | 840.281 | #REF! | 840.0825 | 0.0080596 | 836.0022 | 0.051384
| 397.0315 | 0 | 397.0315 | -0.027061 | 397.0315 | 0.030279 | 397.0315 | 0.023479 | 397.0315 | 0.0065552 | 397.0315 | 0.027888 | 649.5076 | 0 | 840.3215 | 0.018989 | 397.0315 | 5.0464 | 649.5076 | 0 | 840.3215 | -0.062377 | 840.3215 | 0.012703 | 831.1154 | 0 | 840.3215 | 0.038377 | 840.3215 | 0 |  |  | 835.6681 | -0.0041486 | 840.3215 | 0.032421 | 840.52 | 0.030831 | 840.52 | 0.017761 | 840.52 | 0.00027626 | 649.5076 | 0.0052405 | 840.52 | 0.0043496 | 840.52 | 0.0011922 |  |  | 840.3215 | 0.019655 | 835.03 | 0.0036143 | 840.52 | 0.0063657 | 840.3215 | 0.010299 | 651.9351 | 8.6894e-05 | 840.52 | 0.037289 | 840.52 | 0.0079231 | 840.3215 | 0.021106 | 840.52 | 0.00086709 | 840.52 | 0.0015517 | 840.52 | 0.015667 | 966.4494 | 0.030808 | 840.3215 | 0.04827 | 840.3215 | 0.469 | 840.52 | 1.1676 | 966.1773 | 0.00017392 | 840.3215 | 14.8191 | 970.824 | 0.001132 | 966.4494 | 6.3908 | 840.3215 | 0.018085 | 1037.085 | 0.45541 |  |  | 1250.5487 | 0.068082 | 1036.1879 | 0.012466 | 1164.1775 | 0 | 1163.3802 | 0 | 1163.3733 | 0.0033239 | 840.322 | 0.017741 | 840.52 | 0.012441 | 840.3215 | 0.037991 | 840.3215 | 0.017691 | 840.52 | #REF! | 840.3215 | 0.026845 | 836.2402 | 0.051298
| 397.1111 | 0 | 397.1111 | 0.018812 | 397.1111 | 0.028597 | 397.1111 | -0.021673 | 397.1111 | 0.0080587 | 397.1111 | 0.011159 | 649.6294 | 0.017856 | 840.5605 | -0.12211 | 397.1111 | 4.8855 | 649.6294 | 0.029876 | 840.5605 | -0.1924 | 840.5605 | -0.032764 | 831.3521 | 0 | 840.5605 | -0.084254 | 840.5605 | 0 |  |  | 835.9046 | -0.024006 | 840.5605 | -0.11001 | 840.7591 | 0 | 840.7591 | 0 | 840.7591 | -0.011644 | 649.6294 | 0.0076611 | 840.7591 | 0 | 840.7591 | 0 |  |  | 840.5605 | 0.007894 | 835.27 | -0.0068788 | 840.7591 | 0 | 840.5605 | -0.0082694 | 652.0553 | 9.1467e-05 | 840.7591 | 0 | 840.7591 | 0 | 840.5605 | -0.035651 | 840.7591 | -0.014887 | 840.7591 | -0.010556 | 840.7591 | -0.018663 | 966.6178 | 0.027498 | 840.5605 | 0.010628 | 840.5605 | 0.42922 | 840.7591 | 1.1319 | 966.3466 | 0.00078262 | 840.5605 | 14.8643 | 970.995 | 0.00033127 | 966.6178 | 6.2909 | 840.5605 | 0.018085 | 1037.1919 | 0.45633 |  |  | 1250.6252 | 0.067744 | 1036.2009 | 0.012445 | 1164.2439 | 0 | 1163.4465 | 0 | 1163.4397 | 0.0033251 | 840.561 | 0.014928 | 840.7591 | -0.00045472 | 840.5605 | 0.022691 | 840.5605 | 0.017691 | 840.7591 | #REF! | 840.5605 | 0.010857 | 836.4781 | 0.050704
| 397.1907 | 0 | 397.1907 | 0.021601 | 397.1907 | 0.030108 | 397.1907 | 0.017936 | 397.1907 | 0.0080136 | 397.1907 | 0.03051 | 649.7513 | 0 | 840.7995 | 0.031358 | 397.1907 | 4.9593 | 649.7513 | 0 | 840.7995 | 0.015869 | 840.7995 | 0.012084 | 831.5889 | 0 | 840.7995 | 0.037751 | 840.7995 | 0 |  |  | 836.1411 | 0.018693 | 840.7995 | 0.059683 | 840.9981 | 0.041263 | 840.9981 | 0.009271 | 840.9981 | 0.0025698 | 649.7513 | 0.0013843 | 840.9981 | 0.0071179 | 840.9981 | 0.00090998 |  |  | 840.7995 | 0.0088587 | 835.51 | 0.011659 | 840.9981 | 0.010205 | 840.7995 | 0.0080157 | 652.1756 | 7.1649e-05 | 840.9981 | 0.038275 | 840.9981 | 0.0085511 | 840.7995 | 0.0093354 | 840.9981 | 0.0053049 | 840.9981 | 0.00083219 | 840.9981 | 0.012493 | 966.7862 | 0.032677 | 840.7995 | 0.051469 | 840.7995 | 0.4139 | 840.9981 | 1.0879 | 966.5159 | 0 | 840.7995 | 15.1428 | 971.166 | 0.0011309 | 966.7862 | 6.1928 | 840.7995 | 0.018085 | 1037.299 | 0.45728 |  |  | 1250.7019 | 0.067411 | 1036.2141 | 0.012425 | 1164.3103 | 0 | 1163.5128 | 0 | 1163.506 | 0.0033341 | 840.8 | 0.012644 | 840.9981 | 0.012845 | 840.7995 | 0.050308 | 840.7995 | 0.017691 | 840.9981 | #REF! | 840.7995 | 0.041545 | 836.7161 | 0.050793
| 397.2702 | 0 | 397.2702 | -0.021456 | 397.2702 | 0.029652 | 397.2702 | -0.013421 | 397.2702 | 0.0067206 | 397.2702 | 0.0095608 | 649.8731 | 0.017856 | 841.0385 | -0.042267 | 397.2702 | 4.7103 | 649.8731 | 0.027297 | 841.0385 | -0.13622 | 841.0385 | -0.024795 | 831.8257 | 0 | 841.0385 | -0.062596 | 841.0385 | 0 |  |  | 836.3777 | -0.016996 | 841.0385 | -0.080425 | 841.2372 | 0 | 841.2372 | 0 | 841.2372 | -0.0069274 | 649.8731 | 0.021941 | 841.2372 | 0 | 841.2372 | 0 |  |  | 841.0385 | 0.0012542 | 835.75 | -0.014574 | 841.2372 | 0 | 841.0385 | -0.0003696 | 652.2958 | 8.0034e-05 | 841.2372 | 0 | 841.2372 | 0 | 841.0385 | -0.043803 | 841.2372 | -0.0066188 | 841.2372 | -0.0033561 | 841.2372 | -0.0036007 | 966.9546 | 0.023013 | 841.0385 | 0.0063752 | 841.0385 | 0.40402 | 841.2372 | 1.0617 | 966.6852 | 0 | 841.0385 | 15.1969 | 971.337 | 0.00090605 | 966.9546 | 6.1107 | 841.0385 | 0.018085 | 1037.4061 | 0.45849 |  |  | 1250.7786 | 0.067073 | 1036.2273 | 0.012405 | 1164.3767 | 0 | 1163.5792 | 0 | 1163.5723 | 0.0033478 | 841.039 | 0.014856 | 841.2372 | 0.0053214 | 841.0385 | 0.019838 | 841.0385 | 0.017691 | 841.2372 | #REF! | 841.0385 | 0.025353 | 836.954 | 0.050327
| 397.3498 | 0 | 397.3498 | 0.038033 | 397.3498 | 0.030935 | 397.3498 | 0.017375 | 397.3498 | 0.010975 | 397.3498 | 0.026345 | 649.995 | 0 | 841.2775 | -0.0099892 | 397.3498 | 4.7454 | 649.995 | 0 | 841.2775 | 0.090838 | 841.2775 | 0.0039578 | 832.0624 | 0 | 841.2775 | 0.033733 | 841.2775 | 0 |  |  | 836.6142 | 0.0093217 | 841.2775 | 0.048524 | 841.4762 | 0.022077 | 841.4762 | 0.019725 | 841.4762 | 0.0022602 | 649.995 | 0.031031 | 841.4762 | 0.0017988 | 841.4762 | 0.0031579 |  |  | 841.2775 | 0.01353 | 835.99 | -0.027516 | 841.4762 | 0.0088224 | 841.2775 | 0.00076984 | 652.4161 | 8.232e-05 | 841.4762 | 0.022301 | 841.4762 | 0.0098816 | 841.2775 | 0.026249 | 841.4762 | 0.002337 | 841.4762 | -6.4714e-05 | 841.4762 | 0.019386 | 967.1229 | 0.027017 | 841.2775 | 0.04818 | 841.2775 | 0.4019 | 841.4762 | 1.0178 | 966.8545 | 0 | 841.2775 | 15.4072 | 971.508 | 0.0018955 | 967.1229 | 6.017 | 841.2775 | 0.027127 | 1037.5132 | 0.45948 |  |  | 1250.8551 | 0.06674 | 1036.2405 | 0.012386 | 1164.4431 | 0 | 1163.6455 | 0 | 1163.6387 | 0.0033637 | 841.278 | 0.02012 | 841.4762 | 0.01123 | 841.2775 | 0.044214 | 841.2775 | 0.022158 | 841.4762 | #REF! | 841.2775 | 0.039202 | 837.192 | 0.050177
| 397.4294 | 0 | 397.4294 | -0.020707 | 397.4294 | 0.028597 | 397.4294 | -0.018932 | 397.4294 | 0.010028 | 397.4294 | 0.014437 | 650.1169 | 0 | 841.5166 | -0.054137 | 397.4294 | 4.5271 | 650.1169 | 0.021923 | 841.5166 | -0.14949 | 841.5166 | -0.035316 | 832.2993 | 0 | 841.5166 | -0.064744 | 841.5166 | 0 |  |  | 836.8508 | -0.0032974 | 841.5166 | -0.099929 | 841.7153 | 0 | 841.7153 | 0 | 841.7153 | -0.0089197 | 650.1169 | 0.020688 | 841.7153 | 0 | 841.7153 | 0 |  |  | 841.5166 | 0.012427 | 836.23 | -0.0086277 | 841.7153 | 0 | 841.5166 | -0.0012252 | 652.5363 | 0.0001109 | 841.7153 | 0 | 841.7153 | 0 | 841.5166 | -0.027662 | 841.7153 | -0.0074169 | 841.7153 | -0.0041375 | 841.7153 | -0.0078899 | 967.2913 | 0.025843 | 841.5166 | 0.00079707 | 841.5166 | 0.38208 | 841.7153 | 1.001 | 967.0238 | 0.00078262 | 841.5166 | 15.4233 | 971.679 | 0.00017441 | 967.2913 | 5.9301 | 841.5166 | 0.021702 | 1037.6204 | 0.45998 |  |  | 1250.9318 | 0.066407 | 1036.2535 | 0.012367 | 1164.5095 | 0 | 1163.7118 | 0 | 1163.705 | 0.0033807 | 841.517 | 0.016731 | 841.7153 | 0.0066426 | 841.5166 | 0.020227 | 841.5166 | 0.017691 | 841.7153 | #REF! | 841.5166 | 0.016235 | 837.43 | 0.049623
| 397.509 | 0 | 397.509 | 0.044927 | 397.509 | 0.029081 | 397.509 | 0.014262 | 397.509 | 0.0054727 | 397.509 | 0.030101 | 650.2388 | 0 | 841.7556 | 0.053191 | 397.509 | 4.5173 | 650.2388 | 0 | 841.7556 | -0.042426 | 841.7556 | 0.0040951 | 832.536 | 0 | 841.7556 | 0.025417 | 841.7556 | 0 |  |  | 837.0873 | 0.014328 | 841.7556 | 0.06005 | 841.9544 | 0.0071636 | 841.9544 | 0.015239 | 841.9544 | 0.0027611 | 650.2388 | 0.013583 | 841.9543 | 0.0077225 | 841.9543 | 0.0057259 |  |  | 841.7556 | 0.012014 | 836.46 | 0.014458 | 841.9544 | 0.0077318 | 841.7556 | 0.0085738 | 652.6566 | 0.00012615 | 841.9544 | 0.02409 | 841.9543 | 0.0080341 | 841.7556 | 0.037545 | 841.9544 | 0.0039539 | 841.9544 | 0.0043771 | 841.9544 | 0.019039 | 967.4597 | 0.023173 | 841.7556 | 0.054558 | 841.7556 | 0.39126 | 841.9543 | 0.96222 | 967.1931 | 0.00069566 | 841.7556 | 15.5621 | 971.85 | 0.0014874 | 967.4597 | 5.8325 | 841.7556 | 0.027127 | 1037.7274 | 0.46146 |  |  | 1251.0084 | 0.066074 | 1036.2667 | 0.012348 | 1164.5759 | 0 | 1163.7782 | 0 | 1163.7714 | 0.0033932 | 841.756 | 0.021539 | 841.9543 | 0.016295 | 841.7556 | 0.042918 | 841.7556 | 0.022158 | 841.9543 | #REF! | 841.7556 | 0.042185 | 837.668 | 0.049578
| 397.5885 | 0 | 397.5885 | -0.02126 | 397.5885 | 0.027513 | 397.5885 | -0.015601 | 397.5885 | 0.0065853 | 397.5885 | 0.0095121 | 650.3607 | 0.029716 | 841.9946 | -0.015156 | 397.5885 | 4.2835 | 650.3607 | 0.020126 | 841.9946 | -0.11481 | 841.9946 | -0.025824 | 832.7728 | 0 | 841.9946 | -0.068111 | 841.9946 | 0 |  |  | 837.3239 | -0.019936 | 841.9946 | -0.063142 | 842.1934 | 0 | 842.1934 | 0 | 842.1934 | -0.010953 | 650.3607 | 0.021628 | 842.1934 | 0 | 842.1934 | 0 |  |  | 841.9946 | 0.0036975 | 836.7 | 0.0018654 | 842.1934 | 0 | 841.9946 | 0.0017568 | 652.7768 | 0.00014559 | 842.1934 | 0 | 842.1934 | 0 | 841.9946 | -0.037177 | 842.1934 | -0.004604 | 842.1934 | -0.0061914 | 842.1934 | -0.0074045 | 967.6281 | 0.033425 | 841.9946 | -0.0031876 | 841.9946 | 0.37223 | 842.1934 | 0.93912 | 967.3624 | 0.00078262 | 841.9946 | 15.7703 | 972.021 | 0.00051774 | 967.6281 | 5.7421 | 841.9946 | 0.027127 | 1037.8346 | 0.46384 |  |  | 1251.0851 | 0.065746 | 1036.2799 | 0.01233 | 1164.6425 | 0 | 1163.8445 | 0 | 1163.8376 | 0.0034023 | 841.995 | 0.016178 | 842.1934 | 0.0069729 | 841.9946 | 0.023598 | 841.9946 | 0.019504 | 842.1934 | #REF! | 841.9946 | 0.013519 | 837.906 | 0.049107
| 397.6681 | 0 | 397.6681 | -0.03029 | 397.6681 | 0.02854 | 397.6681 | 0.025191 | 397.6681 | 0.010389 | 397.6681 | 0.02341 | 650.4826 | 0 | 842.2337 | 0.030701 | 397.6681 | 4.3286 | 650.4826 | 0 | 842.2337 | 0.11952 | 842.2337 | 0.003255 | 833.0096 | 0 | 842.2337 | 0.052113 | 842.2337 | 0 |  |  | 837.5605 | 0.01688 | 842.2337 | -0.016532 | 842.4325 | 0.039185 | 842.4325 | 0.028186 | 842.4325 | 0.0071148 | 650.4826 | 0.012956 | 842.4325 | 0.010375 | 842.4325 | 0.005783 |  |  | 842.2337 | 0.0094358 | 836.94 | -0.020171 | 842.4325 | 0.011941 | 842.2337 | 0.0033752 | 652.8971 | 0.00012234 | 842.4325 | 0.034959 | 842.4325 | 0.0075666 | 842.2337 | 0.049693 | 842.4325 | 0.0076 | 842.4325 | 0.0040532 | 842.4325 | 0.02045 | 967.7965 | 0.029367 | 842.2337 | 0.064819 | 842.2337 | 0.35658 | 842.4325 | 0.89604 | 967.5317 | 0.00017392 | 842.2337 | 15.9683 | 972.192 | 0.0013273 | 967.7965 | 5.6404 | 842.2337 | 0.027127 | 1037.9419 | 0.46547 |  |  | 1251.1617 | 0.065419 | 1036.293 | 0.012313 | 1164.7089 | 0 | 1163.9109 | 0 | 1163.9041 | 0.0034046 | 842.234 | 0.018774 | 842.4325 | 0.013065 | 842.2337 | 0.032545 | 842.2337 | 0.022158 | 842.4325 | #REF! | 842.2337 | 0.046872 | 838.144 | 0.049793
| 397.7477 | 0 | 397.7477 | -0.021423 | 397.7477 | 0.027542 | 397.7477 | -0.027963 | 397.7477 | 0.0083594 | 397.7477 | 0.010328 | 650.6045 | 0.00099528 | 842.4727 | -0.050565 | 397.7477 | 4.1719 | 650.6045 | 0.0089449 | 842.4727 | -0.13356 | 842.4727 | -0.023832 | 833.2465 | 0 | 842.4727 | -0.070577 | 842.4727 | 0 |  |  | 837.7971 | -0.019143 | 842.4727 | -0.058988 | 842.6716 | 0 | 842.6716 | 0 | 842.6716 | -0.010198 | 650.6045 | 0.016508 | 842.6716 | 0 | 842.6716 | 0 |  |  | 842.4727 | -0.0069296 | 837.18 | -0.00513 | 842.6716 | 0 | 842.4727 | 0.002999 | 653.0173 | 0.00012043 | 842.6716 | 0 | 842.6716 | 0 | 842.4727 | -0.024197 | 842.6716 | -0.011484 | 842.6716 | -0.0063628 | 842.6716 | -0.015781 | 967.9649 | 0.030969 | 842.4727 | 0.0095965 | 842.4727 | 0.35927 | 842.6716 | 0.87174 | 967.701 | 0 | 842.4727 | 16.014 | 972.363 | 0.00042779 | 967.9649 | 5.5463 | 842.4727 | 0.021702 | 1038.0491 | 0.46659 |  |  | 1251.2384 | 0.065091 | 1036.3062 | 0.012296 | 1164.7753 | 0 | 1163.9773 | 0 | 1163.9703 | 0.0034012 | 842.473 | 0.013606 | 842.6716 | 0.0064224 | 842.4727 | 0.020616 | 842.4727 | 0.015037 | 842.6716 | #REF! | 842.4727 | 0.016694 | 838.382 | 0.048395
| 397.8273 | 0 | 397.8273 | 0.039287 | 397.8273 | 0.028454 | 397.8273 | 0.024413 | 397.8273 | 0.0073671 | 397.8273 | 0.022416 | 650.7264 | 0 | 842.7118 | -0.029773 | 397.8273 | 4.242 | 650.7264 | 0 | 842.7118 | 0.11319 | 842.7118 | 0.010978 | 833.4833 | 0 | 842.7118 | 0.035014 | 842.7118 | 0 |  |  | 838.0336 | 0.015333 | 842.7118 | 0.047402 | 842.9107 | 0.043829 | 842.9107 | 0.019992 | 842.9107 | 0.0031085 | 650.7264 | 0.010866 | 842.9107 | 0.0056444 | 842.9107 | 0.0045906 |  |  | 842.7118 | 0.017 | 837.42 | 0.0029147 | 842.9107 | 0.010056 | 842.7118 | 0.0015682 | 653.1376 | 9.8327e-05 | 842.9107 | 0.035446 | 842.9107 | 0.0079972 | 842.7118 | 0.020248 | 842.9107 | 0.0052117 | 842.9107 | 0.0004925 | 842.9107 | 0.014369 | 968.1333 | 0.025255 | 842.7118 | 0.049515 | 842.7118 | 0.34843 | 842.9107 | 0.84878 | 967.8703 | 0 | 842.7118 | 16.1543 | 972.534 | 0.0015631 | 968.1333 | 5.4453 | 842.7118 | 0.027127 | 1038.1562 | 0.4677 |  |  | 1251.3151 | 0.064768 | 1036.3193 | 0.012279 | 1164.8418 | 0 | 1164.0436 | 0 | 1164.0367 | 0.0033921 | 842.712 | 0.01637 | 842.9107 | 0.0079638 | 842.7118 | 0.041751 | 842.7118 | 0.017691 | 842.9107 | #REF! | 842.7118 | 0.050707 | 838.6201 | 0.048679
| 397.9069 | 0 | 397.9069 | -0.02896 | 397.9069 | 0.02797 | 397.9069 | -0.020521 | 397.9069 | 0.0077279 | 397.9069 | 0.011679 | 650.8484 | 0.0013465 | 842.9508 | -0.036819 | 397.9069 | 4.1068 | 650.8484 | 0.0089449 | 842.9508 | -0.16684 | 842.9508 | -0.024475 | 833.7202 | 0 | 842.9508 | -0.052756 | 842.9508 | 0 |  |  | 838.2703 | -0.026787 | 842.9508 | -0.089852 | 843.1498 | 0 | 843.1498 | 0 | 843.1498 | -0.0035469 | 650.8484 | 0.009737 | 843.1498 | 0 | 843.1498 | 0 |  |  | 842.9508 | 0.0040829 | 837.66 | 0.0022152 | 843.1498 | 0 | 842.9508 | 0.0012822 | 653.2579 | 0.00012767 | 843.1498 | 0 | 843.1498 | 0 | 842.9508 | -0.034888 | 843.1498 | -0.0049262 | 843.1498 | -0.0046189 | 843.1498 | -0.010125 | 968.3017 | 0.020076 | 842.9508 | 0.0061378 | 842.9508 | 0.32339 | 843.1498 | 0.81809 | 968.0396 | 0.00078262 | 842.9508 | 16.3387 | 972.7051 | 0.00065376 | 968.3017 | 5.3547 | 842.9508 | 0.027127 | 1038.2635 | 0.46854 |  |  | 1251.3917 | 0.06444 | 1036.3325 | 0.012264 | 1164.9083 | 0 | 1164.11 | 0 | 1164.1031 | 0.0033796 | 842.951 | 0.014135 | 843.1498 | 0.006716 | 842.9508 | 0.021913 | 842.9508 | 0.015037 | 843.1498 | #REF! | 842.9508 | 0.014814 | 838.8581 | 0.048293
| 397.9865 | 0 | 397.9865 | -0.0066186 | 397.9865 | 0.03025 | 397.9865 | 0.026343 | 397.9865 | 0.0068409 | 397.9865 | 0.028036 | 650.9703 | 0 | 843.1899 | -0.050655 | 397.9865 | 4.1458 | 650.9703 | 0 | 843.1899 | -0.049918 | 843.1899 | -0.005668 | 833.957 | 0 | 843.1899 | 0.021245 | 843.1899 | 0 |  |  | 838.5069 | 0.014216 | 843.1899 | 0.020536 | 843.389 | 0.013014 | 843.389 | 0 | 843.389 | 0.0016497 | 650.9703 | 0.013792 | 843.389 | 0.0049034 | 843.389 | 0.00023516 |  |  | 843.1899 | 0.0058992 | 837.9 | -0.0093273 | 843.389 | 0.0044241 | 843.1899 | 0.0012224 | 653.3781 | 0.0001231 | 843.389 | 0.020381 | 843.389 | 0.0055884 | 843.1899 | 0.028587 | 843.389 | 0.00078432 | 843.389 | -0.0019882 | 843.389 | 0.0086328 | 968.4701 | 0.043623 | 843.1899 | 0.035585 | 843.1899 | 0.32115 | 843.389 | 0.80069 | 968.209 | 0.00017392 | 843.1899 | 16.4267 | 972.8761 | 0.0016706 | 968.4701 | 5.2604 | 843.1899 | 0.027127 | 1038.3709 | 0.46942 |  |  | 1251.4685 | 0.064118 | 1036.3456 | 0.012248 | 1164.9747 | 0 | 1164.1764 | 0 | 1164.1696 | 0.0033626 | 843.19 | 0.017188 | 843.389 | 0.0071197 | 843.1899 | 0.030211 | 843.1899 | 0.01862 | 843.389 | #REF! | 843.1899 | 0.036006 | 839.0961 | 0.047899
| 398.0661 | 0 | 398.066 | 0.013765 | 398.0661 | 0.029737 | 398.0661 | -0.013701 | 398.0661 | 0.01066 | 398.066 | 0.0051949 | 651.0923 | 0.0087231 | 843.429 | -0.050059 | 398.0661 | 3.9791 | 651.0923 | 0.018635 | 843.429 | -0.17137 | 843.429 | -0.019183 | 834.1938 | 0 | 843.429 | -0.071192 | 843.429 | 0 |  |  | 838.7435 | -0.017468 | 843.429 | -0.10245 | 843.6281 | 0 | 843.6281 | 0 | 843.6281 | -0.0043893 | 651.0923 | 0.012956 | 843.6281 | 0 | 843.6281 | 0 |  |  | 843.429 | -1.9881e-05 | 838.14 | 0.019353 | 843.6281 | 0 | 843.429 | 0.0048867 | 653.4984 | 0.00015549 | 843.6281 | 0 | 843.6281 | 0 | 843.429 | -0.042331 | 843.6281 | -0.007869 | 843.6281 | -0.005815 | 843.6281 | -0.013374 | 968.6385 | 0.029954 | 843.429 | 0.0049997 | 843.429 | 0.31546 | 843.6281 | 0.77332 | 968.3783 | 0.00026087 | 843.429 | 16.5783 | 973.0471 | 0.00043328 | 968.6385 | 5.176 | 843.429 | 0.025319 | 1038.4781 | 0.47038 |  |  | 1251.5452 | 0.0638 | 1036.3588 | 0.012234 | 1165.0413 | 0 | 1164.2428 | 0 | 1164.236 | 0.0033421 | 843.429 | 0.015361 | 843.6281 | 0.0079271 | 843.429 | 0.024506 | 843.429 | 0.014153 | 843.6281 | #REF! | 843.429 | 0.0094777 | 839.3342 | 0.047975
| 398.1456 | 0 | 398.1456 | 0.0274 | 398.1456 | 0.031305 | 398.1456 | 0.032914 | 398.1456 | 0.0089307 | 398.1456 | 0.026247 | 651.2143 | 0 | 843.6681 | 0.032479 | 398.1456 | 3.9859 | 651.2143 | 0 | 843.6681 | -0.01215 | 843.6681 | 0.015829 | 834.4307 | 0 | 843.6681 | 0.038478 | 843.6681 | 0 |  |  | 838.9801 | 0.028217 | 843.6681 | 0.0039087 | 843.8672 | 0.035144 | 843.8672 | 0.017512 | 843.8672 | 0.0011353 | 651.2143 | 0.01118 | 843.8672 | 0.0050159 | 843.8673 | 0.0055639 |  |  | 843.6681 | 0.014423 | 838.38 | -0.0065291 | 843.8672 | 0.0083426 | 843.6681 | 0.01106 | 653.6187 | 0.00013034 | 843.8672 | 0.023097 | 843.8673 | 0.0099991 | 843.6681 | 0.035487 | 843.8672 | 0.0058219 | 843.8672 | 0.0026859 | 843.8672 | 0.012077 | 968.8069 | 0.038283 | 843.6681 | 0.044806 | 843.6681 | 0.30322 | 843.8672 | 0.74502 | 968.5476 | 0 | 843.6681 | 16.7865 | 973.2181 | 0.00098941 | 968.8069 | 5.0916 | 843.6681 | 0.027127 | 1038.5854 | 0.47184 |  |  | 1251.6219 | 0.063477 | 1036.3719 | 0.01222 | 1165.1078 | 0 | 1164.3092 | 0 | 1164.3024 | 0.0033182 | 843.668 | 0.014399 | 843.8672 | 0.012331 | 843.6681 | 0.041103 | 843.6681 | 0.017691 | 843.8672 | #REF! | 843.6681 | 0.039628 | 839.5722 | 0.048081
| 398.2252 | 0 | 398.2252 | -0.0063751 | 398.2252 | 0.028882 | 398.2252 | -0.01448 | 398.2252 | 0.0099832 | 398.2252 | 0.0095203 | 651.3362 | 0.019941 | 843.9072 | 0.039983 | 398.2252 | 3.8036 | 651.3362 | 0.0067085 | 843.9072 | -0.10596 | 843.9072 | -0.025373 | 834.6676 | 0 | 843.9072 | -0.06744 | 843.9072 | 0 |  |  | 839.2168 | -0.010961 | 843.9072 | -0.064199 | 844.1064 | 0 | 844.1064 | 0 | 844.1064 | -0.0041481 | 651.3362 | 0.0091439 | 844.1064 | 0 | 844.1064 | 0 |  |  | 843.9072 | 0.0034488 | 838.61 | -0.0068788 | 844.1064 | 0 | 843.9072 | 0.0088274 | 653.7389 | 0.00017303 | 844.1064 | 0 | 844.1064 | 0 | 843.9072 | 0.0063718 | 844.1064 | -0.00041613 | 844.1064 | -0.0015494 | 844.1064 | -0.0038329 | 968.9752 | 0.02974 | 843.9072 | -0.0072668 | 843.9072 | 0.28328 | 844.1064 | 0.71436 | 968.7169 | 0.00026087 | 843.9072 | 16.9625 | 973.3891 | 0.00081281 | 968.9752 | 5.0137 | 843.9072 | 0.027127 | 1038.693 | 0.47356 |  |  | 1251.6986 | 0.06316 | 1036.3851 | 0.012208 | 1165.1742 | 0 | 1164.3756 | 0 | 1164.3688 | 0.0032887 | 843.907 | 0.015337 | 844.1064 | 0.0093951 | 843.9072 | 0.017764 | 843.9072 | 0.017691 | 844.1064 | #REF! | 843.9072 | 0.028975 | 839.8103 | 0.047851
| 398.3048 | 0 | 398.3048 | -0.01219 | 398.3048 | 0.030079 | 398.3048 | 0.0075045 | 398.3048 | 0.012103 | 398.3048 | 0.023094 | 651.4582 | 0 | 844.1463 | -0.05398 | 398.3048 | 3.7996 | 651.4582 | 0 | 844.1463 | 0.033228 | 844.1463 | 0.0081878 | 834.9045 | 0 | 844.1463 | 0.033076 | 844.1463 | 0 |  |  | 839.4534 | 0.0094097 | 844.1463 | 0.03914 | 844.3455 | 0.0092445 | 844.3455 | 0.0085461 | 844.3455 | 0.0020226 | 651.4582 | 0.013792 | 844.3455 | 0.003865 | 844.3455 | 0 |  |  | 844.1463 | 0.0048967 | 838.85 | -0.0037309 | 844.3455 | 0.00051953 | 844.1463 | 0.007965 | 653.8592 | 0.00017722 | 844.3455 | 0.030063 | 844.3455 | 0.0025607 | 844.1463 | 0.028419 | 844.3455 | -0.003402 | 844.3455 | -0.00091634 | 844.3455 | 0.01099 | 969.1436 | 0.03556 | 844.1463 | 0.025876 | 844.1463 | 0.28072 | 844.3455 | 0.70293 | 968.8863 | 0 | 844.1463 | 17.0827 | 973.5602 | 0.00032249 | 969.1436 | 4.9289 | 844.1463 | 0.032553 | 1038.8002 | 0.47489 |  |  | 1251.7754 | 0.062842 | 1036.3983 | 0.012195 | 1165.2407 | 0 | 1164.442 | 0 | 1164.4352 | 0.0032569 | 844.146 | 0.017741 | 844.3455 | 0.0090648 | 844.1463 | 0.039676 | 844.1463 | 0.019504 | 844.3455 | #REF! | 844.1463 | 0.045167 | 840.0484 | 0.048051
| 398.3844 | 0 | 398.3844 | -0.011866 | 398.3844 | 0.028568 | 398.3844 | -0.023697 | 398.3844 | 0.010073 | 398.3844 | 0.011651 | 651.5802 | 0.0069668 | 844.3854 | 0.012697 | 398.3844 | 3.6426 | 651.5802 | 0.011926 | 844.3854 | -0.13118 | 844.3854 | -0.02326 | 835.1414 | 0 | 844.3854 | -0.065274 | 844.3854 | 0 |  |  | 839.6901 | 0.0076068 | 844.3854 | -0.10917 | 844.5847 | 0 | 844.5847 | 0 | 844.5847 | -0.0036029 | 651.5802 | 0.018598 | 844.5847 | 0 | 844.5847 | 0 |  |  | 844.3854 | 0.00303 | 839.09 | -0.0065291 | 844.5847 | 0 | 844.3854 | 0.0030495 | 653.9795 | 0.00020923 | 844.5847 | 0 | 844.5847 | 0 | 844.3854 | -0.013872 | 844.5847 | -0.0050954 | 844.5847 | -0.0025082 | 844.5847 | -0.0034681 | 969.312 | 0.031182 | 844.3854 | -0.0055815 | 844.3854 | 0.27787 | 844.5847 | 0.66591 | 969.0556 | 0.00078262 | 844.3854 | 17.2432 | 973.7312 | 0.00066582 | 969.312 | 4.8421 | 844.3854 | 0.027127 | 1038.9076 | 0.47587 |  |  | 1251.8522 | 0.06253 | 1036.4114 | 0.012184 | 1165.3073 | 0 | 1164.5085 | 0 | 1164.5016 | 0.0032228 | 844.385 | 0.011274 | 844.5847 | 0.012184 | 844.3854 | 0.021653 | 844.3854 | 0.012384 | 844.5847 | #REF! | 844.3854 | 0.024288 | 840.2864 | 0.047126
| 398.464 | 0 | 398.464 | 0.030785 | 398.464 | 0.030593 | 398.464 | 0.021174 | 398.464 | 0.01093 | 398.464 | 0.024621 | 651.7022 | 0 | 844.6245 | 0.033939 | 398.464 | 3.7016 | 651.7022 | 0 | 844.6245 | 0.0098763 | 844.6245 | 0.008406 | 835.3782 | 0 | 844.6245 | 0.038071 | 844.6245 | 0 |  |  | 839.9267 | 0.0093695 | 844.6245 | 0.065493 | 844.8239 | 0.035091 | 844.8239 | 0.021704 | 844.8239 | 0.0018316 | 651.7022 | 0.022986 | 844.8239 | 0.0075822 | 844.8238 | 0.0032084 |  |  | 844.6245 | 0.011546 | 839.33 | -0.0019821 | 844.8239 | 0.0056421 | 844.6245 | 0.015068 | 654.0998 | 0.00017379 | 844.8239 | 0.02535 | 844.8238 | 0.0058649 | 844.6245 | 0.031166 | 844.8239 | 0.00132 | 844.8239 | -0.00025704 | 844.8239 | 0.012423 | 969.4805 | 0.034279 | 844.6245 | 0.026095 | 844.6245 | 0.28348 | 844.8239 | 0.64549 | 969.2249 | 0.00069566 | 844.6245 | 17.4805 | 973.9022 | 0.0010497 | 969.4805 | 4.749 | 844.6245 | 0.027127 | 1039.015 | 0.4765 |  |  | 1251.929 | 0.062218 | 1036.4246 | 0.012174 | 1165.3738 | 0 | 1164.5749 | 0 | 1164.568 | 0.0031887 | 844.624 | 0.014471 | 844.8239 | 0.010753 | 844.6245 | 0.03449 | 844.6245 | 0.017691 | 844.8239 | #REF! | 844.6245 | 0.038137 | 840.5245 | 0.047071
| 398.5436 | 0 | 398.5436 | 0.0179 | 398.5436 | 0.028825 | 398.5436 | -0.022295 | 398.5436 | 0.0063297 | 398.5436 | 0.0087956 | 651.8242 | 0.016451 | 844.8636 | -0.0095058 | 398.5436 | 3.5217 | 651.8242 | 0.020498 | 844.8636 | -0.20337 | 844.8636 | -0.018622 | 835.6151 | 0 | 844.8636 | -0.064397 | 844.8636 | 0 |  |  | 840.1634 | -0.017193 | 844.8636 | -0.1436 | 845.063 | 0 | 845.063 | 0 | 845.063 | -0.0072092 | 651.8242 | 0.015986 | 845.063 | 0 | 845.063 | 0 |  |  | 844.8636 | 0.00046333 | 839.57 | 0.0064125 | 845.063 | 0 | 844.8636 | 0.0045671 | 654.22 | 0.00018979 | 845.063 | 0 | 845.063 | 0 | 844.8636 | -0.033499 | 845.063 | -0.0079516 | 845.063 | -0.0038521 | 845.063 | -0.0086126 | 969.6489 | 0.011533 | 844.8636 | 0.004588 | 844.8636 | 0.26026 | 845.063 | 0.63878 | 969.3943 | 0.00026087 | 844.8636 | 17.6086 | 974.0733 | 0.00074261 | 969.6489 | 4.6709 | 844.8636 | 0.028936 | 1039.1224 | 0.47751 |  |  | 1252.0056 | 0.061905 | 1036.4377 | 0.012164 | 1165.4403 | 0 | 1164.6414 | 0 | 1164.6345 | 0.003158 | 844.864 | 0.014207 | 845.063 | 0.0066059 | 844.8636 | 0.024376 | 844.8636 | 0.016806 | 845.063 | #REF! | 844.8636 | 0.01743 | 840.7626 | 0.046785
| 398.6232 | 0 | 398.6232 | -0.0013389 | 398.6232 | 0.030764 | 398.6232 | 0.027153 | 398.6232 | 0.0089157 | 398.6232 | 0.0236 | 651.9462 | 0 | 845.1027 | 0.0046229 | 398.6232 | 3.5386 | 651.9462 | 0 | 845.1027 | 0.019348 | 845.1027 | 0.010963 | 835.8521 | 0 | 845.1027 | 0.036863 | 845.1027 | 0 |  |  | 840.4001 | 0.020008 | 845.1027 | 0.072524 | 845.3022 | 0.055391 | 845.3022 | 0.02801 | 845.3022 | 0.0045725 | 651.9462 | 0.010553 | 845.3022 | 0.0047753 | 845.3022 | 0.0039256 |  |  | 845.1027 | 0.014058 | 839.81 | -0.00093273 | 845.3022 | 0.01193 | 845.1027 | 0.013343 | 654.3403 | 0.00017569 | 845.3022 | 0.022424 | 845.3022 | 0.013324 | 845.1027 | 0.010828 | 845.3022 | 0.0058087 | 845.3022 | 0.00011546 | 845.3022 | 0.018616 | 969.8172 | 0.032837 | 845.1027 | 0.030648 | 845.1027 | 0.25172 | 845.3022 | 0.61368 | 969.5636 | 0.00017392 | 845.1027 | 17.7426 | 974.2443 | 0.001483 | 969.8172 | 4.5935 | 845.1027 | 0.027127 | 1039.2299 | 0.47853 |  |  | 1252.0824 | 0.061593 | 1036.4509 | 0.012155 | 1165.5068 | 0 | 1164.7078 | 0 | 1164.7009 | 0.003133 | 845.103 | 0.010553 | 845.3022 | 0.010569 | 845.1027 | 0.039417 | 845.1027 | 0.013268 | 845.3022 | #REF! | 845.1027 | 0.04325 | 841.0007 | 0.047001
| 398.7028 | 0 | 398.7028 | -0.0048098 | 398.7028 | 0.029253 | 398.7028 | -0.016441 | 398.7028 | 0.0044954 | 398.7028 | 0.0041915 | 652.0683 | 0.0059129 | 845.3419 | 0.010153 | 398.7028 | 3.3694 | 652.0683 | 0.013044 | 845.3419 | -0.050806 | 845.3419 | -0.017385 | 836.089 | 0 | 845.3419 | -0.063277 | 845.3419 | 0 |  |  | 840.6368 | -0.017439 | 845.3419 | -0.131 | 845.5414 | 0 | 845.5414 | 0 | 845.5414 | -0.0049685 | 652.0683 | 0.0064748 | 845.5414 | 0 | 845.5414 | 0 |  |  | 845.3419 | 0.012303 | 840.05 | 0.012359 | 845.5414 | 0 | 845.3419 | 0.0010393 | 654.4606 | 0.00019894 | 845.5414 | 0 | 845.5414 | 0 | 845.3419 | -0.0098523 | 845.5414 | -0.0026391 | 845.5414 | -0.0033855 | 845.5414 | -0.0033032 | 969.9856 | 0.024882 | 845.3419 | 0.0034506 | 845.3419 | 0.25411 | 845.5414 | 0.58529 | 969.7329 | 0.00026087 | 845.3419 | 17.8739 | 974.4153 | 0.00077771 | 969.9856 | 4.5229 | 845.3419 | 0.030744 | 1039.3374 | 0.47852 |  |  | 1252.1592 | 0.061285 | 1036.464 | 0.012147 | 1165.5735 | 0 | 1164.7743 | 0 | 1164.7675 | 0.003116 | 845.342 | 0.014712 | 845.5414 | 0.011047 | 845.3419 | 0.021005 | 845.3419 | 0.014153 | 845.5414 | #REF! | 845.3419 | 0.015604 | 841.2388 | 0.045923
| 398.7824 | 0 | 398.7824 | 0.011289 | 398.7824 | 0.03102 | 398.7824 | 0.012144 | 398.7824 | 0.0088255 | 398.7824 | 0.024845 | 652.1903 | 0 | 845.581 | 0.017879 | 398.7824 | 3.4557 | 652.1903 | 0 | 845.581 | -0.021881 | 845.581 | 0.0044732 | 836.3259 | 0 | 845.581 | 0.024729 | 845.581 | 0 |  |  | 840.8735 | 0.0075894 | 845.581 | 0.043617 | 845.7806 | 0.014909 | 845.7806 | 0.027086 | 845.7806 | 0.0072561 | 652.1903 | 0.0061303 | 845.7806 | 0.007714 | 845.7806 | 0.0046454 |  |  | 845.581 | 0.012219 | 840.29 | -0.00513 | 845.7806 | 0.013407 | 845.581 | 0.006646 | 654.5809 | 0.00016693 | 845.7806 | 0.017916 | 845.7806 | 0.015646 | 845.581 | 0.04822 | 845.7806 | 0.0026293 | 845.7806 | 0.0015283 | 845.7806 | 0.017176 | 970.1541 | 0.03209 | 845.581 | 0.0096931 | 845.581 | 0.25024 | 845.7806 | 0.57413 | 969.9023 | 0.00017392 | 845.581 | 18.0194 | 974.5864 | 0.0021807 | 970.1541 | 4.4389 | 845.581 | 0.03617 | 1039.4451 | 0.47876 |  |  | 1252.236 | 0.060978 | 1036.4772 | 0.01214 | 1165.64 | 0 | 1164.8407 | 0 | 1164.8339 | 0.003108 | 845.581 | 0.016419 | 845.7806 | 0.010459 | 845.581 | 0.039676 | 845.581 | 0.01862 | 845.7806 | #REF! | 845.581 | 0.044741 | 841.477 | 0.046388
| 398.8621 | 0 | 398.862 | -0.028103 | 398.8621 | 0.02911 | 398.8621 | -0.017874 | 398.8621 | 0.009472 | 398.862 | 0.01202 | 652.3124 | 0.0087231 | 845.8202 | -0.063057 | 398.8621 | 3.3051 | 652.3124 | 0.017144 | 845.8202 | -0.11309 | 845.8202 | -0.028349 | 836.5628 | 0 | 845.8202 | -0.05617 | 845.8202 | 0 |  |  | 841.1102 | -0.010391 | 845.8202 | -0.10917 | 846.0198 | 0 | 846.0198 | 0 | 846.0198 | -0.011533 | 652.3124 | 0.011807 | 846.0198 | 0 | 846.0198 | 0 |  |  | 845.8202 | 0.0098646 | 840.52 | -0.031013 | 846.0198 | 0 | 845.8202 | -0.0010568 | 654.7012 | 0.00016617 | 846.0198 | 0 | 846.0198 | 0 | 845.8202 | -0.024989 | 846.0198 | -0.005704 | 846.0198 | -0.0082085 | 846.0198 | -0.0077473 | 970.3225 | 0.028352 | 845.8202 | 0.0018209 | 845.8202 | 0.23151 | 846.0198 | 0.55727 | 970.0716 | 0.00026087 | 845.8202 | 18.2844 | 974.7574 | 0.0010048 | 970.3225 | 4.3549 | 845.8202 | 0.032553 | 1039.5525 | 0.48041 |  |  | 1252.3129 | 0.060671 | 1036.4904 | 0.012134 | 1165.7065 | 0 | 1164.9072 | 0 | 1164.9004 | 0.0031103 | 845.82 | 0.011923 | 846.0198 | 0.005248 | 845.8202 | 0.018931 | 845.8202 | 0.015922 | 846.0198 | #REF! | 845.8202 | 0.01508 | 841.7151 | 0.046043
| 398.9417 | 0 | 398.9417 | -0.017469 | 398.9417 | 0.03045 | 398.9417 | 0.020334 | 398.9417 | 0.012284 | 398.9417 | 0.021308 | 652.4344 | 0 | 846.0593 | -0.044508 | 398.9417 | 3.3361 | 652.4344 | 0 | 846.0593 | 0.0082259 | 846.0593 | 0.00067684 | 836.7998 | 0 | 846.0593 | 0.03856 | 846.0593 | 0 |  |  | 841.3469 | 0.024461 | 846.0593 | 0.045239 | 846.2591 | 0.048367 | 846.2591 | 0.029633 | 846.2591 | -0.0019147 | 652.4344 | 0.031972 | 846.2591 | 0.0064173 | 846.259 | 0.0049826 |  |  | 846.0593 | 0.01918 | 840.76 | -0.0068788 | 846.2591 | 0.0085728 | 846.0593 | -0.00089504 | 654.8215 | 0.00014101 | 846.2591 | 0.032559 | 846.259 | 0.0067755 | 846.0593 | 0.016468 | 846.2591 | 0.003671 | 846.2591 | 0.0022973 | 846.2591 | 0.016554 | 970.4909 | 0.030595 | 846.0593 | 0.032995 | 846.0593 | 0.22403 | 846.259 | 0.54436 | 970.241 | 0.00017392 | 846.0593 | 18.3569 | 974.9285 | 0.002807 | 970.4909 | 4.2647 | 846.0593 | 0.034361 | 1039.66 | 0.48306 |  |  | 1252.3897 | 0.060369 | 1036.5035 | 0.012128 | 1165.7732 | 0 | 1164.9738 | 0 | 1164.9668 | 0.0031216 | 846.059 | 0.013125 | 846.2591 | 0.0060187 | 846.0593 | 0.032026 | 846.0593 | 0.01862 | 846.259 | #REF! | 846.0593 | 0.046872 | 841.9532 | 0.046029
| 399.0213 | 0 | 399.0213 | 0.048674 | 399.0213 | 0.028397 | 399.0213 | -0.014168 | 399.0213 | 0.0043 | 399.0213 | 0.0056841 | 652.5565 | 0.018558 | 846.2985 | 0.075426 | 399.0213 | 3.1448 | 652.5565 | 0.023428 | 846.2985 | -0.097642 | 846.2985 | -0.0095002 | 837.0367 | 0 | 846.2985 | -0.06203 | 846.2985 | 0 |  |  | 841.5837 | -0.020725 | 846.2985 | -0.047785 | 846.4983 | 0 | 846.4983 | 0 | 846.4983 | 0.0016239 | 652.5565 | 0.013269 | 846.4983 | 0 | 846.4983 | 0 |  |  | 846.2985 | 0.0097901 | 841 | 0.0088609 | 846.4983 | 0 | 846.2985 | 0.0097406 | 654.9417 | 0.00017722 | 846.4983 | 0 | 846.4983 | 0 | 846.2985 | -0.01492 | 846.4983 | 0.0046009 | 846.4983 | 0.00039351 | 846.4983 | -0.0036163 | 970.6593 | 0.029207 | 846.2985 | 0.00012354 | 846.2985 | 0.21953 | 846.4983 | 0.51726 | 970.4103 | 0.00078262 | 846.2985 | 18.5064 | 975.0995 | 0.0013722 | 970.6593 | 4.1862 | 846.2985 | 0.03617 | 1039.7676 | 0.48524 |  |  | 1252.4664 | 0.060066 | 1036.5167 | 0.012124 | 1165.8397 | 0 | 1165.0402 | 0 | 1165.0333 | 0.003141 | 846.298 | 0.011418 | 846.4983 | 0.014827 | 846.2985 | 0.020486 | 846.2985 | 0.014153 | 846.4983 | #REF! | 846.2985 | 0.020513 | 842.1914 | 0.045713
| 399.1009 | 0 | 399.1009 | 0.0088294 | 399.1009 | 0.029794 | 399.1009 | 0.01641 | 399.1009 | 0.010314 | 399.1009 | 0.026392 | 652.6786 | 0 | 846.5377 | 0.059224 | 399.1009 | 3.2035 | 652.6786 | 0 | 846.5377 | 0.053784 | 846.5377 | 0.0095303 | 837.2737 | 0 | 846.5377 | 0.038713 | 846.5377 | 0 |  |  | 841.8204 | 0.026128 | 846.5377 | 0.053677 | 846.7375 | 0.015181 | 846.7375 | 0.016976 | 846.7375 | 0.0022211 | 652.6786 | 0.012015 | 846.7375 | 0.016583 | 846.7375 | 0.0066241 |  |  | 846.5377 | 0.017241 | 841.24 | 0.018654 | 846.7375 | 0.0080658 | 846.5377 | 0.015524 | 655.062 | 0.00018179 | 846.7375 | 0.036458 | 846.7375 | 0.0091626 | 846.5377 | 0.03038 | 846.7375 | 0.0060942 | 846.7375 | 0.0064778 | 846.7375 | 0.018363 | 970.8277 | 0.027338 | 846.5377 | 0.042019 | 846.5377 | 0.2056 | 846.7375 | 0.51574 | 970.5797 | 0.00017392 | 846.5377 | 18.7169 | 975.2706 | 0.0024483 | 970.8277 | 4.105 | 846.5377 | 0.03617 | 1039.8751 | 0.48607 |  |  | 1252.5433 | 0.059764 | 1036.5298 | 0.01212 | 1165.9062 | 0 | 1165.1067 | 0 | 1165.0999 | 0.0031648 | 846.538 | 0.015144 | 846.7375 | 0.012992 | 846.5377 | 0.041362 | 846.5377 | 0.017691 | 846.7375 | #REF! | 846.5377 | 0.047298 | 842.4295 | 0.045698
| 399.1805 | 0 | 399.1805 | -0.025214 | 399.1805 | 0.028825 | 399.1805 | -0.012798 | 399.1805 | 0.0073671 | 399.1805 | 0.0085142 | 652.8007 | 0.0097769 | 846.7769 | -0.101 | 399.1805 | 3.0254 | 652.8007 | 0.036969 | 846.7769 | -0.2002 | 846.7768 | -0.030012 | 837.5107 | 0 | 846.7769 | -0.070946 | 846.7768 | 0 |  |  | 842.0571 | -0.0061338 | 846.7768 | -0.070421 | 846.9768 | 0 | 846.9768 | 0 | 846.9768 | -0.01463 | 652.8007 | 0.021001 | 846.9768 | 0 | 846.9768 | 0 |  |  | 846.7769 | -0.0134 | 841.48 | -0.024367 | 846.9768 | 0 | 846.7768 | 0.0032297 | 655.1823 | 0.00021228 | 846.9768 | 0 | 846.9768 | 0 | 846.7768 | -0.047116 | 846.9768 | -0.013031 | 846.9768 | -0.0072651 | 846.9768 | -0.0073498 | 970.9961 | 0.041113 | 846.7769 | -0.00030904 | 846.7769 | 0.20215 | 846.9767 | 0.49567 | 970.7491 | 0.00078262 | 846.7769 | 18.8975 | 975.4416 | 0.0013327 | 970.9961 | 4.0336 | 846.7768 | 0.032553 | 1039.9828 | 0.48654 |  |  | 1252.6201 | 0.059467 | 1036.543 | 0.012118 | 1165.9729 | 0 | 1165.1732 | 0 | 1165.1664 | 0.0031898 | 846.777 | 0.010553 | 846.9768 | 0.0011203 | 846.7768 | 0.011646 | 846.7768 | 0.013268 | 846.9767 | #REF! | 846.7768 | 0.0037935 | 842.6677 | 0.045236
| 399.2601 | 0 | 399.2601 | -0.018897 | 399.2601 | 0.029167 | 399.2601 | 0.026935 | 399.2601 | 0.010344 | 399.2601 | 0.025311 | 652.9227 | 0 | 847.016 | 0.042443 | 399.2601 | 3.0529 | 652.9227 | 0 | 847.016 | 0.075633 | 847.016 | 0.0081264 | 837.7476 | 0 | 847.016 | 0.040759 | 847.016 | 0 |  |  | 842.2939 | 0.029245 | 847.016 | 0.063478 | 847.216 | 0.071741 | 847.216 | 0.009384 | 847.216 | 0.0065477 | 652.9227 | 0.0076135 | 847.216 | 0.0097662 | 847.216 | 0.0075744 |  |  | 847.016 | 0.020466 | 841.72 | 0.0046636 | 847.216 | 0.015066 | 847.016 | 0.011212 | 655.3026 | 0.00018522 | 847.216 | 0.016727 | 847.216 | 0.0091416 | 847.016 | 0.029956 | 847.216 | 0.0092038 | 847.216 | 0.0050794 | 847.216 | 0.013261 | 971.1645 | 0.042502 | 847.016 | 0.034945 | 847.016 | 0.19768 | 847.216 | 0.47678 | 970.9184 | 0 | 847.016 | 19.074 | 975.6127 | 0.0013842 | 971.1645 | 3.9547 | 847.016 | 0.034361 | 1040.0905 | 0.48736 |  |  | 1252.697 | 0.059165 | 1036.5562 | 0.012116 | 1166.0395 | 0 | 1165.2397 | 0 | 1165.2328 | 0.0032114 | 847.016 | 0.010168 | 847.216 | 0.014166 | 847.016 | 0.038769 | 847.016 | 0.014153 | 847.216 | #REF! | 847.016 | 0.042185 | 842.9058 | 0.045283
| 399.3397 | 0 | 399.3398 | 0.031052 | 399.3397 | 0.02834 | 399.3397 | -0.018434 | 399.3397 | 0.010915 | 399.3397 | 0.0077142 | 653.0448 | 0.022091 | 847.2552 | -0.12944 | 399.3397 | 2.9071 | 653.0448 | 0.027512 | 847.2552 | -0.13331 | 847.2552 | -0.034714 | 837.9846 | 0 | 847.2552 | -0.085719 | 847.2552 | 0 |  |  | 842.5307 | -0.021631 | 847.2552 | -0.024507 | 847.4553 | 0 | 847.4553 | 0 | 847.4553 | -0.0070284 | 653.0448 | 0.011807 | 847.4553 | 0 | 847.4553 | 0 |  |  | 847.2552 | -0.0030803 | 841.96 | 0.0046636 | 847.4553 | 0 | 847.2552 | -0.0078128 | 655.4229 | 0.00021114 | 847.4553 | 0 | 847.4553 | 0 | 847.2552 | -0.019855 | 847.4553 | -0.013899 | 847.4553 | -0.0068293 | 847.4553 | -0.012119 | 971.3329 | 0.018047 | 847.2552 | 0.011626 | 847.2552 | 0.17786 | 847.4553 | 0.45856 | 971.0878 | 0.00078262 | 847.2552 | 19.1855 | 975.7837 | 7.9056e-05 | 971.3329 | 3.8889 | 847.2552 | 0.03617 | 1040.1981 | 0.48848 |  |  | 1252.7738 | 0.058873 | 1036.5693 | 0.012115 | 1166.1061 | 0 | 1165.3063 | 0 | 1165.2993 | 0.0032273 | 847.255 | 0.012116 | 847.4553 | 0.00076006 | 847.2552 | 0.0086606 | 847.2552 | 0.013268 | 847.4553 | #REF! | 847.2552 | 0.0030319 | 843.144 | 0.044838
| 399.4194 | 0 | 399.4194 | -0.013875 | 399.4194 | 0.029538 | 399.4194 | 0.016379 | 399.4194 | 0.0087052 | 399.4194 | 0.025459 | 653.167 | 0 | 847.4944 | -0.031961 | 399.4194 | 2.9692 | 653.167 | 0 | 847.4944 | 0.0048824 | 847.4944 | 0.0030466 | 838.2216 | 0 | 847.4944 | 0.038499 | 847.4944 | 0 |  |  | 842.7674 | 0.013919 | 847.4944 | 0.099089 | 847.6945 | 0.027742 | 847.6945 | 0.017987 | 847.6945 | 0.00049373 | 653.167 | 0.0082067 | 847.6945 | 0.0023063 | 847.6945 | 0.0032612 |  |  | 847.4944 | 0.010173 | 842.2 | -0.0061794 | 847.6945 | 0.0063935 | 847.4944 | 0.0086753 | 655.5432 | 0.0001776 | 847.6945 | 0.032221 | 847.6945 | 0.011173 | 847.4944 | 0.022882 | 847.6945 | -0.0033789 | 847.6945 | -0.0019225 | 847.6945 | 0.0065062 | 971.5013 | 0.038497 | 847.4944 | 0.030358 | 847.4944 | 0.19797 | 847.6945 | 0.44568 | 971.2571 | 0 | 847.4944 | 19.4066 | 975.9548 | 0.0012427 | 971.5013 | 3.8239 | 847.4944 | 0.03617 | 1040.3058 | 0.48985 |  |  | 1252.8507 | 0.058576 | 1036.5825 | 0.012115 | 1166.1727 | 0 | 1165.3728 | 0 | 1165.3658 | 0.0032341 | 847.494 | 0.012524 | 847.6945 | 0.008551 | 847.4944 | 0.031897 | 847.4944 | 0.015922 | 847.6945 | #REF! | 847.4944 | 0.043037 | 843.3822 | 0.045031
| 399.499 | 0 | 399.499 | 0.025685 | 399.499 | 0.028141 | 399.499 | -0.026499 | 399.499 | 0.0082241 | 399.499 | 0.0058763 | 653.2891 | 0.022482 | 847.7336 | -0.035293 | 399.499 | 2.8518 | 653.2891 | 0.029876 | 847.7336 | -0.13622 | 847.7337 | -0.022345 | 838.4586 | 0 | 847.7336 | -0.073997 | 847.7337 | 0 |  |  | 843.0042 | -0.023613 | 847.7337 | -0.083974 | 847.9338 | 0 | 847.9338 | 0 | 847.9338 | -0.0049854 | 653.2891 | 0.020374 | 847.9338 | 0 | 847.9338 | 0 |  |  | 847.7336 | 0.0013523 | 842.44 | -0.018072 | 847.9338 | 0 | 847.7337 | 0.002797 | 655.6635 | 0.0002039 | 847.9338 | 0 | 847.9338 | 0 | 847.7337 | -0.048588 | 847.9338 | -0.0067257 | 847.9338 | -0.0017662 | 847.9338 | -0.013533 | 971.6698 | 0.030702 | 847.7336 | -0.0040248 | 847.7336 | 0.18711 | 847.9338 | 0.43197 | 971.4265 | 0.0013044 | 847.7336 | 19.5371 | 976.1259 | 0.00057157 | 971.6698 | 3.7681 | 847.7337 | 0.03617 | 1040.4133 | 0.49122 |  |  | 1252.9276 | 0.058284 | 1036.5956 | 0.012116 | 1166.2394 | 0 | 1165.4393 | 0 | 1165.4324 | 0.0032307 | 847.734 | 0.0082213 | 847.9338 | 0.0055416 | 847.7337 | 0.018412 | 847.7337 | 0.0079608 | 847.9338 | #REF! | 847.7337 | 0.012964 | 843.6204 | 0.044426
| 399.5786 | 0 | 399.5786 | -0.0059551 | 399.5786 | 0.029794 | 399.5786 | 0.0083452 | 399.5786 | 0.013561 | 399.5786 | 0.022656 | 653.4112 | 0 | 847.9729 | 0.0085212 | 399.5786 | 2.8526 | 653.4112 | 0 | 847.9729 | 0.060692 | 847.9729 | 0.001304 | 838.6956 | 0 | 847.9729 | 0.033652 | 847.9729 | 0 |  |  | 843.241 | 0.029395 | 847.9729 | 0.054278 | 848.1731 | 0.047352 | 848.1731 | 0.026072 | 848.1731 | 0.0014931 | 653.4112 | 0.020061 | 848.1731 | 0.010403 | 848.1731 | 0.0013988 |  |  | 847.9729 | 0.0092623 | 842.68 | -0.00023318 | 848.1731 | 0.0092088 | 847.9729 | 0.0063923 | 655.7838 | 0.00016235 | 848.1731 | 0.037842 | 848.1731 | 0.010827 | 847.9729 | 0.017589 | 848.1731 | 0.00205 | 848.1731 | -0.0017391 | 848.1731 | 0.012228 | 971.8382 | 0.028993 | 847.9729 | 0.028491 | 847.9729 | 0.176 | 848.1731 | 0.42517 | 971.5959 | 0.00017392 | 847.9729 | 19.7783 | 976.2969 | 7.3493e-05 | 971.8382 | 3.7071 | 847.9729 | 0.043494 | 1040.5211 | 0.49274 |  |  | 1253.0045 | 0.057992 | 1036.6088 | 0.012118 | 1166.306 | 0 | 1165.5059 | 0 | 1165.499 | 0.0032194 | 847.973 | 0.015553 | 848.1731 | 0.0099088 | 847.9729 | 0.037731 | 847.9729 | 0.017691 | 848.1731 | #REF! | 847.9729 | 0.03835 | 843.8586 | 0.04477
| 399.6582 | 0 | 399.6582 | 0.0070076 | 399.6582 | 0.029053 | 399.6582 | -0.022389 | 399.6582 | 0.0052622 | 399.6582 | 0.0045762 | 653.5333 | 0.016451 | 848.2121 | -0.023893 | 399.6582 | 2.697 | 653.5333 | 0.028371 | 848.2121 | -0.17667 | 848.2121 | -0.02225 | 838.9326 | 0 | 848.2121 | -0.061569 | 848.2121 | 0 |  |  | 843.4778 | -0.020221 | 848.2121 | -0.077067 | 848.4124 | 0 | 848.4124 | 0 | 848.4124 | -0.0089375 | 653.5333 | 0.011807 | 848.4124 | 0 | 848.4124 | 0 |  |  | 848.2121 | 0.0053777 | 842.91 | -0.00058295 | 848.4124 | 0 | 848.2121 | -0.0013068 | 655.9041 | 0.00019246 | 848.4124 | 0 | 848.4124 | 0 | 848.2121 | -0.018812 | 848.4124 | -0.0041758 | 848.4124 | -0.0049761 | 848.4124 | -0.0092356 | 972.0066 | 0.02312 | 848.2121 | 0.0054892 | 848.2121 | 0.1904 | 848.4124 | 0.4053 | 971.7652 | 0.00026087 | 848.2121 | 19.8561 | 976.468 | 0.00028849 | 972.0066 | 3.6505 | 848.2121 | 0.043494 | 1040.6288 | 0.49441 |  |  | 1253.0814 | 0.057705 | 1036.6219 | 0.012121 | 1166.3727 | 0 | 1165.5724 | 0 | 1165.5656 | 0.0032023 | 848.212 | 0.0097357 | 848.4124 | 0.0073766 | 848.2121 | 0.019449 | 848.2121 | 0.013268 | 848.4124 | #REF! | 848.2121 | 0.01725 | 844.0968 | 0.043891
| 399.7379 | 0 | 399.7379 | -0.0017523 | 399.7379 | 0.029908 | 399.7379 | 0.013109 | 399.7379 | 0.011863 | 399.7379 | 0.015414 | 653.6555 | 0 | 848.4513 | -0.0081543 | 399.7379 | 2.8274 | 653.6555 | 0 | 848.4513 | 0.063777 | 848.4513 | -0.0017811 | 839.1697 | 0 | 848.4513 | 0.037395 | 848.4513 | 0 |  |  | 843.7146 | 0.0037574 | 848.4513 | -0.021318 | 848.6517 | 0.028588 | 848.6517 | 0.015411 | 848.6517 | -0.0031994 | 653.6555 | 0.0064269 | 848.6517 | 0.0051044 | 848.6517 | 0.0039916 |  |  | 848.4513 | 0.0042829 | 843.15 | -0.0075784 | 848.6517 | 0.0079702 | 848.4513 | 0.0092333 | 656.0244 | 0.00016769 | 848.6517 | 0.041671 | 848.6517 | 0.0082197 | 848.4513 | 0.04049 | 848.6517 | 0.00023123 | 848.6517 | 0.00099018 | 848.6517 | 0.012931 | 972.175 | 0.037269 | 848.4513 | 0.023562 | 848.4513 | 0.18152 | 848.6517 | 0.39959 | 971.9346 | 0 | 848.4513 | 20.0627 | 976.6391 | 0.0009927 | 972.175 | 3.5847 | 848.4513 | 0.039877 | 1040.7366 | 0.49561 |  |  | 1253.1583 | 0.057413 | 1036.6351 | 0.012124 | 1166.4393 | 0 | 1165.6389 | 0 | 1165.6321 | 0.003183 | 848.451 | 0.0095434 | 848.6517 | 0.0099455 | 848.4513 | 0.033971 | 848.4513 | 0.014153 | 848.6517 | #REF! | 848.4513 | 0.040267 | 844.335 | 0.043903
| 399.8175 | 0 | 399.8175 | -0.033447 | 399.8175 | 0.028739 | 399.8175 | -0.022887 | 399.8175 | 0.0095923 | 399.8175 | 0.0039905 | 653.7776 | 0.011884 | 848.6906 | 0.030484 | 399.8175 | 2.6853 | 653.7776 | 0.023428 | 848.6906 | -0.12388 | 848.6906 | -0.024124 | 839.4067 | 0 | 848.6906 | -0.060818 | 848.6906 | 0 |  |  | 843.9514 | -0.012988 | 848.6906 | -0.058858 | 848.891 | 0 | 848.891 | 0 | 848.891 | -0.0047097 | 653.7776 | 0.013269 | 848.891 | 0 | 848.891 | 0 |  |  | 848.6906 | 0.0018051 | 843.39 | -0.033811 | 848.891 | 0 | 848.6906 | 0.0018603 | 656.1447 | 0.00018446 | 848.891 | 0 | 848.891 | 0 | 848.6906 | 0.0070051 | 848.891 | -0.0044981 | 848.891 | -8.5755e-05 | 848.891 | -0.010058 | 972.3434 | 0.023547 | 848.6906 | 0.0037119 | 848.6906 | 0.1831 | 848.891 | 0.39213 | 972.104 | 0.00026087 | 848.6906 | 20.2259 | 976.8101 | 0.00027532 | 972.3434 | 3.5272 | 848.6906 | 0.047111 | 1040.8444 | 0.49677 |  |  | 1253.2352 | 0.057127 | 1036.6483 | 0.012128 | 1166.506 | 0 | 1165.7056 | 0 | 1165.6986 | 0.0031648 | 848.691 | 0.014423 | 848.891 | 0.010202 | 848.6906 | 0.020097 | 848.6906 | 0.013268 | 848.891 | #REF! | 848.6906 | 0.015778 | 844.5732 | 0.043213
| 399.8971 | 0 | 399.8971 | -0.0020966 | 399.8971 | 0.02968 | 399.8971 | 0.0087812 | 399.8971 | 0.01296 | 399.8971 | 0.022423 | 653.8998 | 0 | 848.9298 | -0.036858 | 399.8971 | 2.7561 | 653.8998 | 0 | 848.9298 | 0.15031 | 848.9298 | -0.00089674 | 839.6437 | 0 | 848.9298 | 0.034628 | 848.9298 | 0 |  |  | 844.1883 | 0.018782 | 848.9298 | 0.066226 | 849.1303 | 0.031407 | 849.1303 | 0.014871 | 849.1303 | 0.0001508 | 653.8998 | 0.010553 | 849.1303 | 0.007002 | 849.1303 | 0.0022322 |  |  | 848.9298 | 0.0096142 | 843.63 | 0.00011659 | 849.1303 | 0.0036632 | 848.9298 | -2.3513e-05 | 656.265 | 0.00019894 | 849.1303 | 0.0099707 | 849.1303 | 0.0046373 | 848.9298 | 0.036186 | 849.1303 | -0.0019184 | 849.1303 | -0.0014132 | 849.1303 | 0.004889 | 972.5118 | 0.033051 | 848.9298 | 0.029969 | 848.9298 | 0.14518 | 849.1303 | 0.38886 | 972.2734 | 0.00017392 | 848.9298 | 20.4326 | 976.9812 | 0.0015466 | 972.5118 | 3.4647 | 848.9298 | 0.045303 | 1040.9523 | 0.49804 |  |  | 1253.3121 | 0.056845 | 1036.6614 | 0.012134 | 1166.5726 | 0 | 1165.7721 | 0 | 1165.7653 | 0.0031512 | 848.93 | 0.012524 | 849.1303 | 0.0067894 | 848.9298 | 0.029952 | 848.9298 | 0.016806 | 849.1303 | #REF! | 848.9298 | 0.032171 | 844.8115 | 0.043839
| 399.9768 | 0 | 399.9768 | 0.0017208 | 399.9768 | 0.028198 | 399.9768 | -0.017656 | 399.9768 | 0.01299 | 399.9768 | 0.0089692 | 654.022 | 0.022678 | 849.1691 | -0.079455 | 399.9768 | 2.5807 | 654.022 | 0.026437 | 849.1691 | -0.14903 | 849.1691 | -0.025197 | 839.8808 | 0 | 849.1691 | -0.063073 | 849.1691 | 0 |  |  | 844.4251 | -0.014488 | 849.1691 | -0.073487 | 849.3696 | 0 | 849.3696 | 0 | 849.3696 | -0.012603 | 654.022 | 0.01033 | 849.3696 | 0 | 849.3696 | 0 |  |  | 849.1691 | -0.0088317 | 843.87 | 0.017955 | 849.3696 | 0 | 849.1691 | -0.012379 | 656.3854 | 0.00020656 | 849.3696 | 0 | 849.3696 | 0 | 849.1691 | -0.01178 | 849.3696 | -0.0057927 | 849.3696 | -0.0073613 | 849.3696 | -0.011206 | 972.6803 | 0.027017 | 849.1691 | -0.015236 | 849.1691 | 0.1333 | 849.3696 | 0.3603 | 972.4427 | 0.00078262 | 849.1691 | 20.6931 | 977.1523 | 0.00075248 | 972.6803 | 3.412 | 849.1691 | 0.045303 | 1041.0601 | 0.49923 |  |  | 1253.389 | 0.056563 | 1036.6746 | 0.01214 | 1166.6393 | 0 | 1165.8386 | 0 | 1165.8318 | 0.0031432 | 849.169 | 0.011491 | 849.3696 | -0.00031651 | 849.1691 | 0.014911 | 849.1691 | 0.013268 | 849.3696 | #REF! | 849.1691 | 0.0019809 | 845.0497 | 0.043096
| 400.0564 | 0 | 400.0564 | 0.036369 | 400.0564 | 0.028511 | 400.0564 | 0.017126 | 400.0564 | 0.0087653 | 400.0564 | 0.025758 | 654.1442 | 0 | 849.4083 | -0.00074813 | 400.0564 | 2.6468 | 654.1442 | 0 | 849.4083 | -0.066597 | 849.4083 | 0.01951 | 840.1179 | 0 | 849.4083 | 0.05045 | 849.4083 | 0 |  |  | 844.6619 | 0.024282 | 849.4083 | 0.0081807 | 849.609 | 0.047202 | 849.609 | 0.0077079 | 849.609 | 0.0061906 | 654.1442 | 0.0022741 | 849.609 | 0.0076904 | 849.609 | 0.0047717 |  |  | 849.4083 | 0.014195 | 844.11 | 0.0050134 | 849.609 | 0.011364 | 849.4083 | 0.0074577 | 656.5057 | 0.00024582 | 849.609 | 0.025442 | 849.609 | 0.013873 | 849.4083 | 0.021005 | 849.609 | 0.0049537 | 849.609 | 0.0025177 | 849.609 | 0.014267 | 972.8487 | 0.029473 | 849.4083 | 0.046429 | 849.4083 | 0.16648 | 849.6089 | 0.35143 | 972.6121 | 0 | 849.4083 | 20.8925 | 977.3234 | 0.0021872 | 972.8487 | 3.3494 | 849.4083 | 0.056154 | 1041.168 | 0.5008 |  |  | 1253.4661 | 0.056282 | 1036.6877 | 0.012146 | 1166.7059 | 0 | 1165.9053 | 0 | 1165.8984 | 0.003141 | 849.408 | 0.018318 | 849.609 | 0.0096152 | 849.4083 | 0.03436 | 849.4083 | 0.021273 | 849.6089 | #REF! | 849.4083 | 0.041545 | 845.288 | 0.043114
| 400.136 | 0 | 400.136 | -0.011456 | 400.136 | 0.026915 | 400.136 | -0.022513 | 400.136 | 0.0095321 | 400.136 | 0 | 654.2664 | 0.010128 | 849.6476 | -0.021732 | 400.136 | 2.531 | 654.2664 | 0.019008 | 849.6476 | -0.19153 | 849.6476 | -0.027555 | 840.3549 | 0 | 849.6476 | -0.073264 | 849.6476 | 0 |  |  | 844.8988 | -0.028114 | 849.6476 | -0.068042 | 849.8483 | 0 | 849.8483 | 0 | 849.8483 | -0.0062824 | 654.2664 | 0.020688 | 849.8483 | 0 | 849.8483 | 0 |  |  | 849.6476 | -0.001411 | 844.35 | -0.019821 | 849.8483 | 0 | 849.6476 | -0.00095461 | 656.626 | 0.00021914 | 849.8483 | 0 | 849.8483 | 0 | 849.6476 | -0.016858 | 849.8483 | -0.0081654 | 849.8483 | -0.0040589 | 849.8483 | -0.0095906 | 973.0171 | 0.025042 | 849.6476 | -0.0088905 | 849.6476 | 0.16485 | 849.8483 | 0.34631 | 972.7815 | 0.00078262 | 849.6476 | 21.0744 | 977.4945 | 0.0016552 | 973.0171 | 3.2928 | 849.6476 | 0.04892 | 1041.2758 | 0.50201 |  |  | 1253.543 | 0.056 | 1036.7009 | 0.012154 | 1166.7727 | 0 | 1165.9718 | 0 | 1165.965 | 0.003141 | 849.648 | 0.012765 | 849.8483 | 0.0055049 | 849.6476 | 0.014522 | 849.6476 | 0.013268 | 849.8483 | #REF! | 849.6476 | 0.0070696 | 845.5262 | 0.042518
| 400.2157 | 0 | 400.2157 | -0.030806 | 400.2157 | 0.029367 | 400.2157 | 0.020552 | 400.2157 | 0.012509 | 400.2157 | 0 | 654.3886 | 0 | 849.8869 | -0.024662 | 400.2157 | 2.6259 | 654.3886 | 0 | 849.8869 | 0.10211 | 849.8869 | 0.013689 | 840.592 | 0 | 849.8869 | 0.031032 | 849.8869 | 0 |  |  | 845.1357 | 0.022921 | 849.8869 | -0.00059535 | 850.0877 | 0.049116 | 850.0877 | 0.0070848 | 850.0877 | 0.0063686 | 654.3886 | 0 | 850.0877 | 0.0042082 | 850.0877 | 0.0029068 |  |  | 849.8869 | 0.010685 | 844.59 | 0.0060627 | 850.0877 | 0.010339 | 849.8869 | 0.0052254 | 656.7463 | 0.00022905 | 850.0877 | 0.022359 | 850.0877 | 0.011763 | 849.8869 | 0.02504 | 850.0877 | 0.0003727 | 850.0877 | 0.002993 | 850.0877 | 0.019198 | 973.1855 | 0.032784 | 849.8869 | 0.033149 | 849.8869 | 0.14853 | 850.0876 | 0.34596 | 972.9509 | 0 | 849.8869 | 21.1809 | 977.6655 | 0.0029671 | 973.1855 | 3.2333 | 849.8869 | 0.054345 | 1041.3837 | 0.50283 |  |  | 1253.62 | 0.055723 | 1036.7141 | 0.012162 | 1166.8394 | 0 | 1166.0385 | 0 | 1166.0316 | 0.0031444 | 849.887 | 0.014303 | 850.0877 | 0.0095052 | 849.8869 | 0.03423 | 849.8869 | 0.017691 | 850.0876 | #REF! | 849.8869 | 0.047085 | 845.7645 | 0.042976
| 400.2953 | 0 | 400.2953 | 0.021261 | 400.2953 | 0.026858 | 400.2953 | -0.027184 | 400.2953 | 0.0071265 | 400.2953 | 0 | 654.5108 | 0.0020491 | 850.1261 | -0.017558 | 400.2953 | 2.5184 | 654.5108 | 0.024288 | 850.1261 | -0.16555 | 850.1261 | -0.029255 | 840.829 | 0 | 850.1261 | -0.073997 | 850.1261 | 0 |  |  | 845.3725 | -0.010228 | 850.1261 | -0.072609 | 850.327 | 0 | 850.327 | 0 | 850.327 | -0.0064097 | 654.5108 | 0.0085507 | 850.327 | 0 | 850.327 | 0 |  |  | 850.1261 | -0.01008 | 844.83 | -0.011076 | 850.327 | 0 | 850.1261 | -0.00099169 | 656.8666 | 0.00021571 | 850.327 | 0 | 850.327 | 0 | 850.1261 | -0.052269 | 850.327 | -0.0080403 | 850.327 | -0.0045427 | 850.327 | -0.013205 | 973.3539 | 0.024775 | 850.1261 | 0.0075989 | 850.1261 | 0.12366 | 850.327 | 0.32182 | 973.1203 | 0.00078262 | 850.1261 | 21.4562 | 977.8366 | 0.00084352 | 973.3539 | 3.1834 | 850.1261 | 0.047111 | 1041.4917 | 0.50401 |  |  | 1253.6969 | 0.055447 | 1036.7273 | 0.012171 | 1166.906 | 0 | 1166.1051 | 0 | 1166.0981 | 0.0031478 | 850.126 | 0.0092309 | 850.327 | 0.0058719 | 850.1261 | 0.017893 | 850.1261 | 0.0097299 | 850.327 | #REF! | 850.1261 | 0.018225 | 846.0027 | 0.042179
| 400.375 | 0 | 400.375 | 0.021966 | 400.375 | 0.029081 | 400.375 | 0.026561 | 400.375 | 0.0085699 | 400.375 | 0 | 654.633 | 0 | 850.3654 | -0.00091257 | 400.375 | 2.6068 | 654.633 | 0 | 850.3654 | 0.10256 | 850.3654 | 0.011837 | 841.0662 | 0 | 850.3654 | 0.043402 | 850.3654 | 0 |  |  | 845.6094 | 0.018947 | 850.3654 | -0.0011259 | 850.5664 | 0.031413 | 850.5664 | 0.032974 | 850.5664 | 0.0012603 | 654.633 | 0.0052405 | 850.5664 | 0.0069603 | 850.5664 | 0.0032515 |  |  | 850.3654 | -0.00063545 | 845.07 | 0.0053631 | 850.5664 | 0.0095146 | 850.3654 | 0.0074069 | 656.9869 | 0.00020847 | 850.5664 | 0.030891 | 850.5664 | 0.0084297 | 850.3654 | 0.021156 | 850.5664 | -0.00070958 | 850.5664 | 0.00086509 | 850.5664 | 0.0092077 | 973.5224 | 0.024294 | 850.3654 | 0.039912 | 850.3654 | 0.12085 | 850.5664 | 0.32044 | 973.2897 | 0.00017392 | 850.3654 | 21.622 | 978.0077 | 0.0025262 | 973.5224 | 3.1288 | 850.3654 | 0.054345 | 1041.5996 | 0.50474 |  |  | 1253.7739 | 0.05517 | 1036.7404 | 0.012181 | 1166.9728 | 0 | 1166.1716 | 0 | 1166.1648 | 0.0031523 | 850.365 | 0.01488 | 850.5664 | 0.0077803 | 850.3654 | 0.028007 | 850.3654 | 0.014153 | 850.5664 | #REF! | 850.3654 | 0.031745 | 846.241 | 0.042394
| 400.4546 | 0 | 400.4546 | 0.0065464 | 400.4546 | 0.027485 | 400.4546 | -0.021392 | 400.4546 | 0.0085849 | 400.4546 | 0 | 654.7552 | 0.0087231 | 850.6047 | -0.0026299 | 400.4546 | 2.5067 | 654.7552 | 0.026437 | 850.6047 | -0.18939 | 850.6047 | -0.013197 | 841.3032 | 0 | 850.6047 | -0.065381 | 850.6047 | 0 |  |  | 845.8463 | -0.0069752 | 850.6047 | -0.076562 | 850.8057 | 0 | 850.8057 | 0 | 850.8057 | -0.0031862 | 654.7552 | 0.0073644 | 850.8057 | 0 | 850.8057 | 0 |  |  | 850.6047 | -0.0023225 | 845.3 | 0.0067623 | 850.8057 | 0 | 850.6047 | 0.0012857 | 657.1073 | 0.00022524 | 850.8057 | 0 | 850.8057 | 0 | 850.6047 | -0.022727 | 850.8057 | -0.0040992 | 850.8057 | -0.0025636 | 850.8057 | -0.0017136 | 973.6908 | 0.022372 | 850.6047 | -0.0030251 | 850.6047 | 0.13364 | 850.8057 | 0.30395 | 973.4591 | 0.00078262 | 850.6047 | 21.8728 | 978.1788 | 0.0017562 | 973.6908 | 3.0791 | 850.6047 | 0.04892 | 1041.7075 | 0.5052 |  |  | 1253.851 | 0.054899 | 1036.7535 | 0.012191 | 1167.0394 | 0 | 1166.2383 | 0 | 1166.2314 | 0.0031557 | 850.605 | 0.008053 | 850.8057 | 0.0085877 | 850.6047 | 0.013355 | 850.6047 | 0.0088454 | 850.8057 | #REF! | 850.6047 | 0.009019 | 846.4793 | 0.041822
| 400.5343 | 0 | 400.5343 | -0.0070141 | 400.5343 | 0.029652 | 400.5343 | 0.014573 | 400.5343 | 0.0064349 | 400.5343 | 0 | 654.8775 | 0 | 850.844 | 0.0092061 | 400.5343 | 2.5911 | 654.8775 | 0 | 850.844 | 0.066443 | 850.844 | 0.0109 | 841.5403 | 0 | 850.844 | 0.031398 | 850.844 | 0 |  |  | 846.0832 | 0.0023552 | 850.844 | 0.044554 | 851.0451 | 0.028234 | 851.0451 | 0.015111 | 851.0451 | 0.0030735 | 654.8775 | 0.011807 | 851.0451 | 0.0083811 | 851.0451 | 0.0015115 |  |  | 850.844 | 0.010727 | 845.54 | 0.0074619 | 851.0451 | 0.01192 | 850.844 | 0.010806 | 657.2276 | 0.00021457 | 851.0451 | 0.045894 | 851.0451 | 0.006711 | 850.844 | 0.029093 | 851.0451 | 0.0051278 | 851.0451 | 0.0014163 | 851.0451 | 0.013123 | 973.8592 | 0.033051 | 850.844 | 0.036713 | 850.844 | 0.12171 | 851.0451 | 0.29619 | 973.6285 | 0 | 850.844 | 22.0064 | 978.3499 | 0.0022421 | 973.8592 | 3.0227 | 850.844 | 0.054345 | 1041.8156 | 0.50629 |  |  | 1253.928 | 0.054627 | 1036.7667 | 0.012202 | 1167.1062 | 0 | 1166.3049 | 0 | 1166.2981 | 0.0031603 | 850.844 | 0.013486 | 851.0451 | 0.012404 | 850.844 | 0.031897 | 850.844 | 0.016806 | 851.0451 | #REF! | 850.844 | 0.037924 | 846.7176 | 0.042157
| 400.6139 | 0 | 400.6139 | 0.018085 | 400.6139 | 0.026943 | 400.6139 | -0.028243 | 400.6139 | 0.0096223 | 400.6139 | 0 | 654.9997 | 0.021309 | 851.0833 | -0.027786 | 400.6139 | 2.4254 | 654.9997 | 0.032025 | 851.0833 | -0.14773 | 851.0833 | -0.016354 | 841.7775 | 0 | 851.0833 | -0.075462 | 851.0833 | 0 |  |  | 846.3201 | -0.010358 | 851.0833 | -0.12764 | 851.2845 | 0 | 851.2845 | 0 | 851.2845 | -0.0072751 | 654.9997 | 0.0088474 | 851.2845 | 0 | 851.2845 | 0 |  |  | 851.0833 | -0.0063327 | 845.78 | 0.0064125 | 851.2845 | 0 | 851.0833 | 0.0070011 | 657.3479 | 0.00022791 | 851.2845 | 0 | 851.2845 | 0 | 851.0833 | -0.032315 | 851.2845 | -0.0056384 | 851.2845 | -0.0042238 | 851.2845 | -0.0097971 | 974.0276 | 0.028566 | 851.0833 | -0.022945 | 851.0833 | 0.10962 | 851.2845 | 0.28712 | 973.7979 | 0.00078262 | 851.0833 | 22.1707 | 978.521 | 0.00084572 | 974.0276 | 2.9707 | 851.0833 | 0.063388 | 1041.9236 | 0.50774 |  |  | 1254.0049 | 0.054356 | 1036.7799 | 0.012213 | 1167.173 | 0 | 1166.3716 | 0 | 1166.3647 | 0.003166 | 851.083 | 0.012933 | 851.2845 | 0.005982 | 851.0833 | 0.014522 | 851.0833 | 0.015922 | 851.2845 | #REF! | 851.0833 | 0.0036692 | 846.9559 | 0.041313
| 400.6936 | 0 | 400.6936 | 0.026204 | 400.6936 | 0.02834 | 400.6936 | 0.018746 | 400.6936 | 0.007337 | 400.6936 | 0 | 655.122 | 0 | 851.3227 | -0.062798 | 400.6936 | 2.5484 | 655.122 | 0 | 851.3227 | -0.025628 | 851.3226 | -0.0011851 | 842.0146 | 0 | 851.3227 | 0.034735 | 851.3226 | 0 |  |  | 846.557 | 0.017574 | 851.3226 | 0.0035982 | 851.5239 | 0.008079 | 851.5239 | 0.015213 | 851.5239 | -0.00084224 | 655.122 | 0 | 851.5239 | 0.0028324 | 851.5239 | 0.0018163 |  |  | 851.3227 | 0.0051218 | 846.02 | -0.0033811 | 851.5239 | 0.0013939 | 851.3226 | 0.0020368 | 657.4682 | 0.00018636 | 851.5239 | 0.030899 | 851.5239 | 0.003215 | 851.3226 | 0.008078 | 851.5239 | -0.0014042 | 851.5239 | -0.0021383 | 851.5239 | 0.010377 | 974.1961 | 0.033585 | 851.3227 | 0.016271 | 851.3227 | 0.10584 | 851.5239 | 0.2793 | 973.9673 | 0.00017392 | 851.3227 | 22.4953 | 978.6921 | 0.0022914 | 974.1961 | 2.911 | 851.3226 | 0.061579 | 1042.0316 | 0.50919 |  |  | 1254.0819 | 0.054089 | 1036.7931 | 0.012225 | 1167.2397 | 0 | 1166.4382 | 0 | 1166.4314 | 0.0031728 | 851.323 | 0.013005 | 851.5239 | 0.0070463 | 851.3226 | 0.031119 | 851.3226 | 0.015922 | 851.5239 | #REF! | 851.3226 | 0.036006 | 847.1942 | 0.041643
| 400.7732 | 0 | 400.7732 | -0.018829 | 400.7732 | 0.025831 | 400.7732 | -0.023572 | 400.7732 | 0.015351 | 400.7732 | 0 | 655.2442 | 0.02737 | 851.562 | -0.049429 | 400.7732 | 2.4475 | 655.2442 | 0.026867 | 851.562 | -0.1856 | 851.562 | -0.017401 | 842.2517 | 0 | 851.562 | -0.082056 | 851.562 | 0 |  |  | 846.7939 | -0.026835 | 851.562 | -0.091532 | 851.7633 | 0 | 851.7633 | 0 | 851.7633 | -0.0034653 | 655.2442 | 0.0082542 | 851.7633 | 0 | 851.7633 | 0 |  |  | 851.562 | -0.011957 | 846.26 | -0.022269 | 851.7633 | 0 | 851.562 | 0.0019049 | 657.5886 | 0.00020656 | 851.7633 | 0 | 851.7633 | 0 | 851.562 | -0.029837 | 851.7633 | -0.0063959 | 851.7633 | -0.0059135 | 851.7633 | -0.01235 | 974.3645 | 0.027978 | 851.562 | -0.0025804 | 851.562 | 0.12835 | 851.7633 | 0.26213 | 974.1367 | 0 | 851.562 | 22.6686 | 978.8632 | 0.00059014 | 974.3645 | 2.8544 | 851.562 | 0.061579 | 1042.1396 | 0.51054 |  |  | 1254.1589 | 0.053823 | 1036.8063 | 0.012237 | 1167.3064 | 0 | 1166.5049 | 0 | 1166.498 | 0.0031796 | 851.562 | 0.011539 | 851.7633 | 0.0049177 | 851.562 | 0.015041 | 851.562 | 0.014153 | 851.7633 | #REF! | 851.562 | -0.00052697 | 847.4325 | 0.041339
| 400.8529 | 0 | 400.8529 | 0.011309 | 400.8529 | 0.027599 | 400.8529 | 0.028741 | 400.8529 | 0.013246 | 400.8529 | 0 | 655.3665 | 0 | 851.8013 | 8.3058e-05 | 400.8529 | 2.5439 | 655.3665 | 0 | 851.8013 | 0.14172 | 851.8013 | 0.01192 | 842.4888 | 0 | 851.8013 | 0.04402 | 851.8013 | 0 |  |  | 847.0309 | 0.013849 | 851.8013 | 0.072624 | 852.0027 | 0.021877 | 852.0027 | 0.015754 | 852.0027 | 0.0018344 | 655.3665 | 0.016508 | 852.0027 | 0.0082446 | 852.0027 | 0.0024709 |  |  | 851.8013 | 0.0090027 | 846.5 | 0.00046636 | 852.0027 | 0.009756 | 851.8013 | 0.010146 | 657.7089 | 0.00022028 | 852.0027 | 0.020794 | 852.0027 | 0.012778 | 851.8013 | 0.02053 | 852.0027 | 0.00078916 | 852.0027 | 0.0014313 | 852.0027 | 0.016486 | 974.5329 | 0.040633 | 851.8013 | 0.027651 | 851.8013 | 0.14246 | 852.0027 | 0.26256 | 974.3061 | 0 | 851.8013 | 22.8033 | 979.0343 | 0.0016563 | 974.5329 | 2.7893 | 851.8013 | 0.059771 | 1042.2478 | 0.51204 |  |  | 1254.2361 | 0.053557 | 1036.8193 | 0.01225 | 1167.3732 | 0 | 1166.5715 | 0 | 1166.5647 | 0.0031853 | 851.801 | 0.01 | 852.0027 | 0.0091015 | 851.8013 | 0.032934 | 851.8013 | 0.013268 | 852.0027 | #REF! | 851.8013 | 0.039628 | 847.6708 | 0.042097
| 400.9325 | 0 | 400.9326 | 0.050739 | 400.9325 | 0.026943 | 400.9325 | -0.013981 | 400.9325 | 0.0063447 | 400.9325 | 0 | 655.4888 | 0.017856 | 852.0406 | -0.060521 | 400.9325 | 2.3647 | 655.4888 | 0.0029816 | 852.0406 | -0.17253 | 852.0407 | -0.034285 | 842.726 | 0 | 852.0406 | -0.062103 | 852.0407 | 0 |  |  | 847.2678 | -0.015382 | 852.0407 | -0.068826 | 852.2422 | 0 | 852.2422 | 0 | 852.2422 | -0.011538 | 655.4888 | 0.0079576 | 852.2422 | 0 | 852.2421 | 0 |  |  | 852.0406 | -0.0059371 | 846.74 | -0.009677 | 852.2422 | 0 | 852.0407 | -5.7936e-05 | 657.8292 | 0.00031404 | 852.2422 | 0 | 852.2421 | 0 | 852.0407 | -0.041595 | 852.2422 | -0.0080164 | 852.2422 | -0.0073171 | 852.2422 | -0.013923 | 974.7014 | 0.033051 | 852.0406 | -0.011372 | 852.0406 | 0.11086 | 852.2421 | 0.258 | 974.4755 | 0.00078262 | 852.0406 | 23.0709 | 979.2054 | 0.00018647 | 974.7014 | 2.7295 | 852.0407 | 0.063388 | 1042.3558 | 0.51332 |  |  | 1254.3131 | 0.053296 | 1036.8325 | 0.012264 | 1167.4399 | 0 | 1166.6382 | 0 | 1166.6314 | 0.0031864 | 852.041 | 0.012933 | 852.2422 | 0.0027741 | 852.0407 | 0.019319 | 852.0407 | 0.013268 | 852.2421 | #REF! | 852.0407 | 0.010345 | 847.9092 | 0.040232
| 401.0122 | 0 | 401.0122 | 0.025565 | 401.0122 | 0.029224 | 401.0122 | 0.022763 | 401.0122 | 0.011562 | 401.0122 | 0 | 655.6111 | 0 | 852.28 | -0.0288 | 401.0122 | 2.4528 | 655.6111 | 0 | 852.28 | 0.032567 | 852.28 | -0.00079264 | 842.9631 | 0 | 852.28 | 0.031217 | 852.28 | 0 |  |  | 847.5048 | 0.0092248 | 852.28 | 0.016907 | 852.4816 | 0.058572 | 852.4816 | 0.021422 | 852.4816 | 0.0040288 | 655.6111 | 0.0052405 | 852.4816 | 0 | 852.4816 | 0.00092251 |  |  | 852.28 | 0.0044274 | 846.98 | 0.0085112 | 852.4816 | 0.0016349 | 852.28 | 0.00062565 | 657.9496 | 0.00028317 | 852.4816 | 0.023158 | 852.4816 | 0.0093085 | 852.28 | 0.0090006 | 852.4816 | -0.0046745 | 852.4816 | 0.0014183 | 852.4816 | 0.012618 | 974.8698 | 0.033051 | 852.28 | 0.033171 | 852.28 | 0.127 | 852.4816 | 0.24782 | 974.6449 | 0.00017392 | 852.28 | 23.2861 | 979.3765 | 0.0016838 | 974.8698 | 2.6726 | 852.28 | 0.063388 | 1042.464 | 0.51464 |  |  | 1254.3901 | 0.053034 | 1036.8457 | 0.012277 | 1167.5067 | 0 | 1166.705 | 0 | 1166.698 | 0.0031819 | 852.28 | 0.0083174 | 852.4816 | 0.009285 | 852.28 | 0.026192 | 852.28 | 0.013268 | 852.4816 | #REF! | 852.28 | 0.041119 | 848.1475 | 0.041037
| 401.0919 | 0 | 401.0919 | -0.018427 | 401.0919 | 0.02757 | 401.0919 | -0.015383 | 401.0919 | 0.0087954 | 401.0919 | 0 | 655.7334 | 0.022482 | 852.5193 | -0.072894 | 401.0919 | 2.32 | 655.7334 | 0.018635 | 852.5193 | -0.18957 | 852.5194 | -0.040698 | 843.2003 | 0 | 852.5193 | -0.07766 | 852.5194 | 0 |  |  | 847.7417 | -0.021008 | 852.5194 | -0.094051 | 852.721 | 0 | 852.721 | 0 | 852.721 | -0.0082106 | 655.7334 | 0.0094403 | 852.721 | 0 | 852.721 | 0 |  |  | 852.5193 | -0.011916 | 847.22 | 0.005713 | 852.721 | 0 | 852.5194 | -0.0070011 | 658.0699 | 0.00025306 | 852.721 | 0 | 852.721 | 0 | 852.5194 | -0.04822 | 852.721 | -0.013265 | 852.721 | -0.0078393 | 852.721 | -0.0081158 | 975.0382 | 0.035133 | 852.5193 | -0.015003 | 852.5193 | 0.083112 | 852.721 | 0.23732 | 974.8143 | 0.00078262 | 852.5193 | 23.4858 | 979.5476 | 0.00024351 | 975.0382 | 2.6259 | 852.5194 | 0.063388 | 1042.5721 | 0.51635 |  |  | 1254.4672 | 0.052773 | 1036.8589 | 0.012291 | 1167.5735 | 0 | 1166.7716 | 0 | 1166.7648 | 0.0031682 | 852.519 | 0.0064424 | 852.721 | 0.00094571 | 852.5194 | 0.0098894 | 852.5194 | 0.0088454 | 852.721 | #REF! | 852.5194 | 0.013144 | 848.3859 | 0.040379
| 401.1715 | 0 | 401.1715 | -0.012518 | 401.1715 | 0.029794 | 401.1715 | 0.011708 | 401.1715 | 0.014689 | 401.1715 | 0 | 655.8557 | 0 | 852.7587 | 0.0094862 | 401.1715 | 2.4439 | 655.8557 | 0 | 852.7587 | 0.078199 | 852.7587 | 0.0059711 | 843.4374 | 0 | 852.7587 | 0.038033 | 852.7587 | 0 |  |  | 847.9787 | 0.0179 | 852.7587 | 0.016554 | 852.9605 | 0.025484 | 852.9605 | 0.013886 | 852.9605 | 0.00084606 | 655.8557 | 0.02121 | 852.9605 | 0.0066052 | 852.9605 | 0.0031232 |  |  | 852.7587 | 0.014384 | 847.46 | -0.0072287 | 852.9605 | 0.0083226 | 852.7587 | 0.0076099 | 658.1902 | 0.00021228 | 852.9605 | 0.025023 | 852.9605 | 0.0122 | 852.7587 | 0.023074 | 852.9605 | 0.0030222 | 852.9605 | 0.0031457 | 852.9605 | 0.0088633 | 975.2066 | 0.034439 | 852.7587 | 0.038544 | 852.7587 | 0.1022 | 852.9604 | 0.23444 | 974.9837 | 0.00017392 | 852.7587 | 23.6469 | 979.7187 | 0.0017781 | 975.2066 | 2.5811 | 852.7587 | 0.067005 | 1042.6803 | 0.51765 |  |  | 1254.5443 | 0.052512 | 1036.8721 | 0.012306 | 1167.6403 | 0 | 1166.8383 | 0 | 1166.8314 | 0.0031455 | 852.759 | 0.010793 | 852.9605 | 0.011854 | 852.7587 | 0.027229 | 852.7587 | 0.014153 | 852.9604 | #REF! | 852.7587 | 0.028336 | 848.6242 | 0.040983
| 401.2512 | 0 | 401.2512 | -0.0022595 | 401.2512 | 0.028283 | 401.2512 | -0.026842 | 401.2512 | 0.01096 | 401.2512 | 0 | 655.978 | 0.0076692 | 852.9981 | 0.010607 | 401.2512 | 2.2734 | 655.978 | 0.026437 | 852.9981 | -0.17441 | 852.9981 | -0.029075 | 843.6746 | 0 | 852.9981 | -0.08059 | 852.9981 | 0 |  |  | 848.2157 | -0.0026582 | 852.9981 | -0.062148 | 853.1999 | 0 | 853.1999 | 0 | 853.1999 | -0.0087618 | 655.978 | 0.016508 | 853.1999 | 0 | 853.1999 | 0 |  |  | 852.9981 | -0.00071014 | 847.7 | 0.0043138 | 853.1999 | 0 | 852.9981 | 0.0042462 | 658.3106 | 0.00026602 | 853.1999 | 0 | 853.1999 | 0 | 852.9981 | -0.02072 | 853.1999 | -0.0082078 | 853.1999 | -0.003851 | 853.1999 | -0.011509 | 975.3751 | 0.02611 | 852.9981 | -0.010549 | 852.9981 | 0.12629 | 853.1999 | 0.21768 | 975.1531 | 0.00078262 | 852.9981 | 23.8437 | 979.8898 | 0.00021609 | 975.3751 | 2.5397 | 852.9981 | 0.07243 | 1042.7886 | 0.51885 |  |  | 1254.6213 | 0.052256 | 1036.8853 | 0.01232 | 1167.707 | 0 | 1166.905 | 0 | 1166.8981 | 0.0031148 | 852.998 | 0.01089 | 853.1999 | 0.0079271 | 852.9981 | 0.018412 | 852.9981 | 0.013268 | 853.1999 | #REF! | 852.9981 | 0.010302 | 848.8626 | 0.040008
| 401.3309 | 0 | 401.3309 | 0.035656 | 401.3309 | 0.028654 | 401.3309 | 0.025845 | 401.3309 | 0.0086601 | 401.3309 | 0 | 656.1004 | 0 | 853.2374 | 0.089991 | 401.3309 | 2.3398 | 656.1004 | 0 | 853.2374 | 0.046754 | 853.2374 | 0.0062143 | 843.9118 | 0 | 853.2374 | 0.063126 | 853.2374 | 0 |  |  | 848.4526 | 0.0061253 | 853.2374 | 0.021518 | 853.4394 | 0.061614 | 853.4394 | 0.02507 | 853.4394 | 0.0067629 | 656.1004 | 0.027479 | 853.4394 | 0.016439 | 853.4394 | 0.0049947 |  |  | 853.2374 | 0.013777 | 847.93 | 0.01061 | 853.4394 | 0.013881 | 853.2374 | 0.0093855 | 658.4309 | 0.00029346 | 853.4394 | 0.024823 | 853.4394 | 0.011843 | 853.2374 | 0.033135 | 853.4394 | 0.0070818 | 853.4394 | 0.0049786 | 853.4394 | 0.02036 | 975.5435 | 0.0409 | 853.2374 | 0.037118 | 853.2374 | 0.11902 | 853.4394 | 0.22213 | 975.3225 | 0.00069566 | 853.2374 | 24.0601 | 980.061 | 0.0018911 | 975.5435 | 2.4943 | 853.2374 | 0.07243 | 1042.8967 | 0.52025 |  |  | 1254.6985 | 0.052 | 1036.8984 | 0.012335 | 1167.7739 | 0 | 1166.9717 | 0 | 1166.9648 | 0.0030796 | 853.237 | 0.010793 | 853.4394 | 0.013542 | 853.2374 | 0.03423 | 853.2374 | 0.015037 | 853.4394 | #REF! | 853.2374 | 0.04602 | 849.1009 | 0.041093
| 401.4105 | 0 | 401.4105 | 0.020605 | 401.4105 | 0.027485 | 401.4105 | -0.0246 | 401.4105 | 0.010209 | 401.4105 | 0 | 656.2227 | 0.011182 | 853.4768 | -0.082975 | 401.4105 | 2.1904 | 656.2227 | 0.0048451 | 853.4768 | -0.16963 | 853.4768 | -0.033621 | 844.149 | 0 | 853.4768 | -0.086451 | 853.4768 | 0 |  |  | 848.6896 | -0.008211 | 853.4768 | -0.10917 | 853.6788 | 0 | 853.6788 | 0 | 853.6788 | -0.010924 | 656.2227 | 0.014523 | 853.6788 | 0 | 853.6788 | 0 |  |  | 853.4768 | -0.0060441 | 848.17 | -0.0054798 | 853.6788 | 0 | 853.4768 | -0.0062908 | 658.5512 | 0.00030337 | 853.6788 | 0 | 853.6788 | 0 | 853.4768 | -0.047116 | 853.6788 | -0.013834 | 853.6788 | -0.0082172 | 853.6788 | -0.010539 | 975.712 | 0.023013 | 853.4768 | -0.0068951 | 853.4768 | 0.098076 | 853.6788 | 0.21303 | 975.492 | 0 | 853.4768 | 24.3137 | 980.2321 | 0.00068008 | 975.712 | 2.4519 | 853.4768 | 0.076047 | 1043.005 | 0.52158 |  |  | 1254.7756 | 0.051749 | 1036.9116 | 0.01235 | 1167.8407 | 0 | 1167.0385 | 0 | 1167.0315 | 0.0030466 | 853.477 | 0.014664 | 853.6788 | -0.0011366 | 853.4768 | 0.011624 | 853.4768 | 0.013268 | 853.6788 | #REF! | 853.4768 | -0.0078468 | 849.3393 | 0.040291
| 401.4902 | 0 | 401.4902 | 0.0073739 | 401.4902 | 0.029965 | 401.4902 | 0.016784 | 401.4902 | 0.018358 | 401.4902 | 0 | 656.3451 | 0 | 853.7162 | -0.021089 | 401.4902 | 2.209 | 656.3451 | 0.00074721 | 853.7162 | 0.091195 | 853.7162 | 0.011827 | 844.3862 | 0 | 853.7162 | 0.046367 | 853.7162 | 0 |  |  | 848.9266 | 0.013957 | 853.7162 | 0.039833 | 853.9183 | 0.010615 | 853.9183 | 0.0019799 | 853.9183 | 0.0064573 | 656.3451 | 0.012956 | 853.9183 | 0.0057872 | 853.9183 | 0.0049519 |  |  | 853.7162 | 0.011657 | 848.41 | 0.0011659 | 853.9183 | 0.0046424 | 853.7162 | 0.00091386 | 658.6716 | 0.00030146 | 853.9183 | 0.032684 | 853.9183 | 0.0093015 | 853.7162 | 0.046748 | 853.9183 | 0.0023721 | 853.9183 | 0.0010876 | 853.9183 | 0.012654 | 975.8804 | 0.033959 | 853.7162 | 0.031101 | 853.7162 | 0.098547 | 853.9183 | 0.21907 | 975.6614 | 0.00017392 | 853.7162 | 24.4909 | 980.4032 | 0.0023924 | 975.8804 | 2.4078 | 853.7162 | 0.07243 | 1043.1133 | 0.52224 |  |  | 1254.8527 | 0.051498 | 1036.9247 | 0.012365 | 1167.9075 | 0 | 1167.1051 | 0 | 1167.0983 | 0.0030205 | 853.716 | 0.0089665 | 853.9183 | 0.0062022 | 853.7162 | 0.028655 | 853.7162 | 0.012384 | 853.9183 | #REF! | 853.7162 | 0.063064 | 849.5777 | 0.039969
| 401.5699 | 0 | 401.5699 | -0.0097403 | 401.5699 | 0.027941 | 401.5699 | -0.019991 | 401.5699 | 0.013321 | 401.5699 | 0 | 656.4674 | 0.020332 | 853.9556 | -0.091944 | 401.5699 | 2.0308 | 656.4674 | 0.026007 | 853.9556 | -0.19342 | 853.9556 | -0.041068 | 844.6234 | 0 | 853.9556 | -0.079858 | 853.9556 | 0 |  |  | 849.1637 | -0.016346 | 853.9556 | -0.13268 | 854.1578 | 0 | 854.1578 | 0 | 854.1578 | -0.0056148 | 656.4674 | 0.016299 | 854.1578 | 0 | 854.1578 | 0 |  |  | 853.9556 | -0.010925 | 848.65 | -0.012125 | 854.1578 | 0 | 853.9556 | -0.0014201 | 658.7919 | 0.00027516 | 854.1578 | 0 | 854.1578 | 0 | 853.9556 | -0.029476 | 854.1578 | -0.012106 | 854.1578 | -0.0088487 | 854.1578 | -0.013829 | 976.0488 | 0.027872 | 853.9556 | -0.011283 | 853.9556 | 0.07641 | 854.1578 | 0.19804 | 975.8308 | 0.00026087 | 853.9556 | 24.6421 | 980.5743 | 0.0008885 | 976.0488 | 2.3649 | 853.9556 | 0.074239 | 1043.2216 | 0.52265 |  |  | 1254.9298 | 0.051247 | 1036.9379 | 0.012381 | 1167.9744 | 0 | 1167.1719 | 0 | 1167.165 | 0.0030057 | 853.956 | 0.0081732 | 854.1578 | 0.0015831 | 853.9556 | 0.0050017 | 853.9556 | 0.0097299 | 854.1578 | #REF! | 853.9556 | 0.0067932 | 849.8161 | 0.039397
| 401.6495 | 0 | 401.6496 | -0.0036601 | 401.6495 | 0.028882 | 401.6495 | 0.024195 | 401.6495 | 0.016298 | 401.6496 | 0 | 656.5898 | 0 | 854.195 | -0.0025258 | 401.6495 | 2.085 | 656.5898 | 0 | 854.195 | -0.016038 | 854.195 | 0.0093044 | 844.8607 | 0 | 854.195 | 0.046043 | 854.195 | 0 |  |  | 849.4007 | 0.02901 | 854.195 | 0.074674 | 854.3973 | 0.0018858 | 854.3973 | 0.036208 | 854.3973 | 0.0085467 | 656.5898 | 0.019434 | 854.3973 | 0.0073784 | 854.3973 | 0.0057086 |  |  | 854.195 | 0.030669 | 848.89 | 0.0011659 | 854.3973 | 0.0098759 | 854.195 | 0.005682 | 658.9123 | 0.00024658 | 854.3973 | 0.022657 | 854.3973 | 0.012318 | 854.195 | 0.053742 | 854.3973 | 0.0052648 | 854.3973 | 0.0036954 | 854.3973 | 0.010873 | 976.2173 | 0.026483 | 854.195 | 0.031802 | 854.195 | 0.089099 | 854.3973 | 0.1947 | 976.0002 | 0 | 854.195 | 24.9574 | 980.7454 | 0.002139 | 976.2173 | 2.3153 | 854.195 | 0.083281 | 1043.3298 | 0.52358 |  |  | 1255.007 | 0.050996 | 1036.9511 | 0.012396 | 1168.0411 | 0 | 1167.2387 | 0 | 1167.2318 | 0.0030057 | 854.195 | 0.012116 | 854.3973 | 0.005982 | 854.195 | 0.035397 | 854.195 | 0.016806 | 854.3973 | #REF! | 854.195 | 0.042611 | 850.0545 | 0.039461
| 401.7292 | 0 | 401.7292 | -0.015541 | 401.7292 | 0.027228 | 401.7292 | -0.016223 | 401.7292 | 0.0050818 | 401.7292 | 0 | 656.7122 | 0.0031028 | 854.4344 | -0.061778 | 401.7292 | 1.9224 | 656.7122 | 0.017144 | 854.4344 | -0.15263 | 854.4344 | -0.03257 | 845.0978 | 0 | 854.4344 | -0.073151 | 854.4344 | 0 |  |  | 849.6377 | -0.018741 | 854.4344 | -0.11253 | 854.6368 | 0 | 854.6368 | 0 | 854.6368 | -0.0032543 | 656.7122 | 0.018389 | 854.6368 | 0 | 854.6368 | 0 |  |  | 854.4344 | -0.00066593 | 849.13 | -0.010027 | 854.6368 | 0 | 854.4344 | -0.00065499 | 659.0326 | 0.00024467 | 854.6368 | 0 | 854.6368 | 0 | 854.4344 | -0.031803 | 854.6368 | -0.0097417 | 854.6368 | -0.0070675 | 854.6368 | -0.0096465 | 976.3857 | 0.025843 | 854.4344 | 0.0065371 | 854.4344 | 0.07851 | 854.6368 | 0.19185 | 976.1697 | 0 | 854.4344 | 25.2108 | 980.9166 | 0.00063402 | 976.3857 | 2.2647 | 854.4344 | 0.074239 | 1043.4382 | 0.52527 |  |  | 1255.0841 | 0.05075 | 1036.9642 | 0.012412 | 1168.108 | 0 | 1167.3054 | 0 | 1167.2985 | 0.0030194 | 854.434 | 0.0058895 | 854.6368 | 0.0038901 | 854.4344 | 0.0058239 | 854.4344 | 0.0088454 | 854.6368 | #REF! | 854.4344 | 0.0018259 | 850.2929 | 0.038513
| 401.8089 | 0 | 401.8089 | -0.041524 | 401.8089 | 0.02854 | 401.8089 | 0.017033 | 401.8089 | 0.018583 | 401.8089 | 0 | 656.8346 | 0 | 854.6738 | 0.0083356 | 401.8089 | 2.0894 | 656.8346 | 0 | 854.6738 | 0.030507 | 854.6738 | 0.035463 | 845.3351 | 0 | 854.6738 | 0.036332 | 854.6738 | 0 |  |  | 849.8747 | 0.021778 | 854.6738 | 0.065788 | 854.8763 | 0.025538 | 854.8763 | 0.023962 | 854.8763 | 0.0036763 | 656.8346 | 0.02121 | 854.8763 | 0.011426 | 854.8763 | 0.005157 |  |  | 854.6738 | 0.013999 | 849.37 | 0.0081613 | 854.8763 | 0.0095296 | 854.6738 | 0.004484 | 659.153 | 0.00025801 | 854.8763 | 0.02124 | 854.8763 | 0.0095805 | 854.6738 | 0.036485 | 854.8763 | 0.0066891 | 854.8763 | 0.0031836 | 854.8763 | 0.014034 | 976.5542 | 0.029847 | 854.6738 | 0.02063 | 854.6738 | 0.094906 | 854.8763 | 0.19189 | 976.3391 | 0.00069566 | 854.6738 | 25.3701 | 981.0877 | 0.0019207 | 976.5542 | 2.2117 | 854.6738 | 0.083281 | 1043.5465 | 0.52794 |  |  | 1255.1613 | 0.050504 | 1036.9774 | 0.012427 | 1168.1749 | 0 | 1167.3722 | 0 | 1167.3652 | 0.0030444 | 854.674 | 0.012043 | 854.8763 | 0.0089547 | 854.6738 | 0.035008 | 854.6738 | 0.014153 | 854.8763 | #REF! | 854.6738 | 0.044954 | 850.5313 | 0.039643
| 401.8886 | 0 | 401.8886 | 0.01737 | 401.8886 | 0.026658 | 401.8886 | -0.026935 | 401.8886 | 0.0089758 | 401.8886 | 0 | 656.9569 | 0.026588 | 854.9133 | 0.0027635 | 401.8886 | 1.8761 | 656.9569 | 0.01938 | 854.9133 | -0.23271 | 854.9133 | -0.030712 | 845.5723 | 0 | 854.9133 | -0.095976 | 854.9133 | 0 |  |  | 850.1118 | -0.018741 | 854.9133 | -0.1142 | 855.1158 | 0 | 855.1158 | 0 | 855.1158 | -0.0075173 | 656.9569 | 0.0067713 | 855.1158 | 0 | 855.1158 | 0 |  |  | 854.9133 | 0.012404 | 849.61 | 0.027398 | 855.1158 | 0 | 854.9133 | 0.00047117 | 659.2733 | 0.00029079 | 855.1158 | 0 | 855.1158 | 0 | 854.9133 | -0.01475 | 855.1158 | -0.0066919 | 855.1158 | -0.0021539 | 855.1158 | -0.0015898 | 976.7226 | 0.022639 | 854.9133 | -0.025538 | 854.9133 | 0.083344 | 855.1158 | 0.17746 | 976.5085 | 0.00026087 | 854.9133 | 25.5725 | 981.2588 | 0.00082378 | 976.7226 | 2.1677 | 854.9133 | 0.090515 | 1043.6549 | 0.52975 |  |  | 1255.2384 | 0.050259 | 1036.9906 | 0.012442 | 1168.2417 | 0 | 1167.439 | 0 | 1167.432 | 0.0030739 | 854.913 | 0.014399 | 855.1158 | 0.0099455 | 854.9133 | 0.022042 | 854.9133 | 0.016806 | 855.1158 | #REF! | 854.9133 | 0.00042721 | 850.7698 | 0.038387
| 401.9683 | 0 | 401.9683 | 0.02907 | 401.9683 | 0.028226 | 401.9683 | 0.033941 | 401.9683 | 0.0058786 | 401.9683 | 0 | 657.0793 | 0 | 855.1527 | 0.028039 | 401.9683 | 1.9659 | 657.0793 | 0 | 855.1527 | 0.10118 | 855.1527 | 0.012495 | 845.8096 | 0 | 855.1527 | 0.037351 | 855.1527 | 0 |  |  | 850.3489 | 0.017343 | 855.1527 | 0.027976 | 855.3553 | 0.025542 | 855.3553 | 0.023596 | 855.3553 | 0.0088672 | 657.0793 | 0.020374 | 855.3554 | 0.011263 | 855.3554 | 0.0051166 |  |  | 855.1527 | 0.010205 | 849.85 | -0.011426 | 855.3553 | 0.011918 | 855.1527 | 0.011313 | 659.3937 | 0.00026525 | 855.3553 | 0.037754 | 855.3554 | 0.01078 | 855.1527 | 0.008253 | 855.3553 | 0.003483 | 855.3553 | -0.001659 | 855.3553 | 0.018255 | 976.891 | 0.036041 | 855.1527 | 0.043925 | 855.1527 | 0.093855 | 855.3553 | 0.17294 | 976.678 | 0 | 855.1527 | 25.8362 | 981.43 | 0.0023496 | 976.891 | 2.1214 | 855.1527 | 0.088707 | 1043.7633 | 0.53033 |  |  | 1255.3156 | 0.050013 | 1037.0038 | 0.012458 | 1168.3086 | 0 | 1167.5057 | 0 | 1167.4988 | 0.0031035 | 855.153 | 0.011515 | 855.3554 | 0.0093217 | 855.1527 | 0.034101 | 855.1527 | 0.014153 | 855.3553 | #REF! | 855.1527 | 0.042398 | 851.0082 | 0.038703
| 402.048 | 0 | 402.048 | -0.015389 | 402.048 | 0.0272 | 402.048 | -0.018372 | 402.048 | 0.0075024 | 402.048 | 0 | 657.2018 | 0.024828 | 855.3921 | -0.073869 | 402.048 | 1.8541 | 657.2018 | 0.0059633 | 855.3921 | -0.17047 | 855.3921 | -0.027004 | 846.0468 | 0 | 855.3921 | -0.07766 | 855.3921 | 0 |  |  | 850.5859 | -0.020644 | 855.3921 | -0.13436 | 855.5949 | 0 | 855.5949 | 0 | 855.5949 | -0.010995 | 657.2018 | 0.030509 | 855.5949 | 0 | 855.5948 | 0 |  |  | 855.3921 | -0.0055065 | 850.09 | -0.02087 | 855.5949 | 0 | 855.3921 | 0.0018669 | 659.514 | 0.00029346 | 855.5949 | 0 | 855.5948 | 0 | 855.3921 | -0.036739 | 855.5949 | -0.0085062 | 855.5949 | -0.0059194 | 855.5949 | -0.010763 | 977.0595 | 0.0291 | 855.3921 | -0.018532 | 855.3921 | 0.07508 | 855.5948 | 0.16807 | 976.8474 | 0 | 855.3921 | 26.0199 | 981.6011 | 0.0018841 | 977.0595 | 2.081 | 855.3921 | 0.08509 | 1043.8718 | 0.53116 |  |  | 1255.3928 | 0.049772 | 1037.017 | 0.012473 | 1168.3755 | 0 | 1167.5725 | 0 | 1167.5656 | 0.0031273 | 855.392 | 0.0086059 | 855.5949 | 0.0012815 | 855.3921 | 0.0079612 | 855.3921 | 0.0097299 | 855.5948 | #REF! | 855.3921 | 0.0050667 | 851.2466 | 0.038191
| 402.1277 | 0 | 402.1277 | -0.029998 | 402.1277 | 0.028654 | 402.1277 | 0.023012 | 402.1277 | 0.010224 | 402.1276 | 0 | 657.3242 | 0 | 855.6316 | 0.041738 | 402.1277 | 1.9433 | 657.3242 | 0 | 855.6316 | 0.070978 | 855.6316 | 0.011865 | 846.2841 | 0 | 855.6316 | 0.059807 | 855.6316 | 0 |  |  | 850.823 | 0.012156 | 855.6316 | -0.0094772 | 855.8344 | 0.057825 | 855.8344 | 0.042332 | 855.8344 | 0.0037782 | 657.3242 | 0.01118 | 855.8344 | 0.011149 | 855.8344 | 0.0046858 |  |  | 855.6316 | 0.0018344 | 850.33 | -0.0086277 | 855.8344 | 0.0065502 | 855.6316 | 0.007965 | 659.6344 | 0.00028393 | 855.8344 | 0.037222 | 855.8344 | 0.011955 | 855.6316 | 0.032797 | 855.8344 | 0.0068546 | 855.8344 | 0.0028463 | 855.8344 | 0.014714 | 977.2279 | 0.028245 | 855.6316 | 0.033265 | 855.6316 | 0.091114 | 855.8344 | 0.16756 | 977.0168 | 0 | 855.6316 | 26.2841 | 981.7722 | 0.0040198 | 977.2279 | 2.0347 | 855.6316 | 0.094132 | 1043.9801 | 0.53198 |  |  | 1255.47 | 0.049531 | 1037.03 | 0.012488 | 1168.4424 | 0 | 1167.6393 | 0 | 1167.6323 | 0.0031432 | 855.632 | 0.011442 | 855.8344 | 0.012992 | 855.6316 | 0.03449 | 855.6316 | 0.015037 | 855.8344 | #REF! | 855.6316 | 0.039628 | 851.4851 | 0.038372
| 402.2073 | 0 | 402.2073 | 0.022102 | 402.2073 | 0.027114 | 402.2073 | -0.025285 | 402.2073 | 0.012915 | 402.2073 | 0 | 657.4466 | 0.011533 | 855.871 | -0.0043014 | 402.2073 | 1.7854 | 657.4466 | 0.023428 | 855.871 | -0.081146 | 855.871 | -0.021538 | 846.5214 | 0 | 855.871 | -0.082788 | 855.871 | 0 |  |  | 851.0601 | -0.012679 | 855.871 | -0.081434 | 856.074 | 0 | 856.074 | 0 | 856.074 | -0.012688 | 657.4466 | 0.0023231 | 856.074 | 0 | 856.074 | 0 |  |  | 855.871 | -0.0090902 | 850.57 | -0.00093273 | 856.074 | 0 | 855.871 | -0.006646 | 659.7548 | 0.00031861 | 856.074 | 0 | 856.074 | 0 | 855.871 | -0.037177 | 856.074 | -0.010807 | 856.074 | -0.0068103 | 856.074 | -0.02431 | 977.3964 | 0.028192 | 855.871 | -0.010894 | 855.871 | 0.078263 | 856.074 | 0.15975 | 977.1863 | 0.00078262 | 855.871 | 26.4881 | 981.9434 | 0.0028777 | 977.3964 | 1.9958 | 855.871 | 0.097749 | 1044.0886 | 0.53286 |  |  | 1255.5472 | 0.049296 | 1037.0432 | 0.012503 | 1168.5093 | 0 | 1167.7061 | 0 | 1167.6991 | 0.0031512 | 855.871 | 0.013582 | 856.074 | 0.0034976 | 855.871 | 0.016856 | 855.871 | 0.014153 | 856.074 | #REF! | 855.871 | -0.0094319 | 851.7235 | 0.037902
| 402.287 | 0 | 402.287 | 0.009647 | 402.287 | 0.029538 | 402.287 | 0.02952 | 402.287 | 0.017065 | 402.287 | 0 | 657.5691 | 0 | 856.1105 | 0.0078581 | 402.287 | 1.8501 | 657.5691 | 0 | 856.1105 | -0.0075554 | 856.1105 | 0.00073615 | 846.7587 | 0 | 856.1105 | 0.037808 | 856.1105 | 0 |  |  | 851.2972 | -0.00031159 | 856.1105 | 0.053122 | 856.3135 | 0.066896 | 856.3135 | 0.024885 | 856.3135 | -0.0010817 | 657.5691 | 0.010553 | 856.3135 | 0.012048 | 856.3135 | 0.0042831 |  |  | 856.1105 | 0.016319 | 850.8 | 0.02565 | 856.3135 | 0.012337 | 856.1105 | 0.017655 | 659.8751 | 0.00030146 | 856.3135 | 0.018921 | 856.3135 | 0.0034664 | 856.1105 | 0.058159 | 856.3135 | 0.0011327 | 856.3135 | 0.0014628 | 856.3135 | 0.012668 | 977.5648 | 0.034172 | 856.1105 | 0.02698 | 856.1105 | 0.074095 | 856.3135 | 0.1523 | 977.3557 | 0 | 856.1105 | 26.7251 | 982.1145 | 0.0035698 | 977.5648 | 1.9559 | 856.1105 | 0.099558 | 1044.197 | 0.53376 |  |  | 1255.6244 | 0.049055 | 1037.0564 | 0.012517 | 1168.5762 | 0 | 1167.7728 | 0 | 1167.766 | 0.0031489 | 856.11 | 0.01339 | 856.3135 | 0.0090281 | 856.1105 | 0.032026 | 856.1105 | 0.015037 | 856.3135 | #REF! | 856.1105 | 0.045593 | 851.962 | 0.038255
| 402.3667 | 0 | 402.3667 | -0.0063764 | 402.3667 | 0.026116 | 402.3667 | -0.024319 | 402.3667 | 0.0049615 | 402.3667 | 0 | 657.6915 | 0.015748 | 856.35 | -0.022185 | 402.3667 | 1.634 | 657.6915 | 0.032455 | 856.35 | -0.22631 | 856.35 | -0.030785 | 846.996 | 0 | 856.35 | -0.060277 | 856.35 | 0 |  |  | 851.5343 | -0.013916 | 856.35 | -0.076933 | 856.5531 | 0 | 856.5531 | 0 | 856.5531 | -0.010299 | 657.6915 | 0.0038058 | 856.5531 | 0 | 856.5531 | 0 |  |  | 856.35 | 0.0073037 | 851.04 | -0.0075784 | 856.5531 | 0 | 856.35 | 0.000409 | 659.9955 | 0.00027707 | 856.5531 | 0 | 856.5531 | 0 | 856.35 | -0.023787 | 856.5531 | -0.0060718 | 856.5531 | -0.0085548 | 856.5531 | -0.013381 | 977.7333 | 0.026483 | 856.35 | -0.0093616 | 856.35 | 0.066529 | 856.5531 | 0.14544 | 977.5252 | 0.00026087 | 856.35 | 26.9352 | 982.2857 | 0.0014023 | 977.7333 | 1.9193 | 856.35 | 0.099558 | 1044.3055 | 0.53494 |  |  | 1255.7017 | 0.048819 | 1037.0696 | 0.012532 | 1168.6431 | 0 | 1167.8396 | 0 | 1167.8328 | 0.0031421 | 856.35 | 0.00988 | 856.5531 | 0.005982 | 856.35 | 0.0091016 | 856.35 | 0.010614 | 856.5531 | #REF! | 856.35 | 0.0023993 | 852.2005 | 0.037594
| 402.4464 | 0 | 402.4464 | -0.031854 | 402.4464 | 0.027314 | 402.4464 | 0.012144 | 402.4464 | 0.011908 | 402.4464 | 0 | 657.814 | 0 | 856.5894 | -0.085557 | 402.4464 | 1.8032 | 657.814 | 0 | 856.5894 | 0.074855 | 856.5894 | 0.0074565 | 847.2333 | 0 | 856.5894 | 0.042711 | 856.5894 | 0 |  |  | 851.7714 | 0.0094254 | 856.5894 | -0.01243 | 856.7927 | 0.024569 | 856.7927 | 0.023615 | 856.7927 | 0.00099572 | 657.814 | 0.0025708 | 856.7927 | 0.0095745 | 856.7927 | 0.0011879 |  |  | 856.5894 | 0.01226 | 851.28 | -0.011076 | 856.7927 | 0.0048102 | 856.5894 | -0.0048246 | 660.1159 | 0.00022524 | 856.7927 | 0.027182 | 856.7927 | 0.011844 | 856.5894 | 0.021782 | 856.7927 | 0.0009115 | 856.7927 | -0.0011042 | 856.7927 | 0.012557 | 977.9017 | 0.031075 | 856.5894 | 0.021059 | 856.5894 | 0.04651 | 856.7927 | 0.15864 | 977.6946 | 0.00069566 | 856.5894 | 27.3001 | 982.4568 | 0.0024349 | 977.9017 | 1.8838 | 856.5894 | 0.099558 | 1044.4141 | 0.53693 |  |  | 1255.7788 | 0.048584 | 1037.0828 | 0.012546 | 1168.71 | 0 | 1167.9065 | 0 | 1167.8995 | 0.0031307 | 856.589 | 0.0084376 | 856.7927 | -0.0014497 | 856.5894 | 0.019449 | 856.5894 | 0.0088454 | 856.7927 | #REF! | 856.5894 | 0.043889 | 852.439 | 0.038025
| 402.5261 | 0 | 402.5261 | -0.0032106 | 402.5261 | 0.023351 | 402.5261 | -0.025908 | 402.5261 | 0.013546 | 402.5261 | 0 | 657.9364 | 0.012938 | 856.8289 | -0.094679 | 402.5261 | 1.6819 | 657.9364 | 0.025362 | 856.8289 | -0.13773 | 856.8289 | -0.041894 | 847.4706 | 0 | 856.8289 | -0.088649 | 856.8289 | 0 |  |  | 852.0085 | -0.008232 | 856.8289 | -0.089013 | 857.0322 | 0 | 857.0322 | 0 | 857.0322 | -0.014447 | 657.9364 | 0.0035093 | 857.0322 | 0 | 857.0322 | 0 |  |  | 856.8289 | -0.010765 | 851.52 | 0.0029147 | 857.0322 | 0 | 856.8289 | -0.0086245 | 660.2362 | 0.00023438 | 857.0322 | 0 | 857.0322 | 0 | 856.8289 | -0.035956 | 857.0322 | -0.011248 | 857.0322 | -0.0083592 | 857.0322 | -0.01617 | 978.0702 | 0.032784 | 856.8289 | -0.01091 | 856.8289 | 0.053265 | 857.0322 | 0.14153 | 977.8641 | 0.00026087 | 856.8289 | 27.4803 | 982.628 | 1.6723e-05 | 978.0702 | 1.8548 | 856.8289 | 0.099558 | 1044.5227 | 0.53855 |  |  | 1255.8561 | 0.048353 | 1037.0959 | 0.012559 | 1168.7769 | 0 | 1167.9733 | 0 | 1167.9664 | 0.0031194 | 856.829 | 0.0072597 | 857.0322 | 0.0025437 | 856.8289 | 0.0093457 | 856.8289 | 0.0088454 | 857.0322 | #REF! | 856.8289 | 0.0047659 | 852.6774 | 0.037366
| 402.6058 | 0 | 402.6058 | 0.056234 | 402.6058 | 0.026344 | 402.6058 | 0.0046397 | 402.6058 | 0.012584 | 402.6058 | 0 | 658.0589 | 0 | 857.0684 | -0.053058 | 402.6058 | 1.7608 | 658.0589 | 0 | 857.0684 | 0.055487 | 857.0684 | -0.0070162 | 847.7079 | 0 | 857.0684 | 0.048345 | 857.0684 | 0 |  |  | 852.2456 | 0.0083655 | 857.0684 | 0.061031 | 857.2718 | 0.028376 | 857.2718 | 0.02568 | 857.2718 | -5.3286e-05 | 658.0589 | 0.015359 | 857.2718 | 0.0087719 | 857.2718 | 0.0044307 |  |  | 857.0684 | 0.016646 | 851.76 | 0.012708 | 857.2718 | 0.0088206 | 857.0684 | 0.0016246 | 660.3566 | 0.00025268 | 857.2718 | 0.041182 | 857.2718 | 0.0099862 | 857.0684 | 0.018972 | 857.2718 | 0.0016472 | 857.2718 | 0.0016177 | 857.2718 | 0.019442 | 978.2386 | 0.036308 | 857.0684 | 0.009329 | 857.0684 | 0.049282 | 857.2719 | 0.14019 | 978.0335 | 0.00017392 | 857.0684 | 27.8418 | 982.7991 | 0.001415 | 978.2386 | 1.8279 | 857.0684 | 0.10317 | 1044.6312 | 0.53944 |  |  | 1255.9334 | 0.048123 | 1037.1091 | 0.012573 | 1168.8438 | 0 | 1168.0402 | 0 | 1168.0332 | 0.0031103 | 857.068 | 0.0082213 | 857.2718 | 0.0037433 | 857.0684 | 0.025932 | 857.0684 | 0.011499 | 857.2719 | #REF! | 857.0684 | 0.038776 | 852.9159 | 0.037536
| 402.6855 | 0 | 402.6855 | 0.0053735 | 402.6855 | 0.024406 | 402.6855 | -0.028959 | 402.6855 | 0.017591 | 402.6855 | 0 | 658.1814 | 0.010128 | 857.3079 | -0.056464 | 402.6855 | 1.6315 | 658.1814 | 0.036539 | 857.3079 | -0.099614 | 857.3079 | -0.024762 | 847.9452 | 0 | 857.3079 | -0.08059 | 857.3079 | 0 |  |  | 852.4828 | -0.017334 | 857.3079 | -0.068493 | 857.5114 | 0 | 857.5114 | 0 | 857.5114 | -0.0077658 | 658.1814 | 0.0046954 | 857.5114 | 0 | 857.5114 | 0 |  |  | 857.3079 | 0.0037323 | 852 | 0.0043138 | 857.5114 | 0 | 857.3079 | -0.0017549 | 660.477 | 0.0002664 | 857.5114 | 0 | 857.5114 | 0 | 857.3079 | -0.020887 | 857.5114 | -0.0067284 | 857.5114 | -0.0047106 | 857.5114 | -0.012598 | 978.4071 | 0.018688 | 857.3079 | -0.0077253 | 857.3079 | 0.054403 | 857.5114 | 0.13658 | 978.203 | 0.00078262 | 857.3079 | 28.0868 | 982.9703 | 0.00069435 | 978.4071 | 1.8054 | 857.3079 | 0.10317 | 1044.7399 | 0.54048 |  |  | 1256.0106 | 0.047892 | 1037.1223 | 0.012586 | 1168.9106 | 0 | 1168.1069 | 0 | 1168.1001 | 0.0031069 | 857.308 | 0.0063703 | 857.5114 | 0.0015855 | 857.3079 | 0.008467 | 857.3079 | 0.0070763 | 857.5114 | #REF! | 857.3079 | 0.0062096 | 853.1544 | 0.03737
| 402.7652 | 0 | 402.7652 | -0.013076 | 402.7652 | 0.028283 | 402.7652 | 0.024631 | 402.7652 | 0.013381 | 402.7652 | 0 | 658.3039 | 0 | 857.5474 | 0.029759 | 402.7652 | 1.7371 | 658.3039 | 0 | 857.5474 | 0.061725 | 857.5474 | 0.011688 | 848.1825 | 0 | 857.5474 | 0.037875 | 857.5474 | 0 |  |  | 852.7199 | 0.011324 | 857.5474 | 0.069936 | 857.751 | 0.03798 | 857.751 | 0.032012 | 857.751 | 0.0030908 | 658.3039 | 0.02121 | 857.751 | 0.0085325 | 857.751 | 0.0042666 |  |  | 857.5474 | 0.019572 | 852.24 | 0.0046636 | 857.751 | 0.0066936 | 857.5474 | 0.011973 | 660.5973 | 0.00026259 | 857.751 | 0.032729 | 857.751 | 0.0094119 | 857.5474 | 0.041595 | 857.751 | 0.0058103 | 857.751 | -8.6992e-05 | 857.751 | 0.018125 | 978.5755 | 0.031235 | 857.5474 | 0.01654 | 857.5474 | 0.077609 | 857.751 | 0.13696 | 978.3725 | 0 | 857.5474 | 28.2892 | 983.1414 | 0.0031086 | 978.5755 | 1.7756 | 857.5474 | 0.11403 | 1044.8485 | 0.54191 |  |  | 1256.0879 | 0.047662 | 1037.1355 | 0.012598 | 1168.9777 | 0 | 1168.1738 | 0 | 1168.1669 | 0.0031091 | 857.547 | 0.011082 | 857.751 | 0.012918 | 857.5474 | 0.034619 | 857.5474 | 0.013268 | 857.751 | #REF! | 857.5474 | 0.043037 | 853.3929 | 0.037103
| 402.8449 | 0 | 402.8449 | -0.0040052 | 402.8449 | 0.026829 | 402.8449 | -0.033101 | 402.8449 | 0.0078482 | 402.8449 | 0 | 658.4264 | 0.019261 | 857.7869 | 0.00075453 | 402.8449 | 1.56 | 658.4264 | 0.007454 | 857.7869 | -0.20006 | 857.7869 | -0.02875 | 848.4199 | 0 | 857.7869 | -0.08059 | 857.7869 | 0 |  |  | 852.9571 | -0.024059 | 857.7869 | -0.10245 | 857.9906 | 0 | 857.9906 | 0 | 857.9906 | -0.0084479 | 658.4264 | 0.024867 | 857.9906 | 0 | 857.9907 | 0 |  |  | 857.7869 | 0.0036399 | 852.48 | -0.013175 | 857.9906 | 0 | 857.7869 | 0.0059357 | 660.7177 | 0.00023324 | 857.9906 | 0 | 857.9907 | 0 | 857.7869 | -0.039386 | 857.9906 | -0.0057356 | 857.9906 | -0.0036669 | 857.9906 | -0.0071595 | 978.744 | 0.026216 | 857.7869 | -0.010519 | 857.7869 | 0.0603 | 857.9907 | 0.12713 | 978.5419 | 0.00026087 | 857.7869 | 28.3844 | 983.3126 | 0.0018768 | 978.744 | 1.7469 | 857.7869 | 0.11592 | 1044.9572 | 0.54323 |  |  | 1256.1652 | 0.047431 | 1037.1487 | 0.01261 | 1169.0446 | 0 | 1168.2407 | 0 | 1168.2338 | 0.0031194 | 857.787 | 0.011394 | 857.9906 | 0.007083 | 857.7869 | 0.0067882 | 857.7869 | 0.013268 | 857.9907 | #REF! | 857.7869 | 0.0044662 | 853.6315 | 0.036278
| 402.9246 | 0 | 402.9246 | 0.032326 | 402.9246 | 0.027057 | 402.9246 | 0.030205 | 402.9246 | 0.017952 | 402.9246 | 0 | 658.5489 | 0 | 858.0264 | 0.058284 | 402.9246 | 1.694 | 658.5489 | 0 | 858.0264 | 0.13159 | 858.0264 | 0.010941 | 848.6572 | 0 | 858.0264 | 0.055758 | 858.0264 | 0 |  |  | 853.1942 | 0.012132 | 858.0264 | 0.057612 | 858.2303 | 0.07117 | 858.2303 | 0.02597 | 858.2303 | -0.002178 | 658.5489 | 0.0076135 | 858.2303 | 0.01104 | 858.2303 | 0.0079192 |  |  | 858.0264 | 0.0080651 | 852.72 | -0.0065291 | 858.2303 | 0.011393 | 858.0264 | 0.006443 | 660.8381 | 0.00026792 | 858.2303 | 0.037113 | 858.2303 | 0.010002 | 858.0264 | 0.057791 | 858.2303 | 0.010065 | 858.2303 | 0.005261 | 858.2303 | 0.017897 | 978.9124 | 0.027978 | 858.0264 | 0.034139 | 858.0264 | 0.084395 | 858.2303 | 0.13076 | 978.7114 | 0 | 858.0264 | 28.5496 | 983.4837 | 0.0034333 | 978.9124 | 1.7122 | 858.0264 | 0.11954 | 1045.0658 | 0.54441 |  |  | 1256.2424 | 0.047206 | 1037.1619 | 0.012622 | 1169.1116 | 0 | 1168.3075 | 0 | 1168.3007 | 0.0031353 | 858.026 | 0.010914 | 858.2303 | 0.015377 | 858.0264 | 0.033323 | 858.0264 | 0.013268 | 858.2303 | #REF! | 858.0264 | 0.05092 | 853.87 | 0.035884
| 403.0043 | 0 | 403.0043 | -0.039389 | 403.0043 | 0.024691 | 403.0043 | -0.038861 | 403.0043 | 0.0042849 | 403.0043 | 0 | 658.6715 | 0.0059129 | 858.2659 | -0.04825 | 403.0043 | 1.4633 | 658.6715 | 0.026007 | 858.2659 | -0.28683 | 858.2659 | -0.03372 | 848.8945 | 0 | 858.2659 | -0.092313 | 858.2659 | 0 |  |  | 853.4314 | -0.016441 | 858.2659 | -0.043606 | 858.4699 | 0 | 858.4699 | 0 | 858.4699 | -0.013117 | 658.6715 | 0.018911 | 858.4699 | 0 | 858.4699 | 0 |  |  | 858.2659 | -0.0050785 | 852.96 | 0.014458 | 858.4699 | 0 | 858.2659 | -0.0042068 | 660.9584 | 0.00025535 | 858.4699 | 0 | 858.4699 | 0 | 858.2659 | 0.0079687 | 858.4699 | -0.010362 | 858.4699 | -0.0062246 | 858.4699 | -0.0051198 | 979.0809 | 0.024134 | 858.2659 | -0.018823 | 858.2659 | 0.047101 | 858.4699 | 0.11772 | 978.8809 | 0.00026087 | 858.2659 | 28.8963 | 983.6549 | 0.0018307 | 979.0809 | 1.6813 | 858.2659 | 0.12135 | 1045.1746 | 0.54542 |  |  | 1256.3197 | 0.046981 | 1037.175 | 0.012633 | 1169.1785 | 0 | 1168.3744 | 0 | 1168.3675 | 0.0031546 | 858.266 | 0.010842 | 858.4699 | 0.0030852 | 858.2659 | 0.0065288 | 858.2659 | 0.013268 | 858.4699 | #REF! | 858.2659 | 0.0087022 | 854.1085 | 0.035971
| 403.084 | 0 | 403.084 | -0.023152 | 403.084 | 0.027 | 403.084 | 0.029582 | 403.084 | 0.018177 | 403.084 | 0 | 658.794 | 0 | 858.5055 | 0.0033033 | 403.084 | 1.6068 | 658.794 | 0 | 858.5055 | 0.079475 | 858.5055 | 0.017553 | 849.1319 | 0 | 858.5055 | 0.046466 | 858.5055 | 0 |  |  | 853.6686 | 0.0073504 | 858.5055 | 0.023327 | 858.7095 | 0.04096 | 858.7095 | 0.027486 | 858.7095 | 0.0029442 | 658.794 | 0.0037574 | 858.7095 | 0.0087152 | 858.7095 | 0.0023525 |  |  | 858.5055 | 0.0037362 | 853.2 | 0.011659 | 858.7095 | 0.0087211 | 858.5055 | 0.0060372 | 661.0788 | 0.00025192 | 858.7095 | 0.03765 | 858.7095 | 0.011498 | 858.5055 | 0.020881 | 858.7095 | 0.0074056 | 858.7095 | 0.0010679 | 858.7095 | 0.0093571 | 979.2493 | 0.031075 | 858.5055 | 0.023599 | 858.5055 | 0.071819 | 858.7095 | 0.11521 | 979.0503 | 0 | 858.5055 | 29.0217 | 983.8261 | 0.0036143 | 979.2493 | 1.6459 | 858.5055 | 0.12316 | 1045.2832 | 0.54645 |  |  | 1256.3971 | 0.046755 | 1037.1881 | 0.012644 | 1169.2455 | 0 | 1168.4413 | 0 | 1168.4344 | 0.003175 | 858.505 | 0.0068511 | 858.7095 | 0.010753 | 858.5055 | 0.035397 | 858.5055 | 0.013268 | 858.7095 | #REF! | 858.5055 | 0.044528 | 854.3471 | 0.036293
| 403.1637 | 0 | 403.1638 | 0.020675 | 403.1637 | 0.02355 | 403.1637 | -0.047175 | 403.1637 | 0.014674 | 403.1637 | 0 | 658.9165 | 0 | 858.745 | -0.034145 | 403.1637 | 1.4244 | 658.9165 | 0.032025 | 858.745 | -0.18443 | 858.745 | -0.015981 | 849.3693 | 0 | 858.745 | -0.09158 | 858.745 | 0 |  |  | 853.9058 | -0.022028 | 858.745 | -0.1184 | 858.9492 | 0 | 858.9492 | 0 | 858.9492 | -0.0086391 | 658.9165 | 0.016508 | 858.9492 | 0 | 858.9492 | 0 |  |  | 858.745 | 0.0027399 | 853.44 | -0.0072287 | 858.9492 | 0 | 858.745 | -0.0030299 | 661.1992 | 0.00025039 | 858.9492 | 0 | 858.9492 | 0 | 858.745 | -0.034955 | 858.9492 | -0.0046118 | 858.9492 | -0.003362 | 858.9492 | -0.017257 | 979.4178 | 0.026857 | 858.745 | 0.015509 | 858.745 | 0.048725 | 858.9492 | 0.11121 | 979.2198 | 0.00078262 | 858.745 | 29.185 | 983.9972 | 0.0017978 | 979.4178 | 1.6124 | 858.745 | 0.12678 | 1045.392 | 0.54755 |  |  | 1256.4744 | 0.046535 | 1037.2013 | 0.012654 | 1169.3125 | 0 | 1168.5082 | 0 | 1168.5013 | 0.0031944 | 858.745 | 0.0076203 | 858.9492 | 0.0058352 | 858.745 | 0.019838 | 858.745 | 0.010614 | 858.9492 | #REF! | 858.745 | -9.5482e-05 | 854.5856 | 0.035641
| 403.2435 | 0 | 403.2435 | 0.022627 | 403.2435 | 0.025289 | 403.2435 | 0.02214 | 403.2435 | 0.017471 | 403.2435 | 0 | 659.0391 | 0 | 858.9846 | 0.0001725 | 403.2435 | 1.5144 | 659.0391 | 0 | 858.9846 | -0.044749 | 858.9846 | 0.019351 | 849.6066 | 0 | 858.9846 | 0.044187 | 858.9846 | 0 |  |  | 854.1429 | 0.019925 | 858.9846 | 0.034438 | 859.1888 | 0.053348 | 859.1888 | 0.032958 | 859.1888 | 0.0078267 | 659.0391 | 0.02121 | 859.1888 | 0.01003 | 859.1888 | 0.0072324 |  |  | 858.9846 | 0.0058374 | 853.68 | 0.014107 | 859.1888 | 0.013524 | 858.9846 | 0.0026128 | 661.3196 | 0.00025458 | 859.1888 | 0.030132 | 859.1888 | 0.011105 | 858.9846 | 0.022832 | 859.1888 | 0.0093626 | 859.1888 | 0.0047586 | 859.1888 | 0.018588 | 979.5862 | 0.041487 | 858.9846 | 0.017619 | 858.9846 | 0.059023 | 859.1888 | 0.10956 | 979.3893 | 0 | 858.9846 | 29.3645 | 984.1684 | 0.0028871 | 979.5862 | 1.575 | 858.9846 | 0.12858 | 1045.5007 | 0.54837 |  |  | 1256.5516 | 0.046315 | 1037.2145 | 0.012664 | 1169.3794 | 0 | 1168.5751 | 0 | 1168.5682 | 0.0032091 | 858.985 | 0.008053 | 859.1888 | 0.01534 | 858.9846 | 0.039547 | 858.9846 | 0.011499 | 859.1888 | #REF! | 858.9846 | 0.034728 | 854.8242 | 0.035951
| 403.3232 | 0 | 403.3232 | -0.036262 | 403.3232 | 0.022638 | 403.3232 | -0.0175 | 403.3232 | 0.0059689 | 403.3232 | 0 | 659.1617 | 0 | 859.2241 | -0.098121 | 403.3232 | 1.3506 | 659.1617 | 0.019753 | 859.2241 | -0.19032 | 859.2241 | -0.03943 | 849.8441 | 0 | 859.2241 | -0.083521 | 859.2241 | 0 |  |  | 854.3802 | -0.023866 | 859.2241 | -0.18138 | 859.4285 | 0 | 859.4285 | 0 | 859.4285 | -0.012209 | 659.1617 | 0.0061784 | 859.4285 | 0 | 859.4285 | 0 |  |  | 859.2241 | -0.0066706 | 853.91 | -0.027165 | 859.4285 | 0 | 859.2241 | -0.0048334 | 661.44 | 0.00029079 | 859.4285 | 0 | 859.4285 | 0 | 859.2241 | -0.053005 | 859.4285 | -0.01794 | 859.4285 | -0.010353 | 859.4285 | -0.025926 | 979.7547 | 0.029313 | 859.2241 | -0.024973 | 859.2241 | 0.060512 | 859.4285 | 0.10974 | 979.5587 | 0 | 859.2241 | 29.711 | 984.3396 | 0.0015379 | 979.7547 | 1.5448 | 859.2241 | 0.12858 | 1045.6095 | 0.54936 |  |  | 1256.629 | 0.046095 | 1037.2277 | 0.012673 | 1169.4464 | 0 | 1168.642 | 0 | 1168.6351 | 0.0032194 | 859.224 | 0.0064664 | 859.4285 | -0.0022715 | 859.2241 | 0.00068096 | 859.2241 | 0.0097299 | 859.4285 | #REF! | 859.2241 | 0.0072165 | 855.0627 | 0.035361
| 403.4029 | 0 | 403.4029 | -0.014179 | 403.4029 | 0.024006 | 403.4029 | 0.032135 | 403.4029 | 0.0095021 | 403.4029 | 0 | 659.2842 | 0 | 859.4637 | -0.029231 | 403.4029 | 1.4541 | 659.2842 | 0 | 859.4637 | 0.015772 | 859.4637 | 0.0049318 | 850.0814 | 0 | 859.4637 | 0.048977 | 859.4637 | 0 |  |  | 854.6174 | 0.016346 | 859.4637 | 0.047048 | 859.6681 | 0.05242 | 859.6681 | 0.01693 | 859.6681 | 0.0013266 | 659.2842 | 0 | 859.6681 | 0.0078581 | 859.6681 | 0.0025523 |  |  | 859.4637 | 0.0055693 | 854.15 | -0.0072287 | 859.6681 | 0.0075155 | 859.4637 | 0.0073055 | 661.5604 | 0.00025573 | 859.6681 | 0.039429 | 859.6681 | 0.0097613 | 859.4637 | 0.054846 | 859.6681 | -0.00077812 | 859.6681 | -0.0044641 | 859.6681 | 0.019747 | 979.9232 | 0.030435 | 859.4637 | 0.031157 | 859.4637 | 0.056416 | 859.6682 | 0.11372 | 979.7282 | 0 | 859.4637 | 29.7897 | 984.5108 | 0.0019273 | 979.9232 | 1.5104 | 859.4637 | 0.13582 | 1045.7183 | 0.55038 |  |  | 1256.7064 | 0.045874 | 1037.2408 | 0.012681 | 1169.5134 | 0 | 1168.7089 | 0 | 1168.702 | 0.0032262 | 859.464 | 0.0084136 | 859.6681 | 0.0058352 | 859.4637 | 0.029952 | 859.4637 | 0.013268 | 859.6682 | #REF! | 859.4637 | 0.023223 | 855.3013 | 0.035742
| 403.4826 | 0 | 403.4826 | 0.020727 | 403.4826 | 0.020614 | 403.4826 | -0.038239 | 403.4826 | 0.016208 | 403.4826 | 0 | 659.4068 | 0.00029265 | 859.7032 | -0.049322 | 403.4826 | 1.3635 | 659.4068 | 0.020498 | 859.7032 | -0.26158 | 859.7032 | -0.015327 | 850.3188 | 0 | 859.7032 | -0.093778 | 859.7032 | 0 |  |  | 854.8546 | -0.0091841 | 859.7032 | -0.061729 | 859.9078 | 0 | 859.9078 | 0 | 859.9078 | -0.0075824 | 659.4068 | 0.0061784 | 859.9078 | 0 | 859.9078 | 0 |  |  | 859.7032 | -0.0045553 | 854.39 | -0.0065291 | 859.9078 | 0 | 859.7032 | 0.0015389 | 661.6807 | 0.0002824 | 859.9078 | 0 | 859.9078 | 0 | 859.7032 | -0.014933 | 859.9078 | -0.0026013 | 859.9078 | -0.0018827 | 859.9078 | -0.0062066 | 980.0916 | 0.027391 | 859.7032 | 0.0030101 | 859.7032 | 0.060749 | 859.9078 | 0.10341 | 979.8977 | 0.00026087 | 859.7032 | 30.1382 | 984.6819 | 0.00011408 | 980.0916 | 1.4849 | 859.7032 | 0.13763 | 1045.8271 | 0.55098 |  |  | 1256.7837 | 0.045654 | 1037.254 | 0.012689 | 1169.5804 | 0 | 1168.7758 | 0 | 1168.7689 | 0.0032307 | 859.703 | 0.0084857 | 859.9078 | 0.0034016 | 859.7032 | 0.014392 | 859.7032 | 0.011499 | 859.9078 | #REF! | 859.7032 | -0.0083856 | 855.5399 | 0.034844
| 403.5623 | 0 | 403.5623 | 0.018233 | 403.5623 | 0.021897 | 403.5623 | 0.031917 | 403.5623 | 0.010314 | 403.5623 | 0 | 659.5294 | 0 | 859.9428 | -0.009098 | 403.5623 | 1.5833 | 659.5294 | 0 | 859.9428 | 0.08367 | 859.9428 | 0.0076768 | 850.5562 | 0 | 859.9428 | 0.053224 | 859.9428 | 0 |  |  | 855.0918 | 0.016868 | 859.9428 | 0.058199 | 860.1475 | 0.038242 | 860.1475 | 0.015405 | 860.1475 | 0.0013795 | 659.5294 | 0.0093933 | 860.1475 | 0.0066279 | 860.1475 | 0.0056712 |  |  | 859.9428 | 0.003184 | 854.63 | 0.0095605 | 860.1475 | 0.0015476 | 859.9428 | 0.0081172 | 661.8011 | 0.00029269 | 860.1475 | 0.035686 | 860.1475 | 0.011412 | 859.9428 | 0.050797 | 860.1475 | 0.001415 | 860.1475 | 0.00016782 | 860.1475 | 0.017078 | 980.2601 | 0.024294 | 859.9428 | 0.025114 | 859.9428 | 0.066798 | 860.1475 | 0.10424 | 980.0672 | 0 | 859.9428 | 30.3063 | 984.8531 | 0.0018077 | 980.2601 | 1.4542 | 859.9428 | 0.13944 | 1045.936 | 0.55229 |  |  | 1256.8611 | 0.045439 | 1037.2672 | 0.012696 | 1169.6475 | 0 | 1168.8428 | 0 | 1168.8358 | 0.0032375 | 859.943 | 0.0068511 | 860.1475 | 0.009285 | 859.9428 | 0.027877 | 859.9428 | 0.011499 | 860.1475 | #REF! | 859.9428 | 0.045807 | 855.7785 | 0.035214
| 403.6421 | 0 | 403.6421 | -0.019366 | 403.6421 | 0.019701 | 403.6421 | -0.040481 | 403.6421 | 0.013742 | 403.6421 | 0 | 659.652 | 0.017153 | 860.1824 | 0.0050947 | 403.6421 | 1.3956 | 659.652 | 0.038688 | 860.1824 | -0.16512 | 860.1824 | -0.038997 | 850.7936 | 0 | 860.1824 | -0.06976 | 860.1824 | 0 |  |  | 855.3291 | -0.023955 | 860.1824 | -0.1184 | 860.3872 | 0 | 860.3872 | 0 | 860.3872 | -0.0064746 | 659.652 | 0 | 860.3872 | 0 | 860.3872 | 0 |  |  | 860.1824 | -0.0074881 | 854.87 | 0.011309 | 860.3872 | 0 | 860.1824 | 0.005124 | 661.9215 | 0.00032204 | 860.3872 | 0 | 860.3872 | 0 | 860.1824 | -0.024668 | 860.3872 | -0.0096515 | 860.3872 | -0.004632 | 860.3872 | -0.013722 | 980.4285 | 0.029207 | 860.1824 | -0.01515 | 860.1824 | 0.050638 | 860.3872 | 0.098373 | 980.2367 | 0.00078262 | 860.1824 | 30.5114 | 985.0243 | 0.00015357 | 980.4285 | 1.429 | 860.1824 | 0.14486 | 1046.0449 | 0.55468 |  |  | 1256.9385 | 0.045224 | 1037.2804 | 0.012703 | 1169.7145 | 0 | 1168.9097 | 0 | 1168.9027 | 0.0032478 | 860.182 | 0.0057693 | 860.3872 | 0.0062756 | 860.1824 | 0.0038988 | 860.1824 | 0.010614 | 860.3872 | #REF! | 860.1824 | 0.022797 | 856.0171 | 0.035065
| 403.7218 | 0 | 403.7218 | -0.017117 | 403.7218 | 0.022353 | 403.7218 | 0.054057 | 403.7218 | 0.023454 | 403.7218 | 0 | 659.7746 | 0 | 860.422 | 0.054212 | 403.7218 | 1.4884 | 659.7746 | 0 | 860.422 | 0.027558 | 860.422 | 0.004564 | 851.0311 | 0 | 860.422 | 0.045779 | 860.422 | 0 |  |  | 855.5663 | 0.012307 | 860.422 | 0.015762 | 860.6269 | 0.056234 | 860.6269 | 0.012369 | 860.6269 | 0.0041223 | 659.7746 | 0.018911 | 860.6269 | 0.0076639 | 860.6269 | 0.0071 |  |  | 860.422 | 0.0085107 | 855.11 | 0.023901 | 860.6269 | 0.016296 | 860.422 | 0.01314 | 662.0419 | 0.00031137 | 860.6269 | 0.043268 | 860.6269 | 0.010969 | 860.422 | 0.019515 | 860.6269 | 0.0059513 | 860.6269 | 0.0014 | 860.6269 | 0.018103 | 980.597 | 0.033051 | 860.422 | 0.015618 | 860.422 | 0.075941 | 860.6269 | 0.098693 | 980.4062 | 0 | 860.422 | 30.6918 | 985.1955 | 0.0016772 | 980.597 | 1.3974 | 860.422 | 0.14667 | 1046.1538 | 0.55675 |  |  | 1257.0159 | 0.045009 | 1037.2936 | 0.012709 | 1169.7815 | 0 | 1168.9766 | 0 | 1168.9697 | 0.003266 | 860.422 | 0.0079328 | 860.6269 | 0.013469 | 860.422 | 0.03073 | 860.422 | 0.013268 | 860.6269 | #REF! | 860.422 | 0.039841 | 856.2557 | 0.034855
| 403.8015 | 0 | 403.8015 | 0.0011413 | 403.8015 | 0.020557 | 403.8015 | -0.025565 | 403.8015 | 0.010419 | 403.8015 | 0 | 659.8972 | 0.0066155 | 860.6616 | -0.0077815 | 403.8015 | 1.3108 | 659.8972 | 0.026437 | 860.6616 | -0.13543 | 860.6616 | -0.025818 | 851.2685 | 0 | 860.6616 | -0.081323 | 860.6616 | 0 |  |  | 855.8036 | -0.012422 | 860.6616 | -0.14108 | 860.8666 | 0 | 860.8666 | 0 | 860.8666 | -0.0059052 | 659.8972 | 0.009737 | 860.8666 | 0 | 860.8666 | 0 |  |  | 860.6616 | 0.0001707 | 855.35 | -0.0037309 | 860.8666 | 0 | 860.6616 | 0.0021469 | 662.1623 | 0.00028469 | 860.8666 | 0 | 860.8666 | 0 | 860.6616 | -0.015279 | 860.8666 | -0.0086718 | 860.8666 | -0.0015868 | 860.8666 | -0.0055423 | 980.7655 | 0.024882 | 860.6616 | -0.013732 | 860.6616 | 0.031683 | 860.8666 | 0.085928 | 980.5756 | 0.00026087 | 860.6616 | 30.9263 | 985.3667 | 0.0013119 | 980.7655 | 1.3727 | 860.6616 | 0.15029 | 1046.2627 | 0.558 |  |  | 1257.0933 | 0.044794 | 1037.3068 | 0.012715 | 1169.8485 | 0 | 1169.0436 | 0 | 1169.0366 | 0.0032932 | 860.662 | 0.0095434 | 860.8666 | 0.0071931 | 860.6616 | 0.0068575 | 860.6616 | 0.012384 | 860.8666 | #REF! | 860.6616 | 0.011773 | 856.4943 | 0.034579
| 403.8812 | 0 | 403.8812 | 0.0056773 | 403.8812 | 0.024577 | 403.8812 | 0.026935 | 403.8812 | 0.014238 | 403.8812 | 0 | 660.0198 | 0 | 860.9012 | 0.0021448 | 403.8812 | 1.4391 | 660.0198 | 0 | 860.9012 | -0.013633 | 860.9012 | 0.0093321 | 851.5059 | 0 | 860.9012 | 0.046017 | 860.9012 | 0 |  |  | 856.0408 | 0.017912 | 860.9012 | 0.030517 | 861.1063 | 0.046531 | 861.1063 | 0.028438 | 861.1063 | 0.0099904 | 660.0198 | 0.019434 | 861.1063 | 0.012473 | 861.1063 | 0.0073833 |  |  | 860.9012 | 0.013885 | 855.59 | 0.0043138 | 861.1063 | 0.0077058 | 860.9012 | 0.0099436 | 662.2827 | 0.00030794 | 861.1063 | 0.03591 | 861.1063 | 0.0041368 | 860.9012 | 0.012049 | 861.1063 | 0.0058705 | 861.1063 | 0.004909 | 861.1063 | 0.022279 | 980.9339 | 0.034706 | 860.9012 | 0.03658 | 860.9012 | 0.083414 | 861.1063 | 0.091307 | 980.7451 | 0.00017392 | 860.9012 | 31.0932 | 985.5378 | 0.0035693 | 980.9339 | 1.3446 | 860.9012 | 0.1539 | 1046.3716 | 0.55876 |  |  | 1257.1707 | 0.044584 | 1037.3199 | 0.01272 | 1169.9156 | 0 | 1169.1105 | 0 | 1169.1036 | 0.0033296 | 860.901 | 0.0077165 | 861.1063 | 0.010643 | 860.9012 | 0.023987 | 860.9012 | 0.0097299 | 861.1063 | #REF! | 860.9012 | 0.04815 | 856.7329 | 0.034946
| 403.961 | 0 | 403.961 | -0.048388 | 403.961 | 0.021897 | 403.961 | -0.041882 | 403.961 | 0.0089909 | 403.961 | 0 | 660.1425 | 0 | 861.1408 | -0.040512 | 403.961 | 1.3475 | 660.1425 | 0.03396 | 861.1408 | -0.16161 | 861.1408 | -0.020394 | 851.7434 | 0 | 861.1408 | -0.079125 | 861.1408 | 0 |  |  | 856.2781 | -0.027115 | 861.1408 | -0.090692 | 861.346 | 0 | 861.346 | 0 | 861.346 | -0.013078 | 660.1425 | 0.0038058 | 861.346 | 0 | 861.3461 | 0 |  |  | 861.1408 | 0.001418 | 855.83 | -0.0019821 | 861.346 | 0 | 861.1408 | 0.0040471 | 662.4031 | 0.00031785 | 861.346 | 0 | 861.3461 | 0 | 861.1408 | -0.024743 | 861.346 | -0.0078523 | 861.346 | -0.0041899 | 861.346 | -0.0091593 | 981.1024 | 0.02077 | 861.1408 | -0.042146 | 861.1408 | 0.060247 | 861.3461 | 0.084133 | 980.9146 | 0.00026087 | 861.1408 | 31.2899 | 985.709 | 0.0017167 | 981.1024 | 1.3198 | 861.1408 | 0.15571 | 1046.4806 | 0.55967 |  |  | 1257.248 | 0.044369 | 1037.3331 | 0.012724 | 1169.9827 | 0 | 1169.1775 | 0 | 1169.1705 | 0.0033751 | 861.141 | 0.0073078 | 861.346 | 0.0067527 | 861.1408 | 0.014781 | 861.1408 | 0.0088454 | 861.3461 | #REF! | 861.1408 | 0.008704 | 856.9715 | 0.033991
| 404.0407 | 0 | 404.0407 | -0.0027998 | 404.0407 | 0.022438 | 404.0407 | 0.042411 | 404.0407 | 0.014358 | 404.0407 | 0 | 660.2651 | 0 | 861.3804 | 0.029731 | 404.0407 | 1.5366 | 660.2651 | 0 | 861.3804 | 0.066801 | 861.3804 | 0.010404 | 851.9808 | 0 | 861.3804 | 0.051042 | 861.3804 | 0 |  |  | 856.5154 | 0.005131 | 861.3804 | 0.046087 | 861.5858 | 0.052575 | 861.5858 | 0.013111 | 861.5858 | 0.001163 | 660.2651 | 0.017449 | 861.5858 | 0.0082157 | 861.5857 | 0.0039493 |  |  | 861.3804 | 0.0020183 | 856.07 | 0.016555 | 861.5858 | 0.0093271 | 861.3804 | 0.0049375 | 662.5235 | 0.00035824 | 861.5858 | 0.02438 | 861.5857 | 0.010868 | 861.3804 | 0.042331 | 861.5858 | 0.0039946 | 861.5858 | 0.0025357 | 861.5858 | 0.015025 | 981.2709 | 0.033959 | 861.3804 | 0.033603 | 861.3804 | 0.068394 | 861.5858 | 0.088665 | 981.0841 | 0.00069566 | 861.3804 | 31.3705 | 985.8802 | 0.0035375 | 981.2709 | 1.2895 | 861.3804 | 0.16475 | 1046.5896 | 0.56073 |  |  | 1257.3254 | 0.044159 | 1037.3463 | 0.012728 | 1170.0497 | 0 | 1169.2444 | 0 | 1169.2376 | 0.0034273 | 861.38 | 0.012212 | 861.5858 | 0.010459 | 861.3804 | 0.03449 | 861.3804 | 0.013268 | 861.5858 | #REF! | 861.3804 | 0.059016 | 857.2102 | 0.034536
| 404.1204 | 0 | 404.1204 | 0.028049 | 404.1204 | 0.021212 | 404.1204 | -0.042878 | 404.1204 | 0.010149 | 404.1204 | 0 | 660.3878 | 0.012236 | 861.62 | -0.045559 | 404.1204 | 1.3018 | 660.3878 | 0.013417 | 861.62 | -0.16777 | 861.62 | -0.027783 | 852.2183 | 0 | 861.62 | -0.072452 | 861.62 | 0 |  |  | 856.7527 | -0.024429 | 861.62 | -0.11672 | 861.8255 | 0 | 861.8255 | 0 | 861.8255 | -0.012862 | 660.3878 | 0.010657 | 861.8255 | 0 | 861.8255 | 0 |  |  | 861.62 | -0.0079084 | 856.31 | -0.0030314 | 861.8255 | 0 | 861.62 | -0.0014937 | 662.6439 | 0.00033271 | 861.8255 | 0 | 861.8255 | 0 | 861.62 | -0.039386 | 861.8255 | -0.016023 | 861.8255 | -0.0072672 | 861.8255 | -0.021119 | 981.4393 | 0.020824 | 861.62 | -0.02043 | 861.62 | 0.025379 | 861.8255 | 0.07498 | 981.2536 | 0.00078262 | 861.62 | 31.4986 | 986.0514 | 0.0014381 | 981.4393 | 1.2632 | 861.62 | 0.17018 | 1046.6986 | 0.56185 |  |  | 1257.4029 | 0.043949 | 1037.3595 | 0.012731 | 1170.1168 | 0 | 1169.3114 | 0 | 1169.3046 | 0.003483 | 861.62 | 0.012861 | 861.8255 | -0.00020826 | 861.62 | -0.00010163 | 861.62 | 0.014153 | 861.8255 | #REF! | 861.62 | -0.0087392 | 857.4488 | 0.033919
| 404.2002 | 0 | 404.2002 | 0.01152 | 404.2002 | 0.022752 | 404.2002 | 0.030983 | 404.2002 | 0.015757 | 404.2002 | 0 | 660.5104 | 0 | 861.8596 | -0.013633 | 404.2002 | 1.385 | 660.5104 | 0 | 861.8596 | 0.13241 | 861.8596 | 0.0037327 | 852.4558 | 0 | 861.8596 | 0.03567 | 861.8596 | 0 |  |  | 856.99 | 0.018827 | 861.8596 | 0.099929 | 862.0653 | 0.0596 | 862.0653 | 0.010295 | 862.0653 | 0.00013892 | 660.5104 | 0.010866 | 862.0653 | 0.0068315 | 862.0652 | 0.0025049 |  |  | 861.8596 | 0.018428 | 856.55 | 0.019704 | 862.0653 | 0.010755 | 861.8596 | 0.0059357 | 662.7643 | 0.00034186 | 862.0653 | 0.025366 | 862.0652 | 0.0091922 | 861.8596 | 0.017925 | 862.0653 | 0.0014612 | 862.0653 | 0.00125 | 862.0653 | 0.021812 | 981.6078 | 0.033425 | 861.8596 | 0.015234 | 861.8596 | 0.059802 | 862.0652 | 0.081396 | 981.4231 | 0.00017392 | 861.8596 | 31.6974 | 986.2226 | 0.0024384 | 981.6078 | 1.2371 | 861.8596 | 0.1738 | 1046.8076 | 0.56308 |  |  | 1257.4804 | 0.043744 | 1037.3727 | 0.012733 | 1170.1838 | 0 | 1169.3784 | 0 | 1169.3715 | 0.0035376 | 861.86 | 0.012332 | 862.0653 | 0.0070463 | 861.8596 | 0.031248 | 861.8596 | 0.013268 | 862.0652 | #REF! | 861.8596 | 0.041759 | 857.6875 | 0.034633
| 404.2799 | 0 | 404.2799 | -0.010459 | 404.2799 | 0.020699 | 404.2799 | -0.021766 | 404.2799 | 0.0074272 | 404.2799 | 0 | 660.6331 | 0.036754 | 862.0993 | -0.023205 | 404.2799 | 1.2447 | 660.6331 | 0.0089449 | 862.0993 | -0.23665 | 862.0993 | -0.024336 | 852.6932 | 0 | 862.0993 | -0.084986 | 862.0993 | 0 |  |  | 857.2273 | -0.014233 | 862.0993 | -0.16795 | 862.305 | 0 | 862.305 | 0 | 862.305 | -0.012135 | 660.6331 | 0.023718 | 862.305 | 0 | 862.305 | 0 |  |  | 862.0993 | -0.010411 | 856.79 | -0.0079281 | 862.305 | 0 | 862.0993 | 0.0089289 | 662.8847 | 0.0003026 | 862.305 | 0 | 862.305 | 0 | 862.0993 | -0.017584 | 862.305 | -0.010393 | 862.305 | -0.0052377 | 862.305 | -0.0044384 | 981.7763 | 0.025843 | 862.0993 | -0.023268 | 862.0993 | 0.040557 | 862.305 | 0.080499 | 981.5926 | 0.0013044 | 862.0993 | 31.8926 | 986.3938 | 0.00020183 | 981.7763 | 1.2145 | 862.0993 | 0.17561 | 1046.9167 | 0.56422 |  |  | 1257.5577 | 0.043534 | 1037.3859 | 0.012735 | 1170.251 | 0 | 1169.4454 | 0 | 1169.4385 | 0.0035864 | 862.099 | 0.0095915 | 862.305 | 0.0048076 | 862.0993 | 0.013096 | 862.0993 | 0.013268 | 862.305 | #REF! | 862.0993 | 0.004803 | 857.9261 | 0.033597
| 404.3596 | 0 | 404.3596 | -0.010535 | 404.3596 | 0.023778 | 404.3596 | 0.021922 | 404.3596 | 0.018764 | 404.3596 | 0 | 660.7558 | 0 | 862.3389 | 0.022106 | 404.3596 | 1.3701 | 660.7558 | 0 | 862.3389 | 0.077096 | 862.3389 | 0.017373 | 852.9307 | 0 | 862.3389 | 0.056878 | 862.3389 | 0 |  |  | 857.4646 | 0.023069 | 862.3389 | 0.099089 | 862.5448 | 0.016901 | 862.5448 | 0.023696 | 862.5448 | 0.0035127 | 660.7558 | 0 | 862.5448 | 0.005711 | 862.5448 | 0.006615 |  |  | 862.3389 | 0.0121 | 857.03 | 0.0085112 | 862.5448 | 0.019731 | 862.3389 | 0.010755 | 663.0051 | 0.00031785 | 862.5448 | 0.040989 | 862.5448 | 0.0047519 | 862.3389 | 0.032741 | 862.5448 | 0.0097094 | 862.5448 | 0.005455 | 862.5448 | 0.022042 | 981.9447 | 0.031342 | 862.3389 | 0.037533 | 862.3389 | 0.072549 | 862.5448 | 0.083167 | 981.7621 | 0.00017392 | 862.3389 | 31.9591 | 986.565 | 0.001619 | 981.9447 | 1.1887 | 862.3389 | 0.17922 | 1047.0258 | 0.56533 |  |  | 1257.6353 | 0.043329 | 1037.399 | 0.012736 | 1170.3181 | 0 | 1169.5124 | 0 | 1169.5055 | 0.0036251 | 862.339 | 0.0095675 | 862.5448 | 0.0077436 | 862.3389 | 0.047845 | 862.3389 | 0.013268 | 862.5448 | #REF! | 862.3389 | 0.03558 | 858.1648 | 0.034541
| 404.4394 | 0 | 404.4394 | 0.0033559 | 404.4394 | 0.022895 | 404.4394 | -0.028305 | 404.4394 | 0.0099531 | 404.4394 | 0 | 660.8785 | 0.0094255 | 862.5786 | -0.1428 | 404.4394 | 1.1755 | 660.8785 | 0.020871 | 862.5786 | -0.16816 | 862.5786 | -0.036719 | 853.1683 | 0 | 862.5786 | -0.1011 | 862.5786 | 0 |  |  | 857.702 | -0.015094 | 862.5786 | -0.17467 | 862.7845 | 0 | 862.7845 | 0 | 862.7845 | -0.019103 | 660.8785 | 0.010657 | 862.7845 | 0 | 862.7845 | 0 |  |  | 862.5786 | -0.0089661 | 857.27 | -0.014223 | 862.7845 | 0 | 862.5786 | -0.01314 | 663.1255 | 0.00028926 | 862.7845 | 0 | 862.7845 | 0 | 862.5786 | -0.036665 | 862.7845 | -0.015712 | 862.7845 | -0.014291 | 862.7845 | -0.017117 | 982.1132 | 0.02627 | 862.5786 | -0.019865 | 862.5786 | 0.0071715 | 862.7845 | 0.066398 | 981.9316 | 0.00026087 | 862.5786 | 32.1222 | 986.7362 | 7.6784e-06 | 982.1132 | 1.1658 | 862.5786 | 0.18646 | 1047.1349 | 0.56621 |  |  | 1257.7128 | 0.043119 | 1037.4122 | 0.012737 | 1170.3851 | 0 | 1169.5793 | 0 | 1169.5725 | 0.0036489 | 862.579 | 0.014976 | 862.7845 | -0.0073399 | 862.5786 | 0.0085718 | 862.5786 | 0.015922 | 862.7845 | #REF! | 862.5786 | -0.012951 | 858.4035 | 0.033532
| 404.5191 | 0 | 404.5191 | 0.00025478 | 404.5191 | 0.026943 | 404.5191 | 0.046802 | 404.5191 | 0.016538 | 404.5191 | 0 | 661.0012 | 0 | 862.8182 | 0.045893 | 404.5191 | 1.3971 | 661.0012 | 0 | 862.8182 | -0.091181 | 862.8182 | 0.0085259 | 853.4058 | 0 | 862.8182 | 0.040196 | 862.8182 | 0 |  |  | 857.9393 | 0.0050686 | 862.8182 | 0.086493 | 863.0243 | 0.044367 | 863.0243 | 0.018274 | 863.0243 | 0.0022171 | 661.0012 | 0.012642 | 863.0243 | 0.0095149 | 863.0243 | 0.0063623 |  |  | 862.8182 | 0.012566 | 857.5 | 0.018654 | 863.0243 | 0.014287 | 862.8182 | 0.0061894 | 663.2459 | 0.00031137 | 863.0243 | 0.021157 | 863.0243 | 0.010344 | 862.8182 | 0.038282 | 863.0243 | 0.0026446 | 863.0243 | 0.0024331 | 863.0243 | 0.023473 | 982.2817 | 0.031235 | 862.8182 | 0.02635 | 862.8182 | 0.065436 | 863.0243 | 0.068411 | 982.1011 | 0 | 862.8182 | 32.244 | 986.9074 | 0.0010059 | 982.2817 | 1.1392 | 862.8182 | 0.18835 | 1047.2439 | 0.56712 |  |  | 1257.7902 | 0.042914 | 1037.4254 | 0.012737 | 1170.4523 | 0 | 1169.6464 | 0 | 1169.6395 | 0.0036557 | 862.818 | 0.012188 | 863.0243 | 0.0080372 | 862.8182 | 0.032934 | 862.8182 | 0.013268 | 863.0243 | #REF! | 862.8182 | 0.046446 | 858.6421 | 0.033671
| 404.5989 | 0 | 404.5989 | -0.020044 | 404.5989 | 0.024349 | 404.5989 | -0.028336 | 404.5989 | 0.013366 | 404.5989 | 0 | 661.1239 | 0.022678 | 863.0579 | -0.050854 | 404.5989 | 1.3139 | 661.1239 | 0.030091 | 863.0579 | -0.15181 | 863.0579 | -0.046978 | 853.6432 | 0 | 863.0579 | -0.099639 | 863.0579 | 0 |  |  | 858.1766 | -0.0053919 | 863.0579 | -0.090692 | 863.2641 | 0 | 863.2641 | 0 | 863.2641 | -0.014195 | 661.1239 | 0.011807 | 863.2641 | 0 | 863.2641 | 0 |  |  | 863.0579 | -0.0068592 | 857.74 | -0.014924 | 863.2641 | 0 | 863.0579 | -0.0039941 | 663.3663 | 0.00029384 | 863.2641 | 0 | 863.2641 | 0 | 863.0579 | -0.051165 | 863.2641 | -0.0088285 | 863.2641 | -0.0066077 | 863.2641 | -0.011225 | 982.4501 | 0.032036 | 863.0579 | -0.024414 | 863.0579 | 0.024121 | 863.2641 | 0.069491 | 982.2707 | 0.00026087 | 863.0579 | 32.4326 | 987.0786 | 0.00062305 | 982.4501 | 1.1199 | 863.0579 | 0.19378 | 1047.353 | 0.56824 |  |  | 1257.8677 | 0.042714 | 1037.4386 | 0.012737 | 1170.5194 | 0 | 1169.7135 | 0 | 1169.7065 | 0.0036466 | 863.058 | 0.010217 | 863.2641 | 0.00035357 | 863.0579 | 0.0066821 | 863.0579 | 0.013268 | 863.2641 | #REF! | 863.0579 | -0.010013 | 858.8808 | 0.032787
| 404.6786 | 0 | 404.6786 | 0.0012798 | 404.6786 | 0.028283 | 404.6786 | 0.030018 | 404.6786 | 0.024281 | 404.6786 | 0 | 661.2466 | 0 | 863.2976 | -0.046356 | 404.6786 | 1.4325 | 661.2466 | 0 | 863.2976 | -0.11047 | 863.2976 | 0.0033429 | 853.8808 | 0 | 863.2976 | 0.050269 | 863.2976 | 0 |  |  | 858.414 | 0.0066541 | 863.2976 | 0.042676 | 863.5039 | 0.047412 | 863.5039 | 0.008898 | 863.5039 | -0.0041631 | 661.2466 | 0.010283 | 863.5039 | 0.0049987 | 863.5039 | 0.0018213 |  |  | 863.2976 | 0.0010063 | 857.98 | 0.0095605 | 863.5039 | 0.0072606 | 863.2976 | -0.00043805 | 663.4867 | 0.00027669 | 863.5039 | 0.024109 | 863.5039 | 0.007417 | 863.2976 | 0.015602 | 863.5039 | -0.0051891 | 863.5039 | -0.0027484 | 863.5039 | 0.016856 | 982.6186 | 0.029954 | 863.2976 | 0.0098085 | 863.2976 | 0.064897 | 863.5039 | 0.074522 | 982.4402 | 0.00017392 | 863.2976 | 32.5406 | 987.2498 | 0.0020962 | 982.6186 | 1.0974 | 863.2976 | 0.19378 | 1047.4622 | 0.56947 |  |  | 1257.9452 | 0.042509 | 1037.4518 | 0.012736 | 1170.5865 | 0 | 1169.7805 | 0 | 1169.7736 | 0.0036205 | 863.298 | 0.008053 | 863.5039 | 0.00378 | 863.2976 | 0.019579 | 863.2976 | 0.011499 | 863.5039 | #REF! | 863.2976 | 0.039202 | 859.1195 | 0.033638
| 404.7584 | 0 | 404.7584 | -0.008544 | 404.7584 | 0.026829 | 404.7584 | -0.034938 | 404.7584 | 0.015561 | 404.7584 | 0 | 661.3694 | 0.0069668 | 863.5372 | -0.027426 | 404.7584 | 1.1963 | 661.3694 | 0.015653 | 863.5372 | -0.22216 | 863.5372 | -0.021231 | 854.1183 | 0 | 863.5372 | -0.07766 | 863.5372 | 0 |  |  | 858.6514 | -0.016531 | 863.5372 | -0.131 | 863.7437 | 0 | 863.7437 | 0 | 863.7437 | -0.0058812 | 661.3694 | 0.02936 | 863.7437 | 0 | 863.7437 | 0 |  |  | 863.5372 | -0.00071781 | 858.22 | -0.014924 | 863.7437 | 0 | 863.5372 | -0.014865 | 663.6072 | 0.00028736 | 863.7437 | 0 | 863.7437 | 0 | 863.5372 | -0.022006 | 863.7437 | -0.012141 | 863.7437 | -0.0071903 | 863.7437 | -0.01305 | 982.7871 | 0.028566 | 863.5372 | -0.024192 | 863.5372 | 0.014276 | 863.7437 | 0.062661 | 982.6097 | 0.00026087 | 863.5372 | 32.6226 | 987.4211 | 0.00066692 | 982.7871 | 1.0804 | 863.5372 | 0.19378 | 1047.5714 | 0.57057 |  |  | 1258.0227 | 0.042305 | 1037.465 | 0.012735 | 1170.6537 | 0 | 1169.8475 | 0 | 1169.8406 | 0.0035796 | 863.537 | 0.0043991 | 863.7437 | 0.0012794 | 863.5372 | 0.013614 | 863.5372 | 0.0088454 | 863.7437 | #REF! | 863.5372 | -0.010353 | 859.3582 | 0.032191
| 404.8381 | 0 | 404.8381 | 0.031633 | 404.8381 | 0.028967 | 404.8381 | 0.025783 | 404.8381 | 0.006901 | 404.8381 | 0 | 661.4921 | 0 | 863.7769 | 0.054653 | 404.8381 | 1.3003 | 661.4921 | 0 | 863.7769 | 0.063482 | 863.7769 | 0.01247 | 854.3558 | 0 | 863.7769 | 0.061365 | 863.7769 | 0 |  |  | 858.8887 | 0.0069827 | 863.7769 | 0.044624 | 863.9835 | 0.094643 | 863.9835 | 0.027839 | 863.9835 | 0.0047286 | 661.4921 | 0.0052405 | 863.9835 | 0.0090342 | 863.9835 | 0.0073424 |  |  | 863.7769 | 0.018174 | 858.46 | -0.0040807 | 863.9835 | 0.018593 | 863.7769 | 0.012227 | 663.7276 | 0.00025268 | 863.9835 | 0.034107 | 863.9835 | 0.0094382 | 863.7769 | 0.028858 | 863.9835 | 0.0060864 | 863.9835 | 0.0018353 | 863.9835 | 0.017843 | 982.9556 | 0.036148 | 863.7769 | 0.03987 | 863.7769 | 0.045484 | 863.9835 | 0.066338 | 982.7792 | 0.00017392 | 863.7769 | 32.8255 | 987.5923 | 0.0020622 | 982.9556 | 1.0589 | 863.7769 | 0.20282 | 1047.6808 | 0.57201 |  |  | 1258.1002 | 0.042105 | 1037.4781 | 0.012733 | 1170.7208 | 0 | 1169.9145 | 0 | 1169.9077 | 0.0035296 | 863.777 | 0.0072838 | 863.9835 | 0.012331 | 863.7769 | 0.029433 | 863.7769 | 0.013268 | 863.9835 | #REF! | 863.7769 | 0.051985 | 859.5969 | 0.032756
| 404.9179 | 0 | 404.9179 | -0.026068 | 404.9179 | 0.028996 | 404.9179 | -0.034813 | 404.9179 | 0.0067356 | 404.9179 | 0 | 661.6149 | 0.0038054 | 864.0166 | -0.06786 | 404.9179 | 1.1632 | 661.6149 | 0.015653 | 864.0166 | -0.14618 | 864.0166 | -0.044874 | 854.5934 | 0 | 864.0166 | -0.078392 | 864.0166 | 0 |  |  | 859.1261 | -0.03519 | 864.0166 | -0.10077 | 864.2233 | 0 | 864.2233 | 0 | 864.2233 | -0.015215 | 661.6149 | 0.028419 | 864.2233 | 0 | 864.2233 | 0 |  |  | 864.0166 | -0.00065334 | 858.7 | -0.033811 | 864.2233 | 0 | 864.0166 | -0.0017817 | 663.848 | 0.0003148 | 864.2233 | 0 | 864.2233 | 0 | 864.0166 | -0.052269 | 864.2233 | -0.014485 | 864.2233 | -0.0060468 | 864.2233 | -0.011935 | 983.124 | 0.030114 | 864.0166 | -0.03192 | 864.0166 | 0.034266 | 864.2233 | 0.058245 | 982.9487 | 0.00026087 | 864.0166 | 33.0292 | 987.7635 | 0.0014337 | 983.124 | 1.0403 | 864.0166 | 0.21187 | 1047.7899 | 0.57351 |  |  | 1258.1777 | 0.041905 | 1037.4913 | 0.012731 | 1170.788 | 0 | 1169.9816 | 0 | 1169.9747 | 0.0034716 | 864.017 | 0.011635 | 864.2233 | -0.0044406 | 864.0166 | 0.0075838 | 864.0166 | 0.013268 | 864.2233 | #REF! | 864.0166 | 0.010079 | 859.8357 | 0.033055
| 404.9976 | 0 | 404.9976 | -0.021278 | 404.9976 | 0.032417 | 404.9976 | 0.0473 | 404.9976 | 0.013892 | 404.9976 | 0 | 661.7376 | 0 | 864.2563 | -0.046269 | 404.9976 | 1.4134 | 661.7376 | 0 | 864.2563 | -0.0034517 | 864.2563 | 0.013366 | 854.8309 | 0 | 864.2563 | 0.066727 | 864.2563 | 0 |  |  | 859.3635 | 0.017327 | 864.2563 | 0.0709 | 864.4632 | 0.025541 | 864.4632 | 0.020805 | 864.4632 | -0.0020276 | 661.7376 | 0.0013843 | 864.4632 | 6.2359e-05 | 864.4631 | 0.0048236 |  |  | 864.2563 | 0.0087414 | 858.94 | 0.0078116 | 864.4632 | 0.021405 | 864.2563 | -0.0042639 | 663.9684 | 0.00029269 | 864.4632 | 0.03542 | 864.4631 | 0.013336 | 864.2563 | 0.031685 | 864.4632 | 0.0043667 | 864.4632 | 0.00082872 | 864.4632 | 0.0084845 | 983.2925 | 0.029473 | 864.2563 | 0.020562 | 864.2563 | 0.041775 | 864.4631 | 0.067121 | 983.1182 | 0.00069566 | 864.2563 | 33.0361 | 987.9347 | 0.0023913 | 983.2925 | 1.017 | 864.2563 | 0.21187 | 1047.8992 | 0.57438 |  |  | 1258.2552 | 0.041705 | 1037.5045 | 0.012728 | 1170.8551 | 0 | 1170.0487 | 0 | 1170.0418 | 0.0034103 | 864.256 | 0.010217 | 864.4632 | 0.002985 | 864.2563 | 0.027877 | 864.2563 | 0.011499 | 864.4631 | #REF! | 864.2563 | 0.050494 | 860.0744 | 0.033022
| 405.0774 | 0 | 405.0774 | 0.031601 | 405.0774 | 0.029139 | 405.0774 | -0.033163 | 405.0774 | 0.020252 | 405.0774 | 0 | 661.8604 | 0.0062641 | 864.496 | -0.091668 | 405.0774 | 1.2492 | 661.8604 | 0.01938 | 864.496 | -0.24666 | 864.496 | -0.036467 | 855.0685 | 0 | 864.496 | -0.09451 | 864.496 | 0 |  |  | 859.6009 | -0.015069 | 864.496 | -0.10833 | 864.703 | 0 | 864.703 | 0 | 864.703 | -0.011336 | 661.8604 | 0.010033 | 864.703 | 0 | 864.703 | 0 |  |  | 864.496 | 0.00039801 | 859.18 | -0.0093273 | 864.703 | 0 | 864.496 | -0.008726 | 664.0888 | 0.00036625 | 864.703 | 0 | 864.703 | 0 | 864.496 | -0.069201 | 864.703 | -0.010967 | 864.703 | -0.0087979 | 864.703 | -0.011236 | 983.461 | 0.028085 | 864.496 | -0.01976 | 864.496 | 0.024345 | 864.703 | 0.059887 | 983.2878 | 0.00026087 | 864.496 | 33.1867 | 988.1059 | 0.001155 | 983.461 | 0.99671 | 864.496 | 0.21548 | 1048.0084 | 0.57605 |  |  | 1258.3328 | 0.041506 | 1037.5177 | 0.012724 | 1170.9222 | 0 | 1170.1157 | 0 | 1170.1089 | 0.0033478 | 864.496 | 0.0078607 | 864.703 | -0.00163 | 864.496 | 0.0027459 | 864.496 | 0.012384 | 864.703 | #REF! | 864.496 | -0.0076841 | 860.3131 | 0.031567
| 405.1571 | 0 | 405.1571 | 0.011788 | 405.1571 | 0.032788 | 405.1571 | 0.04484 | 405.1571 | 0.014373 | 405.1571 | 0 | 661.9832 | 0 | 864.7357 | 0.037596 | 405.1571 | 1.3287 | 661.9832 | 0 | 864.7357 | 0.13666 | 864.7357 | 0.020816 | 855.306 | 0 | 864.7357 | 0.062056 | 864.7357 | 0 |  |  | 859.8383 | 0.0045644 | 864.7357 | 0.041647 | 864.9428 | 0.080223 | 864.9428 | 0.017541 | 864.9428 | 0.0051879 | 661.9832 | 0.014732 | 864.9428 | 0.0039597 | 864.9428 | 0.0024801 |  |  | 864.7357 | 0.0065506 | 859.42 | 0.017955 | 864.9428 | 0.0051941 | 864.7357 | 0.0030564 | 664.2092 | 0.00035138 | 864.9428 | 0.059085 | 864.9428 | 0.0092719 | 864.7357 | 0.042699 | 864.9428 | -0.00057395 | 864.9428 | 0.0026271 | 864.9428 | 0.013494 | 983.6295 | 0.025255 | 864.7357 | 0.0077158 | 864.7357 | 0.040483 | 864.9428 | 0.064706 | 983.4573 | 0.00017392 | 864.7357 | 33.1331 | 988.2771 | 0.0026041 | 983.6295 | 0.9731 | 864.7357 | 0.2191 | 1048.1177 | 0.57798 |  |  | 1258.4104 | 0.041306 | 1037.5309 | 0.012721 | 1170.9894 | 0 | 1170.1829 | 0 | 1170.1759 | 0.0032898 | 864.736 | 0.0056491 | 864.9428 | 0.01156 | 864.7357 | 0.026451 | 864.7357 | 0.0088454 | 864.9428 | #REF! | 864.7357 | 0.038137 | 860.5519 | 0.033342
| 405.2369 | 0 | 405.2369 | -0.034835 | 405.2369 | 0.030165 | 405.2369 | -0.048421 | 405.2369 | 0.022282 | 405.2369 | 0 | 662.106 | 0.017153 | 864.9754 | -0.029764 | 405.2369 | 1.1369 | 662.106 | 0.040193 | 864.9754 | -0.2421 | 864.9754 | -0.035852 | 855.5436 | 0 | 864.9754 | -0.076927 | 864.9754 | 0 |  |  | 860.0757 | -0.02414 | 864.9754 | -0.082577 | 865.1827 | 0 | 865.1827 | 0 | 865.1827 | -0.0073899 | 662.106 | 0.036464 | 865.1827 | 0 | 865.1827 | 0 |  |  | 864.9754 | -0.003146 | 859.66 | 0.01096 | 865.1827 | 0 | 864.9754 | 0.005124 | 664.3297 | 0.00034529 | 865.1827 | 0 | 865.1827 | 0 | 864.9754 | -0.033951 | 865.1827 | -0.0048085 | 865.1827 | -0.0026366 | 865.1827 | -0.018675 | 983.7979 | 0.031716 | 864.9754 | -0.017528 | 864.9754 | -0.00045623 | 865.1827 | 0.058257 | 983.6268 | 0.00026087 | 864.9754 | 33.103 | 988.4484 | 0.00090166 | 983.7979 | 0.95495 | 864.9754 | 0.22272 | 1048.2271 | 0.57916 |  |  | 1258.4879 | 0.041111 | 1037.5441 | 0.012716 | 1171.0566 | 0 | 1170.2499 | 0 | 1170.243 | 0.0032364 | 864.975 | 0.0085097 | 865.1827 | 0.0051379 | 864.9754 | -0.0032455 | 864.9754 | 0.011499 | 865.1827 | #REF! | 864.9754 | 0.0053141 | 860.7906 | 0.032122
| 405.3167 | 0 | 405.3167 | 0.011825 | 405.3167 | 0.03467 | 405.3167 | 0.034035 | 405.3167 | 0.016644 | 405.3167 | 0 | 662.2287 | 0 | 865.2152 | -0.014512 | 405.3167 | 1.3288 | 662.2287 | 0 | 865.2152 | -0.019245 | 865.2152 | 0.0028561 | 855.7812 | 0 | 865.2152 | 0.037709 | 865.2152 | 0 |  |  | 860.3132 | 0.015542 | 865.2152 | 0.042542 | 865.4225 | 0.033429 | 865.4225 | 0.040846 | 865.4225 | -0.00052441 | 662.2287 | 0.012956 | 865.4225 | 0 | 865.4226 | 0.00040008 |  |  | 865.2152 | -0.0040873 | 859.9 | 0.0018654 | 865.4225 | 0.0041284 | 865.2152 | 0.0033813 | 664.4501 | 0.00029727 | 865.4225 | 0.021898 | 865.4226 | 0.0041011 | 865.2152 | 0.0090282 | 865.4225 | -0.0025044 | 865.4225 | 0.00079862 | 865.4225 | 0.003384 | 983.9664 | 0.024401 | 865.2152 | 0.0088348 | 865.2152 | 0.030677 | 865.4225 | 0.060453 | 983.7964 | 0.00017392 | 865.2152 | 32.9809 | 988.6196 | 0.002694 | 983.9664 | 0.9343 | 865.2152 | 0.22814 | 1048.3364 | 0.58028 |  |  | 1258.5656 | 0.040912 | 1037.5573 | 0.012712 | 1171.1238 | 0 | 1170.317 | 0 | 1170.3101 | 0.003191 | 865.215 | 0.0066828 | 865.4225 | 0.0030366 | 865.2152 | 0.023598 | 865.2152 | 0.010614 | 865.4225 | #REF! | 865.2152 | 0.041119 | 861.0294 | 0.031845
| 405.3964 | 0 | 405.3964 | 0.033337 | 405.3964 | 0.032047 | 405.3964 | -0.037927 | 405.3964 | 0.011442 | 405.3964 | 0 | 662.3515 | 0 | 865.4549 | -0.00223 | 405.3964 | 1.2741 | 662.3515 | 0.012672 | 865.4549 | -0.19416 | 865.4549 | -0.021176 | 856.0188 | 0 | 865.4549 | -0.10623 | 865.4549 | 0 |  |  | 860.5506 | -0.028741 | 865.4549 | -0.2049 | 865.6624 | 0 | 865.6624 | 0 | 865.6624 | -0.0096471 | 662.3515 | 0.028733 | 865.6624 | 0 | 865.6624 | 0 |  |  | 865.4549 | -0.0070443 | 860.14 | -0.036959 | 865.6624 | 0 | 865.4549 | 0.002541 | 664.5705 | 0.00027783 | 865.6624 | 0 | 865.6624 | 0 | 865.4549 | -0.057423 | 865.6624 | -0.005555 | 865.6624 | -0.0083696 | 865.6624 | -0.010339 | 984.1349 | 0.02312 | 865.4549 | -0.019829 | 865.4549 | 0.018587 | 865.6624 | 0.049703 | 983.9659 | 0.00078262 | 865.4549 | 32.9976 | 988.7908 | 0.00080623 | 984.1349 | 0.91801 | 865.4549 | 0.23718 | 1048.4458 | 0.58057 |  |  | 1258.6431 | 0.040717 | 1037.5704 | 0.012707 | 1171.191 | 0 | 1170.3842 | 0 | 1170.3772 | 0.0031535 | 865.455 | 0.0096155 | 865.6624 | 0.0070463 | 865.4549 | 0.0036216 | 865.4549 | 0.013268 | 865.6624 | #REF! | 865.4549 | 0.0015213 | 861.2681 | 0.031183
| 405.4762 | 0 | 405.4762 | 0.0070056 | 405.4762 | 0.035183 | 405.4762 | 0.048514 | 405.4762 | 0.012404 | 405.4762 | 0 | 662.4744 | 0 | 865.6946 | 0.080344 | 405.4762 | 1.398 | 662.4744 | 0 | 865.6946 | 0.063813 | 865.6946 | 0.026527 | 856.2564 | 0 | 865.6946 | 0.06472 | 865.6946 | 0 |  |  | 860.788 | 0.0095491 | 865.6946 | 0.070118 | 865.9023 | 0.054398 | 865.9023 | 0.020144 | 865.9023 | 0.012753 | 662.4744 | 0.036987 | 865.9023 | 0.014506 | 865.9023 | 0.010119 |  |  | 865.6946 | 0.011844 | 860.38 | -0.0068788 | 865.9023 | 0.014678 | 865.6946 | 0.010958 | 664.691 | 0.0002946 | 865.9023 | 0.038802 | 865.9023 | 0.0092227 | 865.6946 | 0.041963 | 865.9023 | 0.0057876 | 865.9023 | 0.0063863 | 865.9023 | 0.02375 | 984.3034 | 0.033051 | 865.6946 | 0.037639 | 865.6946 | 0.049206 | 865.9023 | 0.059063 | 984.1354 | 0.00017392 | 865.6946 | 33.0991 | 988.962 | 0.0022201 | 984.3034 | 0.89735 | 865.6946 | 0.24623 | 1048.5552 | 0.58062 |  |  | 1258.7207 | 0.040522 | 1037.5836 | 0.012701 | 1171.2582 | 0 | 1170.4512 | 0 | 1170.4443 | 0.0031228 | 865.695 | 0.012476 | 865.9023 | 0.017322 | 865.6946 | 0.032026 | 865.6946 | 0.013268 | 865.9023 | #REF! | 865.6946 | 0.04048 | 861.5069 | 0.031384
| 405.5559 | 0 | 405.556 | -0.0055603 | 405.5559 | 0.03199 | 405.5559 | -0.041757 | 405.5559 | 0.0025559 | 405.556 | 0 | 662.5972 | 0.0087231 | 865.9344 | -0.060468 | 405.5559 | 1.3104 | 662.5972 | 0.013417 | 865.9344 | -0.18339 | 865.9344 | -0.03683 | 856.494 | 0 | 865.9344 | -0.074729 | 865.9344 | 0 |  |  | 861.0255 | -0.014902 | 865.9344 | -0.080705 | 866.1422 | 0 | 866.1422 | 0 | 866.1422 | -0.015222 | 662.5972 | 0.022777 | 866.1422 | 0 | 866.1422 | 0 |  |  | 865.9344 | -0.0094272 | 860.62 | -0.008278 | 866.1422 | 0 | 865.9344 | -0.0064938 | 664.8114 | 0.00030794 | 866.1422 | 0 | 866.1422 | 0 | 865.9344 | -0.0086056 | 866.1422 | -0.013484 | 866.1422 | -0.0079419 | 866.1422 | -0.017622 | 984.4719 | 0.034279 | 865.9344 | -0.0254 | 865.9344 | 0.025508 | 866.1422 | 0.054629 | 984.305 | 0.00078262 | 865.9344 | 32.9986 | 989.1333 | 0.00069435 | 984.4719 | 0.88041 | 865.9344 | 0.24442 | 1048.6646 | 0.58154 |  |  | 1258.7983 | 0.040328 | 1037.5968 | 0.012696 | 1171.3254 | 0 | 1170.5183 | 0 | 1170.5115 | 0.0030978 | 865.934 | 0.0075482 | 866.1422 | 0.0028445 | 865.9344 | -0.0051351 | 865.9344 | 0.011499 | 866.1422 | #REF! | 865.9344 | -0.014073 | 861.7457 | 0.031186
| 405.6357 | 0 | 405.6357 | 0.0093464 | 405.6357 | 0.035525 | 405.6357 | 0.020738 | 405.6357 | 0.01293 | 405.6357 | 0 | 662.72 | 0 | 866.1741 | 0.0060009 | 405.6357 | 1.413 | 662.72 | 0 | 866.1741 | 0.055394 | 866.1741 | 0.0053841 | 856.7316 | 0 | 866.1741 | 0.038348 | 866.1741 | 0 |  |  | 861.263 | 0.013369 | 866.1741 | 0.029997 | 866.382 | 0.048572 | 866.382 | 0.012118 | 866.382 | 0.0029986 | 662.72 | 0.0099864 | 866.382 | 0.014994 | 866.382 | 0.00022546 |  |  | 866.1741 | 0.012458 | 860.86 | -0.0030314 | 866.382 | 0.0085508 | 866.1741 | 0.013748 | 664.9318 | 0.00034148 | 866.382 | 0.025611 | 866.382 | 0.007425 | 866.1741 | 0.028464 | 866.382 | 0.00044193 | 866.382 | -0.00060892 | 866.382 | 0.014749 | 984.6403 | 0.030969 | 866.1741 | 0.016689 | 866.1741 | 0.047159 | 866.382 | 0.050982 | 984.4745 | 0.00017392 | 866.1741 | 32.9739 | 989.3045 | 0.0029814 | 984.6403 | 0.85953 | 866.1741 | 0.24623 | 1048.774 | 0.58292 |  |  | 1258.8758 | 0.040133 | 1037.61 | 0.01269 | 1171.3926 | 0 | 1170.5855 | 0 | 1170.5786 | 0.0030762 | 866.174 | 0.0064664 | 866.382 | 0.0077069 | 866.1741 | 0.036435 | 866.1741 | 0.0097299 | 866.382 | #REF! | 866.1741 | 0.042611 | 861.9845 | 0.031319
| 405.7155 | 0 | 405.7155 | 0.015541 | 405.7155 | 0.034242 | 405.7155 | -0.036464 | 405.7155 | 0.0076377 | 405.7155 | 0 | 662.8429 | 0.014343 | 866.4139 | -0.0342 | 405.7155 | 1.1564 | 662.8429 | 0.0067085 | 866.4139 | -0.25541 | 866.4139 | -0.021819 | 856.9692 | 0 | 866.4139 | -0.1011 | 866.4139 | 0 |  |  | 861.5004 | -0.011792 | 866.4139 | -0.14611 | 866.6219 | 0 | 866.6219 | 0 | 866.6219 | -0.01027 | 662.8429 | 0.015359 | 866.6219 | 0 | 866.6219 | 0 |  |  | 866.4139 | -0.0081982 | 861.1 | -0.0065291 | 866.6219 | 0 | 866.4139 | -0.0059864 | 665.0522 | 0.00034757 | 866.6219 | 0 | 866.6219 | 0 | 866.4139 | -0.01912 | 866.6219 | -0.014372 | 866.6219 | -0.0037975 | 866.6219 | -0.017503 | 984.8088 | 0.032944 | 866.4139 | -0.014941 | 866.4139 | 0.019792 | 866.6219 | 0.044366 | 984.644 | 0.00078262 | 866.4139 | 32.9292 | 989.4757 | 0.00097296 | 984.8088 | 0.84456 | 866.4139 | 0.26069 | 1048.8837 | 0.58487 |  |  | 1258.9535 | 0.039938 | 1037.6232 | 0.012684 | 1171.4598 | 0 | 1170.6526 | 0 | 1170.6457 | 0.0030569 | 866.414 | 0.014664 | 866.6219 | -0.0006499 | 866.4139 | 0.011927 | 866.4139 | 0.015922 | 866.6219 | #REF! | 866.4139 | -0.00051856 | 862.2233 | 0.030782
| 405.7953 | 0 | 405.7953 | -0.0071408 | 405.7953 | 0.035725 | 405.7953 | 0.022825 | 405.7953 | 0.013847 | 405.7953 | 0 | 662.9657 | 0 | 866.6537 | -0.015842 | 405.7953 | 1.2319 | 662.9657 | 0 | 866.6537 | 0.099539 | 866.6537 | 0.012527 | 857.2068 | 0 | 866.6537 | 0.063456 | 866.6537 | 0 |  |  | 861.7379 | 0.020687 | 866.6537 | 0.07818 | 866.8618 | 0.041675 | 866.8618 | 0.01466 | 866.8618 | 0.0029151 | 662.9657 | 0.017658 | 866.8618 | 0.0028591 | 866.8618 | 0.003823 |  |  | 866.6537 | 0.018161 | 861.34 | -0.011076 | 866.8618 | 0.016101 | 866.6537 | 0.0004541 | 665.1727 | 0.00032738 | 866.8618 | 0.046494 | 866.8618 | 0.010364 | 866.6537 | 0.010061 | 866.8618 | -0.00081613 | 866.8618 | 0.00023787 | 866.8618 | 0.012904 | 984.9773 | 0.030702 | 866.6537 | 0.012334 | 866.6537 | 0.037807 | 866.8618 | 0.057897 | 984.8136 | 0.00017392 | 866.6537 | 33.0778 | 989.647 | 0.0022223 | 984.9773 | 0.82565 | 866.6537 | 0.25708 | 1048.993 | 0.58672 |  |  | 1259.0311 | 0.039749 | 1037.6364 | 0.012677 | 1171.5271 | 0 | 1170.7197 | 0 | 1170.7129 | 0.003041 | 866.654 | 0.010385 | 866.8618 | 0.0077436 | 866.6537 | 0.035397 | 866.6537 | 0.011499 | 866.8618 | #REF! | 866.6537 | 0.02791 | 862.4621 | 0.031065
| 405.875 | 0 | 405.875 | -0.013626 | 405.875 | 0.033187 | 405.875 | -0.040045 | 405.875 | 0.024011 | 405.875 | 0 | 663.0886 | 0.02346 | 866.8934 | -0.075913 | 405.875 | 1.0539 | 663.0886 | 0.020871 | 866.8934 | -0.23254 | 866.8934 | -0.019168 | 857.4445 | 0 | 866.8934 | -0.095243 | 866.8934 | 0 |  |  | 861.9754 | -0.022004 | 866.8934 | -0.17215 | 867.1018 | 0 | 867.1018 | 0 | 867.1018 | -0.0076454 | 663.0886 | 0.028419 | 867.1018 | 0 | 867.1018 | 0 |  |  | 866.8934 | -0.006878 | 861.58 | 0.0067623 | 867.1018 | 0 | 866.8934 | -0.0054791 | 665.2931 | 0.00031785 | 867.1018 | 0 | 867.1018 | 0 | 866.8934 | -0.041226 | 867.1018 | -0.014536 | 867.1018 | -0.0071536 | 867.1018 | -0.013788 | 985.1458 | 0.025896 | 866.8934 | -0.02883 | 866.8934 | 0.011189 | 867.1017 | 0.045598 | 984.9831 | 0.00026087 | 866.8934 | 33.0657 | 989.8182 | 1.7551e-05 | 985.1458 | 0.81101 | 866.8934 | 0.26621 | 1049.1025 | 0.58747 |  |  | 1259.1088 | 0.039554 | 1037.6495 | 0.01267 | 1171.5944 | 0 | 1170.7869 | 0 | 1170.78 | 0.0030296 | 866.893 | 0.012741 | 867.1018 | -0.0040369 | 866.8934 | 0.0039072 | 866.8934 | 0.013268 | 867.1017 | #REF! | 866.8934 | -0.0028681 | 862.7009 | 0.030413
| 405.9548 | 0 | 405.9548 | -0.02809 | 405.9548 | 0.034698 | 405.9548 | 0.026063 | 405.9548 | 0.012223 | 405.9548 | 0 | 663.2115 | 0 | 867.1332 | 0.032148 | 405.9548 | 1.2228 | 663.2115 | 0 | 867.1332 | -0.018268 | 867.1332 | 0.0017471 | 857.6821 | 0 | 867.1332 | 0.044182 | 867.1332 | 0 |  |  | 862.2129 | 0.019154 | 867.1332 | 0.030366 | 867.3417 | 0.032884 | 867.3417 | 0.013532 | 867.3417 | 0.0029682 | 663.2115 | 0.0073169 | 867.3417 | 0.0053655 | 867.3417 | 0.0028886 |  |  | 867.1332 | 0.01306 | 861.81 | 0.0043138 | 867.3417 | 0.0072245 | 867.1332 | 0.0046125 | 665.4135 | 0.00027059 | 867.3417 | 0.029963 | 867.3417 | 0.012608 | 867.1332 | 0.025828 | 867.3417 | 0.0031902 | 867.3417 | 0.0011114 | 867.3417 | 0.020297 | 985.3143 | 0.03209 | 867.1332 | 0.031282 | 867.1332 | 0.034849 | 867.3417 | 0.051374 | 985.1527 | 0.00017392 | 867.1332 | 32.9689 | 989.9895 | 0.0015598 | 985.3143 | 0.79122 | 867.1332 | 0.26621 | 1049.212 | 0.58797 |  |  | 1259.1864 | 0.039365 | 1037.6627 | 0.012663 | 1171.6615 | 0 | 1170.854 | 0 | 1170.8472 | 0.0030228 | 867.133 | 0.0066107 | 867.3417 | 0.010936 | 867.1332 | 0.027358 | 867.1332 | 0.0088454 | 867.3417 | #REF! | 867.1332 | 0.046233 | 862.9397 | 0.031316
| 406.0346 | 0 | 406.0346 | 0.019138 | 406.0346 | 0.035012 | 406.0346 | -0.058261 | 406.0346 | 0.020372 | 406.0346 | 0 | 663.3343 | 0.0161 | 867.373 | -0.07695 | 406.0346 | 1.0854 | 663.3343 | 0.031595 | 867.373 | -0.12358 | 867.373 | -0.041452 | 857.9198 | 0 | 867.373 | -0.093045 | 867.373 | 0 |  |  | 862.4504 | -0.021869 | 867.373 | -0.14192 | 867.5816 | 0 | 867.5816 | 0 | 867.5816 | -0.018639 | 663.3343 | 0.016299 | 867.5816 | 0 | 867.5816 | 0 |  |  | 867.373 | -0.015684 | 862.05 | -0.015623 | 867.5816 | 0 | 867.373 | -0.0093855 | 665.534 | 0.00027593 | 867.5816 | 0 | 867.5816 | 0 | 867.373 | -0.059999 | 867.5816 | -0.012865 | 867.5816 | -0.0072033 | 867.5816 | -0.015948 | 985.4828 | 0.027124 | 867.373 | -0.017934 | 867.373 | 0.036955 | 867.5816 | 0.039947 | 985.3222 | 0.00078262 | 867.373 | 32.8346 | 990.1607 | 0.00096199 | 985.4828 | 0.77625 | 867.373 | 0.27344 | 1049.3217 | 0.58895 |  |  | 1259.2642 | 0.039175 | 1037.6759 | 0.012656 | 1171.7288 | 0 | 1170.9211 | 0 | 1170.9143 | 0.0030239 | 867.373 | 0.0090146 | 867.5816 | -0.00019538 | 867.373 | -0.00083263 | 867.373 | 0.013268 | 867.5816 | #REF! | 867.373 | 0.0011769 | 863.1785 | 0.029929
| 406.1144 | 0 | 406.1144 | -0.0085127 | 406.1144 | 0.036095 | 406.1144 | 0.027247 | 406.1144 | 0.022462 | 406.1144 | 0 | 663.4572 | 0 | 867.6128 | 0.00035696 | 406.1144 | 1.2757 | 663.4572 | 0 | 867.6128 | 0.075761 | 867.6128 | -0.00055248 | 858.1575 | 0 | 867.6128 | 0.050354 | 867.6128 | 0 |  |  | 862.6879 | 0.025123 | 867.6128 | 0.068875 | 867.8215 | 0.023386 | 867.8215 | 0.033232 | 867.8215 | 0.01307 | 663.4572 | 0 | 867.8215 | 0.010082 | 867.8215 | 0.004321 |  |  | 867.6128 | 0.016977 | 862.29 | 0.01026 | 867.8215 | 0.0022716 | 867.6128 | 0.0053776 | 665.6544 | 0.00025039 | 867.8215 | 0.030105 | 867.8215 | 0.0058616 | 867.6128 | 0.021434 | 867.8215 | 0.00021285 | 867.8215 | -0.0001655 | 867.8215 | 0.0078867 | 985.6512 | 0.018474 | 867.6128 | 0.01863 | 867.6128 | 0.039684 | 867.8215 | 0.050506 | 985.4918 | 0.00017392 | 867.6128 | 32.6818 | 990.332 | 0.00067899 | 985.6512 | 0.75843 | 867.6128 | 0.28249 | 1049.4312 | 0.59016 |  |  | 1259.3418 | 0.038986 | 1037.6891 | 0.012648 | 1171.796 | 0 | 1170.9884 | 0 | 1170.9814 | 0.0030307 | 867.613 | 0.010817 | 867.8215 | 0.0080005 | 867.6128 | 0.020875 | 867.6128 | 0.015037 | 867.8215 | #REF! | 867.6128 | 0.030254 | 863.4174 | 0.030741
| 406.1942 | 0 | 406.1942 | -0.031122 | 406.1942 | 0.035297 | 406.1942 | -0.034159 | 406.1942 | 0.0040895 | 406.1942 | 0 | 663.5801 | 0.017153 | 867.8526 | -0.024613 | 406.1942 | 0.97217 | 663.5801 | 0.037184 | 867.8526 | -0.29424 | 867.8526 | -0.029614 | 858.3951 | 0 | 867.8526 | -0.083521 | 867.8526 | 0 |  |  | 862.9254 | -0.028321 | 867.8526 | -0.084814 | 868.0615 | 0 | 868.0615 | 0 | 868.0615 | -0.010601 | 663.5801 | 0.0035093 | 868.0615 | 0 | 868.0615 | 0 |  |  | 867.8526 | -9.9975e-05 | 862.53 | -0.018072 | 868.0615 | 0 | 867.8526 | 5.8388e-05 | 665.7749 | 0.00029003 | 868.0615 | 0 | 868.0615 | 0 | 867.8526 | -0.037177 | 868.0615 | -0.0087988 | 868.0615 | -0.0026431 | 868.0615 | -0.012005 | 985.8197 | 0.02093 | 867.8526 | -0.033759 | 867.8526 | 0.013871 | 868.0615 | 0.046481 | 985.6613 | 0.00026087 | 867.8526 | 32.6527 | 990.5032 | 0.0011441 | 985.8197 | 0.74455 | 867.8526 | 0.28791 | 1049.5408 | 0.59088 |  |  | 1259.4194 | 0.038796 | 1037.7023 | 0.012641 | 1171.8634 | 0 | 1171.0555 | 0 | 1171.0487 | 0.0030432 | 867.853 | 0.010048 | 868.0615 | 0.0010352 | 867.8526 | 0.010427 | 867.8526 | 0.013268 | 868.0615 | #REF! | 867.8526 | 0.0091669 | 863.6562 | 0.030343
| 406.2739 | 0 | 406.2739 | -0.040599 | 406.2739 | 0.03658 | 406.2739 | 0.043563 | 406.2739 | 0.015125 | 406.2739 | 0 | 663.703 | 0 | 868.0924 | -0.06291 | 406.2739 | 1.1143 | 663.703 | 0 | 868.0924 | 0.012811 | 868.0924 | 0.017956 | 858.6328 | 0 | 868.0924 | 0.05286 | 868.0924 | 0 |  |  | 863.163 | 0.026081 | 868.0924 | 0.0060537 | 868.3014 | 0.0032543 | 868.3014 | 0.021366 | 868.3014 | 0.007508 | 663.703 | 0.022464 | 868.3014 | 0.0018155 | 868.3015 | 0.0062101 |  |  | 868.0924 | -0.0022835 | 862.77 | 0.0053631 | 868.3014 | 0.017436 | 868.0924 | 5.9462e-05 | 665.8953 | 0.00030146 | 868.3014 | 0.017849 | 868.3015 | 0.0088069 | 868.0924 | 0.0091559 | 868.3014 | -0.00066263 | 868.3014 | -0.0031612 | 868.3014 | 0.019376 | 985.9882 | 0.040846 | 868.0924 | 0.022146 | 868.0924 | 0.027782 | 868.3015 | 0.041561 | 985.8309 | 0.00017392 | 868.0924 | 32.2283 | 990.6745 | 0.0008161 | 985.9882 | 0.72663 | 868.0924 | 0.28972 | 1049.6504 | 0.59102 |  |  | 1259.4972 | 0.038607 | 1037.7155 | 0.012633 | 1171.9307 | 0 | 1171.1227 | 0 | 1171.1158 | 0.0030557 | 868.092 | 0.010385 | 868.3014 | -0.00014344 | 868.0924 | 0.028007 | 868.0924 | 0.012384 | 868.3015 | #REF! | 868.0924 | 0.048363 | 863.895 | 0.030577
| 406.3537 | 0 | 406.3537 | -0.0066789 | 406.3537 | 0.035696 | 406.3537 | -0.053746 | 406.3537 | 0.018944 | 406.3537 | 0 | 663.826 | 0.020332 | 868.3322 | -0.10527 | 406.3537 | 0.87431 | 663.826 | 0.01789 | 868.3322 | -0.23483 | 868.3322 | -0.065172 | 858.8705 | 0 | 868.3322 | -0.10916 | 868.3322 | 0 |  |  | 863.4005 | -0.034446 | 868.3322 | -0.16795 | 868.5414 | 0 | 868.5414 | 0 | 868.5414 | -0.01815 | 663.826 | 0.0091439 | 868.5414 | 0 | 868.5414 | 0 |  |  | 868.3322 | -0.012489 | 863.01 | 0.013758 | 868.5414 | 0 | 868.3322 | -0.0056313 | 666.0158 | 0.00031061 | 868.5414 | 0 | 868.5414 | 0 | 868.3322 | -0.047116 | 868.5414 | -0.018987 | 868.5414 | -0.0064566 | 868.5414 | -0.017738 | 986.1567 | 0.043196 | 868.3322 | -0.040941 | 868.3322 | 0.012232 | 868.5414 | 0.038499 | 986.0005 | 0.00078262 | 868.3322 | 32.3019 | 990.8457 | 0.001268 | 986.1567 | 0.71318 | 868.3322 | 0.29515 | 1049.76 | 0.59142 |  |  | 1259.5748 | 0.038417 | 1037.7286 | 0.012625 | 1171.9979 | 0 | 1171.1899 | 0 | 1171.183 | 0.0030671 | 868.332 | 0.0091828 | 868.5414 | -0.0023072 | 868.3322 | 0.00385 | 868.3322 | 0.014153 | 868.5414 | #REF! | 868.3322 | -0.0046283 | 864.1339 | 0.029871
| 406.4335 | 0 | 406.4335 | 0.01039 | 406.4335 | 0.036751 | 406.4335 | 0.038986 | 406.4335 | 0.019786 | 406.4335 | 0 | 663.9489 | 0 | 868.572 | -0.020241 | 406.4335 | 1.0115 | 663.9489 | 0 | 868.572 | 0.040832 | 868.572 | 0.0062392 | 859.1082 | 0 | 868.572 | 0.058174 | 868.572 | 0 |  |  | 863.6381 | 0.013257 | 868.572 | 0.049822 | 868.7814 | 0.051748 | 868.7814 | 0.027083 | 868.7814 | 0.0062811 | 663.9489 | 0.013583 | 868.7813 | 0.015969 | 868.7814 | 0.0073031 |  |  | 868.572 | 0.01855 | 863.25 | -0.0019821 | 868.7814 | 0.015885 | 868.572 | -0.0007101 | 666.1362 | 0.00029536 | 868.7814 | 0.050023 | 868.7814 | 0.0090512 | 868.572 | 0.075091 | 868.7814 | 0.0067377 | 868.7814 | 0.002038 | 868.7814 | 0.012454 | 986.3252 | 0.04074 | 868.572 | 0.044366 | 868.572 | 0.057163 | 868.7814 | 0.039593 | 986.17 | 0 | 868.572 | 31.99 | 991.017 | 0.0013986 | 986.3252 | 0.69755 | 868.572 | 0.29515 | 1049.8698 | 0.59245 |  |  | 1259.6526 | 0.038233 | 1037.7418 | 0.012617 | 1172.0652 | 0 | 1171.2571 | 0 | 1171.2502 | 0.0030739 | 868.572 | 0.0069953 | 868.7813 | 0.0020828 | 868.572 | 0.027877 | 868.572 | 0.0088454 | 868.7814 | #REF! | 868.572 | 0.031532 | 864.3728 | 0.029742
| 406.5133 | 0 | 406.5133 | -0.042957 | 406.5133 | 0.03524 | 406.5133 | -0.053465 | 406.5133 | 0.027228 | 406.5133 | 0 | 664.0718 | 0.021114 | 868.8119 | -0.038071 | 406.5133 | 0.86445 | 664.0718 | 0.041267 | 868.8119 | -0.17939 | 868.8119 | -0.029559 | 859.3459 | 0 | 868.8119 | -0.1055 | 868.8119 | 0 |  |  | 863.8756 | -0.012421 | 868.8119 | -0.21665 | 869.0213 | 0 | 869.0213 | 0 | 869.0213 | -0.0085686 | 664.0718 | 0.027792 | 869.0213 | 0 | 869.0213 | 0 |  |  | 868.8119 | -0.0088653 | 863.49 | -0.008278 | 869.0213 | 0 | 868.8119 | 0.0030674 | 666.2567 | 0.00031061 | 869.0213 | 0 | 869.0213 | 0 | 868.8119 | -0.02874 | 869.0213 | -0.014506 | 869.0213 | -0.0085774 | 869.0213 | -0.011693 | 986.4937 | 0.032677 | 868.8119 | -0.020672 | 868.8119 | 0.037927 | 869.0213 | 0.032808 | 986.3396 | 0.00026087 | 868.8119 | 31.9352 | 991.1882 | 0.00033346 | 986.4937 | 0.68378 | 868.8119 | 0.30419 | 1049.9794 | 0.59344 |  |  | 1259.7302 | 0.038043 | 1037.755 | 0.012609 | 1172.1326 | 0 | 1171.3243 | 0 | 1171.3174 | 0.0030773 | 868.812 | 0.0096636 | 869.0213 | -0.00043061 | 868.8119 | 0.005078 | 868.8119 | 0.012384 | 869.0213 | #REF! | 868.8119 | 0.014153 | 864.6116 | 0.029667
| 406.5931 | 0 | 406.5931 | 0.017281 | 406.5931 | 0.036352 | 406.5931 | 0.051566 | 406.5931 | 0.019756 | 406.5931 | 0 | 664.1948 | 0 | 869.0517 | 0.059189 | 406.5931 | 0.82362 | 664.1948 | 0 | 869.0517 | 0.077766 | 869.0517 | 0.015997 | 859.5836 | 0 | 869.0517 | 0.083521 | 869.0517 | 0 |  |  | 864.1132 | 0.011499 | 869.0517 | 0.043116 | 869.2613 | 0.019178 | 869.2613 | 0.03708 | 869.2613 | 0.0095068 | 664.1948 | 0.01118 | 869.2613 | 0.010201 | 869.2613 | 0.010387 |  |  | 869.0517 | 0.017183 | 863.73 | -0.0079281 | 869.2613 | 0.0032167 | 869.0517 | 0.0089289 | 666.3771 | 0.00027669 | 869.2613 | 0.048925 | 869.2613 | 0.010972 | 869.0517 | 0.041595 | 869.2613 | 0.0075038 | 869.2613 | 0.0012895 | 869.2613 | 0.019399 | 986.6622 | 0.026377 | 869.0517 | 0.035396 | 869.0517 | 0.045095 | 869.2613 | 0.046269 | 986.5092 | 0.00017392 | 869.0517 | 31.834 | 991.3595 | 0.0019229 | 986.6622 | 0.66782 | 869.0517 | 0.31142 | 1050.0891 | 0.59482 |  |  | 1259.808 | 0.037859 | 1037.7682 | 0.0126 | 1172.1998 | 0 | 1171.3916 | 0 | 1171.3846 | 0.0030796 | 869.052 | 0.0095675 | 869.2613 | 0.01068 | 869.0517 | 0.033193 | 869.0517 | 0.011499 | 869.2613 | #REF! | 869.0517 | 0.050281 | 864.8505 | 0.029998
| 406.6729 | 0 | 406.6729 | -0.0024004 | 406.6729 | 0.033928 | 406.6729 | -0.0014468 | 406.6729 | 0.0013059 | 406.6729 | 0 | 664.3177 | 0.013641 | 869.2916 | -0.10872 | 406.6729 | 0.66815 | 664.3177 | 0.04836 | 869.2916 | -0.2811 | 869.2916 | -0.049561 | 859.8214 | 0 | 869.2916 | -0.10843 | 869.2916 | 0 |  |  | 864.3508 | -0.02751 | 869.2916 | -0.18726 | 869.5013 | 0 | 869.5013 | 0 | 869.5013 | -0.016781 | 664.3177 | 0.0041023 | 869.5013 | 0 | 869.5013 | 0 |  |  | 869.2916 | -0.010012 | 863.97 | -0.03486 | 869.5013 | 0 | 869.2916 | -0.0018692 | 666.4976 | 0.00027402 | 869.5013 | 0 | 869.5013 | 0 | 869.2916 | -0.066257 | 869.5013 | -0.016887 | 869.5013 | -0.0090553 | 869.5013 | -0.017766 | 986.8306 | 0.027017 | 869.2916 | -0.018871 | 869.2916 | 0.01346 | 869.5013 | 0.034147 | 986.6787 | 0.00078262 | 869.2916 | 31.4884 | 991.5308 | 0.00028081 | 986.8306 | 0.65493 | 869.2916 | 0.31866 | 1050.1989 | 0.59713 |  |  | 1259.8857 | 0.03767 | 1037.7814 | 0.012592 | 1172.2671 | 0 | 1171.4587 | 0 | 1171.4519 | 0.0030841 | 869.292 | 0.013678 | 869.5013 | -0.0080372 | 869.2916 | -0.0058125 | 869.2916 | 0.015922 | 869.5013 | #REF! | 869.2916 | -0.010043 | 865.0894 | 0.028547
| 406.7527 | 0 | 406.7527 | 0.02859 | 406.7527 | 0.033444 | 406.7527 | 0 | 406.7527 | 0 | 406.7527 | 0 | 664.4407 | 0 | 869.5314 | -0.0072281 | 406.7527 | 0.61902 | 664.4407 | 0 | 869.5314 | -0.062613 | 869.5314 | 0.0080801 | 860.059 | 0 | 869.5314 | 0.073997 | 869.5314 | 0 |  |  | 864.5883 | 0.012929 | 869.5314 | 0.068433 | 869.7413 | 0.030501 | 869.7413 | 0.032156 | 869.7413 | 0.0081888 | 664.4407 | 0.012329 | 869.7413 | 0.013309 | 869.7413 | 0.0067789 |  |  | 869.5314 | 0.02402 | 864.21 | 0.022503 | 869.7413 | 0.014228 | 869.5314 | 0.0081679 | 666.618 | 0.00024467 | 869.7413 | 0.030765 | 869.7413 | 0.0074972 | 869.5314 | 0.033825 | 869.7413 | 0.0080198 | 869.7413 | -0.00053486 | 869.7413 | 0.015913 | 986.9991 | 0.036148 | 869.5314 | 0.035268 | 869.5314 | 0.042417 | 869.7413 | 0.045498 | 986.8483 | 0 | 869.5314 | 31.3272 | 991.702 | 0.0019371 | 986.9991 | 0.64126 | 869.5314 | 0.32227 | 1050.3087 | 0.59889 |  |  | 1259.9635 | 0.037485 | 1037.7946 | 0.012584 | 1172.3345 | 0 | 1171.526 | 0 | 1171.5192 | 0.0030955 | 869.531 | 0.011683 | 869.7413 | 0.0075601 | 869.5314 | 0.035008 | 869.5314 | 0.013268 | 869.7413 | #REF! | 869.5314 | 0.042611 | 865.3283 | 0.030161
| 406.8325 | 0 | 406.8325 | -0.012 | 406.8325 | 0.032588 | 406.8325 | 0 | 406.8325 | 0 | 406.8325 | 0 | 664.5637 | 0.024242 | 869.7713 | -0.031943 | 406.8325 | 0.54161 | 664.5637 | 0.014908 | 869.7713 | -0.21997 | 869.7713 | -0.04792 | 860.2968 | 0 | 869.7713 | -0.083521 | 869.7713 | 0 |  |  | 864.8259 | -0.021705 | 869.7713 | -0.1923 | 869.9813 | 0 | 869.9813 | 0 | 869.9813 | -0.012944 | 664.5637 | 0.0035093 | 869.9813 | 0 | 869.9813 | 0 |  |  | 869.7713 | -0.0017324 | 864.45 | -0.016322 | 869.9813 | 0 | 869.7713 | -0.004109 | 666.7385 | 0.00028812 | 869.9813 | 0 | 869.9813 | 0 | 869.7713 | -0.034334 | 869.9813 | -0.0089541 | 869.9813 | -0.0071304 | 869.9813 | -0.012947 | 987.1676 | 0.038871 | 869.7713 | -0.041511 | 869.7713 | 0.01716 | 869.9813 | 0.030142 | 987.0179 | 0.00078262 | 869.7713 | 31.1827 | 991.8733 | 0.00026765 | 987.1676 | 0.62771 | 869.7713 | 0.32951 | 1050.4185 | 0.60041 |  |  | 1260.0413 | 0.037301 | 1037.8077 | 0.012575 | 1172.4019 | 0 | 1171.5933 | 0 | 1171.5863 | 0.0031194 | 869.771 | 0.01387 | 869.9813 | 0.0019113 | 869.7713 | 0.0021396 | 869.7713 | 0.015922 | 869.9813 | #REF! | 869.7713 | 0.0018526 | 865.5672 | 0.028815
| 406.9123 | 0 | 406.9123 | -0.041726 | 406.9123 | 0.032931 | 406.9123 | 0 | 406.9123 | 0 | 406.9123 | 0 | 664.6867 | 0 | 870.0111 | -0.010788 | 406.9123 | 0.56024 | 664.6867 | 0 | 870.0111 | 0.050699 | 870.0111 | 0.015751 | 860.5345 | 0 | 870.0111 | 0.06731 | 870.0111 | 0 |  |  | 865.0635 | 0.020794 | 870.0111 | 0.094891 | 870.2213 | 0.046171 | 870.2213 | 0.0071456 | 870.2213 | -0.0022701 | 664.6867 | 0.018598 | 870.2213 | 0.01496 | 870.2213 | 0.0062355 |  |  | 870.0111 | 0.006814 | 864.69 | 0.014107 | 870.2213 | 0.010266 | 870.0111 | 0.0012704 | 666.8589 | 0.00034071 | 870.2213 | 0.031945 | 870.2213 | 0.011862 | 870.0111 | 0.051901 | 870.2213 | 0.0017302 | 870.2213 | -0.00088312 | 870.2213 | 0.018603 | 987.3361 | 0.036682 | 870.0111 | 0.029917 | 870.0111 | 0.015566 | 870.2213 | 0.035647 | 987.1875 | 0 | 870.0111 | 30.9204 | 992.0446 | 0.0015039 | 987.3361 | 0.61317 | 870.0111 | 0.33313 | 1050.5282 | 0.60215 |  |  | 1260.119 | 0.037116 | 1037.8209 | 0.012567 | 1172.4691 | 0 | 1171.6605 | 0 | 1171.6536 | 0.0031569 | 870.011 | 0.0081251 | 870.2213 | 0.0065325 | 870.0111 | 0.036694 | 870.0111 | 0.012384 | 870.2213 | #REF! | 870.0111 | 0.036006 | 865.8061 | 0.029132
| 406.9921 | 0 | 406.9921 | 0.048297 | 406.9921 | 0.030878 | 406.9921 | 0 | 406.9921 | 0 | 406.9921 | 0 | 664.8097 | 0 | 870.251 | -0.013332 | 406.9921 | 0.43242 | 664.8097 | 0.028371 | 870.251 | -0.14305 | 870.251 | -0.037244 | 860.7723 | 0 | 870.251 | -0.10184 | 870.251 | 0 |  |  | 865.3011 | -0.034376 | 870.251 | -0.10665 | 870.4613 | 0 | 870.4613 | 0 | 870.4613 | -0.015869 | 664.8097 | 0.016508 | 870.4613 | 0 | 870.4613 | 0 |  |  | 870.251 | -0.0011225 | 864.93 | -0.008278 | 870.4613 | 0 | 870.251 | 0.00062028 | 666.9794 | 0.00034224 | 870.4613 | 0 | 870.4613 | 0 | 870.251 | -0.039754 | 870.4613 | -0.014946 | 870.4613 | -0.0090806 | 870.4613 | -0.023203 | 987.5046 | 0.029207 | 870.251 | -0.027484 | 870.251 | 0.040343 | 870.4613 | 0.029799 | 987.357 | 0.00078262 | 870.251 | 30.6673 | 992.2158 | 0.00033236 | 987.5046 | 0.60279 | 870.251 | 0.33855 | 1050.6381 | 0.60336 |  |  | 1260.1968 | 0.036937 | 1037.8341 | 0.012558 | 1172.5365 | 0 | 1171.7278 | 0 | 1171.7208 | 0.0032046 | 870.251 | 0.01101 | 870.4613 | -0.0010082 | 870.251 | -0.0074277 | 870.251 | 0.013268 | 870.4613 | #REF! | 870.251 | -0.025566 | 866.045 | 0.028704
| 407.0719 | 0 | 407.0719 | 0.0087648 | 407.0719 | 0.032759 | 407.0719 | 0 | 407.0719 | 0 | 407.0719 | 0 | 664.9327 | 0 | 870.4909 | -0.053685 | 407.0719 | 0.44362 | 664.9327 | 0 | 870.4909 | 0.10099 | 870.4909 | -0.0025283 | 861.01 | 0 | 870.4909 | 0.052898 | 870.4909 | 0 |  |  | 865.5388 | 0.024523 | 870.4909 | 0.061229 | 870.7014 | 0 | 870.7014 | 0.016946 | 870.7014 | -0.0071833 | 664.9327 | 0.017135 | 870.7014 | 0.0084527 | 870.7014 | 0 |  |  | 870.4909 | 0.009292 | 865.17 | -0.025417 | 870.7014 | 0.0099761 | 870.4909 | 0.006646 | 667.0998 | 0.00031327 | 870.7014 | 0.016234 | 870.7014 | 0.0063587 | 870.4909 | 0.015544 | 870.7014 | 0.00050089 | 870.7014 | -0.0052698 | 870.7014 | 0.0129 | 987.6731 | 0.026483 | 870.4909 | 0.020471 | 870.4909 | 0.018848 | 870.7014 | 0.028719 | 987.5266 | 0.00069566 | 870.4909 | 30.3968 | 992.3871 | 0.0018483 | 987.6731 | 0.5912 | 870.4909 | 0.33674 | 1050.7478 | 0.60431 |  |  | 1260.2745 | 0.036753 | 1037.8473 | 0.012549 | 1172.6039 | 0 | 1171.795 | 0 | 1171.7881 | 0.0032614 | 870.491 | 0.0065626 | 870.7014 | 0.0027194 | 870.4909 | 0.025803 | 870.4909 | 0.0088454 | 870.7014 | #REF! | 870.4909 | 0.034515 | 866.284 | 0.028966
| 407.1517 | 0 | 407.1517 | 0.021451 | 407.1517 | 0.031448 | 407.1517 | 0 | 407.1517 | 0 | 407.1517 | 0 | 665.0557 | 0.014343 | 870.7308 | 0.003187 | 407.1517 | 0.2876 | 665.0557 | 0.03439 | 870.7308 | -0.28154 | 870.7307 | -0.040462 | 861.2478 | 0 | 870.7308 | -0.073264 | 870.7307 | 0 |  |  | 865.7764 | -0.01424 | 870.7307 | -0.14024 | 870.9414 | 0 | 870.9414 | 0 | 870.9414 | -0.013896 | 665.0557 | 0.024553 | 870.9414 | 0 | 870.9414 | 0 |  |  | 870.7308 | 0.0035104 | 865.41 | -0.015973 | 870.9414 | 0 | 870.7307 | 0.002036 | 667.2203 | 0.00029117 | 870.9414 | 0 | 870.9414 | 0 | 870.7307 | -0.046012 | 870.9414 | -0.0095517 | 870.9414 | -0.003171 | 870.9414 | -0.01186 | 987.8416 | 0.029367 | 870.7308 | -0.010913 | 870.7308 | -0.0047806 | 870.9414 | 0.035504 | 987.6962 | 0.0013044 | 870.7308 | 30.0972 | 992.5584 | 0.00022596 | 987.8416 | 0.5818 | 870.7307 | 0.34226 | 1050.8577 | 0.6054 |  |  | 1260.3524 | 0.036568 | 1037.8606 | 0.012541 | 1172.6713 | 0 | 1171.8623 | 0 | 1171.8554 | 0.0033171 | 870.731 | 0.0084376 | 870.9414 | 0.0057251 | 870.7307 | -0.0044616 | 870.7307 | 0.0088454 | 870.9414 | #REF! | 870.7307 | -0.0098924 | 866.5229 | 0.028478
| 407.2315 | 0 | 407.2315 | -0.01009 | 407.2315 | 0.033586 | 407.2315 | 0 | 407.2315 | 0 | 407.2315 | 0 | 665.1787 | 0 | 870.9706 | 0.023695 | 407.2315 | 0.27642 | 665.1787 | 0 | 870.9706 | 0.047826 | 870.9706 | 0.015002 | 861.4855 | 0 | 870.9706 | 0.064826 | 870.9706 | 0 |  |  | 866.014 | 0.01316 | 870.9706 | 0.03445 | 871.1814 | 0.074625 | 871.1814 | 0.031468 | 871.1814 | -9.3997e-05 | 665.1787 | 0.0067236 | 871.1814 | 0.010228 | 871.1815 | 0.0039606 |  |  | 870.9706 | 0.022194 | 865.65 | -0.010027 | 871.1814 | 0.017592 | 870.9706 | 0.017553 | 667.3408 | 0.00028317 | 871.1814 | 0.043252 | 871.1815 | 0.0058598 | 870.9706 | 0.034469 | 871.1814 | 0.0022765 | 871.1814 | 0.0020677 | 871.1814 | 0.021326 | 988.0101 | 0.034172 | 870.9706 | 0.023941 | 870.9706 | 0.059789 | 871.1815 | 0.032704 | 987.8658 | 0 | 870.9706 | 29.8356 | 992.7296 | 0.0011715 | 988.0101 | 0.57011 | 870.9706 | 0.35311 | 1050.9677 | 0.60638 |  |  | 1260.4302 | 0.036389 | 1037.8738 | 0.012532 | 1172.7385 | 0 | 1171.9296 | 0 | 1171.9227 | 0.003366 | 870.971 | 0.010793 | 871.1814 | 0.010202 | 870.9706 | 0.027618 | 870.9706 | 0.013268 | 871.1815 | #REF! | 870.9706 | 0.056672 | 866.7618 | 0.028843
| 407.3113 | 0 | 407.3113 | 0.017206 | 407.3113 | 0.032104 | 407.3113 | 0 | 407.3113 | 0 | 407.3113 | 0 | 665.3017 | 0.0048591 | 871.2105 | -0.064019 | 407.3113 | 0.07439 | 665.3017 | 0.044062 | 871.2105 | -0.18845 | 871.2105 | -0.038428 | 861.7233 | 0 | 871.2105 | -0.097441 | 871.2105 | 0 |  |  | 866.2517 | -0.015475 | 871.2105 | -0.14611 | 871.4215 | 0 | 871.4215 | 0 | 871.4215 | -0.016289 | 665.3017 | 0.0085507 | 871.4215 | 0 | 871.4215 | 0 |  |  | 871.2105 | 0.0038618 | 865.89 | -0.0079281 | 871.4215 | 0 | 871.2105 | -0.0095884 | 667.4612 | 0.0003068 | 871.4215 | 0 | 871.4215 | 0 | 871.2105 | -0.055214 | 871.4215 | -0.015718 | 871.4215 | -0.0069483 | 871.4215 | -0.0098541 | 988.1786 | 0.020076 | 871.2105 | -0.038146 | 871.2105 | 0.015251 | 871.4215 | 0.03333 | 988.0354 | 0.00078262 | 871.2105 | 29.4946 | 992.9009 | 0.00016673 | 988.1786 | 0.56005 | 871.2105 | 0.35673 | 1051.0775 | 0.60752 |  |  | 1260.5079 | 0.036205 | 1037.887 | 0.012523 | 1172.8059 | 0 | 1171.9968 | 0 | 1171.99 | 0.0034023 | 871.211 | 0.0090626 | 871.4215 | -0.0058719 | 871.2105 | -0.010171 | 871.2105 | 0.013268 | 871.4215 | #REF! | 871.2105 | -0.020743 | 867.0008 | 0.028105
| 407.3911 | 0 | 407.3911 | -0.010774 | 407.3911 | 0.034613 | 407.3911 | 0 | 407.3911 | 0 | 407.3911 | 0 | 665.4248 | 0 | 871.4504 | -0.0030748 | 407.3911 | 0.15906 | 665.4248 | 0 | 871.4504 | 0.043365 | 871.4504 | -0.006998 | 861.9611 | 0 | 871.4504 | 0.060491 | 871.4504 | 0 |  |  | 866.4893 | 0.018767 | 871.4504 | -0.0036066 | 871.6616 | 0.044302 | 871.6616 | 0.031057 | 871.6616 | -0.0041266 | 665.4248 | 0.0088 | 871.6616 | 0.0055605 | 871.6616 | 0.0082329 |  |  | 871.4504 | 0.0084265 | 866.13 | -0.013874 | 871.6616 | 0.0090296 | 871.4504 | 0.0069503 | 667.5817 | 0.00027402 | 871.6616 | 0.022584 | 871.6616 | 0.010767 | 871.4504 | 0.02901 | 871.6616 | 0.001992 | 871.6616 | 0.00022114 | 871.6616 | 0.012034 | 988.3471 | 0.036308 | 871.4504 | 0.027766 | 871.4504 | 0.0028003 | 871.6616 | 0.039801 | 988.2049 | 0 | 871.4504 | 29.1819 | 993.0722 | 0.0015982 | 988.3471 | 0.54869 | 871.4504 | 0.35853 | 1051.1875 | 0.60897 |  |  | 1260.5858 | 0.036026 | 1037.9001 | 0.012515 | 1172.8733 | 0 | 1172.0642 | 0 | 1172.0573 | 0.0034216 | 871.45 | 0.0029808 | 871.6616 | 0.0069362 | 871.4504 | 0.027229 | 871.4504 | 0.0079608 | 871.6616 | #REF! | 871.4504 | 0.04325 | 867.2397 | 0.028123
| 407.4709 | 0 | 407.4709 | -0.0086022 | 407.4709 | 0.033501 | 407.4709 | 0 | 407.4709 | 0 | 407.4709 | 0 | 665.5478 | 0 | 871.6904 | -0.12906 | 407.4709 | 0.02504 | 665.5478 | 0.037614 | 871.6904 | -0.17194 | 871.6903 | -0.063759 | 862.1989 | 0 | 871.6904 | -0.089382 | 871.6903 | 0 |  |  | 866.727 | -0.0285 | 871.6903 | -0.15451 | 871.9016 | 0 | 871.9016 | 0 | 871.9016 | -0.019519 | 665.5478 | 0.01033 | 871.9016 | 0 | 871.9016 | 0 |  |  | 871.6904 | -0.017736 | 866.37 | -0.0065291 | 871.9016 | 0 | 871.6903 | -0.012683 | 667.7022 | 0.0003167 | 871.9016 | 0 | 871.9016 | 0 | 871.6903 | -0.069201 | 871.9016 | -0.015665 | 871.9016 | -0.01074 | 871.9016 | -0.017173 | 988.5156 | 0.024294 | 871.6904 | -0.022514 | 871.6904 | 0.001833 | 871.9016 | 0.028732 | 988.3745 | 0.00026087 | 871.6904 | 28.9663 | 993.2435 | 0.00078319 | 988.5156 | 0.53841 | 871.6903 | 0.37119 | 1051.2975 | 0.60944 |  |  | 1260.6637 | 0.035846 | 1037.9133 | 0.012506 | 1172.9408 | 0 | 1172.1315 | 0 | 1172.1245 | 0.0034251 | 871.69 | 0.011106 | 871.9016 | -0.008918 | 871.6903 | 0.0013903 | 871.6903 | 0.013268 | 871.9016 | #REF! | 871.6903 | 0.011145 | 867.4787 | 0.028319
| 407.5507 | 0 | 407.5507 | -0.029503 | 407.5507 | 0.036437 | 407.5507 | 0 | 407.5507 | 0 | 407.5507 | 0 | 665.6709 | 0 | 871.9303 | 0.025208 | 407.5507 | 0.12349 | 665.6709 | 0 | 871.9303 | -0.15658 | 871.9303 | 0.0097443 | 862.4367 | 0 | 871.9303 | 0.068496 | 871.9303 | 0 |  |  | 866.9647 | 0.012554 | 871.9303 | 0.0077245 | 872.1417 | 0.012862 | 872.1417 | 0.045276 | 872.1417 | 0.0013667 | 665.6709 | 0.018911 | 872.1417 | 0.013767 | 872.1417 | 0.0053613 |  |  | 871.9303 | -0.0096894 | 866.61 | 0.034744 | 872.1417 | 0.0062828 | 871.9303 | 0.0062908 | 667.8226 | 0.0003228 | 872.1417 | 0.045319 | 872.1417 | 0.0059797 | 871.9303 | 0.066257 | 872.1417 | 0.0057302 | 872.1417 | 0.0022 | 872.1417 | 0.015678 | 988.6841 | 0.034653 | 871.9303 | 0.00058685 | 871.9303 | 0.026153 | 872.1417 | 0.033775 | 988.5441 | 0.00017392 | 871.9303 | 28.5126 | 993.4148 | 0.0017441 | 988.6841 | 0.52573 | 871.9303 | 0.373 | 1051.4075 | 0.61034 |  |  | 1260.7415 | 0.035667 | 1037.9265 | 0.012497 | 1173.0082 | 0 | 1172.1987 | 0 | 1172.1919 | 0.003416 | 871.93 | 0.006803 | 872.1417 | 0.006716 | 871.9303 | 0.03449 | 871.9303 | 0.0097299 | 872.1417 | #REF! | 871.9303 | 0.046659 | 867.7177 | 0.0286
| 407.6305 | 0 | 407.6306 | 0.029993 | 407.6305 | 0.03447 | 407.6305 | 0 | 407.6305 | 0 | 407.6305 | 0 | 665.794 | 0.0013465 | 872.1702 | -0.011814 | 407.6305 | -0.00438 | 665.794 | 0.028801 | 872.1702 | -0.3476 | 872.1702 | -0.045051 | 862.6746 | 0 | 872.1702 | -0.096708 | 872.1702 | 0 |  |  | 867.2023 | -0.017999 | 872.1702 | -0.1142 | 872.3818 | 0 | 872.3818 | 0 | 872.3818 | -0.018265 | 665.794 | 0.012747 | 872.3818 | 0 | 872.3818 | 0 |  |  | 872.1702 | -0.013115 | 866.85 | -0.008278 | 872.3818 | 0 | 872.1702 | -0.00056545 | 667.9431 | 0.00036663 | 872.3818 | 0 | 872.3818 | 0 | 872.1702 | -0.040122 | 872.3818 | -0.01584 | 872.3818 | -0.0070007 | 872.3818 | -0.017123 | 988.8526 | 0.031823 | 872.1702 | -0.024696 | 872.1702 | -0.015045 | 872.3818 | 0.026656 | 988.7137 | 0.00078262 | 872.1702 | 28.2184 | 993.5861 | 0.00090495 | 988.8526 | 0.51185 | 872.1702 | 0.37662 | 1051.5175 | 0.61236 |  |  | 1260.8193 | 0.035488 | 1037.9397 | 0.012489 | 1173.0756 | 0 | 1172.2661 | 0 | 1172.2592 | 0.0034001 | 872.17 | 0.0053366 | 872.3818 | 0.0038901 | 872.1702 | 0.0011006 | 872.1702 | 0.010614 | 872.3818 | #REF! | 872.1702 | 0.0018138 | 867.9566 | 0.027437
| 407.7104 | 0 | 407.7104 | 0.0063918 | 407.7104 | 0.034613 | 407.7104 | 0 | 407.7104 | 0 | 407.7104 | 0 | 665.917 | 0 | 872.4101 | -0.019375 | 407.7104 | 0 | 665.917 | 0 | 872.4101 | 0.11175 | 872.4101 | 0.021526 | 862.9124 | 0 | 872.4101 | 0.061635 | 872.4101 | 0 |  |  | 867.44 | 0.014749 | 872.4101 | 0.023795 | 872.6219 | 0.047021 | 872.6219 | 0.023366 | 872.6219 | 0.0023931 | 665.917 | 0.024867 | 872.6219 | 0.0089373 | 872.6219 | 0.0022147 |  |  | 872.4101 | 0.0076745 | 867.09 | -0.0016322 | 872.6219 | 0.010832 | 872.4101 | 0.01106 | 668.0636 | 0.00034262 | 872.6219 | 0.016687 | 872.6219 | 0.010897 | 872.4101 | -0.010359 | 872.6219 | -0.0040888 | 872.6219 | -0.0032863 | 872.6219 | 0.012647 | 989.0211 | 0.031075 | 872.4101 | 0.0082207 | 872.4101 | 0.039586 | 872.6219 | 0.027835 | 988.8833 | 0.00069566 | 872.4101 | 27.8342 | 993.7574 | 0.0018779 | 989.0211 | 0.49611 | 872.4101 | 0.38385 | 1051.6277 | 0.61324 |  |  | 1260.8972 | 0.035308 | 1037.9529 | 0.01248 | 1173.1429 | 0 | 1172.3334 | 0 | 1172.3265 | 0.003383 | 872.41 | 0.0054809 | 872.6219 | 0.003647 | 872.4101 | 0.024506 | 872.4101 | 0.0088454 | 872.6219 | #REF! | 872.4101 | 0.04602 | 868.1956 | 0.027941
| 407.7902 | 0 | 407.7902 | -0.0093251 | 407.7902 | 0.034613 | 407.7902 | 0 | 407.7902 | 0 | 407.7902 | 0 | 666.0401 | 0.003454 | 872.6501 | -0.13763 | 407.7902 | 0 | 666.0401 | 0.006336 | 872.6501 | -0.20004 | 872.6501 | -0.04878 | 863.1501 | 0 | 872.6501 | -0.10916 | 872.6501 | 0 |  |  | 867.6777 | -0.0033017 | 872.6501 | -0.1268 | 872.862 | 0 | 872.862 | 0 | 872.862 | -0.02024 | 666.0401 | 0.0073644 | 872.862 | 0 | 872.862 | 0 |  |  | 872.6501 | -0.012648 | 867.32 | -0.014223 | 872.862 | 0 | 872.6501 | -0.018365 | 668.1841 | 0.00034071 | 872.862 | 0 | 872.862 | 0 | 872.6501 | -0.039018 | 872.862 | -0.018083 | 872.862 | -0.012736 | 872.862 | -0.022987 | 989.1896 | 0.025629 | 872.6501 | -0.024021 | 872.6501 | 0.012016 | 872.862 | 0.030085 | 989.0529 | 0.00078262 | 872.6501 | 27.419 | 993.9286 | 9.3237e-05 | 989.1896 | 0.48059 | 872.6501 | 0.3929 | 1051.7375 | 0.61354 |  |  | 1260.9751 | 0.035134 | 1037.9661 | 0.012472 | 1173.2105 | 0 | 1172.4008 | 0 | 1172.3938 | 0.003366 | 872.65 | 0.0088703 | 872.862 | -0.011781 | 872.6501 | 0.0013394 | 872.6501 | 0.013268 | 872.862 | #REF! | 872.6501 | -0.002789 | 868.4346 | 0.02773
| 407.87 | 0 | 407.87 | -0.014226 | 407.87 | 0.034613 | 407.87 | 0 | 407.87 | 0 | 407.87 | 0 | 666.1632 | 0 | 872.89 | -0.022119 | 407.87 | 0 | 666.1632 | 0 | 872.89 | -0.093881 | 872.89 | 0.0066466 | 863.388 | 0 | 872.89 | 0.052779 | 872.89 | 0 |  |  | 867.9154 | 0.018801 | 872.89 | 0.037615 | 873.1021 | 0.030799 | 873.1021 | 0.028814 | 873.1021 | 0.0037813 | 666.1632 | 0.017658 | 873.1021 | 0.011593 | 873.102 | 0.0038664 |  |  | 872.89 | 0.0081541 | 867.56 | -0.03591 | 873.1021 | 0.0059883 | 872.89 | 0.005885 | 668.3045 | 0.00033652 | 873.1021 | 0.03198 | 873.102 | 0.010541 | 872.89 | 0.045275 | 873.1021 | 0.0012858 | 873.1021 | -0.0017824 | 873.1021 | 0.01974 | 989.3581 | 0.028726 | 872.89 | 0.01728 | 872.89 | 0.030169 | 873.1021 | 0.028356 | 989.2225 | 0 | 872.89 | 26.9813 | 994.0999 | 0.0023364 | 989.3581 | 0.46496 | 872.89 | 0.40013 | 1051.8477 | 0.61428 |  |  | 1261.053 | 0.034955 | 1037.9792 | 0.012463 | 1173.2778 | 0 | 1172.4681 | 0 | 1172.4612 | 0.0033512 | 872.89 | 0.010745 | 873.1021 | 0.0059453 | 872.89 | 0.026062 | 872.89 | 0.012384 | 873.1021 | #REF! | 872.89 | 0.054116 | 868.6736 | 0.027523
| 407.9498 | 0 | 407.9498 | -0.0019738 | 407.9498 | 0.034613 | 407.9498 | 0 | 407.9498 | 0 | 407.9498 | 0 | 666.2863 | 0.014343 | 873.13 | -0.039625 | 407.9498 | 0 | 666.2863 | 0.024288 | 873.13 | -0.042335 | 873.13 | -0.035501 | 863.6259 | 0 | 873.13 | -0.098906 | 873.13 | 0 |  |  | 868.1531 | -0.023665 | 873.13 | -0.090692 | 873.3422 | 0 | 873.3422 | 0 | 873.3422 | -0.010911 | 666.2863 | 0.0023231 | 873.3422 | 0 | 873.3422 | 0 |  |  | 873.13 | 0.0028457 | 867.8 | 0.014107 | 873.3422 | 0 | 873.13 | -0.0058342 | 668.425 | 0.00033995 | 873.3422 | 0 | 873.3422 | 0 | 873.13 | 0.0032866 | 873.3422 | -0.0074669 | 873.3422 | -0.0087263 | 873.3422 | -0.0021155 | 989.5266 | 0.022746 | 873.13 | -0.03328 | 873.13 | -0.023075 | 873.3422 | 0.023328 | 989.3921 | 0.00078262 | 873.13 | 26.7316 | 994.2712 | 0.00066582 | 989.5266 | 0.45021 | 873.13 | 0.41098 | 1051.9578 | 0.61552 |  |  | 1261.1309 | 0.034781 | 1037.9924 | 0.012454 | 1173.3452 | 0 | 1172.5354 | 0 | 1172.5286 | 0.0033364 | 873.13 | 0.015024 | 873.3422 | -0.00084004 | 873.13 | 0.0039791 | 873.13 | 0.016806 | 873.3422 | #REF! | 873.13 | 0.0015975 | 868.9126 | 0.027549
| 408.0296 | 0 | 408.0296 | 0.02651 | 408.0296 | 0.034613 | 408.0296 | 0 | 408.0296 | 0 | 408.0296 | 0 | 666.4095 | 0 | 873.3699 | -0.017808 | 408.0296 | 0 | 666.4095 | 0 | 873.3699 | 0.20415 | 873.3699 | 0.010458 | 863.8637 | 0 | 873.3699 | 0.049043 | 873.3699 | 0 |  |  | 868.3909 | 0.016897 | 873.3699 | 0.063278 | 873.5823 | 0.024077 | 873.5823 | 0.016024 | 873.5823 | 0.0035349 | 666.4095 | 0.0058338 | 873.5823 | 0.008534 | 873.5823 | 0.0031943 |  |  | 873.3699 | 0.0042581 | 868.04 | 0.0039641 | 873.5823 | 0.006854 | 873.3699 | -0.0019092 | 668.5455 | 0.0003167 | 873.5823 | 0.029358 | 873.5823 | 0.0066505 | 873.3699 | 0.00079841 | 873.5823 | -0.0039205 | 873.5823 | -0.0024768 | 873.5823 | 0.013977 | 989.6951 | 0.031235 | 873.3699 | 0.0069405 | 873.3699 | 0.024002 | 873.5823 | 0.027778 | 989.5617 | 0.00017392 | 873.3699 | 26.2547 | 994.4425 | 4.7167e-05 | 989.6951 | 0.43272 | 873.3699 | 0.41279 | 1052.0679 | 0.61697 |  |  | 1261.2087 | 0.034602 | 1038.0056 | 0.012446 | 1173.4127 | 0 | 1172.6028 | 0 | 1172.5958 | 0.003316 | 873.37 | 0.0085338 | 873.5823 | 0.0057251 | 873.3699 | 0.027229 | 873.3699 | 0.0097299 | 873.5823 | #REF! | 873.3699 | 0.016351 | 869.1516 | 0.027845
| 408.1095 | 0 | 408.1095 | -0.019321 | 408.1095 | 0.034613 | 408.1095 | 0 | 408.1095 | 0 | 408.1095 | 0 | 666.5326 | 0.0094255 | 873.6099 | -0.091074 | 408.1095 | 0 | 666.5326 | 0.055238 | 873.6099 | -0.25756 | 873.6099 | -0.051175 | 864.1016 | 0 | 873.6099 | -0.1077 | 873.6099 | 0 |  |  | 868.6286 | -0.017027 | 873.6099 | -0.15871 | 873.8224 | 0 | 873.8224 | 0 | 873.8224 | -0.018342 | 666.5326 | 0.02424 | 873.8224 | 0 | 873.8225 | 0 |  |  | 873.6099 | -0.022001 | 868.28 | -0.022269 | 873.8224 | 0 | 873.6099 | -0.0060372 | 668.666 | 0.00030184 | 873.8224 | 0 | 873.8225 | 0 | 873.6099 | -0.062208 | 873.8224 | -0.019296 | 873.8224 | -0.0088265 | 873.8224 | -0.022283 | 989.8636 | 0.030435 | 873.6099 | -0.033461 | 873.6099 | -0.015281 | 873.8224 | 0.023274 | 989.7313 | 0 | 873.6099 | 25.9002 | 994.6138 | 0.00090166 | 989.8636 | 0.4231 | 873.6099 | 0.42373 | 1052.1781 | 0.61769 |  |  | 1261.2866 | 0.034428 | 1038.0189 | 0.012437 | 1173.4802 | 0 | 1172.6702 | 0 | 1172.6632 | 0.0032887 | 873.61 | 0.013991 | 873.8224 | -0.0032361 | 873.6099 | -0.0019405 | 873.6099 | 0.015922 | 873.8224 | #REF! | 873.6099 | -0.016822 | 869.3907 | 0.027359
| 408.1893 | 0 | 408.1893 | -0.015091 | 408.1893 | 0.034613 | 408.1893 | 0 | 408.1893 | 0 | 408.1893 | 0 | 666.6557 | 0 | 873.8499 | 0.11888 | 408.1893 | 0 | 666.6557 | 0 | 873.8499 | -0.017434 | 873.8499 | 0.043112 | 864.3394 | 0 | 873.8499 | 0.043933 | 873.8499 | 0 |  |  | 868.8663 | 0.012985 | 873.8499 | 0.069944 | 874.0626 | 0.086825 | 874.0626 | 0.053506 | 874.0626 | 0.015228 | 666.6557 | 0.0076135 | 874.0626 | 0.022224 | 874.0626 | 0.012268 |  |  | 873.8499 | 0.02013 | 868.52 | -0.0093273 | 874.0626 | 0.013491 | 873.8499 | 0.019938 | 668.7865 | 0.0003087 | 874.0626 | 0.05622 | 874.0626 | 0.016796 | 873.8499 | 0.045644 | 874.0626 | 0.016991 | 874.0626 | 0.0099419 | 874.0626 | 0.033152 | 990.0321 | 0.028245 | 873.8499 | 0.035797 | 873.8499 | 0.027565 | 874.0626 | 0.029818 | 989.9009 | 0 | 873.8499 | 25.5749 | 994.7851 | 0.00091921 | 990.0321 | 0.40692 | 873.8499 | 0.43096 | 1052.2882 | 0.61821 |  |  | 1261.3646 | 0.034253 | 1038.0321 | 0.012428 | 1173.5476 | 0 | 1172.7376 | 0 | 1172.7306 | 0.00325 | 873.85 | 0.013149 | 874.0626 | 0.021836 | 873.8499 | 0.038509 | 873.8499 | 0.016806 | 874.0626 | #REF! | 873.8499 | 0.044741 | 869.6297 | 0.027781
| 408.2691 | 0 | 408.2691 | -0.0089309 | 408.2691 | 0.034613 | 408.2691 | 0 | 408.2691 | 0 | 408.2691 | 0 | 666.7789 | 0 | 874.0898 | -0.077672 | 408.2691 | 0 | 666.7789 | 0.010436 | 874.0898 | -0.13342 | 874.0898 | -0.039373 | 864.5773 | 0 | 874.0898 | -0.085719 | 874.0898 | 0 |  |  | 869.1041 | -0.006568 | 874.0898 | -0.15451 | 874.3027 | 0 | 874.3027 | 0 | 874.3027 | -0.0088122 | 666.7789 | 0.01212 | 874.3027 | 0 | 874.3027 | 0 |  |  | 874.0898 | -0.01175 | 868.76 | -0.023668 | 874.3027 | 0 | 874.0898 | 0.0039686 | 668.907 | 0.00036282 | 874.3027 | 0 | 874.3027 | 0 | 874.0898 | -0.035538 | 874.3027 | -0.019357 | 874.3027 | -0.0098138 | 874.3027 | -0.015316 | 990.2006 | 0.028993 | 874.0898 | -0.019566 | 874.0898 | -0.00051433 | 874.3027 | 0.019998 | 990.0706 | 0.00026087 | 874.0898 | 25.1158 | 994.9564 | 0.00079526 | 990.2006 | 0.40408 | 874.0898 | 0.44001 | 1052.3984 | 0.61907 |  |  | 1261.4425 | 0.034079 | 1038.0453 | 0.012419 | 1173.6151 | 0 | 1172.8049 | 0 | 1172.798 | 0.0032012 | 874.09 | 0.017596 | 874.3027 | -0.0025582 | 874.0898 | -0.0028499 | 874.0898 | 0.020389 | 874.3027 | #REF! | 874.0898 | -0.0068161 | 869.8687 | 0.026794
| 408.349 | 0 | 408.3489 | 0.0033086 | 408.349 | 0.034613 | 408.349 | 0 | 408.349 | 0 | 408.349 | 0 | 666.902 | 0 | 874.3298 | -0.033713 | 408.349 | 0 | 666.902 | 0 | 874.3298 | -0.0035298 | 874.3298 | 0.0046809 | 864.8152 | 0 | 874.3298 | 0.047799 | 874.3298 | 0 |  |  | 869.3419 | 0.033529 | 874.3298 | 0.081816 | 874.5429 | 0.070451 | 874.5429 | 0.024417 | 874.5429 | 0.0052097 | 666.902 | 0.0076135 | 874.5429 | 0.014243 | 874.5429 | 0.0082993 |  |  | 874.3298 | 0.0095633 | 869 | 0.014107 | 874.5429 | 0.015248 | 874.3298 | 0.011212 | 669.0274 | 0.00032585 | 874.5429 | 0.063536 | 874.5429 | 0.010789 | 874.3298 | 0.050061 | 874.5429 | -0.0016808 | 874.5429 | -0.001466 | 874.5429 | 0.0098327 | 990.3691 | 0.038017 | 874.3298 | 0.049502 | 874.3298 | 0.022928 | 874.5428 | 0.029793 | 990.2402 | 0.00017392 | 874.3298 | 24.8089 | 995.1277 | 0.002117 | 990.3691 | 0.38692 | 874.3298 | 0.43096 | 1052.5087 | 0.62 |  |  | 1261.5204 | 0.033905 | 1038.0585 | 0.012411 | 1173.6826 | 0 | 1172.8723 | 0 | 1172.8654 | 0.0031444 | 874.33 | 0.0051924 | 874.5429 | 0.0090648 | 874.3298 | 0.031378 | 874.3298 | 0.0053072 | 874.5428 | #REF! | 874.3298 | 0.055181 | 870.1078 | 0.027367
| 408.4288 | 0 | 408.4288 | -0.034609 | 408.4288 | 0.034613 | 408.4288 | 0 | 408.4288 | 0 | 408.4288 | 0 | 667.0252 | 0.0038054 | 874.5698 | -0.13011 | 408.4288 | 0 | 667.0252 | 0.026007 | 874.5698 | -0.25714 | 874.5698 | -0.032817 | 865.053 | 0 | 874.5698 | -0.11283 | 874.5698 | 0 |  |  | 869.5796 | -0.017263 | 874.5698 | -0.1436 | 874.783 | 0 | 874.783 | 0 | 874.783 | -0.010319 | 667.0252 | 0.017449 | 874.783 | 0 | 874.783 | 0 |  |  | 874.5698 | -0.010523 | 869.24 | -0.010377 | 874.783 | 0 | 874.5698 | -0.017604 | 669.1479 | 0.00036396 | 874.783 | 0 | 874.783 | 0 | 874.5698 | -0.011914 | 874.783 | -0.019501 | 874.783 | -0.01067 | 874.783 | -0.037412 | 990.5376 | 0.024134 | 874.5698 | -0.014717 | 874.5698 | 0.021506 | 874.783 | 0.018753 | 990.4098 | 0.00078262 | 874.5698 | 24.4319 | 995.299 | 0.0012307 | 990.5376 | 0.38485 | 874.5698 | 0.44905 | 1052.6189 | 0.62081 |  |  | 1261.5984 | 0.033736 | 1038.0717 | 0.012402 | 1173.7501 | 0 | 1172.9397 | 0 | 1172.9327 | 0.0030853 | 874.57 | 0.010241 | 874.783 | -0.0094685 | 874.5698 | 0.012471 | 874.5698 | 0.015037 | 874.783 | #REF! | 874.5698 | -0.0035075 | 870.3468 | 0.026912
| 408.5086 | 0 | 408.5086 | -0.0077825 | 408.5086 | 0.034613 | 408.5086 | 0 | 408.5086 | 0 | 408.5086 | 0 | 667.1484 | 0.0028146 | 874.8098 | -0.054173 | 408.5086 | 0 | 667.1484 | 0 | 874.8098 | 0.030732 | 874.8098 | 0.0032095 | 865.291 | 0 | 874.8098 | 0.047541 | 874.8098 | 0 |  |  | 869.8174 | 0.032081 | 874.8098 | 0.0393 | 875.0232 | 0.020848 | 875.0232 | 0.0079678 | 875.0232 | -0.0049552 | 667.1484 | 0.031658 | 875.0232 | 0.0043141 | 875.0232 | 0.0032864 |  |  | 874.8098 | 0.0047293 | 869.48 | 0.002565 | 875.0232 | 0.0062614 | 874.8098 | 0.0029616 | 669.2684 | 0.00031061 | 875.0232 | 0.050098 | 875.0232 | 0.012406 | 874.8098 | 0.023457 | 875.0232 | -0.0092367 | 875.0232 | -0.0016904 | 875.0232 | 0.0088663 | 990.7061 | 0.0291 | 874.8098 | 0.021805 | 874.8098 | -0.017062 | 875.0232 | 0.027721 | 990.5794 | 0 | 874.8098 | 23.9242 | 995.4704 | 0.0028586 | 990.7061 | 0.36965 | 874.8098 | 0.44724 | 1052.7292 | 0.62164 |  |  | 1261.6764 | 0.033562 | 1038.0848 | 0.012393 | 1173.8176 | 0 | 1173.0071 | 0 | 1173.0001 | 0.0030307 | 874.81 | 0.0036539 | 875.0232 | -0.0017424 | 874.8098 | 0.019449 | 874.8098 | 0.0061918 | 875.0232 | #REF! | 874.8098 | 0.048363 | 870.5859 | 0.026594
| 408.5885 | 0 | 408.5884 | 0.01671 | 408.5885 | 0.034613 | 408.5885 | 0 | 408.5885 | 0 | 408.5885 | 0 | 667.2716 | 0.015397 | 875.0498 | -0.012503 | 408.5885 | 0 | 667.2716 | 0.038473 | 875.0498 | -0.35491 | 875.0498 | -0.016779 | 865.5289 | 0 | 875.0498 | -0.097441 | 875.0498 | 0 |  |  | 870.0552 | -0.0097978 | 875.0498 | -0.23429 | 875.2634 | 0 | 875.2634 | 0 | 875.2634 | -0.00077286 | 667.2716 | 0.035524 | 875.2634 | 0 | 875.2634 | 0 |  |  | 875.0498 | -0.0055725 | 869.72 | -0.011076 | 875.2634 | 0 | 875.0498 | -0.0014117 | 669.3889 | 0.00035939 | 875.2634 | 0 | 875.2634 | 0 | 875.0498 | -0.016062 | 875.2634 | -0.01004 | 875.2634 | -0.000447 | 875.2634 | -0.018146 | 990.8746 | 0.028566 | 875.0498 | -0.043497 | 875.0498 | 0.021819 | 875.2634 | 0.02694 | 990.749 | 0.00026087 | 875.0498 | 23.4787 | 995.6417 | 0.002003 | 990.8746 | 0.36845 | 875.0498 | 0.46352 | 1052.8395 | 0.62306 |  |  | 1261.7543 | 0.033388 | 1038.098 | 0.012384 | 1173.8851 | 0 | 1173.0745 | 0 | 1173.0676 | 0.0029864 | 875.05 | 0.012644 | 875.2634 | 0.0086244 | 875.0498 | 0.025154 | 875.0498 | 0.016806 | 875.2634 | #REF! | 875.0498 | 0.0070291 | 870.825 | 0.025893
| 408.6683 | 0 | 408.6683 | 0.023686 | 408.6683 | 0.034613 | 408.6683 | 0 | 408.6683 | 0 | 408.6683 | 0 | 667.3948 | 0 | 875.2898 | -0.039904 | 408.6683 | 0 | 667.3948 | 0 | 875.2898 | -0.035403 | 875.2898 | -0.0052267 | 865.7668 | 0 | 875.2898 | 0.055514 | 875.2898 | 0 |  |  | 870.293 | 0.021774 | 875.2898 | 0.024014 | 875.5036 | 0.073959 | 875.5036 | 0.015534 | 875.5036 | -0.011127 | 667.3948 | 0.014732 | 875.5036 | 0.0062449 | 875.5035 | 0 |  |  | 875.2898 | -0.00046011 | 869.96 | 0.0067623 | 875.5036 | 0.0020775 | 875.2898 | 0.0011423 | 669.5094 | 0.00030984 | 875.5036 | 0.026172 | 875.5035 | 0.0078532 | 875.2898 | 0.030357 | 875.5036 | -0.0028061 | 875.5036 | 0.0015553 | 875.5036 | 0.011875 | 991.0431 | 0.031716 | 875.2898 | 0.026489 | 875.2898 | 0.0060538 | 875.5035 | 0.019077 | 990.9186 | 0.00017392 | 875.2898 | 23.0585 | 995.813 | 0.003792 | 991.0431 | 0.35829 | 875.2898 | 0.46171 | 1052.9498 | 0.62477 |  |  | 1261.8323 | 0.033219 | 1038.1112 | 0.012376 | 1173.9526 | 0 | 1173.142 | 0 | 1173.135 | 0.0029569 | 875.29 | 0.0062261 | 875.5036 | 0.00184 | 875.2898 | 0.016597 | 875.2898 | 0.0079608 | 875.5035 | #REF! | 875.2898 | 0.048576 | 871.064 | 0.027395
| 408.7481 | 0 | 408.7481 | -0.0091958 | 408.7481 | 0.034613 | 408.7481 | 0 | 408.7481 | 0 | 408.7481 | 0 | 667.518 | 0.011182 | 875.5299 | -0.085511 | 408.7481 | 0 | 667.518 | 0.030091 | 875.5299 | -0.28965 | 875.5299 | -0.050934 | 866.0047 | 0 | 875.5299 | -0.11795 | 875.5299 | 0 |  |  | 870.5308 | -0.031636 | 875.5299 | -0.10917 | 875.7438 | 0 | 875.7438 | 0 | 875.7438 | -0.015826 | 667.518 | 0.02633 | 875.7437 | 0 | 875.7438 | 0 |  |  | 875.5299 | -0.015686 | 870.2 | -0.013525 | 875.7438 | 0 | 875.5299 | -0.012379 | 669.6299 | 0.00032471 | 875.7438 | 0 | 875.7438 | 0 | 875.5299 | -0.050429 | 875.7438 | -0.019283 | 875.7438 | -0.0090798 | 875.7438 | -0.02041 | 991.2117 | 0.03209 | 875.5299 | -0.025374 | 875.5299 | -0.04035 | 875.7438 | 0.010202 | 991.0883 | 0.00026087 | 875.5299 | 22.6056 | 995.9843 | 0.0017726 | 991.2117 | 0.35916 | 875.5299 | 0.46713 | 1053.0602 | 0.62597 |  |  | 1261.9103 | 0.03305 | 1038.1245 | 0.012367 | 1174.0201 | 0 | 1173.2094 | 0 | 1173.2024 | 0.0029478 | 875.53 | 0.003702 | 875.7437 | -0.008551 | 875.5299 | -0.0077037 | 875.5299 | 0.0053072 | 875.7438 | #REF! | 875.5299 | -0.0043182 | 871.3031 | 0.025625
| 408.828 | 0 | 408.828 | -0.025362 | 408.828 | 0.034613 | 408.828 | 0 | 408.828 | 0 | 408.828 | 0 | 667.6412 | 0 | 875.7699 | 0.031683 | 408.828 | 0 | 667.6412 | 0 | 875.7699 | 0.10632 | 875.7699 | 0.0094658 | 866.2426 | 0 | 875.7699 | 0.056673 | 875.7699 | 0 |  |  | 870.7686 | 0.01809 | 875.7699 | 0.073204 | 875.984 | 0.10485 | 875.984 | 0.015157 | 875.984 | 0.0051096 | 667.6412 | 0.016508 | 875.984 | 0.0056273 | 875.984 | 0.0048926 |  |  | 875.7699 | 0.0087922 | 870.44 | 0.0011659 | 875.984 | 0.013737 | 875.7699 | 0.0059864 | 669.7504 | 0.00029917 | 875.984 | 0.037543 | 875.984 | 0.0090134 | 875.7699 | 0.023653 | 875.984 | 0.0087374 | 875.984 | 0.001203 | 875.984 | 0.006679 | 991.3802 | 0.030808 | 875.7699 | 0.017793 | 875.7699 | 0.044773 | 875.9839 | 0.023686 | 991.2579 | 0.00017392 | 875.7699 | 22.0781 | 996.1556 | 0.0034158 | 991.3802 | 0.3561 | 875.7699 | 0.48522 | 1053.1705 | 0.6268 |  |  | 1261.9883 | 0.032881 | 1038.1377 | 0.012358 | 1174.0876 | 0 | 1173.2767 | 0 | 1173.2699 | 0.0029569 | 875.77 | 0.013053 | 875.984 | 0.0053948 | 875.7699 | 0.015041 | 875.7699 | 0.016806 | 875.9839 | #REF! | 875.7699 | 0.042398 | 871.5422 | 0.026162
| 408.9078 | 0 | 408.9078 | 0.018019 | 408.9078 | 0.034613 | 408.9078 | 0 | 408.9078 | 0 | 408.9078 | 0 | 667.7644 | 0.012938 | 876.0099 | -0.075574 | 408.9078 | 0 | 667.7644 | 0.037614 | 876.0099 | -0.1331 | 876.0099 | -0.051728 | 866.4806 | 0 | 876.0099 | -0.13188 | 876.0099 | 0 |  |  | 871.0064 | -0.0035156 | 876.0099 | -0.20826 | 876.2242 | 0 | 876.2242 | 0 | 876.2242 | -0.014436 | 667.7644 | 0.021001 | 876.2242 | 0 | 876.2242 | 0 |  |  | 876.0099 | -0.0056763 | 870.68 | -0.017023 | 876.2242 | 0 | 876.0099 | -0.0085231 | 669.8709 | 0.00031594 | 876.2242 | 0 | 876.2242 | 0 | 876.0099 | -0.047484 | 876.2242 | -0.015961 | 876.2242 | -0.014625 | 876.2242 | -0.008747 | 991.5487 | 0.03839 | 876.0099 | -0.011385 | 876.0099 | 0.0028838 | 876.2242 | 0.019882 | 991.4275 | 0.00078262 | 876.0099 | 21.6398 | 996.3269 | 0.0010508 | 991.5487 | 0.36167 | 876.0099 | 0.48341 | 1053.2809 | 0.62732 |  |  | 1262.0663 | 0.032712 | 1038.1509 | 0.012349 | 1174.1552 | 0 | 1173.3442 | 0 | 1173.3373 | 0.0029853 | 876.01 | 0.0040145 | 876.2242 | -0.004147 | 876.0099 | -0.0092186 | 876.0099 | 0.0079608 | 876.2242 | #REF! | 876.0099 | -0.0061802 | 871.7813 | 0.025651
| 408.9877 | 0 | 408.9877 | 0.014137 | 408.9877 | 0.034613 | 408.9877 | 0 | 408.9877 | 0 | 408.9877 | 0 | 667.8877 | 0 | 876.25 | -0.028443 | 408.9877 | 0 | 667.8877 | 0 | 876.25 | 0.1707 | 876.25 | 0.013444 | 866.7185 | 0 | 876.25 | 0.062295 | 876.25 | 0 |  |  | 871.2442 | 0.013906 | 876.25 | 0.12176 | 876.4644 | 0.031476 | 876.4644 | 0.021259 | 876.4644 | -0.0021296 | 667.8877 | 0.010283 | 876.4644 | 0.0029987 | 876.4644 | 0.0040776 |  |  | 876.25 | 0.007912 | 870.92 | 0.01026 | 876.4644 | 0.012472 | 876.25 | 0.0008011 | 669.9914 | 0.0003068 | 876.4644 | 0.03835 | 876.4644 | 0.010838 | 876.25 | 0.030804 | 876.4644 | 0.0018307 | 876.4644 | -0.0017972 | 876.4644 | 0.017986 | 991.7172 | 0.032303 | 876.25 | 0.025268 | 876.25 | -0.00015904 | 876.4644 | 0.020483 | 991.5972 | 0.00017392 | 876.25 | 21.2885 | 996.4983 | 0.0024626 | 991.7172 | 0.36506 | 876.25 | 0.49616 | 1053.3914 | 0.62748 |  |  | 1262.1443 | 0.032543 | 1038.1641 | 0.01234 | 1174.2227 | 0 | 1173.4116 | 0 | 1173.4048 | 0.003025 | 876.25 | 0.012644 | 876.4644 | 0.007083 | 876.25 | 0.018153 | 876.25 | 0.015922 | 876.4644 | #REF! | 876.25 | 0.036645 | 872.0204 | 0.02645
| 409.0675 | 0 | 409.0675 | -0.044258 | 409.0675 | 0.034613 | 409.0675 | 0 | 409.0675 | 0 | 409.0675 | 0 | 668.0109 | 0.016451 | 876.49 | -0.10286 | 409.0675 | 0 | 668.0109 | 0.036969 | 876.49 | -0.23617 | 876.49 | -0.037033 | 866.9565 | 0 | 876.49 | -0.10477 | 876.49 | 0 |  |  | 871.4821 | -0.013447 | 876.49 | -0.09657 | 876.7046 | 0 | 876.7046 | 0 | 876.7046 | -0.022892 | 668.0109 | 0.018389 | 876.7046 | 0 | 876.7046 | 0 |  |  | 876.49 | -0.006774 | 871.16 | -0.022269 | 876.7046 | 0 | 876.49 | -0.0084723 | 670.1119 | 0.00034071 | 876.7046 | 0 | 876.7046 | 0 | 876.49 | -0.04638 | 876.7046 | -0.016239 | 876.7046 | -0.010931 | 876.7046 | -0.02364 | 991.8857 | 0.031182 | 876.49 | -0.040545 | 876.49 | -0.010064 | 876.7046 | 0.018134 | 991.7668 | 0.00026087 | 876.49 | 20.8915 | 996.6696 | 0.00069105 | 991.8857 | 0.37402 | 876.49 | 0.5052 | 1053.5017 | 0.62781 |  |  | 1262.2223 | 0.032374 | 1038.1772 | 0.01233 | 1174.2903 | 0 | 1173.4791 | 0 | 1173.4722 | 0.0030716 | 876.49 | 0.012116 | 876.7046 | -0.0067527 | 876.49 | -0.0015398 | 876.49 | 0.013268 | 876.7046 | #REF! | 876.49 | -0.030041 | 872.2595 | 0.025924
| 409.1474 | 0 | 409.1474 | -0.019211 | 409.1474 | 0.034613 | 409.1474 | 0 | 409.1474 | 0 | 409.1474 | 0 | 668.1341 | 0 | 876.7301 | -0.020303 | 409.1474 | 0 | 668.1341 | 0 | 876.7301 | 0.027467 | 876.7301 | 0.019169 | 867.1944 | 0 | 876.7301 | 0.041967 | 876.7301 | 0 |  |  | 871.7199 | 0.020956 | 876.7301 | 0.034653 | 876.9448 | 0.035511 | 876.9448 | 0.025552 | 876.9448 | -0.0014997 | 668.1341 | 0.022986 | 876.9448 | 0.0094782 | 876.9448 | 0.0020579 |  |  | 876.7301 | -0.00047138 | 871.4 | 0.0064125 | 876.9448 | 0.0058726 | 876.7301 | 0.0067981 | 670.2324 | 0.00031785 | 876.9448 | 0.022409 | 876.9448 | 0.0085892 | 876.7301 | 0.011744 | 876.9448 | -1.7886e-05 | 876.9448 | 0.00011966 | 876.9448 | 0.017295 | 992.0542 | 0.033051 | 876.7301 | 0.0028731 | 876.7301 | 0.010877 | 876.9448 | 0.02418 | 991.9364 | 0.00017392 | 876.7301 | 20.3848 | 996.8409 | 0.0021938 | 992.0542 | 0.3808 | 876.7301 | 0.50701 | 1053.6122 | 0.62911 |  |  | 1262.3004 | 0.032205 | 1038.1904 | 0.012321 | 1174.3578 | 0 | 1173.5466 | 0 | 1173.5397 | 0.0031182 | 876.73 | 0.0046395 | 876.9448 | 0.0036686 | 876.7301 | 0.023858 | 876.7301 | 0.011499 | 876.9448 | #REF! | 876.7301 | 0.029188 | 872.4987 | 0.026652
| 409.2272 | 0 | 409.2272 | 0.0061454 | 409.2272 | 0.034613 | 409.2272 | 0 | 409.2272 | 0 | 409.2272 | 0 | 668.2574 | 0.00099528 | 876.9701 | -0.094897 | 409.2272 | 0 | 668.2574 | 0.023428 | 876.9701 | -0.24161 | 876.9701 | -0.071071 | 867.4324 | 0 | 876.9701 | -0.10257 | 876.9701 | 0 |  |  | 871.9578 | -0.033492 | 876.9701 | -0.19314 | 877.1851 | 0 | 877.1851 | 0 | 877.1851 | -0.0099007 | 668.2574 | 0.020165 | 877.1851 | 0 | 877.1851 | 0 |  |  | 876.9701 | -0.02994 | 871.64 | -0.0019821 | 877.1851 | 0 | 876.9701 | -0.0045344 | 670.3529 | 0.00033081 | 877.1851 | 0 | 877.1851 | 0 | 876.9701 | -0.053373 | 877.1851 | -0.014748 | 877.1851 | -0.011565 | 877.1851 | -0.017605 | 992.2227 | 0.0291 | 876.9701 | -0.015417 | 876.9701 | 0.0035638 | 877.1851 | 0.014642 | 992.1061 | 0.00078262 | 876.9701 | 20.0508 | 997.0122 | 0.00059452 | 992.2227 | 0.38178 | 876.9701 | 0.51063 | 1053.7227 | 0.63126 |  |  | 1262.3784 | 0.032041 | 1038.2036 | 0.012312 | 1174.4254 | 0 | 1173.614 | 0 | 1173.6072 | 0.0031591 | 876.97 | 0.0032693 | 877.1851 | -0.007817 | 876.9701 | 0.010717 | 876.9701 | 0.0070763 | 877.1851 | #REF! | 876.9701 | -0.027058 | 872.7378 | 0.025966
| 409.3071 | 0 | 409.3071 | 0.021602 | 409.3071 | 0.034613 | 409.3071 | 0 | 409.3071 | 0 | 409.3071 | 0 | 668.3807 | 0 | 877.2102 | 0.010962 | 409.3071 | 0 | 668.3807 | 0.0041092 | 877.2102 | 0.0053531 | 877.2102 | 0.01136 | 867.6703 | 0 | 877.2102 | 0.075462 | 877.2102 | 0 |  |  | 872.1957 | 0.016633 | 877.2102 | 0.047064 | 877.4253 | 0.076109 | 877.4253 | 0.049891 | 877.4253 | 0.0089885 | 668.3807 | 0.017449 | 877.4253 | 0.0085978 | 877.4253 | 0.006278 |  |  | 877.2102 | 0.019241 | 871.88 | -0.008278 | 877.4253 | 0.0092545 | 877.2102 | 0.011668 | 670.4734 | 0.0003007 | 877.4253 | 0.033194 | 877.4253 | 0.0068455 | 877.2102 | 0.022132 | 877.4253 | 0.0010957 | 877.4253 | 0.0017333 | 877.4253 | 0.018373 | 992.3912 | 0.03791 | 877.2102 | 0.035274 | 877.2102 | 0.031447 | 877.4253 | 0.023555 | 992.2757 | 0 | 877.2102 | 19.713 | 997.1836 | 0.0027061 | 992.3912 | 0.38495 | 877.2102 | 0.5251 | 1053.8331 | 0.63221 |  |  | 1262.4564 | 0.031872 | 1038.2168 | 0.012303 | 1174.4929 | 0 | 1173.6815 | 0 | 1173.6747 | 0.003191 | 877.21 | 0.011082 | 877.4253 | 0.0081106 | 877.2102 | 0.025414 | 877.2102 | 0.015037 | 877.4253 | #REF! | 877.2102 | 0.047085 | 872.9769 | 0.026125
| 409.3869 | 0 | 409.3869 | 0.0077584 | 409.3869 | 0.034613 | 409.3869 | 0 | 409.3869 | 0 | 409.3869 | 0 | 668.504 | 0.0080204 | 877.4503 | -0.06396 | 409.3869 | 0 | 668.504 | 0.0059633 | 877.4503 | -0.12657 | 877.4502 | -0.04017 | 867.9083 | 0 | 877.4503 | -0.096708 | 877.4502 | 0 |  |  | 872.4335 | -0.029595 | 877.4502 | -0.13184 | 877.6656 | 0 | 877.6656 | 0 | 877.6656 | -0.018916 | 668.504 | 0.0035093 | 877.6656 | 0 | 877.6656 | 0 |  |  | 877.4503 | -0.018398 | 872.12 | -0.018072 | 877.6656 | 0 | 877.4502 | -0.010755 | 670.5939 | 0.00030413 | 877.6656 | 0 | 877.6656 | 0 | 877.4502 | -0.018142 | 877.6656 | -0.020206 | 877.6656 | -0.0098108 | 877.6656 | -0.01804 | 992.5598 | 0.03193 | 877.4503 | -0.041407 | 877.4503 | -0.012659 | 877.6656 | 0.013554 | 992.4453 | 0.00078262 | 877.4503 | 19.3161 | 997.3549 | 8.1171e-05 | 992.5598 | 0.37206 | 877.4502 | 0.52691 | 1053.9437 | 0.63151 |  |  | 1262.5346 | 0.031708 | 1038.2301 | 0.012293 | 1174.5605 | 0 | 1173.749 | 0 | 1173.7421 | 0.0032114 | 877.45 | 0.0072357 | 877.6656 | -0.0042938 | 877.4502 | -0.0013807 | 877.4502 | 0.0088454 | 877.6656 | #REF! | 877.4502 | -0.015234 | 873.2161 | 0.024907
| 409.4668 | 0 | 409.4668 | -0.024135 | 409.4668 | 0.034613 | 409.4668 | 0 | 409.4668 | 0 | 409.4668 | 0 | 668.6273 | 0 | 877.6903 | -0.036119 | 409.4668 | 0 | 668.6273 | 0 | 877.6903 | 0.035037 | 877.6903 | 0.01818 | 868.1464 | 0 | 877.6903 | 0.054183 | 877.6903 | 0 |  |  | 872.6714 | 0.019373 | 877.6903 | 0.066825 | 877.9058 | 0.058121 | 877.9058 | 0.025972 | 877.9058 | 0.0048235 | 668.6273 | 0.016195 | 877.9058 | 0.0072085 | 877.9058 | 0.0075542 |  |  | 877.6903 | 0.013934 | 872.36 | 0.012009 | 877.9058 | 0.015457 | 877.6903 | -0.0041046 | 670.7144 | 0.00031785 | 877.9058 | 0.03614 | 877.9058 | 0.0069447 | 877.6903 | 0.0019291 | 877.9058 | 0.0075224 | 877.9058 | 0.00053482 | 877.9058 | 0.024776 | 992.7283 | 0.030702 | 877.6903 | 0.0235 | 877.6903 | 0.051643 | 877.9058 | 0.017502 | 992.615 | 0.00017392 | 877.6903 | 18.7642 | 997.5262 | 0.0014304 | 992.7283 | 0.37107 | 877.6903 | 0.53957 | 1054.0542 | 0.63163 |  |  | 1262.6126 | 0.031544 | 1038.2433 | 0.012284 | 1174.6282 | 0 | 1173.8165 | 0 | 1173.8096 | 0.0032216 | 877.69 | 0.013774 | 877.9058 | 0.0021064 | 877.6903 | 0.033193 | 877.6903 | 0.015922 | 877.9058 | #REF! | 877.6903 | 0.031319 | 873.4552 | 0.026375
| 409.5466 | 0 | 409.5466 | 0.024028 | 409.5466 | 0.034613 | 409.5466 | 0 | 409.5466 | 0 | 409.5466 | 0 | 668.7506 | 0.032257 | 877.9304 | 0.0028465 | 409.5466 | 0 | 668.7506 | 0.019753 | 877.9304 | -0.24936 | 877.9304 | -0.024511 | 868.3843 | 0 | 877.9304 | -0.11795 | 877.9304 | 0 |  |  | 872.9093 | -0.019028 | 877.9304 | -0.10665 | 878.1461 | 0 | 878.1461 | 0 | 878.1461 | -0.014821 | 668.7506 | 0.015672 | 878.1461 | 0 | 878.1461 | 0 |  |  | 877.9304 | -0.0078378 | 872.6 | -0.03591 | 878.1461 | 0 | 877.9304 | -0.0027185 | 670.8349 | 0.0003007 | 878.1461 | 0 | 878.1461 | 0 | 877.9304 | -0.069938 | 878.1461 | -0.0075082 | 878.1461 | -0.0017141 | 878.1461 | -0.020086 | 992.8968 | 0.028726 | 877.9304 | -0.033921 | 877.9304 | -0.023 | 878.1461 | 0.014806 | 992.7846 | 0.0013044 | 877.9304 | 18.3855 | 997.6976 | 0.00036026 | 992.8968 | 0.34233 | 877.9304 | 0.5468 | 1054.1647 | 0.63337 |  |  | 1262.6907 | 0.031375 | 1038.2565 | 0.012274 | 1174.6957 | 0 | 1173.884 | 0 | 1173.8771 | 0.0032228 | 877.93 | 0.012524 | 878.1461 | 0.0063123 | 877.9304 | 0.0015658 | 877.9304 | 0.015922 | 878.1461 | #REF! | 877.9304 | -0.0092609 | 873.6944 | 0.024956
| 409.6265 | 0 | 409.6265 | -0.0025817 | 409.6265 | 0.034613 | 409.6265 | 0 | 409.6265 | 0 | 409.6265 | 0 | 668.8739 | 0 | 878.1705 | 0.048635 | 409.6265 | 0 | 668.8739 | 0 | 878.1705 | -0.059933 | 878.1705 | 0.042856 | 868.6223 | 0 | 878.1705 | 0.09451 | 878.1705 | 0 |  |  | 873.1472 | 0.026266 | 878.1705 | 0.10329 | 878.3864 | 0.036755 | 878.3864 | 0.048624 | 878.3864 | 0.0082878 | 668.8739 | 0.0064269 | 878.3864 | 0.018775 | 878.3863 | 0.0095813 |  |  | 878.1705 | 0.013183 | 872.84 | 0.0081613 | 878.3864 | 0.01507 | 878.1705 | 0.0041026 | 670.9554 | 0.00031213 | 878.3864 | 0.063271 | 878.3863 | 0.012879 | 878.1705 | 0.066625 | 878.3864 | 0.0061254 | 878.3864 | 0.00194 | 878.3864 | 0.034475 | 993.0653 | 0.0291 | 878.1705 | 0.054051 | 878.1705 | 0.020174 | 878.3864 | 0.021087 | 992.9543 | 0.00017392 | 878.1705 | 18.0182 | 997.8689 | 0.0027603 | 993.0653 | 0.33643 | 878.1705 | 0.5468 | 1054.2753 | 0.63449 |  |  | 1262.7688 | 0.031211 | 1038.2697 | 0.012264 | 1174.7633 | 0 | 1173.9515 | 0 | 1173.9446 | 0.0032182 | 878.171 | 0.0061299 | 878.3864 | 0.012625 | 878.1705 | 0.033842 | 878.1705 | 0.013268 | 878.3864 | #REF! | 878.1705 | 0.062425 | 873.9335 | 0.025643
| 409.7063 | 0 | 409.7064 | -0.023504 | 409.7063 | 0.034613 | 409.7063 | 0 | 409.7063 | 0 | 409.7063 | 0 | 668.9972 | 0.00099528 | 878.4106 | -0.048374 | 409.7063 | 0 | 668.9972 | 0.022783 | 878.4106 | -0.21237 | 878.4106 | -0.049793 | 868.8604 | 0 | 878.4106 | -0.13114 | 878.4106 | 0 |  |  | 873.3851 | -0.019548 | 878.4106 | -0.0043701 | 878.6267 | 0 | 878.6267 | 0 | 878.6267 | -0.018323 | 668.9972 | 0.022464 | 878.6267 | 0 | 878.6267 | 0 |  |  | 878.4106 | -0.0063471 | 873.08 | -0.010726 | 878.6267 | 0 | 878.4106 | -0.0095377 | 671.076 | 0.00028393 | 878.6267 | 0 | 878.6267 | 0 | 878.4106 | -0.039018 | 878.6267 | -0.016225 | 878.6267 | -0.0063793 | 878.6267 | -0.024594 | 993.2338 | 0.027124 | 878.4106 | -0.026811 | 878.4106 | -0.0082749 | 878.6266 | 0.019689 | 993.1239 | 0 | 878.4106 | 17.5544 | 998.0403 | 0.0015175 | 993.2338 | 0.31358 | 878.4106 | 0.55403 | 1054.386 | 0.6347 |  |  | 1262.8469 | 0.031052 | 1038.2828 | 0.012254 | 1174.8309 | 0 | 1174.019 | 0 | 1174.0121 | 0.0032069 | 878.411 | 0.009928 | 878.6267 | -0.0015308 | 878.4106 | 0.00043302 | 878.4106 | 0.011499 | 878.6266 | #REF! | 878.4106 | -0.015773 | 874.1727 | 0.024465
| 409.7862 | 0 | 409.7862 | -0.021423 | 409.7862 | 0.034613 | 409.7862 | 0 | 409.7862 | 0 | 409.7862 | 0 | 669.1205 | 0 | 878.6507 | -0.062894 | 409.7862 | 0 | 669.1205 | 0 | 878.6507 | -0.071625 | 878.6507 | -0.022402 | 869.0984 | 0 | 878.6507 | 0.062606 | 878.6507 | 0 |  |  | 873.623 | 0.017446 | 878.6507 | 0.045853 | 878.8669 | 0.021697 | 878.8669 | 0.029391 | 878.8669 | -0.0048821 | 669.1205 | 0.0034607 | 878.8669 | 0.008742 | 878.8669 | 0 |  |  | 878.6507 | 0.0070391 | 873.32 | 0.0081613 | 878.8669 | 0.00011928 | 878.6507 | -0.0025829 | 671.1965 | 0.00026868 | 878.8669 | 0.042113 | 878.8669 | 0.0082929 | 878.6507 | 0.062944 | 878.8669 | -0.0023804 | 878.8669 | -0.0012129 | 878.8669 | 0.010812 | 993.4023 | 0.03839 | 878.6507 | 0.013721 | 878.6507 | 0.021704 | 878.8669 | 0.014214 | 993.2936 | 0.00017392 | 878.6507 | 17.1225 | 998.2116 | 0.0038989 | 993.4023 | 0.30921 | 878.6507 | 0.56497 | 1054.4966 | 0.63554 |  |  | 1262.9251 | 0.030889 | 1038.296 | 0.012245 | 1174.8986 | 0 | 1174.0865 | 0 | 1174.0797 | 0.0031921 | 878.651 | 0.011947 | 878.8669 | 0.0055049 | 878.6507 | 0.018801 | 878.6507 | 0.015037 | 878.8669 | #REF! | 878.6507 | 0.037284 | 874.4119 | 0.025695
| 409.8661 | 0 | 409.8661 | 0.0032927 | 409.8661 | 0.034613 | 409.8661 | 0 | 409.8661 | 0 | 409.8661 | 0 | 669.2439 | 0.0020491 | 878.8908 | -0.10248 | 409.8661 | 0 | 669.2439 | 0.026437 | 878.8908 | -0.32827 | 878.8908 | -0.048037 | 869.3364 | 0 | 878.8908 | -0.12455 | 878.8908 | 0 |  |  | 873.8609 | -0.010973 | 878.8908 | -0.15115 | 879.1072 | 0 | 879.1072 | 0 | 879.1072 | -0.023631 | 669.2439 | 0.013269 | 879.1072 | 0 | 879.1072 | 0 |  |  | 878.8908 | -0.031865 | 873.56 | -0.010726 | 879.1072 | 0 | 878.8908 | -0.0022679 | 671.317 | 0.00023934 | 879.1072 | 0 | 879.1072 | 0 | 878.8908 | -0.061472 | 879.1072 | -0.018336 | 879.1072 | -0.015475 | 879.1072 | -0.028912 | 993.5708 | 0.034546 | 878.8908 | -0.01256 | 878.8908 | 0.0035239 | 879.1072 | 0.019122 | 993.4633 | 0.00026087 | 878.8908 | 16.647 | 998.3829 | 0.0042762 | 993.5708 | 0.29828 | 878.8908 | 0.56497 | 1054.6072 | 0.63675 |  |  | 1263.0032 | 0.030725 | 1038.3093 | 0.012235 | 1174.9662 | 0 | 1174.1541 | 0 | 1174.1472 | 0.0031728 | 878.891 | 0.0064184 | 879.1072 | -0.0063857 | 878.8908 | -0.0028978 | 878.8908 | 0.011499 | 879.1072 | #REF! | 878.8908 | 0.0072628 | 874.6511 | 0.024179
| 409.9459 | 0 | 409.946 | -0.013731 | 409.9459 | 0.034613 | 409.9459 | 0 | 409.9459 | 0 | 409.9459 | 0 | 669.3672 | 0 | 879.131 | -0.043573 | 409.9459 | 0 | 669.3672 | 0 | 879.131 | -0.10976 | 879.131 | 0.014302 | 869.5745 | 0 | 879.131 | 0.056168 | 879.131 | 0 |  |  | 874.0989 | 0.038121 | 879.131 | 0.019956 | 879.3475 | 0.041464 | 879.3475 | 0.023174 | 879.3475 | -0.0012441 | 669.3672 | 0.02121 | 879.3475 | 0.0075801 | 879.3475 | 0.0018265 |  |  | 879.131 | 0.033529 | 873.8 | 0.012359 | 879.3475 | 0.0043671 | 879.131 | -0.00058326 | 671.4375 | 0.00022905 | 879.3475 | 0.039517 | 879.3475 | 0.008189 | 879.131 | 0.026676 | 879.3475 | 0.0019557 | 879.3475 | 0.00018248 | 879.3475 | 0.020605 | 993.7394 | 0.025416 | 879.131 | 0.020977 | 879.131 | 0.019557 | 879.3475 | 0.021189 | 993.6329 | 0.00017392 | 879.131 | 16.3045 | 998.5543 | 0.0041408 | 993.7394 | 0.29085 | 879.131 | 0.57402 | 1054.7179 | 0.6375 |  |  | 1263.0813 | 0.030566 | 1038.3225 | 0.012225 | 1175.0338 | 0 | 1174.2217 | 0 | 1174.2147 | 0.00315 | 879.131 | 0.0066347 | 879.3475 | 0.0016077 | 879.131 | 0.02684 | 879.131 | 0.012384 | 879.3475 | #REF! | 879.131 | 0.042398 | 874.8903 | 0.025144
| 410.0258 | 0 | 410.0258 | -0.025428 | 410.0258 | 0.034613 | 410.0258 | 0 | 410.0258 | 0 | 410.0258 | 0 | 669.4906 | 0 | 879.3711 | -0.079574 | 410.0258 | 0 | 669.4906 | 0.016399 | 879.3711 | -0.13013 | 879.3711 | -0.05404 | 869.8125 | 0 | 879.3711 | -0.12821 | 879.3711 | 0 |  |  | 874.3368 | -0.030484 | 879.3711 | -0.089852 | 879.5879 | 0 | 879.5879 | 0 | 879.5879 | -0.02318 | 669.4906 | 0.020165 | 879.5879 | 0 | 879.5879 | 0 |  |  | 879.3711 | -0.0075265 | 874.04 | 0.0011659 | 879.5879 | 0 | 879.3711 | -0.012125 | 671.558 | 0.00027859 | 879.5879 | 0 | 879.5879 | 0 | 879.3711 | -0.014161 | 879.5879 | -0.023717 | 879.5879 | -0.0093357 | 879.5879 | -0.035739 | 993.9079 | 0.022265 | 879.3711 | -0.034285 | 879.3711 | -0.033536 | 879.5879 | 0.012976 | 993.8026 | 0.00026087 | 879.3711 | 15.8704 | 998.7256 | 0.0040026 | 993.9079 | 0.29686 | 879.3711 | 0.57583 | 1054.8286 | 0.63764 |  |  | 1263.1594 | 0.030402 | 1038.3357 | 0.012214 | 1175.1014 | 0 | 1174.2892 | 0 | 1174.2823 | 0.0031239 | 879.371 | 0.001825 | 879.5879 | -0.0058352 | 879.3711 | -0.0066766 | 879.3711 | 0.0061918 | 879.5879 | #REF! | 879.3711 | -0.020034 | 875.1295 | 0.024582
| 410.1057 | 0 | 410.1057 | 0.0048981 | 410.1057 | 0.034613 | 410.1057 | 0 | 410.1057 | 0 | 410.1057 | 0 | 669.614 | 0.0010555 | 879.6112 | -0.071692 | 410.1057 | 0 | 669.614 | 0 | 879.6112 | -0.03607 | 879.6112 | -0.0021801 | 870.0505 | 0 | 879.6112 | 0.084986 | 879.6112 | 0 |  |  | 874.5748 | 0.024364 | 879.6112 | 0.0033353 | 879.8282 | 0.055841 | 879.8282 | 0.023565 | 879.8282 | 0.0043425 | 669.614 | 0.0088 | 879.8282 | 0.0035889 | 879.8282 | 0.0025217 |  |  | 879.6112 | 0.012528 | 874.28 | 0.018654 | 879.8282 | 0.0077776 | 879.6112 | -0.010349 | 671.6785 | 0.00028583 | 879.8282 | 0.045313 | 879.8282 | 0.0081573 | 879.6112 | 0.060735 | 879.8282 | 0.0049429 | 879.8282 | 0.0037646 | 879.8282 | 0.017227 | 994.0764 | 0.034546 | 879.6112 | 0.016808 | 879.6112 | 0.04811 | 879.8282 | 0.021962 | 993.9722 | 0.00017392 | 879.6112 | 15.4892 | 998.897 | 0.0032469 | 994.0764 | 0.29041 | 879.6112 | 0.58848 | 1054.9393 | 0.63821 |  |  | 1263.2376 | 0.030243 | 1038.3489 | 0.012204 | 1175.1691 | 0 | 1174.3568 | 0 | 1174.3499 | 0.0030966 | 879.611 | 0.0063463 | 879.8282 | 0.00024794 | 879.6112 | 0.023339 | 879.6112 | 0.010614 | 879.8282 | #REF! | 879.6112 | 0.06349 | 875.3687 | 0.025237
| 410.1855 | 0 | 410.1855 | -0.011611 | 410.1855 | 0.034613 | 410.1855 | 0 | 410.1855 | 0 | 410.1855 | 0 | 669.7373 | 0.0087231 | 879.8514 | -0.012618 | 410.1855 | 0 | 669.7373 | 0.018262 | 879.8514 | -0.30336 | 879.8514 | -0.050503 | 870.2886 | 0 | 879.8514 | -0.12528 | 879.8514 | 0 |  |  | 874.8127 | -0.032255 | 879.8514 | -0.16711 | 880.0685 | 0 | 880.0685 | 0 | 880.0685 | -0.015116 | 669.7373 | 0.013896 | 880.0685 | 0 | 880.0685 | 0 |  |  | 879.8514 | 0.011187 | 874.52 | 0.0029147 | 880.0685 | 0 | 879.8514 | 0.00084372 | 671.7991 | 0.00029879 | 880.0685 | 0 | 880.0685 | 0 | 879.8514 | -0.027873 | 880.0685 | -0.013824 | 880.0685 | -0.0073131 | 880.0685 | -0.020062 | 994.2449 | 0.028833 | 879.8514 | -0.042862 | 879.8514 | 0.0094191 | 880.0685 | 0.014366 | 994.1419 | 0.00026087 | 879.8514 | 15.1695 | 999.0683 | 0.0037043 | 994.2449 | 0.30396 | 879.8514 | 0.59934 | 1055.0503 | 0.63892 |  |  | 1263.3157 | 0.030084 | 1038.3621 | 0.012194 | 1175.2368 | 0 | 1174.4243 | 0 | 1174.4174 | 0.0030705 | 879.851 | 0.0048318 | 880.0685 | -0.00050247 | 879.8514 | 0.0058811 | 879.8514 | 0.0097299 | 880.0685 | #REF! | 879.8514 | 0.00017978 | 875.6079 | 0.023931
| 410.2654 | 0 | 410.2654 | 0.0020425 | 410.2654 | 0.034613 | 410.2654 | 0 | 410.2654 | 0 | 410.2654 | 0 | 669.8607 | 0 | 880.0915 | 0.03411 | 410.2654 | 0 | 669.8607 | 0 | 880.0915 | 0.089764 | 880.0915 | 0.025048 | 870.5267 | 0 | 880.0915 | 0.06254 | 880.0915 | 0 |  |  | 875.0507 | 0.026518 | 880.0915 | 0.041579 | 880.3089 | 0.061029 | 880.3089 | 0.022566 | 880.3089 | 0.0027152 | 669.8607 | 0.020688 | 880.3089 | 0.017878 | 880.3088 | 0.005257 |  |  | 880.0915 | 0.024122 | 874.76 | 0.0029147 | 880.3089 | 0.019316 | 880.0915 | 0.0079143 | 671.9196 | 0.00027936 | 880.3089 | 0.031862 | 880.3088 | 0.0067686 | 880.0915 | 0.064416 | 880.3089 | 0.0066473 | 880.3089 | 0.0016819 | 880.3089 | 0.030389 | 994.4134 | 0.042715 | 880.0915 | 0.0021132 | 880.0915 | 0.036418 | 880.3088 | 0.012643 | 994.3116 | 0 | 880.0915 | 14.6943 | 999.2397 | 0.002185 | 994.4134 | 0.2938 | 880.0915 | 0.60657 | 1055.1609 | 0.63881 |  |  | 1263.3939 | 0.029926 | 1038.3752 | 0.012184 | 1175.3044 | 0 | 1174.4919 | 0 | 1174.485 | 0.00305 | 880.091 | 0.0070915 | 880.3089 | 0.013872 | 880.0915 | 0.026451 | 880.0915 | 0.011499 | 880.3088 | #REF! | 880.0915 | 0.049855 | 875.8471 | 0.02505
| 410.3453 | 0 | 410.3453 | -0.013246 | 410.3453 | 0.034613 | 410.3453 | 0 | 410.3453 | 0 | 410.3453 | 0 | 669.9841 | 0.017505 | 880.3317 | -0.091776 | 410.3453 | 0 | 669.9841 | 0.014163 | 880.3317 | -0.30731 | 880.3317 | -0.030733 | 870.7648 | 0 | 880.3317 | -0.12675 | 880.3317 | 0 |  |  | 875.2887 | -0.013032 | 880.3317 | -0.17886 | 880.5492 | 0 | 880.5492 | 0 | 880.5492 | -0.0091852 | 669.9841 | 0.007068 | 880.5492 | 0 | 880.5492 | 0 |  |  | 880.3317 | -0.0072453 | 875 | -0.017722 | 880.5492 | 0 | 880.3317 | -0.021815 | 672.0401 | 0.00019437 | 880.5492 | 0 | 880.5492 | 0 | 880.3317 | -0.086134 | 880.5492 | -0.017241 | 880.5492 | -0.011215 | 880.5492 | -0.033731 | 994.582 | 0.02894 | 880.3317 | -0.04434 | 880.3317 | 0.0029088 | 880.5492 | 0.010757 | 994.4812 | 0.00026087 | 880.3317 | 14.3414 | 999.411 | 0.0040717 | 994.582 | 0.28713 | 880.3317 | 0.612 | 1055.2717 | 0.63859 |  |  | 1263.4721 | 0.029767 | 1038.3886 | 0.012174 | 1175.3721 | 0 | 1174.5594 | 0 | 1174.5526 | 0.0030387 | 880.332 | 0.0054087 | 880.5492 | -0.0062022 | 880.3317 | -0.0014593 | 880.3317 | 0.0088454 | 880.5492 | #REF! | 880.3317 | -0.0059734 | 876.0864 | 0.024332
| 410.4252 | 0 | 410.4252 | 0.017287 | 410.4252 | 0.034613 | 410.4252 | 0 | 410.4252 | 0 | 410.4252 | 0 | 670.1075 | 0 | 880.5718 | -0.068562 | 410.4252 | 0 | 670.1075 | 0 | 880.5718 | -0.30517 | 880.5718 | -0.064753 | 871.0028 | 0 | 880.5718 | -0.1077 | 880.5718 | 0 |  |  | 875.5267 | -0.022952 | 880.5718 | -0.1881 | 880.7895 | 0 | 880.7895 | 0 | 880.7895 | -0.014034 | 670.1075 | 0.010866 | 880.7895 | 0 | 880.7895 | 0 |  |  | 880.5718 | -0.01698 | 875.24 | -0.0065291 | 880.7895 | 0 | 880.5718 | -0.004467 | 672.1606 | 0.00055985 | 880.7895 | 0 | 880.7895 | 0 | 880.5718 | -0.023827 | 880.7895 | -0.020529 | 880.7895 | -0.011064 | 880.7895 | -0.019187 | 994.7505 | 0.033211 | 880.5718 | -0.032854 | 880.5718 | 0.0038253 | 880.7896 | 0.010293 | 994.6509 | 0 | 880.5718 | 13.5981 | 999.5824 | 0.0021642 | 994.7505 | 0.2832 | 880.5718 | 0.61923 | 1055.3826 | 0.63858 |  |  | 1263.5503 | 0.029608 | 1038.4017 | 0.012163 | 1175.4398 | 0 | 1174.6271 | 0 | 1174.6201 | 0.0030364 | 880.572 | 0.0065626 | 880.7895 | -0.0054315 | 880.5718 | -0.0041777 | 880.5718 | 0.010614 | 880.7896 | #REF! | 880.5718 | -0.016903 | 876.3256 | 0.023788
| 410.505 | 0 | 410.5051 | 0.018674 | 410.505 | 0.034613 | 410.505 | 0 | 410.505 | 0 | 410.5051 | 0 | 670.2309 | 0 | 880.812 | 0.018096 | 410.505 | 0 | 670.2309 | 0.026867 | 880.812 | 0.16248 | 880.812 | 0.026877 | 871.2409 | 0 | 880.812 | 0.081323 | 880.812 | 0 |  |  | 875.7647 | 0.021147 | 880.812 | 0.046147 | 881.0299 | 0.026375 | 881.0299 | 0.02274 | 881.0299 | 0.014452 | 670.2309 | 0.02727 | 881.0299 | 0.010199 | 881.0299 | 0.0057584 |  |  | 880.812 | 0.010446 | 875.48 | -0.0065291 | 881.0299 | 0.0039624 | 880.812 | 0.003287 | 672.2812 | 0.00046381 | 881.0299 | 0.052572 | 881.0299 | 0.0099494 | 880.812 | -0.003836 | 881.0299 | 0.0062983 | 881.0299 | 0.0022003 | 881.0299 | 0.0265 | 994.919 | 0.034279 | 880.812 | 0.021225 | 880.812 | 0.02072 | 881.0299 | 0.017061 | 994.8206 | 0.0013044 | 880.812 | 13.2592 | 999.7537 | 0.0040388 | 994.919 | 0.2691 | 880.812 | 0.62827 | 1055.4934 | 0.63937 |  |  | 1263.6284 | 0.029449 | 1038.4149 | 0.012153 | 1175.5075 | 0 | 1174.6947 | 0 | 1174.6877 | 0.0030478 | 880.812 | 0.0034376 | 881.0299 | 0.0090648 | 880.812 | 0.025154 | 880.812 | 0.0079608 | 881.0299 | #REF! | 880.812 | 0.043676 | 876.5649 | 0.023815
| 410.5849 | 0 | 410.5849 | -0.022121 | 410.5849 | 0.034613 | 410.5849 | 0 | 410.5849 | 0 | 410.5849 | 0 | 670.3544 | 0 | 881.0522 | -0.098481 | 410.5849 | 0 | 670.3544 | 0 | 881.0522 | -0.35587 | 881.0522 | -0.047454 | 871.479 | 0 | 881.0522 | -0.12821 | 881.0522 | 0 |  |  | 876.0027 | -0.027366 | 881.0522 | -0.14024 | 881.2703 | 0 | 881.2703 | 0 | 881.2703 | -0.012448 | 670.3544 | 0.019747 | 881.2703 | 0 | 881.2703 | 0 |  |  | 881.0522 | -0.0051459 | 875.72 | 0.011659 | 881.2703 | 0 | 881.0522 | -0.013647 | 672.4017 | 0.00092534 | 881.2703 | 0 | 881.2703 | 0 | 881.0522 | -0.041963 | 881.2703 | -0.014108 | 881.2703 | -0.0089668 | 881.2703 | -0.025279 | 995.0875 | 0.041113 | 881.0522 | -0.011333 | 881.0522 | 0.020183 | 881.2703 | 0.014018 | 994.9902 | 0 | 881.0522 | 12.9513 | 999.9251 | 0.0014358 | 995.0875 | 0.27708 | 881.0522 | 0.63731 | 1055.6042 | 0.64098 |  |  | 1263.7067 | 0.029291 | 1038.4281 | 0.012143 | 1175.5752 | 0 | 1174.7623 | 0 | 1174.7554 | 0.0030682 | 881.052 | 0.0050001 | 881.2703 | -0.011414 | 881.0522 | -0.014652 | 881.0522 | 0.0097299 | 881.2703 | #REF! | 881.0522 | -0.001185 | 876.8041 | 0.023574
| 410.6648 | 0 | 410.6648 | -0.01578 | 410.6648 | 0.034613 | 410.6648 | 0 | 410.6648 | 0 | 410.6648 | 0 | 670.4778 | 0.020723 | 881.2923 | -0.032301 | 410.6648 | 0 | 670.4778 | 0.030951 | 881.2923 | -0.11901 | 881.2923 | 0.013868 | 871.7171 | 0 | 881.2923 | 0.074729 | 881.2923 | 0 |  |  | 876.2407 | 0.025293 | 881.2923 | 0.039854 | 881.5107 | 0.037575 | 881.5107 | 0.022657 | 881.5107 | -0.0097639 | 670.4778 | 0.024867 | 881.5107 | 0.0047369 | 881.5107 | 0.0064368 |  |  | 881.2923 | 0.0086271 | 875.96 | -0.00058295 | 881.5107 | 0.01351 | 881.2923 | 0.0013537 | 672.5222 | 0.00046496 | 881.5107 | 0.060335 | 881.5107 | 0.0070062 | 881.2923 | 0.036568 | 881.5107 | 0.0046784 | 881.5107 | 0.00089651 | 881.5107 | 0.014407 | 995.256 | 0.030488 | 881.2923 | 0.024689 | 881.2923 | 0.0042321 | 881.5107 | 0.016972 | 995.1599 | 0.0013044 | 881.2923 | 12.5771 | 1000.0965 | 0.0035617 | 995.256 | 0.24407 | 881.2923 | 0.65006 | 1055.7152 | 0.64206 |  |  | 1263.7849 | 0.029137 | 1038.4413 | 0.012133 | 1175.6429 | 0 | 1174.8298 | 0 | 1174.823 | 0.0030989 | 881.292 | 0.011082 | 881.5107 | 0.0051012 | 881.2923 | 0.024765 | 881.2923 | 0.014153 | 881.5107 | #REF! | 881.2923 | 0.029614 | 877.0434 | 0.024226
| 410.7447 | 0 | 410.7447 | 0.0080511 | 410.7447 | 0.034613 | 410.7447 | 0 | 410.7447 | 0 | 410.7447 | 0 | 670.6013 | 0 | 881.5325 | -0.050767 | 410.7447 | 0 | 670.6013 | 0 | 881.5325 | -0.38541 | 881.5325 | -0.035578 | 871.9553 | 0 | 881.5325 | -0.13188 | 881.5325 | 0 |  |  | 876.4787 | -0.019489 | 881.5325 | -0.13016 | 881.751 | 0 | 881.751 | 0 | 881.751 | -0.012337 | 670.6013 | 0.014105 | 881.751 | 0 | 881.751 | 0 |  |  | 881.5325 | -0.0067554 | 876.2 | -0.0016322 | 881.751 | 0 | 881.5325 | 0.0020265 | 672.6428 | 0.0009505 | 881.751 | 0 | 881.751 | 0 | 881.5325 | -0.085398 | 881.751 | -0.015159 | 881.751 | -0.0081045 | 881.751 | -0.027239 | 995.4246 | 0.028886 | 881.5325 | -0.031812 | 881.5325 | 0.00091696 | 881.751 | 0.010754 | 995.3296 | 0 | 881.5325 | 12.2991 | 1000.2678 | 0.0015708 | 995.4246 | 0.2445 | 881.5325 | 0.65549 | 1055.826 | 0.64211 |  |  | 1263.863 | 0.028978 | 1038.4546 | 0.012122 | 1175.7106 | 0 | 1174.8975 | 0 | 1174.8906 | 0.0031353 | 881.533 | 0.0078847 | 881.751 | -0.0059086 | 881.5325 | 0.0042655 | 881.5325 | 0.011499 | 881.751 | #REF! | 881.5325 | -0.015094 | 877.2827 | 0.023343
| 410.8246 | 0 | 410.8246 | 0.020452 | 410.8246 | 0.034613 | 410.8246 | 0 | 410.8246 | 0 | 410.8246 | 0 | 670.7247 | 0.014695 | 881.7727 | 0.048539 | 410.8246 | 0 | 670.7247 | 0.020498 | 881.7727 | 0.057315 | 881.7727 | 0.051786 | 872.1934 | 0 | 881.7727 | 0.090115 | 881.7727 | 0 |  |  | 876.7167 | 0.0098457 | 881.7727 | 0.027626 | 881.9914 | 0.031579 | 881.9914 | 0.042088 | 881.9914 | 0.017056 | 670.7247 | 0.010971 | 881.9914 | 0.017137 | 881.9915 | 0.012805 |  |  | 881.7727 | 0.011673 | 876.44 | -0.0068788 | 881.9914 | 0.0091317 | 881.7727 | 0.012683 | 672.7633 | 0.00048821 | 881.9914 | 0.042926 | 881.9915 | 0.014 | 881.7727 | 0.081717 | 881.9914 | 0.016647 | 881.9914 | 0.012763 | 881.9914 | 0.026465 | 995.5931 | 0.034759 | 881.7727 | 0.034395 | 881.7727 | -0.011057 | 881.9915 | 0.020035 | 995.4993 | 0.0013044 | 881.7727 | 12.0141 | 1000.4392 | 0.0028542 | 995.5931 | 0.21292 | 881.7727 | 0.65368 | 1055.937 | 0.64185 |  |  | 1263.9413 | 0.028825 | 1038.4678 | 0.012112 | 1175.7783 | 0 | 1174.9651 | 0 | 1174.9582 | 0.0031728 | 881.773 | 0.0011914 | 881.9914 | 0.013138 | 881.7727 | 0.046548 | 881.7727 | 0.0044227 | 881.9915 | #REF! | 881.7727 | 0.057311 | 877.5219 | 0.024043
| 410.9045 | 0 | 410.9045 | -0.04022 | 410.9045 | 0.034613 | 410.9045 | 0 | 410.9045 | 0 | 410.9045 | 0 | 670.8482 | 0 | 882.0129 | -0.11469 | 410.9045 | 0 | 670.8482 | 0 | 882.0129 | -0.18658 | 882.0129 | -0.038775 | 872.4315 | 0 | 882.0129 | -0.12748 | 882.0129 | 0 |  |  | 876.9548 | -0.021855 | 882.0129 | -0.21917 | 882.2318 | 0 | 882.2318 | 0 | 882.2318 | -0.015078 | 670.8482 | 0.018284 | 882.2318 | 0 | 882.2318 | 0 |  |  | 882.0129 | -0.0055704 | 876.68 | 0.0246 | 882.2318 | 0 | 882.0129 | -0.016285 | 672.8838 | 0.0010046 | 882.2318 | 0 | 882.2318 | 0 | 882.0129 | -0.057054 | 882.2318 | -0.014034 | 882.2318 | -0.0087254 | 882.2318 | -0.02633 | 995.7616 | 0.027978 | 882.0129 | -0.031541 | 882.0129 | -0.024389 | 882.2318 | 0.0077002 | 995.6689 | 0 | 882.0129 | 11.6168 | 1000.6106 | 0.00096747 | 995.7616 | 0.21554 | 882.0129 | 0.67177 | 1056.048 | 0.64245 |  |  | 1264.0195 | 0.028671 | 1038.481 | 0.012102 | 1175.8461 | 0 | 1175.0327 | 0 | 1175.0259 | 0.0032091 | 882.013 | 0.012092 | 882.2318 | -0.01879 | 882.0129 | 0.0031057 | 882.0129 | 0.014153 | 882.2318 | #REF! | 882.0129 | -0.0042426 | 877.7612 | 0.022203
| 410.9844 | 0 | 410.9844 | -0.043219 | 410.9844 | 0.034613 | 410.9844 | 0 | 410.9844 | 0 | 410.9844 | 0 | 670.9716 | 0.038904 | 882.2531 | 0.035248 | 410.9844 | 0 | 670.9716 | 0.018262 | 882.2531 | 0.11806 | 882.2531 | 0.025224 | 872.6696 | 0 | 882.2531 | 0.08059 | 882.2531 | 0 |  |  | 877.1928 | 0.022017 | 882.2531 | 0.01461 | 882.4722 | 0.091584 | 882.4722 | 0.041901 | 882.4722 | 0.0069446 | 670.9716 | 0.029569 | 882.4722 | 0.016079 | 882.4722 | 0.0075351 |  |  | 882.2531 | 0.018202 | 876.92 | -0.011076 | 882.4722 | 0.025788 | 882.2531 | 0.011719 | 673.0044 | 0.00052251 | 882.4722 | 0.031099 | 882.4722 | 0.009532 | 882.2531 | 0.080612 | 882.4722 | 0.0092194 | 882.4722 | 0.0044034 | 882.4722 | 0.017454 | 995.9302 | 0.032784 | 882.2531 | 0.026677 | 882.2531 | 0.049145 | 882.4722 | 0.015185 | 995.8386 | 0.0018258 | 882.2531 | 11.2503 | 1000.7819 | 0.0042187 | 995.9302 | 0.1927 | 882.2531 | 0.68262 | 1056.1589 | 0.6435 |  |  | 1264.0979 | 0.028517 | 1038.4941 | 0.012092 | 1175.9138 | 0 | 1175.1005 | 0 | 1175.0935 | 0.0032398 | 882.253 | 0.0096636 | 882.4722 | 0.014643 | 882.2531 | 0.034749 | 882.2531 | 0.010614 | 882.4722 | #REF! | 882.2531 | 0.049428 | 878.0005 | 0.023579
| 411.0643 | 0 | 411.0643 | -0.0055631 | 411.0643 | 0.034613 | 411.0643 | 0 | 411.0643 | 0 | 411.0643 | 0 | 671.0951 | 0 | 882.4933 | -0.060045 | 411.0643 | 0 | 671.0951 | 0 | 882.4933 | -0.30783 | 882.4933 | -0.032418 | 872.9078 | 0 | 882.4933 | -0.12162 | 882.4933 | 0 |  |  | 877.4309 | -0.036912 | 882.4933 | -0.14024 | 882.7126 | 0 | 882.7126 | 0 | 882.7126 | -0.015118 | 671.0951 | 0.012956 | 882.7126 | 0 | 882.7127 | 0 |  |  | 882.4933 | 0.0027947 | 877.16 | -0.0086277 | 882.7126 | 0 | 882.4933 | -0.0080157 | 673.1249 | 0.0010408 | 882.7126 | 0 | 882.7127 | 0 | 882.4933 | -0.04049 | 882.7126 | -0.0099676 | 882.7126 | -0.0083256 | 882.7126 | -0.0099862 | 996.0987 | 0.027605 | 882.4933 | -0.023161 | 882.4933 | -0.043478 | 882.7126 | 0.0068063 | 996.0083 | 0 | 882.4933 | 10.9373 | 1000.9533 | 0.00051335 | 996.0987 | 0.19204 | 882.4933 | 0.68623 | 1056.27 | 0.6434 |  |  | 1264.1762 | 0.028358 | 1038.5073 | 0.012083 | 1175.9816 | 0 | 1175.1681 | 0 | 1175.1611 | 0.0032591 | 882.493 | 0.010313 | 882.7126 | -0.0015158 | 882.4933 | -0.0051246 | 882.4933 | 0.013268 | 882.7126 | #REF! | 882.4933 | -0.011162 | 878.2398 | 0.022864
| 411.1442 | 0 | 411.1441 | 0.0047673 | 411.1442 | 0.034613 | 411.1442 | 0 | 411.1442 | 0 | 411.1441 | 0 | 671.2186 | 0.01891 | 882.7336 | -0.049461 | 411.1442 | 0 | 671.2186 | 0.027297 | 882.7336 | 0.064493 | 882.7336 | 0.0030528 | 873.1459 | 0 | 882.7336 | 0.017033 | 882.7336 | 0 |  |  | 877.6689 | 0.025635 | 882.7336 | 0.10581 | 882.9531 | 0.07081 | 882.9531 | 0.021848 | 882.9531 | 0.0067465 | 671.2186 | 0.02424 | 882.9531 | 0 | 882.9531 | 0 |  |  | 882.7336 | 0.01025 | 877.4 | -0.0079281 | 882.9531 | 0.019182 | 882.7336 | 0.0041927 | 673.2455 | 0.00052899 | 882.9531 | 0.060206 | 882.9531 | 0.0067228 | 882.7336 | 0.026261 | 882.9531 | -0.0023439 | 882.9531 | 0.00086816 | 882.9531 | 0.017445 | 996.2672 | 0.021892 | 882.7336 | 0.041382 | 882.7336 | -0.0097516 | 882.9531 | 0.0078161 | 996.178 | 0.00078262 | 882.7336 | 10.5435 | 1001.1247 | 0.0017397 | 996.2672 | 0.17105 | 882.7336 | 0.69166 | 1056.381 | 0.64353 |  |  | 1264.2544 | 0.02821 | 1038.5206 | 0.012073 | 1176.0493 | 0 | 1175.2357 | 0 | 1175.2288 | 0.0032637 | 882.734 | 0.0061299 | 882.9531 | 0.00062313 | 882.7336 | 0.015819 | 882.7336 | 0.0088454 | 882.9531 | #REF! | 882.7336 | 0.047511 | 878.4791 | 0.022996
| 411.224 | 0 | 411.224 | -0.02644 | 411.224 | 0.034613 | 411.224 | 0 | 411.224 | 0 | 411.224 | 0 | 671.3421 | 0 | 882.9738 | -0.061238 | 411.224 | 0 | 671.3421 | 0 | 882.9738 | -0.17219 | 882.9738 | -0.048412 | 873.3841 | 0 | 882.9738 | -0.137 | 882.9738 | 0 |  |  | 877.907 | -0.00078366 | 882.9738 | -0.19566 | 883.1935 | 0 | 883.1935 | 0 | 883.1935 | -0.014099 | 671.3421 | 0.013269 | 883.1935 | 0 | 883.1935 | 0 |  |  | 882.9738 | -0.016695 | 877.64 | -0.0072287 | 883.1935 | 0 | 882.9738 | -0.013951 | 673.366 | 0.00099394 | 883.1935 | 0 | 883.1935 | 0 | 882.9738 | -0.035555 | 883.1935 | -0.013796 | 883.1935 | -0.0063945 | 883.1935 | -0.02677 | 996.4357 | 0.033585 | 882.9738 | -0.043599 | 882.9738 | -0.0029944 | 883.1935 | 0.014006 | 996.3477 | 0 | 882.9738 | 10.2372 | 1001.2961 | 0.0010673 | 996.4357 | 0.17182 | 882.9738 | 0.7007 | 1056.4921 | 0.64527 |  |  | 1264.3326 | 0.028056 | 1038.5338 | 0.012063 | 1176.1171 | 0 | 1175.3033 | 0 | 1175.2965 | 0.00325 | 882.974 | 0.007452 | 883.1935 | -0.0039635 | 882.9738 | 0.0055436 | 882.9738 | 0.013268 | 883.1935 | #REF! | 882.9738 | -9.4668e-05 | 878.7184 | 0.022387
| 411.3039 | 0 | 411.304 | -0.027156 | 411.3039 | 0.034613 | 411.3039 | 0 | 411.3039 | 0 | 411.3039 | 0 | 671.4657 | 0.017153 | 883.214 | -0.0055384 | 411.3039 | 0 | 671.4657 | 0.037184 | 883.214 | 0.30008 | 883.214 | 0.018118 | 873.6223 | 0 | 883.214 | 0.066232 | 883.214 | 0 |  |  | 878.1451 | 0.010433 | 883.214 | 0.027134 | 883.4339 | 0.062869 | 883.4339 | 0.018962 | 883.4339 | -0.0050216 | 671.4657 | 0.0038058 | 883.4339 | 0.0079065 | 883.4339 | 0.0030244 |  |  | 883.214 | 0.014189 | 877.88 | -0.0065291 | 883.4339 | 0.025998 | 883.214 | -0.0044084 | 673.4865 | 0.00047639 | 883.4339 | 0.063048 | 883.4339 | 0.0088429 | 883.214 | 0.0070652 | 883.4339 | -0.0026708 | 883.4339 | 0.00079235 | 883.4339 | 0.012355 | 996.6043 | 0.025469 | 883.214 | 0.038888 | 883.214 | 0.0095829 | 883.4339 | 0.014262 | 996.5174 | 0.0018258 | 883.214 | 10.0018 | 1001.4674 | 0.0016114 | 996.6043 | 0.15991 | 883.214 | 0.70432 | 1056.6031 | 0.64668 |  |  | 1264.411 | 0.027903 | 1038.547 | 0.012054 | 1176.1848 | 0 | 1175.3711 | 0 | 1175.3641 | 0.003216 | 883.214 | 0.0026683 | 883.4339 | 0.0032163 | 883.214 | 0.014392 | 883.214 | 0.0079608 | 883.4339 | #REF! | 883.214 | 0.022797 | 878.9578 | 0.023462
| 411.3838 | 0 | 411.3839 | -0.024783 | 411.3838 | 0.034613 | 411.3838 | 0 | 411.3838 | 0 | 411.3838 | 0 | 671.5892 | 0 | 883.4543 | -0.14135 | 411.3838 | 0 | 671.5892 | 0 | 883.4543 | -0.12446 | 883.4543 | -0.070151 | 873.8604 | 0 | 883.4543 | -0.11429 | 883.4543 | 0 |  |  | 878.3832 | -0.031772 | 883.4543 | -0.14108 | 883.6744 | 0 | 883.6744 | 0 | 883.6744 | -0.025746 | 671.5892 | 0.0088 | 883.6744 | 0 | 883.6744 | 0 |  |  | 883.4543 | -0.0025996 | 878.12 | 0.022152 | 883.6744 | 0 | 883.4543 | -0.014662 | 673.6071 | 0.00096384 | 883.6744 | 0 | 883.6744 | 0 | 883.4543 | -0.056686 | 883.6744 | -0.030384 | 883.6744 | -0.01828 | 883.6744 | -0.032438 | 996.7728 | 0.037162 | 883.4543 | -0.058731 | 883.4543 | 0.0020869 | 883.6744 | 0.011524 | 996.6871 | 0 | 883.4543 | 9.6848 | 1001.6388 | 0.0012549 | 996.7728 | 0.16242 | 883.4543 | 0.71517 | 1056.7142 | 0.64726 |  |  | 1264.4893 | 0.027749 | 1038.5602 | 0.012045 | 1176.2526 | 0 | 1175.4387 | 0 | 1175.4319 | 0.0031625 | 883.454 | 0.007452 | 883.6744 | -0.012735 | 883.4543 | -0.0069874 | 883.4543 | 0.011499 | 883.6744 | #REF! | 883.4543 | -0.016011 | 879.1971 | 0.022524
| 411.4637 | 0 | 411.4637 | 0.032458 | 411.4637 | 0.034613 | 411.4637 | 0 | 411.4637 | 0 | 411.4637 | 0 | 671.7127 | 0.014695 | 883.6945 | 0.040956 | 411.4637 | 0 | 671.7127 | 0.027512 | 883.6945 | 0.095418 | 883.6945 | 0.016364 | 874.0986 | 0 | 883.6945 | 0.095976 | 883.6945 | 0 |  |  | 878.6213 | 0.042815 | 883.6945 | 0.090692 | 883.9148 | 0.094508 | 883.9148 | 0.035851 | 883.9148 | -0.003871 | 671.7127 | 0.015359 | 883.9148 | 0.017706 | 883.9148 | 0.0067688 |  |  | 883.6945 | 0.012163 | 878.36 | 0.0015157 | 883.9148 | 0.00076485 | 883.6945 | 0.0077113 | 673.7276 | 0.00049507 | 883.9148 | 0.074261 | 883.9148 | 0.0081952 | 883.6945 | 0.044539 | 883.9148 | 0.0088999 | 883.9148 | -0.00040057 | 883.9148 | 0.020629 | 996.9413 | 0.034653 | 883.6945 | 0.025518 | 883.6945 | 0.020925 | 883.9148 | 0.016069 | 996.8568 | 0.0013044 | 883.6945 | 9.4595 | 1001.8102 | 0.0025865 | 996.9413 | 0.15236 | 883.6945 | 0.71888 | 1056.8254 | 0.64729 |  |  | 1264.5676 | 0.0276 | 1038.5734 | 0.012036 | 1176.3204 | 0 | 1175.5065 | 0 | 1175.4995 | 0.0030955 | 883.695 | 0.0053366 | 883.9148 | 0.0088079 | 883.6945 | 0.036175 | 883.6945 | 0.0079608 | 883.9148 | #REF! | 883.6945 | 0.043463 | 879.4364 | 0.023332
| 411.5436 | 0 | 411.5436 | -0.026871 | 411.5436 | 0.034613 | 411.5436 | 0 | 411.5436 | 0 | 411.5436 | 0 | 671.8363 | 0 | 883.9348 | -0.049734 | 411.5436 | 0 | 671.8363 | 0 | 883.9348 | -0.26513 | 883.9348 | -0.04026 | 874.3368 | 0 | 883.9348 | -0.12894 | 883.9348 | 0 |  |  | 878.8594 | -0.022981 | 883.9348 | -0.18726 | 884.1553 | 0 | 884.1553 | 0 | 884.1553 | -0.016288 | 671.8363 | 0.023927 | 884.1553 | 0 | 884.1553 | 0 |  |  | 883.9348 | 0.0055029 | 878.6 | -0.021569 | 884.1553 | 0 | 883.9348 | -0.003752 | 673.8482 | 0.0010046 | 884.1553 | 0 | 884.1553 | 0 | 883.9348 | -0.044171 | 884.1553 | -0.02191 | 884.1553 | -0.015556 | 884.1553 | -0.024547 | 997.1099 | 0.028993 | 883.9348 | -0.047817 | 883.9348 | 0.00055017 | 884.1553 | 0.0089789 | 997.0265 | 0 | 883.9348 | 9.1301 | 1001.9816 | 0.00091921 | 997.1099 | 0.15553 | 883.9348 | 0.73154 | 1056.9365 | 0.64665 |  |  | 1264.6459 | 0.027447 | 1038.5867 | 0.012028 | 1176.3882 | 0 | 1175.5741 | 0 | 1175.5673 | 0.0030194 | 883.935 | 0.0073318 | 884.1553 | -0.0039268 | 883.9348 | 0.0026391 | 883.9348 | 0.0097299 | 884.1553 | #REF! | 883.9348 | -0.0013262 | 879.6758 | 0.022506
| 411.6235 | 0 | 411.6235 | -0.0068258 | 411.6235 | 0.034613 | 411.6235 | 0 | 411.6235 | 0 | 411.6235 | 0 | 671.9598 | 0 | 884.175 | -0.010195 | 411.6235 | 0 | 671.9598 | 0.010808 | 884.175 | 0.031919 | 884.175 | 0.0048142 | 874.575 | 0 | 884.175 | 0.070514 | 884.175 | 0 |  |  | 879.0975 | 0.023113 | 884.175 | 0.052204 | 884.3958 | 0.093807 | 884.3958 | 0.047598 | 884.3958 | 0.0089284 | 671.9598 | 0.025703 | 884.3958 | 0.017044 | 884.3958 | 0.0099394 |  |  | 884.175 | 0.02349 | 878.84 | -0.010027 | 884.3958 | 0.0082859 | 884.175 | 0.0052254 | 673.9687 | 0.00051031 | 884.3958 | 0.038632 | 884.3958 | 0.0058638 | 884.175 | 0.057054 | 884.3958 | 0.00054828 | 884.3958 | 0.0018813 | 884.3958 | 0.026098 | 997.2784 | 0.032464 | 884.175 | 0.014279 | 884.175 | 0.030121 | 884.3958 | 0.022251 | 997.1962 | 0.0018258 | 884.175 | 8.9794 | 1002.153 | 0.0036286 | 997.2784 | 0.14952 | 884.175 | 0.74239 | 1057.0477 | 0.64649 |  |  | 1264.7242 | 0.027298 | 1038.5999 | 0.012019 | 1176.4559 | 0 | 1175.6418 | 0 | 1175.6349 | 0.0029421 | 884.175 | 0.0091107 | 884.3958 | 0.0065692 | 884.175 | 0.028136 | 884.175 | 0.011499 | 884.3958 | #REF! | 884.175 | 0.055607 | 879.9151 | 0.022772
| 411.7034 | 0 | 411.7035 | 0.024349 | 411.7034 | 0.034613 | 411.7034 | 0 | 411.7034 | 0 | 411.7034 | 0 | 672.0834 | 0 | 884.4153 | -0.068974 | 411.7034 | 0 | 672.0834 | 0 | 884.4153 | -0.29825 | 884.4153 | -0.036368 | 874.8132 | 0 | 884.4153 | -0.13774 | 884.4153 | 0 |  |  | 879.3357 | -0.044805 | 884.4153 | -0.17803 | 884.6362 | 0 | 884.6362 | 0 | 884.6362 | -0.016095 | 672.0834 | 0.0013843 | 884.6362 | 0 | 884.6362 | 0 |  |  | 884.4153 | -0.010301 | 879.08 | -0.00093273 | 884.6362 | 0 | 884.4153 | -0.0074577 | 674.0893 | 0.0010126 | 884.6362 | 0 | 884.6362 | 0 | 884.4153 | -0.069938 | 884.6362 | -0.020674 | 884.6362 | -0.012113 | 884.6362 | -0.028136 | 997.4469 | 0.030702 | 884.4153 | -0.04706 | 884.4153 | -0.020954 | 884.6362 | 0.0038288 | 997.3659 | 0 | 884.4153 | 8.6588 | 1002.3244 | 0.001143 | 997.4469 | 0.15805 | 884.4153 | 0.75866 | 1057.1589 | 0.64728 |  |  | 1264.8026 | 0.027145 | 1038.613 | 0.012011 | 1176.5238 | 0 | 1175.7096 | 0 | 1175.7026 | 0.0028739 | 884.415 | 0.013101 | 884.6362 | -0.003486 | 884.4153 | 0.0054916 | 884.4153 | 0.017691 | 884.6362 | #REF! | 884.4153 | -0.027484 | 880.1545 | 0.021228
| 411.7834 | 0 | 411.7834 | 0.029844 | 411.7834 | 0.034613 | 411.7834 | 0 | 411.7834 | 0 | 411.7834 | 0 | 672.207 | 0.012236 | 884.6556 | 0.031624 | 411.7834 | 0 | 672.207 | 0.026867 | 884.6556 | 0.19434 | 884.6556 | 0.030541 | 875.0515 | 0 | 884.6556 | 0.095976 | 884.6556 | 0 |  |  | 879.5738 | 0.014507 | 884.6556 | 0.21497 | 884.8767 | 0.1199 | 884.8767 | 0.033186 | 884.8767 | 0.017832 | 672.207 | 0.033121 | 884.8767 | 0.0104 | 884.8767 | 0.006829 |  |  | 884.6556 | 0.017563 | 879.32 | 0.026349 | 884.8767 | 0.011164 | 884.6556 | 0.0065952 | 674.2098 | 0.00051298 | 884.8767 | 0.056393 | 884.8767 | 0.0084916 | 884.6556 | 0.040122 | 884.8767 | 0.016786 | 884.8767 | 0.0057767 | 884.8767 | 0.025125 | 997.6154 | 0.029687 | 884.6556 | 0.039018 | 884.6556 | 0.021216 | 884.8767 | 0.014631 | 997.5356 | 0.0013044 | 884.6556 | 8.4105 | 1002.4958 | 0.0032271 | 997.6154 | 0.15455 | 884.6556 | 0.76228 | 1057.2701 | 0.64853 |  |  | 1264.881 | 0.026996 | 1038.6262 | 0.012004 | 1176.5916 | 0 | 1175.7772 | 0 | 1175.7704 | 0.0028182 | 884.656 | 0.0074761 | 884.8767 | 0.016478 | 884.6556 | 0.046808 | 884.6556 | 0.011499 | 884.8767 | #REF! | 884.6556 | 0.059229 | 880.3939 | 0.022369
| 411.8633 | 0 | 411.8633 | -0.011127 | 411.8633 | 0.034613 | 411.8633 | 0 | 411.8633 | 0 | 411.8633 | 0 | 672.3305 | 0 | 884.8958 | -0.036315 | 411.8633 | 0 | 672.3305 | 0 | 884.8958 | -0.33474 | 884.8958 | -0.031037 | 875.2897 | 0 | 884.8958 | -0.12455 | 884.8958 | 0 |  |  | 879.8119 | -0.026405 | 884.8958 | -0.18222 | 885.1172 | 0 | 885.1172 | 0 | 885.1172 | -0.015569 | 672.3305 | 0.011807 | 885.1172 | 0 | 885.1172 | 0 |  |  | 884.8958 | -0.0062074 | 879.56 | 0.0032645 | 885.1172 | 0 | 884.8958 | -0.0076606 | 674.3304 | 0.00093144 | 885.1172 | 0 | 885.1172 | 0 | 884.8958 | -0.065521 | 885.1172 | -0.015626 | 885.1172 | -0.0078733 | 885.1172 | -0.020304 | 997.784 | 0.028352 | 884.8958 | -0.044832 | 884.8958 | -0.0058273 | 885.1172 | 0.0049012 | 997.7053 | 0 | 884.8958 | 8.085 | 1002.6671 | 0.00066692 | 997.784 | 0.16646 | 884.8958 | 0.7659 | 1057.3816 | 0.64954 |  |  | 1264.9594 | 0.026848 | 1038.6395 | 0.011997 | 1176.6594 | 0 | 1175.845 | 0 | 1175.8381 | 0.0027819 | 884.896 | 0.0055289 | 885.1172 | 0.00077012 | 884.8958 | -0.014652 | 884.8958 | 0.0097299 | 885.1172 | #REF! | 884.8958 | -0.028549 | 880.6332 | 0.022266
| 411.9432 | 0 | 411.9432 | -0.018839 | 411.9432 | 0.034613 | 411.9432 | 0 | 411.9432 | 0 | 411.9432 | 0 | 672.4541 | 0.032648 | 885.1361 | 0.069779 | 411.9432 | 0 | 672.4541 | 0.03353 | 885.1361 | 0.060124 | 885.1361 | 0.050943 | 875.5279 | 0 | 885.1361 | 0.064041 | 885.1361 | 0 |  |  | 880.0501 | 0.020382 | 885.1361 | 0.10077 | 885.3577 | 0.060295 | 885.3577 | 0.058161 | 885.3577 | 0.017351 | 672.4541 | 0.028106 | 885.3577 | 0.032606 | 885.3577 | 0.01576 |  |  | 885.1361 | 0.023962 | 879.8 | -0.0026815 | 885.3577 | 0.033762 | 885.1361 | 0.020394 | 674.451 | 0.00043485 | 885.3577 | 0.072238 | 885.3577 | 0.0087688 | 885.1361 | 0.02496 | 885.3577 | 0.020143 | 885.3577 | 0.0062276 | 885.3577 | 0.027848 | 997.9525 | 0.031663 | 885.1361 | 0.064436 | 885.1361 | -0.016564 | 885.3577 | 0.0078645 | 997.875 | 0.0018258 | 885.1361 | 8.0154 | 1002.8385 | 0.00093127 | 997.9525 | 0.16308 | 885.1361 | 0.77132 | 1057.4927 | 0.65003 |  |  | 1265.0377 | 0.026699 | 1038.6527 | 0.01199 | 1176.7273 | 0 | 1175.9127 | 0 | 1175.9059 | 0.0027648 | 885.136 | 0.0029087 | 885.3577 | 0.016441 | 885.1361 | 0.038639 | 885.1361 | 0.0088454 | 885.3577 | #REF! | 885.1361 | 0.046446 | 880.8726 | 0.021953
| 412.0231 | 0 | 412.0231 | 0.0075112 | 412.0231 | 0.034613 | 412.0231 | 0 | 412.0231 | 0 | 412.0231 | 0 | 672.5777 | 0 | 885.3764 | -0.066136 | 412.0231 | 0 | 672.5777 | 0 | 885.3764 | -0.17895 | 885.3764 | -0.055379 | 875.7661 | 0 | 885.3764 | -0.11795 | 885.3764 | 0 |  |  | 880.2882 | -0.022125 | 885.3764 | -0.1436 | 885.5982 | 0 | 885.5982 | 0 | 885.5982 | -0.019804 | 672.5777 | 0.0028674 | 885.5982 | 0 | 885.5982 | 0 |  |  | 885.3764 | -0.012065 | 880.04 | 0.0092106 | 885.5982 | 0 | 885.3764 | -0.00050543 | 674.5715 | 0.00089066 | 885.5982 | 0 | 885.5982 | 0 | 885.3764 | -0.027934 | 885.5982 | -0.017583 | 885.5982 | -0.01552 | 885.5982 | -0.020266 | 998.121 | 0.02627 | 885.3764 | -0.038108 | 885.3764 | -0.0077241 | 885.5982 | 0.010273 | 998.0447 | 0 | 885.3764 | 7.5921 | 1003.0099 | 0.00087534 | 998.121 | 0.17444 | 885.3764 | 0.78398 | 1057.604 | 0.65005 |  |  | 1265.1161 | 0.026551 | 1038.6659 | 0.011984 | 1176.795 | 0 | 1175.9805 | 0 | 1175.9735 | 0.0027671 | 885.376 | 0.0057453 | 885.5982 | -0.0037066 | 885.3764 | -0.0060244 | 885.3764 | 0.010614 | 885.5982 | #REF! | 885.3764 | -0.016072 | 881.112 | 0.021573
| 412.103 | 0 | 412.103 | 0.0063723 | 412.103 | 0.034613 | 412.103 | 0 | 412.103 | 0 | 412.103 | 0 | 672.7014 | 0.0038054 | 885.6167 | 0.062537 | 412.103 | 0 | 672.7014 | 0.03138 | 885.6167 | 0.092346 | 885.6167 | 0.057539 | 876.0044 | 0 | 885.6167 | 0.08059 | 885.6167 | 0 |  |  | 880.5264 | 0.018461 | 885.6167 | 0.014452 | 885.8387 | 0.093622 | 885.8387 | 0.031189 | 885.8387 | 0.0091444 | 672.7014 | 0.030509 | 885.8387 | 0.017676 | 885.8387 | 0.0081572 |  |  | 885.6167 | 0.023303 | 880.28 | -0.00513 | 885.8387 | 0.019941 | 885.6167 | 0.0094362 | 674.6921 | 0.00047715 | 885.8387 | 0.045747 | 885.8387 | 0.0054838 | 885.6167 | 0.05411 | 885.8387 | 0.0078452 | 885.8387 | 0.0058802 | 885.8387 | 0.012058 | 998.2896 | 0.034653 | 885.6167 | 0.045658 | 885.6167 | 0.020192 | 885.8387 | 0.012649 | 998.2144 | 0.0023475 | 885.6167 | 7.5053 | 1003.1813 | 0.0013185 | 998.2896 | 0.17007 | 885.6167 | 0.79492 | 1057.7152 | 0.64947 |  |  | 1265.1945 | 0.026402 | 1038.6791 | 0.011978 | 1176.8629 | 0 | 1176.0482 | 0 | 1176.0414 | 0.0027853 | 885.617 | 0.004976 | 885.8387 | 0.011047 | 885.6167 | 0.030081 | 885.6167 | 0.0088454 | 885.8387 | #REF! | 885.6167 | 0.039628 | 881.3514 | 0.021642
| 412.1829 | 0 | 412.1829 | -0.017477 | 412.1829 | 0.034613 | 412.1829 | 0 | 412.1829 | 0 | 412.1829 | 0 | 672.825 | 0 | 885.857 | 0.022751 | 412.1829 | 0 | 672.825 | 0 | 885.857 | -0.44413 | 885.857 | -0.014414 | 876.2426 | 0 | 885.857 | -0.12968 | 885.857 | 0 |  |  | 880.7646 | -0.024158 | 885.857 | -0.10161 | 886.0792 | 0 | 886.0792 | 0 | 886.0792 | -0.0066647 | 672.825 | 0.0052405 | 886.0792 | 0 | 886.0792 | 0 |  |  | 885.857 | 0.00055005 | 880.52 | -0.00093273 | 886.0792 | 0 | 885.857 | 0.0054284 | 674.8126 | 0.00093335 | 886.0792 | 0 | 886.0792 | 0 | 885.857 | -0.074723 | 886.0792 | -0.008504 | 886.0792 | -0.0044468 | 886.0792 | -0.009975 | 998.4581 | 0.033211 | 885.857 | -0.020948 | 885.857 | -0.0088227 | 886.0792 | 0.009121 | 998.3841 | 0 | 885.857 | 7.2961 | 1003.3527 | 0.0015072 | 998.4581 | 0.17838 | 885.857 | 0.80578 | 1057.8265 | 0.64891 |  |  | 1265.2728 | 0.026253 | 1038.6923 | 0.011972 | 1176.9308 | 0 | 1176.116 | 0 | 1176.1091 | 0.0028148 | 885.857 | 0.0068751 | 886.0792 | 0.0080005 | 885.857 | 0.0054973 | 885.857 | 0.012384 | 886.0792 | #REF! | 885.857 | -0.0087516 | 881.5908 | 0.021707
| 412.2628 | 0 | 412.2628 | -0.043007 | 412.2628 | 0.034613 | 412.2628 | 0 | 412.2628 | 0 | 412.2628 | 0 | 672.9486 | 0.00029265 | 886.0973 | -0.038234 | 412.2628 | 0 | 672.9486 | 0.038473 | 886.0973 | 0.04393 | 886.0973 | 0.018975 | 876.4809 | 0 | 886.0973 | 0.049705 | 886.0973 | 0 |  |  | 881.0028 | 0.014845 | 886.0973 | 0.077721 | 886.3198 | 0.037754 | 886.3198 | 0.030829 | 886.3198 | -7.5216e-06 | 672.9486 | 0.020688 | 886.3198 | 0.0062628 | 886.3198 | 0.0048062 |  |  | 886.0973 | 0.0095347 | 880.76 | -0.0075784 | 886.3198 | 0.013771 | 886.0973 | -0.0093348 | 674.9332 | 0.00046839 | 886.3198 | 0.060938 | 886.3198 | 0.0053573 | 886.0973 | 0.031747 | 886.3198 | 0.0052405 | 886.3198 | -0.0034685 | 886.3198 | 0.026993 | 998.6266 | 0.042181 | 886.0973 | 0.015331 | 886.0973 | 0.0033478 | 886.3198 | 0.014662 | 998.5539 | 0.0018258 | 886.0973 | 7.0508 | 1003.5241 | 0.0012582 | 998.6266 | 0.17565 | 886.0973 | 0.81663 | 1057.9379 | 0.64873 |  |  | 1265.3513 | 0.026105 | 1038.7056 | 0.011967 | 1176.9987 | 0 | 1176.1837 | 0 | 1176.1769 | 0.0028523 | 886.097 | 0.009303 | 886.3198 | 0.007083 | 886.0973 | 0.028136 | 886.0973 | 0.010614 | 886.3198 | #REF! | 886.0973 | 0.067538 | 881.8302 | 0.022629
| 412.3428 | 0 | 412.3427 | -0.0049216 | 412.3428 | 0.034613 | 412.3428 | 0 | 412.3428 | 0 | 412.3428 | 0 | 673.0723 | 0 | 886.3377 | -0.12589 | 412.3428 | 0 | 673.0723 | 0 | 886.3377 | -0.30444 | 886.3377 | -0.074272 | 876.7192 | 0 | 886.3377 | -0.15532 | 886.3377 | 0 |  |  | 881.241 | -0.017929 | 886.3377 | -0.24772 | 886.5603 | 0 | 886.5603 | 0 | 886.5603 | -0.032788 | 673.0723 | 0.0022741 | 886.5603 | 0 | 886.5603 | 0 |  |  | 886.3377 | -0.020241 | 881 | -0.023318 | 886.5603 | 0 | 886.3377 | -0.016031 | 675.0538 | 0.00096612 | 886.5603 | 0 | 886.5603 | 0 | 886.3377 | -0.048956 | 886.5603 | -0.028585 | 886.5603 | -0.016662 | 886.5603 | -0.033619 | 998.7952 | 0.028085 | 886.3377 | -0.039867 | 886.3377 | -0.036698 | 886.5603 | 0.011179 | 998.7236 | 0 | 886.3377 | 6.7228 | 1003.6955 | 4.3876e-05 | 998.7952 | 0.18024 | 886.3377 | 0.83652 | 1058.0493 | 0.64859 |  |  | 1265.4297 | 0.025962 | 1038.7188 | 0.011963 | 1177.0665 | 0 | 1176.2516 | 0 | 1176.2446 | 0.0028932 | 886.338 | 0.016178 | 886.5603 | -0.01523 | 886.3377 | -0.0026791 | 886.3377 | 0.01862 | 886.5603 | #REF! | 886.3377 | -0.03281 | 882.0696 | 0.020981
| 412.4227 | 0 | 412.4227 | -0.017377 | 412.4227 | 0.034613 | 412.4227 | 0 | 412.4227 | 0 | 412.4227 | 0 | 673.1959 | 0.011182 | 886.578 | -0.044639 | 412.4227 | 0 | 673.1959 | 0.026867 | 886.578 | -0.004813 | 886.578 | -0.0020951 | 876.9575 | 0 | 886.578 | 0.062825 | 886.578 | 0 |  |  | 881.4792 | 0.028366 | 886.578 | 0.12176 | 886.8008 | 0.049192 | 886.8008 | 0.022982 | 886.8008 | 0.0049317 | 673.1959 | 0.029046 | 886.8008 | 0.017523 | 886.8008 | 0.0041718 |  |  | 886.578 | 0.0076338 | 881.24 | -0.0075784 | 886.8008 | 0.010861 | 886.578 | -0.00080404 | 675.1743 | 0.00050383 | 886.8008 | 0.041602 | 886.8008 | 0.0079565 | 886.578 | -0.00057037 | 886.8008 | -0.0012948 | 886.8008 | -0.0022708 | 886.8008 | 0.014832 | 998.9637 | 0.024775 | 886.578 | 0.009213 | 886.578 | -0.0044503 | 886.8008 | 0.0041353 | 998.8933 | 0.00078262 | 886.578 | 6.7393 | 1003.8669 | 0.0030066 | 998.9637 | 0.1798 | 886.578 | 0.84556 | 1058.1608 | 0.64863 |  |  | 1265.5082 | 0.025813 | 1038.7319 | 0.011959 | 1177.1344 | 0 | 1176.3193 | 0 | 1176.3124 | 0.0029375 | 886.578 | 0.015457 | 886.8008 | -1.0926e-05 | 886.578 | 0.023598 | 886.578 | 0.016806 | 886.8008 | #REF! | 886.578 | 0.030467 | 882.3091 | 0.021821
| 412.5026 | 0 | 412.5026 | 0.020037 | 412.5026 | 0.034613 | 412.5026 | 0 | 412.5026 | 0 | 412.5026 | 0 | 673.3196 | 0 | 886.8183 | -0.088431 | 412.5026 | 0 | 673.3196 | 0 | 886.8183 | -0.55394 | 886.8183 | -0.076 | 877.1957 | 0 | 886.8183 | -0.13334 | 886.8183 | 0 |  |  | 881.7174 | -0.032669 | 886.8183 | -0.20826 | 887.0414 | 0 | 887.0414 | 0 | 887.0414 | -0.025586 | 673.3196 | 0.012956 | 887.0414 | 0 | 887.0414 | 0 |  |  | 886.8183 | -0.019651 | 881.48 | -0.00058295 | 887.0414 | 0 | 886.8183 | -0.0055298 | 675.2949 | 0.00099661 | 887.0414 | 0 | 887.0414 | 0 | 886.8183 | -0.079876 | 887.0414 | -0.02449 | 887.0414 | -0.016204 | 887.0414 | -0.050269 | 999.1322 | 0.03193 | 886.8183 | -0.054594 | 886.8183 | -0.022727 | 887.0414 | 0.010681 | 999.063 | 0 | 886.8183 | 6.3845 | 1004.0384 | 0.0014019 | 999.1322 | 0.17914 | 886.8183 | 0.84737 | 1058.2721 | 0.6486 |  |  | 1265.5865 | 0.02567 | 1038.7451 | 0.011955 | 1177.2023 | 0 | 1176.3871 | 0 | 1176.3802 | 0.0029841 | 886.818 | 0.0077645 | 887.0414 | -0.0097987 | 886.8183 | -0.0049066 | 886.8183 | 0.012384 | 887.0414 | #REF! | 886.8183 | 0.0057527 | 882.5485 | 0.020597
| 412.5825 | 0 | 412.5825 | -0.022226 | 412.5825 | 0.034613 | 412.5825 | 0 | 412.5825 | 0 | 412.5825 | 0 | 673.4432 | 0.017153 | 887.0587 | 0.012915 | 412.5825 | 0 | 673.4432 | 0.026007 | 887.0587 | 0.21004 | 887.0587 | 0.015291 | 877.434 | 0 | 887.0587 | 0.065777 | 887.0587 | 0 |  |  | 881.9556 | 0.035033 | 887.0587 | 0.027949 | 887.2819 | 0.076028 | 887.2819 | 0.048617 | 887.2819 | 0.0097922 | 673.4432 | 0.017449 | 887.282 | 0.010884 | 887.2819 | 0.0069713 |  |  | 887.0587 | 0.021008 | 881.72 | 0.0060627 | 887.2819 | 0.025263 | 887.0587 | 0.0020851 | 675.4155 | 0.00049507 | 887.2819 | 0.059941 | 887.2819 | 0.0061707 | 887.0587 | 0.045644 | 887.2819 | -0.0031187 | 887.2819 | 0.0059449 | 887.2819 | 0.01499 | 999.3008 | 0.030061 | 887.0587 | 0.025352 | 887.0587 | 0.010706 | 887.2819 | 0.011917 | 999.2327 | 0.0018258 | 887.0587 | 6.2449 | 1004.2098 | 0.0041847 | 999.3008 | 0.18067 | 887.0587 | 0.85099 | 1058.3835 | 0.64791 |  |  | 1265.665 | 0.025521 | 1038.7584 | 0.011953 | 1177.2701 | 0 | 1176.455 | 0 | 1176.448 | 0.003033 | 887.059 | 0.0050001 | 887.282 | 0.0076702 | 887.0587 | 0.028396 | 887.0587 | 0.0088454 | 887.2819 | #REF! | 887.0587 | 0.034941 | 882.7879 | 0.021506
| 412.6624 | 0 | 412.6624 | -0.0080953 | 412.6624 | 0.034613 | 412.6624 | 0 | 412.6624 | 0 | 412.6624 | 0 | 673.5669 | 0 | 887.299 | -0.098179 | 412.6624 | 0 | 673.5669 | 0 | 887.299 | -0.3281 | 887.299 | -0.051217 | 877.6723 | 0 | 887.299 | -0.11795 | 887.299 | 0 |  |  | 882.1939 | -0.033874 | 887.299 | -0.1839 | 887.5225 | 0 | 887.5225 | 0 | 887.5225 | -0.016747 | 673.5669 | 0.011493 | 887.5225 | 0 | 887.5225 | 0 |  |  | 887.299 | -0.0062775 | 881.96 | -0.0072287 | 887.5225 | 0 | 887.299 | -0.013901 | 675.536 | 0.0010256 | 887.5225 | 0 | 887.5225 | 0 | 887.299 | -0.026059 | 887.5225 | -0.021053 | 887.5225 | -0.010915 | 887.5225 | -0.034476 | 999.4693 | 0.021785 | 887.299 | -0.055185 | 887.299 | -0.040162 | 887.5225 | 0.0046669 | 999.4025 | 0 | 887.299 | 5.9744 | 1004.3812 | 0.0019481 | 999.4693 | 0.17608 | 887.299 | 0.86736 | 1058.4951 | 0.64759 |  |  | 1265.7435 | 0.025378 | 1038.7716 | 0.011951 | 1177.3381 | 0 | 1176.5227 | 0 | 1176.5158 | 0.0030853 | 887.299 | 0.011418 | 887.5225 | -0.0096152 | 887.299 | 0.015948 | 887.299 | 0.014153 | 887.5225 | #REF! | 887.299 | -0.0052631 | 883.0274 | 0.020484
| 412.7424 | 0 | 412.7424 | -0.0047518 | 412.7424 | 0.034613 | 412.7424 | 0 | 412.7424 | 0 | 412.7424 | 0 | 673.6906 | 0.010831 | 887.5394 | -0.044157 | 412.7424 | 0 | 673.6906 | 0.01789 | 887.5394 | -0.067013 | 887.5394 | 0.025084 | 877.9106 | 0 | 887.5394 | 0.092313 | 887.5394 | 0 |  |  | 882.4321 | 0.024162 | 887.5394 | 0.063887 | 887.7631 | 0.055322 | 887.7631 | 0.042239 | 887.7631 | -0.010433 | 673.6906 | 0.0082542 | 887.7631 | 0.01557 | 887.7631 | 0.0074993 |  |  | 887.5394 | 0.00016587 | 882.2 | 0.0081613 | 887.7631 | 0.0098404 | 887.5394 | -0.004145 | 675.6566 | 0.00053242 | 887.7631 | 0.051688 | 887.7631 | 0.0046427 | 887.5394 | 0.044907 | 887.7631 | -0.00051847 | 887.7631 | -0.0068122 | 887.7631 | 0.026118 | 999.6379 | 0.030328 | 887.5394 | 0.018813 | 887.5394 | 0.040197 | 887.7631 | 0.01527 | 999.5722 | 0.0018258 | 887.5394 | 5.8845 | 1004.5526 | 0.0038172 | 999.6379 | 0.17892 | 887.5394 | 0.87821 | 1058.6066 | 0.64834 |  |  | 1265.822 | 0.025229 | 1038.7848 | 0.011949 | 1177.406 | 0 | 1176.5906 | 0 | 1176.5836 | 0.0031398 | 887.539 | 0.010673 | 887.7631 | -0.00029581 | 887.5394 | 0.02658 | 887.5394 | 0.012384 | 887.7631 | #REF! | 887.5394 | 0.038137 | 883.2668 | 0.021267
| 412.8223 | 0 | 412.8223 | -0.032128 | 412.8223 | 0.034613 | 412.8223 | 0 | 412.8223 | 0 | 412.8223 | 0 | 673.8143 | 0 | 887.7797 | -0.042988 | 412.8223 | 0 | 673.8143 | 0 | 887.7797 | -0.37741 | 887.7797 | -0.058723 | 878.1489 | 0 | 887.7797 | -0.13041 | 887.7797 | 0 |  |  | 882.6703 | -0.037092 | 887.7797 | -0.12008 | 888.0037 | 0 | 888.0037 | 0 | 888.0037 | -0.020646 | 673.8143 | 0.0028674 | 888.0037 | 0 | 888.0037 | 0 |  |  | 887.7797 | -0.0015327 | 882.44 | -0.0030314 | 888.0037 | 0 | 887.7797 | -0.014763 | 675.7772 | 0.0010423 | 888.0037 | 0 | 888.0037 | 0 | 887.7797 | -0.045275 | 888.0037 | -0.019753 | 888.0037 | -0.01096 | 888.0037 | -0.028536 | 999.8064 | 0.028459 | 887.7797 | -0.044649 | 887.7797 | -0.03397 | 888.0037 | 0.0023206 | 999.7419 | 0 | 887.7797 | 5.644 | 1004.724 | 0.0010826 | 999.8064 | 0.17073 | 887.7797 | 0.88363 | 1058.7181 | 0.64818 |  |  | 1265.9004 | 0.025086 | 1038.7981 | 0.011948 | 1177.4739 | 0 | 1176.6583 | 0 | 1176.6515 | 0.0031944 | 887.78 | 0.0075722 | 888.0037 | -0.0039635 | 887.7797 | 0.0049336 | 887.7797 | 0.0097299 | 888.0037 | #REF! | 887.7797 | -0.028123 | 883.5063 | 0.020577
| 412.9022 | 0 | 412.9022 | -0.033043 | 412.9022 | 0.034613 | 412.9022 | 0 | 412.9022 | 0 | 412.9022 | 0 | 673.938 | 0.014343 | 888.0201 | -0.14475 | 412.9022 | 0 | 673.938 | 0.037184 | 888.0201 | 0.2534 | 888.0201 | 0.01088 | 878.3873 | 0 | 888.0201 | 0.069863 | 888.0201 | 0 |  |  | 882.9086 | 0.015647 | 888.0201 | 0.050652 | 888.2443 | 0.079366 | 888.2443 | 0.0086815 | 888.2443 | 0.0047655 | 673.938 | 0.021941 | 888.2442 | 0.013385 | 888.2443 | 0 |  |  | 888.0201 | -0.0011418 | 882.68 | -0.00023318 | 888.2443 | 0.0071101 | 888.0201 | -0.01664 | 675.8977 | 0.00051184 | 888.2443 | 0.061303 | 888.2443 | 0.010551 | 888.0201 | 0.050061 | 888.2443 | -0.0008206 | 888.2443 | -0.0026077 | 888.2443 | 0.0093082 | 999.9749 | 0.024294 | 888.0201 | 0.027198 | 888.0201 | 0.027763 | 888.2443 | 0.0099372 | 999.9117 | 0.0018258 | 888.0201 | 5.4949 | 1004.8954 | 0.0024187 | 999.9749 | 0.17619 | 888.0201 | 0.89448 | 1058.8297 | 0.64659 |  |  | 1265.9789 | 0.024942 | 1038.8113 | 0.011948 | 1177.5419 | 0 | 1176.7262 | 0 | 1176.7192 | 0.00325 | 888.02 | 0.0077405 | 888.2442 | -0.022754 | 888.0201 | 0.029433 | 888.0201 | 0.012384 | 888.2443 | #REF! | 888.0201 | 0.049641 | 883.7458 | 0.022039
| 412.9822 | 0 | 412.9822 | -0.010623 | 412.9822 | 0.034613 | 412.9822 | 0 | 412.9822 | 0 | 412.9822 | 0 | 674.0617 | 0 | 888.2605 | -0.030783 | 412.9822 | 0 | 674.0617 | 0 | 888.2605 | -0.28557 | 888.2604 | -0.050002 | 878.6256 | 0 | 888.2605 | -0.12162 | 888.2604 | 0 |  |  | 883.1469 | -0.029984 | 888.2604 | -0.073752 | 888.4848 | 0 | 888.4848 | 0 | 888.4848 | -0.0041857 | 674.0617 | 0.013583 | 888.4849 | 0 | 888.4849 | 0 |  |  | 888.2605 | 0.0079101 | 882.92 | -0.020171 | 888.4848 | 0 | 888.2604 | -0.013038 | 676.0183 | 0.0010046 | 888.4848 | 0 | 888.4849 | 0 | 888.2604 | -0.055214 | 888.4848 | -0.016301 | 888.4848 | -0.0074199 | 888.4848 | -0.017839 | 1000.1435 | 0.030114 | 888.2605 | -0.043383 | 888.2605 | 0.0099962 | 888.4849 | 0.0016009 | 1000.0814 | 0 | 888.2605 | 5.3865 | 1005.0668 | 0.00087474 | 1000.1435 | 0.16799 | 888.2604 | 0.90352 | 1058.9413 | 0.64588 |  |  | 1266.0575 | 0.024799 | 1038.8245 | 0.011948 | 1177.6097 | 0 | 1176.7941 | 0 | 1176.7871 | 0.0033023 | 888.26 | 0.0063463 | 888.4849 | 0.0010724 | 888.2604 | -0.00029993 | 888.2604 | 0.010614 | 888.4849 | #REF! | 888.2604 | -0.0046535 | 883.9853 | 0.020261
| 413.0621 | 0 | 413.0621 | -0.006471 | 413.0621 | 0.034613 | 413.0621 | 0 | 413.0621 | 0 | 413.0621 | 0 | 674.1855 | 0.019941 | 888.5008 | -0.019549 | 413.0621 | 0 | 674.1855 | 0.0067085 | 888.5008 | 0.1565 | 888.5008 | -0.00167 | 878.864 | 0 | 888.5008 | 0.057607 | 888.5008 | 0 |  |  | 883.3851 | 0.012481 | 888.5008 | 0.0715 | 888.7255 | 0.081998 | 888.7255 | 0.051401 | 888.7255 | 0.00059858 | 674.1855 | 0.010657 | 888.7255 | 0.0024858 | 888.7255 | 0.0057807 |  |  | 888.5008 | 0.026883 | 883.16 | 0.0081613 | 888.7255 | 0.015058 | 888.5008 | 0.0081172 | 676.1389 | 0.00049773 | 888.7255 | 0.039681 | 888.7255 | 0.0086158 | 888.5008 | 0.009661 | 888.7255 | -0.0038525 | 888.7255 | 0.005073 | 888.7255 | 0.01921 | 1000.312 | 0.036255 | 888.5008 | 0.0086126 | 888.5008 | 0.052197 | 888.7255 | 0.021697 | 1000.2511 | 0.0023475 | 888.5008 | 5.201 | 1005.2382 | 0.0023687 | 1000.312 | 0.17499 | 888.5008 | 0.91076 | 1059.0529 | 0.64586 |  |  | 1266.136 | 0.024656 | 1038.8376 | 0.011949 | 1177.6777 | 0 | 1176.8619 | 0 | 1176.855 | 0.0033501 | 888.501 | 0.004351 | 888.7255 | 0.0080739 | 888.5008 | 0.031119 | 888.5008 | 0.0079608 | 888.7255 | #REF! | 888.5008 | 0.052198 | 884.2247 | 0.021191
| 413.142 | 0 | 413.142 | 0.0074578 | 413.142 | 0.034613 | 413.142 | 0 | 413.142 | 0 | 413.142 | 0 | 674.3092 | 0 | 888.7412 | -0.090045 | 413.142 | 0 | 674.3092 | 0 | 888.7412 | -0.42118 | 888.7412 | -0.052268 | 879.1023 | 0 | 888.7412 | -0.15239 | 888.7412 | 0 |  |  | 883.6234 | -0.043146 | 888.7412 | -0.18054 | 888.9661 | 0 | 888.9661 | 0 | 888.9661 | -0.011537 | 674.3092 | 0.010283 | 888.9661 | 0 | 888.9661 | 0 |  |  | 888.7412 | -0.0011489 | 883.4 | -0.0023318 | 888.9661 | 0 | 888.7412 | -0.011466 | 676.2595 | 0.00097603 | 888.9661 | 0 | 888.9661 | 0 | 888.7412 | -0.090551 | 888.9661 | -0.014215 | 888.9661 | -0.014103 | 888.9661 | -0.02962 | 1000.4806 | 0.037643 | 888.7412 | -0.040145 | 888.7412 | -0.018352 | 888.9661 | 0.0052243 | 1000.4209 | 0 | 888.7412 | 4.9846 | 1005.4097 | 0.00030216 | 1000.4806 | 0.16482 | 888.7412 | 0.92884 | 1059.1644 | 0.64506 |  |  | 1266.2145 | 0.024512 | 1038.851 | 0.011951 | 1177.7456 | 0 | 1176.9297 | 0 | 1176.9228 | 0.0033944 | 888.741 | 0.0088463 | 888.9661 | -0.012037 | 888.7412 | 0.0049218 | 888.7412 | 0.012384 | 888.9661 | #REF! | 888.7412 | -0.0017854 | 884.4642 | 0.020541
| 413.222 | 0 | 413.222 | -0.016039 | 413.222 | 0.034613 | 413.222 | 0 | 413.222 | 0 | 413.222 | 0 | 674.433 | 0.016451 | 888.9816 | -0.06 | 413.222 | 0 | 674.433 | 0.036539 | 888.9816 | -0.0329 | 888.9816 | 0.014841 | 879.3406 | 0 | 888.9816 | 0.053706 | 888.9816 | 0 |  |  | 883.8617 | 0.018534 | 888.9816 | 0.1394 | 889.2067 | 0.053372 | 889.2067 | 0.042964 | 889.2067 | 0.00076334 | 674.433 | 0.022777 | 889.2067 | 0.012219 | 889.2067 | 0.0043247 |  |  | 888.9816 | -0.00054607 | 883.64 | 0.0029147 | 889.2067 | 0.0060962 | 888.9816 | 0.0025671 | 676.3801 | 0.00048287 | 889.2067 | 0.082061 | 889.2067 | 0.0059316 | 888.9816 | -0.0060001 | 889.2067 | 0.0022374 | 889.2067 | -0.0020238 | 889.2067 | 0.01451 | 1000.6491 | 0.034279 | 888.9816 | 0.034885 | 888.9816 | 0.014038 | 889.2067 | 0.0056841 | 1000.5906 | 0.0013044 | 888.9816 | 4.9191 | 1005.5811 | 0.0024389 | 1000.6491 | 0.17138 | 888.9816 | 0.93789 | 1059.2761 | 0.64462 |  |  | 1266.293 | 0.024369 | 1038.8641 | 0.011954 | 1177.8136 | 0 | 1176.9976 | 0 | 1176.9907 | 0.003433 | 888.982 | 0.0089424 | 889.2067 | 0.0031676 | 888.9816 | 0.033453 | 888.9816 | 0.010614 | 889.2067 | #REF! | 888.9816 | 0.03835 | 884.7037 | 0.020518
| 413.3019 | 0 | 413.3019 | -0.0070304 | 413.3019 | 0.034613 | 413.3019 | 0 | 413.3019 | 0 | 413.3019 | 0 | 674.5567 | 0 | 889.222 | -0.030098 | 413.3019 | 0 | 674.5567 | 0 | 889.222 | -0.32064 | 889.222 | -0.040732 | 879.579 | 0 | 889.222 | -0.13847 | 889.222 | 0 |  |  | 884.1 | -0.037557 | 889.222 | -0.058134 | 889.4473 | 0 | 889.4473 | 0 | 889.4473 | -0.016132 | 674.5567 | 0.02121 | 889.4473 | 0 | 889.4473 | 0 |  |  | 889.222 | -0.012784 | 883.88 | -0.0072287 | 889.4473 | 0 | 889.222 | -0.011821 | 676.5006 | 0.00096193 | 889.4473 | 0 | 889.4473 | 0 | 889.222 | -0.034382 | 889.4473 | -0.013781 | 889.4473 | -0.010014 | 889.4473 | -0.020471 | 1000.8176 | 0.030221 | 889.222 | -0.068076 | 889.222 | -0.010847 | 889.4473 | 0.012325 | 1000.7604 | 0 | 889.222 | 4.7115 | 1005.7525 | 0.00024183 | 1000.8176 | 0.16002 | 889.222 | 0.9415 | 1059.3878 | 0.64491 |  |  | 1266.3716 | 0.024225 | 1038.8773 | 0.011957 | 1177.8816 | 0 | 1177.0654 | 0 | 1177.0586 | 0.003466 | 889.222 | 0.0019677 | 889.4473 | -0.0038901 | 889.222 | -0.0010234 | 889.222 | 0.0070763 | 889.4473 | #REF! | 889.222 | -0.020781 | 884.9432 | 0.020098
| 413.3819 | 0 | 413.3819 | 0.006755 | 413.3819 | 0.034613 | 413.3819 | 0 | 413.3819 | 0 | 413.3819 | 0 | 674.6805 | 0.027761 | 889.4624 | 0.0087381 | 413.3819 | 0 | 674.6805 | 0.024288 | 889.4624 | 0.0095615 | 889.4624 | -0.00026631 | 879.8174 | 0 | 889.4624 | 0.060025 | 889.4624 | 0 |  |  | 884.3383 | 0.024109 | 889.4624 | 0.09825 | 889.6879 | 0.032463 | 889.6879 | 0.046732 | 889.6879 | 0.003778 | 674.6805 | 0.0032127 | 889.6879 | 0.018874 | 889.6879 | 0.0062296 |  |  | 889.4624 | -0.0089363 | 884.12 | 0.00081613 | 889.6879 | 0.011083 | 889.4624 | 0.010349 | 676.6212 | 0.00048554 | 889.6879 | 0.052728 | 889.6879 | 0.011038 | 889.4624 | 0.072146 | 889.6879 | -0.0037469 | 889.6879 | -0.0032082 | 889.6879 | 0.020363 | 1000.9862 | 0.029687 | 889.4624 | -0.0019816 | 889.4624 | 0.0052688 | 889.6879 | 0.0066596 | 1000.9301 | 0.0013044 | 889.4624 | 4.6457 | 1005.9239 | 0.0011616 | 1000.9862 | 0.16646 | 889.4624 | 0.95064 | 1059.4995 | 0.64501 |  |  | 1266.4501 | 0.024082 | 1038.8905 | 0.011961 | 1177.9496 | 0 | 1177.1333 | 0 | 1177.1265 | 0.0034932 | 889.462 | 0.00081593 | 889.6879 | 0.0049177 | 889.4624 | 0.02684 | 889.4624 | 0.0061918 | 889.6879 | #REF! | 889.4624 | 0.040054 | 885.1828 | 0.020417
| 413.4618 | 0 | 413.4618 | 0.019862 | 413.4618 | 0.034613 | 413.4618 | 0 | 413.4618 | 0 | 413.4618 | 0 | 674.8043 | 0 | 889.7028 | -0.049902 | 413.4618 | 0 | 674.8043 | 0 | 889.7028 | -0.34845 | 889.7028 | -0.02844 | 880.0557 | 0 | 889.7028 | -0.11722 | 889.7028 | 0 |  |  | 884.5766 | -0.027103 | 889.7028 | -0.17467 | 889.9286 | 0 | 889.9286 | 0 | 889.9286 | -0.017767 | 674.8043 | 0.0070202 | 889.9286 | 0 | 889.9286 | 0 |  |  | 889.7028 | -0.018013 | 884.36 | -0.02087 | 889.9286 | 0 | 889.7028 | 0.0034573 | 676.7418 | 0.0009947 | 889.9286 | 0 | 889.9286 | 0 | 889.7028 | -0.076195 | 889.9286 | -0.012097 | 889.9286 | -0.010718 | 889.9286 | -0.01876 | 1001.1547 | 0.038764 | 889.7028 | -0.033484 | 889.7028 | 0.010769 | 889.9286 | 0.0095977 | 1001.0998 | 0 | 889.7028 | 4.4221 | 1006.0954 | 0.00035211 | 1001.1547 | 0.15619 | 889.7028 | 0.97415 | 1059.6112 | 0.64407 |  |  | 1266.5287 | 0.023944 | 1038.9038 | 0.011966 | 1178.0176 | 0 | 1177.2012 | 0 | 1177.1943 | 0.0035137 | 889.703 | 0.0081732 | 889.9286 | -0.0022595 | 889.7028 | 0.0073279 | 889.7028 | 0.012384 | 889.9286 | #REF! | 889.7028 | -0.0056125 | 885.4223 | 0.019384
| 413.5417 | 0 | 413.5417 | 0.011753 | 413.5417 | 0.034613 | 413.5417 | 0 | 413.5417 | 0 | 413.5417 | 0 | 674.9281 | 0.0161 | 889.9432 | -0.062197 | 413.5417 | 0 | 674.9281 | 0.026867 | 889.9432 | 0.0051552 | 889.9432 | -0.0096119 | 880.2941 | 0 | 889.9432 | 0.082788 | 889.9432 | 0 |  |  | 884.815 | 0.0074064 | 889.9432 | 0.16375 | 890.1692 | 0.092043 | 890.1692 | 0.011178 | 890.1692 | -0.0041264 | 674.9281 | 0.023718 | 890.1692 | 0.0085955 | 890.1693 | 0.0022911 |  |  | 889.9432 | -0.0091966 | 884.6 | -0.010027 | 890.1692 | 0.016105 | 889.9432 | -0.0057835 | 676.8624 | 0.00051298 | 890.1692 | 0.023606 | 890.1693 | 0.0084311 | 889.9432 | 0.064784 | 890.1692 | -0.0013229 | 890.1692 | -0.0027697 | 890.1692 | 0.013868 | 1001.3233 | 0.033318 | 889.9432 | -0.0015343 | 889.9432 | 0.0054977 | 890.1693 | 0.013158 | 1001.2696 | 0.0013044 | 889.9432 | 4.3489 | 1006.2668 | 0.0024757 | 1001.3233 | 0.16373 | 889.9432 | 0.985 | 1059.7229 | 0.64307 |  |  | 1266.6072 | 0.0238 | 1038.917 | 0.011971 | 1178.0856 | 0 | 1177.2692 | 0 | 1177.2622 | 0.0035239 | 889.943 | 0.0081011 | 890.1692 | -0.0032514 | 889.9432 | 0.033582 | 889.9432 | 0.012384 | 890.1693 | #REF! | 889.9432 | 0.038989 | 885.6618 | 0.020692
| 413.6217 | 0 | 413.6217 | 0.0069924 | 413.6217 | 0.034613 | 413.6217 | 0 | 413.6217 | 0 | 413.6217 | 0 | 675.0519 | 0 | 890.1837 | -0.013816 | 413.6217 | 0 | 675.0519 | 0 | 890.1837 | -0.13843 | 890.1837 | -0.044058 | 880.5325 | 0 | 890.1837 | -0.14213 | 890.1837 | 0 |  |  | 885.0533 | -0.029015 | 890.1837 | -0.17383 | 890.4099 | 0 | 890.4099 | 0 | 890.4099 | -0.0074316 | 675.0519 | 0.012642 | 890.4099 | 0 | 890.4099 | 0 |  |  | 890.1837 | -0.0056122 | 884.84 | -0.013525 | 890.4099 | 0 | 890.1837 | -0.0015846 | 676.983 | 0.00096536 | 890.4099 | 0 | 890.4099 | 0 | 890.1837 | -0.023498 | 890.4099 | -0.007228 | 890.4099 | -0.0036112 | 890.4099 | -0.016829 | 1001.4918 | 0.026964 | 890.1837 | -0.027785 | 890.1837 | 0.0020524 | 890.4099 | -0.002276 | 1001.4393 | 0 | 890.1837 | 4.1885 | 1006.4382 | 0.00041134 | 1001.4918 | 0.15488 | 890.1837 | 0.99223 | 1059.8347 | 0.64304 |  |  | 1266.6858 | 0.023662 | 1038.9302 | 0.011977 | 1178.1536 | 0 | 1177.337 | 0 | 1177.3301 | 0.0035239 | 890.184 | 0.0036779 | 890.4099 | 0.0039268 | 890.1837 | 0.0017827 | 890.1837 | 0.0088454 | 890.4099 | #REF! | 890.1837 | 0.011858 | 885.9013 | 0.019824
| 413.7016 | 0 | 413.7017 | 0.031434 | 413.7016 | 0.034613 | 413.7016 | 0 | 413.7016 | 0 | 413.7016 | 0 | 675.1757 | 0.034994 | 890.4241 | -0.011656 | 413.7016 | 0 | 675.1757 | 0.013044 | 890.4241 | 0.010322 | 890.4241 | 0.036073 | 880.7709 | 0 | 890.4241 | 0.057254 | 890.4241 | 0 |  |  | 885.2917 | 0.00018416 | 890.4241 | 0.05376 | 890.6505 | 0.023591 | 890.6505 | 0.030592 | 890.6505 | -0.002487 | 675.1757 | 0.021314 | 890.6505 | 0.020369 | 890.6506 | 0.0061172 |  |  | 890.4241 | 0.019535 | 885.08 | -0.00023318 | 890.6505 | 0.0094675 | 890.4241 | 0.0051747 | 677.1036 | 0.0004581 | 890.6505 | 0.031217 | 890.6506 | 0.010898 | 890.4241 | 0.067729 | 890.6505 | 0.0051683 | 890.6505 | -0.0014057 | 890.6505 | 0.0086787 | 1001.6603 | 0.03209 | 890.4241 | 0.022007 | 890.4241 | 0.0036197 | 890.6506 | 0.01529 | 1001.6091 | 0.0023475 | 890.4241 | 4.1928 | 1006.6097 | 0.0031865 | 1001.6603 | 0.16176 | 890.4241 | 1.0067 | 1059.9465 | 0.64257 |  |  | 1266.7644 | 0.023519 | 1038.9435 | 0.011984 | 1178.2216 | 0 | 1177.4049 | 0 | 1177.398 | 0.0035126 | 890.424 | 0.0073318 | 890.6505 | 0.0066793 | 890.4241 | 0.014003 | 890.4241 | 0.011499 | 890.6506 | #REF! | 890.4241 | 0.051559 | 886.1409 | 0.019949
| 413.7816 | 0 | 413.7816 | -0.012069 | 413.7816 | 0.034613 | 413.7816 | 0 | 413.7816 | 0 | 413.7816 | 0 | 675.2995 | 0 | 890.6645 | -0.058056 | 413.7816 | 0 | 675.2995 | 0 | 890.6645 | -0.42601 | 890.6645 | -0.053262 | 881.0093 | 0 | 890.6645 | -0.15019 | 890.6645 | 0 |  |  | 885.53 | -0.036396 | 890.6645 | -0.13436 | 890.8912 | 0 | 890.8912 | 0 | 890.8912 | -0.026942 | 675.2995 | 0.0082067 | 890.8912 | 0 | 890.8912 | 0 |  |  | 890.6645 | -0.010331 | 885.32 | -0.031712 | 890.8912 | 0 | 890.6645 | -0.0056313 | 677.2242 | 0.00094783 | 890.8912 | 0 | 890.8912 | 0 | 890.6645 | -0.064048 | 890.8912 | -0.017267 | 890.8912 | -0.014881 | 890.8912 | -0.043575 | 1001.8289 | 0.02974 | 890.6645 | -0.034296 | 890.6645 | 0.0078035 | 890.8912 | 0.0010866 | 1001.7789 | 0 | 890.6645 | 3.9246 | 1006.7811 | 0.002569 | 1001.8289 | 0.15346 | 890.6645 | 1.0194 | 1060.0584 | 0.64186 |  |  | 1266.843 | 0.02338 | 1038.9567 | 0.011991 | 1178.2895 | 0 | 1177.4729 | 0 | 1177.4659 | 0.0034887 | 890.665 | 0.007428 | 890.8912 | -0.0075601 | 890.6645 | 0.0050425 | 890.6645 | 0.011499 | 890.8912 | #REF! | 890.6645 | -0.034515 | 886.3804 | 0.019868
| 413.8616 | 0 | 413.8615 | -0.013414 | 413.8616 | 0.034613 | 413.8616 | 0 | 413.8616 | 0 | 413.8615 | 0 | 675.4233 | 0.025219 | 890.905 | -0.082818 | 413.8616 | 0 | 675.4233 | 0.032885 | 890.905 | -0.083513 | 890.905 | -0.014914 | 881.2477 | 0 | 890.905 | 0.051478 | 890.905 | 0 |  |  | 885.7684 | 0.021578 | 890.905 | 0.089013 | 891.1319 | 0.037232 | 891.1319 | 0.030282 | 891.1319 | 0.0050127 | 675.4233 | 0.0082542 | 891.1319 | 0.009117 | 891.1319 | 0.010029 |  |  | 890.905 | 0.0059052 | 885.56 | -0.0037309 | 891.1319 | 0.017455 | 890.905 | -0.010958 | 677.3448 | 0.00050116 | 891.1319 | 0.089533 | 891.1319 | 0.0067906 | 890.905 | 0.065521 | 891.1319 | 0.0047521 | 891.1319 | 0.0049821 | 891.1319 | 0.02821 | 1001.9974 | 0.032784 | 890.905 | 0.019904 | 890.905 | 0.027216 | 891.1319 | 0.0070751 | 1001.9486 | 0.0018258 | 890.905 | 3.9167 | 1006.9525 | 0.0043569 | 1001.9974 | 0.16067 | 890.905 | 1.0375 | 1060.1702 | 0.64093 |  |  | 1266.9216 | 0.023237 | 1038.9698 | 0.011999 | 1178.3575 | 0 | 1177.5408 | 0 | 1177.5338 | 0.0034569 | 890.905 | 0.011058 | 891.1319 | -0.013138 | 890.905 | 0.027877 | 890.905 | 0.016806 | 891.1319 | #REF! | 890.905 | 0.036006 | 886.62 | 0.020762
| 413.9415 | 0 | 413.9415 | 0.016718 | 413.9415 | 0.034613 | 413.9415 | 0 | 413.9415 | 0 | 413.9415 | 0 | 675.5472 | 0 | 891.1454 | -0.056132 | 413.9415 | 0 | 675.5472 | 0 | 891.1454 | -0.48155 | 891.1454 | -0.06229 | 881.4861 | 0 | 891.1454 | -0.11063 | 891.1454 | 0 |  |  | 886.0067 | -0.045261 | 891.1454 | -0.17719 | 891.3726 | 0 | 891.3726 | 0 | 891.3726 | -0.022041 | 675.5472 | 0.013583 | 891.3726 | 0 | 891.3726 | 0 |  |  | 891.1454 | -0.0037981 | 885.8 | -0.0054798 | 891.3726 | 0 | 891.1454 | -0.0026055 | 677.4654 | 0.00098823 | 891.3726 | 0 | 891.3726 | 0 | 891.1454 | -0.057791 | 891.3726 | -0.017066 | 891.3726 | -0.010968 | 891.3726 | -0.034829 | 1002.166 | 0.031609 | 891.1454 | -0.052152 | 891.1454 | 0.043181 | 891.3726 | 0.00090755 | 1002.1184 | 0 | 891.1454 | 3.7315 | 1007.124 | 0.0017923 | 1002.166 | 0.15335 | 891.1454 | 1.052 | 1060.282 | 0.63979 |  |  | 1267.0002 | 0.023099 | 1038.9832 | 0.012008 | 1178.4255 | 0 | 1177.6086 | 0 | 1177.6018 | 0.0034194 | 891.145 | 0.012837 | 891.3726 | -6.5196e-05 | 891.1454 | -0.017764 | 891.1454 | 0.015922 | 891.3726 | #REF! | 891.1454 | 0.0047733 | 886.8596 | 0.019081
| 414.0215 | 0 | 414.0215 | 0.02223 | 414.0215 | 0.034613 | 414.0215 | 0 | 414.0215 | 0 | 414.0215 | 0 | 675.671 | 0.012587 | 891.3859 | 0.016202 | 414.0215 | 0 | 675.671 | 0.017517 | 891.3859 | 0.075497 | 891.3859 | 0.0085216 | 881.7246 | 0 | 891.3859 | 0.08059 | 891.3859 | 0 |  |  | 886.2451 | 0.038169 | 891.3859 | -0.00041041 | 891.6133 | 0.077336 | 891.6133 | 0.037863 | 891.6133 | 0.0059342 | 675.671 | 0.019852 | 891.6133 | 0.01782 | 891.6133 | 0.005693 |  |  | 891.3859 | 0.028947 | 886.04 | 0.011659 | 891.6133 | 0.019102 | 891.3859 | 0.0052762 | 677.586 | 0.00049888 | 891.6133 | 0.04829 | 891.6133 | 0.01089 | 891.3859 | 0.029636 | 891.6133 | 0.0048881 | 891.6133 | -0.00032753 | 891.6133 | 0.0064853 | 1002.3345 | 0.032303 | 891.3859 | 0.030612 | 891.3859 | -0.0052937 | 891.6133 | 0.014192 | 1002.2881 | 0.00078262 | 891.3859 | 3.6441 | 1007.2954 | 0.0038359 | 1002.3345 | 0.16045 | 891.3859 | 1.0574 | 1060.3939 | 0.63907 |  |  | 1267.0789 | 0.02296 | 1038.9963 | 0.012018 | 1178.4936 | 0 | 1177.6766 | 0 | 1177.6697 | 0.0033819 | 891.386 | 0.0096876 | 891.6133 | 0.0057618 | 891.3859 | 0.026969 | 891.3859 | 0.013268 | 891.6133 | #REF! | 891.3859 | 0.046659 | 887.0991 | 0.020141
| 414.1014 | 0 | 414.1014 | -0.016071 | 414.1014 | 0.034613 | 414.1014 | 0 | 414.1014 | 0 | 414.1014 | 0 | 675.7949 | 0 | 891.6263 | -0.10294 | 414.1014 | 0 | 675.7949 | 0 | 891.6263 | -0.5712 | 891.6263 | -0.069593 | 881.963 | 0 | 891.6263 | -0.15752 | 891.6263 | 0 |  |  | 886.4835 | -0.015696 | 891.6263 | -0.22925 | 891.854 | 0 | 891.854 | 0 | 891.854 | -0.01999 | 675.7949 | 0.012015 | 891.854 | 0 | 891.854 | 0 |  |  | 891.6263 | -0.017031 | 886.28 | -0.015973 | 891.854 | 0 | 891.6263 | -0.017249 | 677.7065 | 0.00099547 | 891.854 | 0 | 891.854 | 0 | 891.6263 | -0.050797 | 891.854 | -0.027611 | 891.854 | -0.010108 | 891.854 | -0.034 | 1002.5031 | 0.028726 | 891.6263 | -0.037865 | 891.6263 | -0.045114 | 891.854 | 0.0013701 | 1002.4579 | 0 | 891.6263 | 3.4875 | 1007.4669 | 0.0011243 | 1002.5031 | 0.15357 | 891.6263 | 1.0629 | 1060.5057 | 0.63834 |  |  | 1267.1575 | 0.022822 | 1039.0095 | 0.012028 | 1178.5617 | 0 | 1177.7446 | 0 | 1177.7377 | 0.0033489 | 891.626 | 0.0027404 | 891.854 | -0.01112 | 891.6263 | 0.0054307 | 891.6263 | 0.0097299 | 891.854 | #REF! | 891.6263 | -0.023649 | 887.3387 | 0.019545
| 414.1814 | 0 | 414.1814 | -0.031131 | 414.1814 | 0.034613 | 414.1814 | 0 | 414.1814 | 0 | 414.1814 | 0 | 675.9188 | 0.013641 | 891.8668 | 0.013099 | 414.1814 | 0 | 675.9188 | 0.037614 | 891.8668 | 0.11108 | 891.8668 | 0.032603 | 882.2015 | 0 | 891.8668 | 0.073264 | 891.8668 | 0 |  |  | 886.7219 | 0.014203 | 891.8668 | 0.17131 | 892.0947 | 0.046431 | 892.0947 | 0.036924 | 892.0947 | 0.0093563 | 675.9188 | 0.034375 | 892.0947 | 0.014492 | 892.0947 | 0.0041924 |  |  | 891.8668 | 0.0047897 | 886.52 | 0.01096 | 892.0947 | 0.0025637 | 891.8668 | 0.022221 | 677.8271 | 0.00050497 | 892.0947 | 0.056864 | 892.0947 | 0.0096608 | 891.8668 | 0.058159 | 892.0947 | 0.0091477 | 892.0947 | 0.0025216 | 892.0947 | 0.030412 | 1002.6716 | 0.038764 | 891.8668 | 0.037517 | 891.8668 | 0.049547 | 892.0947 | 0.010416 | 1002.6277 | 0.0013044 | 891.8668 | 3.5215 | 1007.6383 | 0.002377 | 1002.6716 | 0.16078 | 891.8668 | 1.0719 | 1060.6177 | 0.63801 |  |  | 1267.2361 | 0.022684 | 1039.0227 | 0.012039 | 1178.6296 | 0 | 1177.8125 | 0 | 1177.8057 | 0.0033228 | 891.867 | 0.004327 | 892.0947 | 0.015634 | 891.8668 | 0.043955 | 891.8668 | 0.0088454 | 892.0947 | #REF! | 891.8668 | 0.033023 | 887.5783 | 0.019984
| 414.2613 | 0 | 414.2613 | 0.046403 | 414.2613 | 0.034613 | 414.2613 | 0 | 414.2613 | 0 | 414.2613 | 0 | 676.0426 | 0 | 892.1073 | -0.16114 | 414.2613 | 0 | 676.0426 | 0 | 892.1073 | -0.22829 | 892.1073 | -0.066561 | 882.4399 | 0 | 892.1073 | -0.16997 | 892.1073 | 0 |  |  | 886.9603 | -0.038579 | 892.1073 | -0.25192 | 892.3354 | 0 | 892.3354 | 0 | 892.3354 | -0.036564 | 676.0426 | 0.014732 | 892.3354 | 0 | 892.3354 | 0 |  |  | 892.1073 | -0.028545 | 886.76 | 0.013408 | 892.3354 | 0 | 892.1073 | -0.0277 | 677.9478 | 0.0010141 | 892.3354 | 0 | 892.3354 | 0 | 892.1073 | -0.08098 | 892.3354 | -0.029579 | 892.3354 | -0.020532 | 892.3354 | -0.020716 | 1002.8402 | 0.025149 | 892.1073 | -0.028289 | 892.1073 | -0.040031 | 892.3354 | -0.0013626 | 1002.7974 | 0 | 892.1073 | 3.354 | 1007.8098 | 0.00077442 | 1002.8402 | 0.15466 | 892.1073 | 1.0846 | 1060.7296 | 0.63811 |  |  | 1267.3148 | 0.022545 | 1039.036 | 0.01205 | 1178.6978 | 0 | 1177.8805 | 0 | 1177.8735 | 0.0033046 | 892.107 | 0.0051924 | 892.3354 | -0.021763 | 892.1073 | -0.010071 | 892.1073 | 0.0097299 | 892.3354 | #REF! | 892.1073 | -0.026632 | 887.8179 | 0.018914
| 414.3413 | 0 | 414.3413 | 0.059422 | 414.3413 | 0.034613 | 414.3413 | 0 | 414.3413 | 0 | 414.3413 | 0 | 676.1665 | 0.0045078 | 892.3478 | -0.032578 | 414.3413 | 0 | 676.1665 | 0.010436 | 892.3478 | 0.16003 | 892.3478 | -0.0032017 | 882.6784 | 0 | 892.3478 | 0.06175 | 892.3478 | 0 |  |  | 887.1987 | 0.014783 | 892.3478 | 0.094051 | 892.5761 | 0.019154 | 892.5761 | 0.039817 | 892.5761 | 0.010105 | 676.1665 | 0.010971 | 892.5761 | 0.014664 | 892.5761 | 0.0068409 |  |  | 892.3478 | 0.0074414 | 887 | -0.024367 | 892.5761 | 0.0073689 | 892.3478 | -0.0018056 | 678.0684 | 0.00051031 | 892.5761 | 0.07257 | 892.5761 | 0.0069377 | 892.3478 | 0.081349 | 892.5761 | 0.0079077 | 892.5761 | -0.0011507 | 892.5761 | 0.035612 | 1003.0087 | 0.029687 | 892.3478 | 0.012965 | 892.3478 | 0.036904 | 892.5761 | 0.014625 | 1002.9672 | 0.0013044 | 892.3478 | 3.3151 | 1007.9812 | 0.0019218 | 1003.0087 | 0.16187 | 892.3478 | 1.0937 | 1060.8417 | 0.63817 |  |  | 1267.3934 | 0.022407 | 1039.0492 | 0.012062 | 1178.7659 | 0 | 1177.9485 | 0 | 1177.9415 | 0.0032944 | 892.348 | 0.0021369 | 892.5761 | -0.0010729 | 892.3478 | 0.014652 | 892.3478 | 0.0088454 | 892.5761 | #REF! | 892.3478 | 0.077552 | 888.0575 | 0.019559
| 414.4213 | 0 | 414.4213 | -0.03163 | 414.4213 | 0.034613 | 414.4213 | 0 | 414.4213 | 0 | 414.4213 | 0 | 676.2904 | 0 | 892.5883 | -0.057204 | 414.4213 | 0 | 676.2904 | 0 | 892.5883 | -0.30633 | 892.5883 | -0.053917 | 882.9169 | 0 | 892.5883 | -0.12162 | 892.5883 | 0 |  |  | 887.4371 | -0.027692 | 892.5883 | -0.16879 | 892.8169 | 0 | 892.8169 | 0 | 892.8169 | -0.019761 | 676.2904 | 0.013583 | 892.8169 | 0 | 892.8168 | 0 |  |  | 892.5883 | -0.021656 | 887.24 | -0.0019821 | 892.8169 | 0 | 892.5883 | -0.016336 | 678.1889 | 0.0009806 | 892.8169 | 0 | 892.8168 | 0 | 892.5883 | -0.030681 | 892.8169 | -0.019787 | 892.8169 | -0.011822 | 892.8169 | -0.025641 | 1003.1773 | 0.033585 | 892.5883 | -0.045893 | 892.5883 | 0.026315 | 892.8168 | 0.004201 | 1003.137 | 0 | 892.5883 | 3.1376 | 1008.1527 | 0.0005309 | 1003.1773 | 0.15553 | 892.5883 | 1.1027 | 1060.9536 | 0.63723 |  |  | 1267.4722 | 0.022269 | 1039.0624 | 0.012075 | 1178.8339 | 0 | 1178.0165 | 0 | 1178.0095 | 0.0032876 | 892.588 | 0.0023092 | 892.8169 | -0.0099088 | 892.5883 | -0.010308 | 892.5883 | 0.0088454 | 892.8168 | #REF! | 892.5883 | -0.0048956 | 888.2971 | 0.018412
| 414.5012 | 0 | 414.5012 | 0.017429 | 414.5012 | 0.034613 | 414.5012 | 0 | 414.5012 | 0 | 414.5012 | 0 | 676.4143 | 0.0161 | 892.8288 | 0.0086392 | 414.5012 | 0 | 676.4143 | 0.022353 | 892.8288 | 0.064062 | 892.8288 | 0.036788 | 883.1553 | 0 | 892.8288 | 0.089382 | 892.8288 | 0 |  |  | 887.6756 | 0.0083858 | 892.8288 | 0.062105 | 893.0576 | 0.050897 | 893.0576 | 0.046317 | 893.0576 | 0.0026947 | 676.4143 | 0.012747 | 893.0576 | 0.020312 | 893.0576 | 0.0077128 |  |  | 892.8288 | 0.013682 | 887.48 | -0.0040807 | 893.0576 | 0.012279 | 892.8288 | 0.012886 | 678.3096 | 0.00048249 | 893.0576 | 0.055365 | 893.0576 | 0.011224 | 892.8288 | 0.026733 | 893.0576 | 0.0091298 | 893.0576 | -0.0001566 | 893.0576 | 0.016753 | 1003.3458 | 0.02974 | 892.8288 | 0.014165 | 892.8288 | 0.0090839 | 893.0576 | 0.0084655 | 1003.3067 | 0.0013044 | 892.8288 | 3.1317 | 1008.3241 | 0.0016903 | 1003.3458 | 0.1622 | 892.8288 | 1.1172 | 1061.0657 | 0.63552 |  |  | 1267.5508 | 0.022136 | 1039.0757 | 0.012089 | 1178.902 | 0 | 1178.0845 | 0 | 1178.0775 | 0.0032819 | 892.829 | 0.0041347 | 893.0576 | 0.0079271 | 892.8288 | 0.039158 | 892.8288 | 0.012384 | 893.0576 | #REF! | 892.8288 | 0.044528 | 888.5367 | 0.020016
| 414.5812 | 0 | 414.5812 | -0.015444 | 414.5812 | 0.034613 | 414.5812 | 0 | 414.5812 | 0 | 414.5812 | 0 | 676.5382 | 0 | 893.0693 | -0.025978 | 414.5812 | 0 | 676.5382 | 0 | 893.0693 | -0.44357 | 893.0693 | -0.044212 | 883.3939 | 0 | 893.0693 | -0.15678 | 893.0693 | 0 |  |  | 887.914 | -0.026962 | 893.0693 | -0.26788 | 893.2983 | 0 | 893.2983 | 0 | 893.2983 | -0.010012 | 676.5382 | 0.013792 | 893.2983 | 0 | 893.2983 | 0 |  |  | 893.0693 | -0.0086137 | 887.72 | 0.0050134 | 893.2983 | 0 | 893.0693 | -0.0085738 | 678.4302 | 0.00094859 | 893.2983 | 0 | 893.2983 | 0 | 893.0693 | -0.024678 | 893.2983 | -0.017834 | 893.2983 | -0.0083941 | 893.2983 | -0.024694 | 1003.5144 | 0.025522 | 893.0693 | -0.043373 | 893.0693 | -0.013867 | 893.2983 | 0.0049245 | 1003.4765 | 0 | 893.0693 | 2.8502 | 1008.4956 | 0.0015938 | 1003.5144 | 0.15608 | 893.0693 | 1.128 | 1061.1776 | 0.63429 |  |  | 1267.6295 | 0.021997 | 1039.0889 | 0.012103 | 1178.9701 | 0 | 1178.1525 | 0 | 1178.1455 | 0.0032716 | 893.069 | 0.0034376 | 893.2983 | -0.0021518 | 893.0693 | -3.69e-05 | 893.0693 | 0.0097299 | 893.2983 | #REF! | 893.0693 | -0.022371 | 888.7764 | 0.018749
| 414.6612 | 0 | 414.6612 | 0.0052858 | 414.6612 | 0.034613 | 414.6612 | 0 | 414.6612 | 0 | 414.6612 | 0 | 676.6622 | 0 | 893.3098 | 0.00097699 | 414.6612 | 0 | 676.6622 | 0.041053 | 893.3098 | 0.13748 | 893.3098 | -0.01182 | 883.6323 | 0 | 893.3098 | 0.08059 | 893.3098 | 0 |  |  | 888.1525 | 0.018407 | 893.3098 | 0.11672 | 893.5391 | 0.042005 | 893.5391 | 0.024105 | 893.5391 | 0.00017894 | 676.6622 | 0.018075 | 893.5391 | 0.011084 | 893.5391 | 0.0093126 |  |  | 893.3098 | 0.010774 | 887.96 | 0.02425 | 893.5391 | 0.0080681 | 893.3098 | 0.003188 | 678.5508 | 0.00048096 | 893.5391 | 0.036609 | 893.5391 | 0.013356 | 893.3098 | 0.050429 | 893.5391 | 0.0041185 | 893.5391 | 0.0012818 | 893.5391 | 0.031144 | 1003.6829 | 0.036361 | 893.3098 | 0.036045 | 893.3098 | 0.039018 | 893.5391 | 0.010688 | 1003.6463 | 0.0018258 | 893.3098 | 2.8927 | 1008.667 | 0.00042779 | 1003.6829 | 0.16286 | 893.3098 | 1.1425 | 1061.2897 | 0.63299 |  |  | 1267.7082 | 0.021859 | 1039.1021 | 0.012117 | 1179.0382 | 0 | 1178.2205 | 0 | 1178.2135 | 0.0032569 | 893.31 | 0.011418 | 893.5391 | 0.0038167 | 893.3098 | 0.027229 | 893.3098 | 0.013268 | 893.5391 | #REF! | 893.3098 | 0.056672 | 889.016 | 0.019351
| 414.7411 | 0 | 414.7411 | 0.0027785 | 414.7411 | 0.034613 | 414.7411 | 0 | 414.7411 | 0 | 414.7411 | 0 | 676.7861 | 0 | 893.5503 | -0.047785 | 414.7411 | 0 | 676.7861 | 0 | 893.5503 | -0.29675 | 893.5503 | -0.047103 | 883.8708 | 0 | 893.5503 | -0.12382 | 893.5503 | 0 |  |  | 888.3909 | -0.03775 | 893.5503 | -0.25276 | 893.7799 | 0 | 893.7799 | 0 | 893.7799 | -0.021515 | 676.7861 | 0.0055371 | 893.7799 | 0 | 893.7799 | 0 |  |  | 893.5503 | -0.024993 | 888.2 | -0.022969 | 893.7799 | 0 | 893.5503 | -0.023134 | 678.6714 | 0.00092725 | 893.7799 | 0 | 893.7799 | 0 | 893.5503 | -0.047116 | 893.7799 | -0.015389 | 893.7799 | -0.0067295 | 893.7799 | -0.024803 | 1003.8515 | 0.039992 | 893.5503 | -0.012115 | 893.5503 | -0.040418 | 893.7798 | 0.0016604 | 1003.8161 | 0 | 893.5503 | 2.7759 | 1008.8385 | 0.0009214 | 1003.8515 | 0.15739 | 893.5503 | 1.1534 | 1061.4017 | 0.63109 |  |  | 1267.7869 | 0.021726 | 1039.1154 | 0.012132 | 1179.1063 | 0 | 1178.2885 | 0 | 1178.2815 | 0.0032353 | 893.55 | 0.013173 | 893.7799 | -0.002936 | 893.5503 | -0.0031855 | 893.5503 | 0.012384 | 893.7798 | #REF! | 893.5503 | -0.038137 | 889.2556 | 0.018604
| 414.8211 | 0 | 414.8211 | -0.029496 | 414.8211 | 0.034613 | 414.8211 | 0 | 414.8211 | 0 | 414.8211 | 0 | 676.9101 | 0.017153 | 893.7908 | -0.013385 | 414.8211 | 0 | 676.9101 | 0.026867 | 893.7908 | 0.10876 | 893.7908 | 0.018033 | 884.1093 | 0 | 893.7908 | 0.074729 | 893.7908 | 0 |  |  | 888.6294 | 0.0092094 | 893.7908 | 0.11588 | 894.0206 | 0.081161 | 894.0206 | 0.054009 | 894.0206 | 0.016229 | 676.9101 | 0.018911 | 894.0206 | 0.0017829 | 894.0206 | 0.0095813 |  |  | 893.7908 | 0.014674 | 888.44 | 0.025301 | 894.0206 | 0.010647 | 893.7908 | 0.0095884 | 678.792 | 0.00046572 | 894.0206 | 0.097411 | 894.0206 | 0.0099506 | 893.7908 | 0.052269 | 894.0206 | 0.0028019 | 894.0206 | 0.00035482 | 894.0206 | 0.031472 | 1004.02 | 0.027391 | 893.7908 | 0.027002 | 893.7908 | 0.00090201 | 894.0206 | 0.0051575 | 1003.9859 | 0.0018258 | 893.7908 | 2.7433 | 1009.01 | 0.0023167 | 1004.02 | 0.16395 | 893.7908 | 1.1624 | 1061.5139 | 0.62962 |  |  | 1267.8656 | 0.021593 | 1039.1285 | 0.012148 | 1179.1743 | 0 | 1178.3564 | 0 | 1178.3496 | 0.003208 | 893.791 | 0.0078126 | 894.0206 | -0.00032914 | 893.7908 | 0.021394 | 893.7908 | 0.011499 | 894.0206 | #REF! | 893.7908 | 0.052624 | 889.4953 | 0.019218
| 414.9011 | 0 | 414.9011 | 0.0058815 | 414.9011 | 0.034613 | 414.9011 | 0 | 414.9011 | 0 | 414.9011 | 0 | 677.034 | 0 | 894.0313 | -0.017078 | 414.9011 | 0 | 677.034 | 0 | 894.0313 | -0.35854 | 894.0313 | -0.045819 | 884.3478 | 0 | 894.0313 | -0.13407 | 894.0313 | 0 |  |  | 888.8679 | -0.027788 | 894.0313 | -0.21413 | 894.2614 | 0 | 894.2614 | 0 | 894.2614 | -0.0099336 | 677.034 | 0.021001 | 894.2614 | 0 | 894.2614 | 0 |  |  | 894.0313 | 0.0026335 | 888.68 | 0.0032645 | 894.2614 | 0 | 894.0313 | -0.0054284 | 678.9126 | 0.0008918 | 894.2614 | 0 | 894.2614 | 0 | 894.0313 | -0.042699 | 894.2614 | -0.011624 | 894.2614 | -0.0070695 | 894.2614 | -0.026248 | 1004.1886 | 0.030969 | 894.0313 | -0.015594 | 894.0313 | -0.0089662 | 894.2614 | 0.00029402 | 1004.1557 | 0 | 894.0313 | 2.5932 | 1009.1814 | 0.00091153 | 1004.1886 | 0.1587 | 894.0313 | 1.1752 | 1061.6261 | 0.62877 |  |  | 1267.9443 | 0.021454 | 1039.1417 | 0.012164 | 1179.2425 | 0 | 1178.4246 | 0 | 1178.4176 | 0.0031785 | 894.031 | 0.0046155 | 894.2614 | 0.0037433 | 894.0313 | -0.0032132 | 894.0313 | 0.0088454 | 894.2614 | #REF! | 894.0313 | 0.022371 | 889.7349 | 0.018078
| 414.9811 | 0 | 414.981 | 0.035055 | 414.9811 | 0.034613 | 414.9811 | 0 | 414.9811 | 0 | 414.9811 | 0 | 677.158 | 0.011533 | 894.2719 | 0.021913 | 414.9811 | 0 | 677.158 | 0.0089449 | 894.2719 | 0.12179 | 894.2719 | 0.022828 | 884.5864 | 0 | 894.2719 | 0.083521 | 894.2719 | 0 |  |  | 889.1063 | 0.023795 | 894.2719 | 0.005555 | 894.5022 | 0.10788 | 894.5022 | 0.024452 | 894.5022 | 0.013177 | 677.158 | 0.019538 | 894.5022 | 0.024377 | 894.5022 | 0.0084308 |  |  | 894.2719 | 0.0041395 | 888.92 | 0.0036143 | 894.5022 | 0.0166 | 894.2719 | 0.0034132 | 679.0332 | 0.00043942 | 894.5022 | 0.083578 | 894.5022 | 0.012686 | 894.2719 | 0.023085 | 894.5022 | 0.0015418 | 894.5022 | 0.0050501 | 894.5022 | 0.03037 | 1004.3571 | 0.037002 | 894.2719 | 0.031836 | 894.2719 | 0.030329 | 894.5022 | 0.011381 | 1004.3254 | 0.0018258 | 894.2719 | 2.6189 | 1009.3529 | 0.0024 | 1004.3571 | 0.16472 | 894.2719 | 1.1951 | 1061.7382 | 0.62739 |  |  | 1268.0231 | 0.021321 | 1039.155 | 0.01218 | 1179.3107 | 0 | 1178.4925 | 0 | 1178.4856 | 0.00315 | 894.272 | 0.0066347 | 894.5022 | 0.0096886 | 894.2719 | 0.027618 | 894.2719 | 0.013268 | 894.5022 | #REF! | 894.2719 | 0.05305 | 889.9746 | 0.018817
| 415.061 | 0 | 415.061 | -0.049292 | 415.061 | 0.034613 | 415.061 | 0 | 415.061 | 0 | 415.061 | 0 | 677.282 | 0 | 894.5124 | -0.096551 | 415.061 | 0 | 677.282 | 0 | 894.5124 | -0.34269 | 894.5124 | -0.076714 | 884.8249 | 0 | 894.5124 | -0.14946 | 894.5124 | 0 |  |  | 889.3448 | -0.055246 | 894.5124 | -0.18306 | 894.743 | 0 | 894.743 | 0 | 894.743 | -0.018908 | 677.282 | 0.010866 | 894.743 | 0 | 894.743 | 0 |  |  | 894.5124 | -0.020998 | 889.16 | -0.021569 | 894.743 | 0 | 894.5124 | -0.02075 | 679.1538 | 0.00091315 | 894.743 | 0 | 894.743 | 0 | 894.5124 | -0.048956 | 894.743 | -0.025131 | 894.743 | -0.014416 | 894.743 | -0.038792 | 1004.5257 | 0.032944 | 894.5124 | -0.044607 | 894.5124 | 0.0046821 | 894.743 | -0.0011796 | 1004.4952 | 0 | 894.5124 | 2.4103 | 1009.5244 | 0.00064937 | 1004.5257 | 0.15947 | 894.5124 | 1.2023 | 1061.8503 | 0.62597 |  |  | 1268.1019 | 0.021188 | 1039.1682 | 0.012197 | 1179.3788 | 0 | 1178.5605 | 0 | 1178.5537 | 0.003125 | 894.512 | 0.0051924 | 894.743 | -0.01134 | 894.5124 | -0.015041 | 894.5124 | 0.0097299 | 894.743 | #REF! | 894.5124 | -0.028762 | 890.2143 | 0.018814
| 415.141 | 0 | 415.141 | -0.02203 | 415.141 | 0.034613 | 415.141 | 0 | 415.141 | 0 | 415.141 | 0 | 677.406 | 0.036754 | 894.753 | -0.089142 | 415.141 | 0 | 677.406 | 0.021923 | 894.753 | 0.1207 | 894.753 | 0.027244 | 885.0634 | 0 | 894.753 | 0.059915 | 894.753 | 0 |  |  | 889.5833 | 0.03263 | 894.753 | 0.074134 | 894.9838 | 0.056141 | 894.9838 | 0.030128 | 894.9838 | 0.0006067 | 677.406 | 0.038554 | 894.9838 | 0.015256 | 894.9838 | 0.006537 |  |  | 894.753 | 0.0092344 | 889.4 | -0.00023318 | 894.9838 | 0.011412 | 894.753 | -0.0022353 | 679.2745 | 0.0004863 | 894.9838 | 0.047074 | 894.9838 | 0.0071746 | 894.753 | 0.030293 | 894.9838 | -0.0013703 | 894.9838 | -0.0065379 | 894.9838 | 0.033509 | 1004.6942 | 0.040259 | 894.753 | 0.0017071 | 894.753 | 0.056374 | 894.9838 | 0.014956 | 1004.665 | 0.0013044 | 894.753 | 2.435 | 1009.6958 | 0.0029551 | 1004.6942 | 0.16504 | 894.753 | 1.2113 | 1061.9626 | 0.62492 |  |  | 1268.1807 | 0.021055 | 1039.1814 | 0.012215 | 1179.4469 | 0 | 1178.6287 | 0 | 1178.6217 | 0.0031069 | 894.753 | 0.0088944 | 894.9838 | -0.012368 | 894.753 | 0.020616 | 894.753 | 0.012384 | 894.9838 | #REF! | 894.753 | 0.054968 | 890.454 | 0.019675
| 415.221 | 0 | 415.221 | -0.005119 | 415.221 | 0.034613 | 415.221 | 0 | 415.221 | 0 | 415.221 | 0 | 677.53 | 0 | 894.9935 | -0.0057033 | 415.221 | 0 | 677.53 | 0 | 894.9935 | -0.25767 | 894.9935 | -0.039246 | 885.302 | 0 | 894.9935 | -0.13041 | 894.9935 | 0 |  |  | 889.8218 | -0.013551 | 894.9935 | -0.065317 | 895.2246 | 0 | 895.2246 | 0 | 895.2246 | -0.011725 | 677.53 | 0.022777 | 895.2246 | 0 | 895.2246 | 0 |  |  | 894.9935 | -0.021989 | 889.64 | 0.0043138 | 895.2246 | 0 | 894.9935 | 0.0043544 | 679.3951 | 0.0010069 | 895.2246 | 0 | 895.2246 | 0 | 894.9935 | -0.066625 | 895.2246 | -0.00062886 | 895.2246 | -0.0031187 | 895.2246 | -0.009413 | 1004.8628 | 0.036682 | 894.9935 | -0.016373 | 894.9935 | 0.0060952 | 895.2246 | -0.00054019 | 1004.8348 | 0 | 894.9935 | 2.2748 | 1009.8673 | 0.00031372 | 1004.8628 | 0.16012 | 894.9935 | 1.2222 | 1062.0748 | 0.6237 |  |  | 1268.2594 | 0.020927 | 1039.1947 | 0.012232 | 1179.515 | 0 | 1178.6967 | 0 | 1178.6898 | 0.0030932 | 894.994 | 0.0077886 | 895.2246 | 0.0099822 | 894.9935 | -0.0030744 | 894.9935 | 0.0097299 | 895.2246 | #REF! | 894.9935 | -0.040693 | 890.6936 | 0.018769
| 415.301 | 0 | 415.301 | 0.043995 | 415.301 | 0.034613 | 415.301 | 0 | 415.301 | 0 | 415.301 | 0 | 677.654 | 0.024828 | 895.2341 | 0.026007 | 415.301 | 0 | 677.654 | 0.030951 | 895.2341 | -0.077972 | 895.2341 | -0.0039902 | 885.5405 | 0 | 895.2341 | 0.067008 | 895.2341 | 0 |  |  | 890.0604 | 0.01273 | 895.2341 | 0.10245 | 895.4654 | 0.051689 | 895.4654 | 0.045599 | 895.4654 | 0.0077292 | 677.654 | 0.017135 | 895.4654 | 0.01171 | 895.4654 | 0.011641 |  |  | 895.2341 | 0.016106 | 889.88 | 0.021452 | 895.4654 | 0.018584 | 895.2341 | 0.013495 | 679.5157 | 0.00052975 | 895.4654 | 0.06067 | 895.4654 | 0.0082593 | 895.2341 | 0.03 | 895.4654 | 0.0053833 | 895.4654 | 0.0023798 | 895.4654 | 0.027994 | 1005.0313 | 0.044958 | 895.2341 | 0.040118 | 895.2341 | 0.038806 | 895.4654 | 0.010236 | 1005.0046 | 0.0013044 | 895.2341 | 2.3171 | 1010.0388 | 0.0031942 | 1005.0313 | 0.16548 | 895.2341 | 1.2403 | 1062.1871 | 0.62258 |  |  | 1268.3383 | 0.020794 | 1039.2079 | 0.01225 | 1179.5832 | 0 | 1178.7648 | 0 | 1178.7578 | 0.003083 | 895.234 | 0.0068751 | 895.4654 | 0.010386 | 895.2341 | 0.026192 | 895.2341 | 0.012384 | 895.4654 | #REF! | 895.2341 | 0.070734 | 890.9333 | 0.018849
| 415.381 | 0 | 415.381 | -0.032819 | 415.381 | 0.034613 | 415.381 | 0 | 415.381 | 0 | 415.381 | 0 | 677.778 | 0 | 895.4746 | -0.10536 | 415.381 | 0 | 677.778 | 0 | 895.4746 | -0.26149 | 895.4746 | -0.058743 | 885.7791 | 0 | 895.4746 | -0.1751 | 895.4746 | 0 |  |  | 890.2989 | -0.036345 | 895.4746 | -0.19314 | 895.7062 | 0 | 895.7062 | 0 | 895.7062 | -0.024032 | 677.778 | 0 | 895.7062 | 0 | 895.7062 | 0 |  |  | 895.4746 | -0.036205 | 890.12 | 0.00081613 | 895.7062 | 0 | 895.4746 | -0.024199 | 679.6363 | 0.00099013 | 895.7062 | 0 | 895.7062 | 0 | 895.4746 | -0.043435 | 895.7062 | -0.031828 | 895.7062 | -0.0092545 | 895.7062 | -0.029541 | 1005.1999 | 0.032357 | 895.4746 | -0.072459 | 895.4746 | -0.020404 | 895.7062 | -0.00092999 | 1005.1744 | 0.00017392 | 895.4746 | 2.1443 | 1010.2102 | 0.00070861 | 1005.1999 | 0.16122 | 895.4746 | 1.2512 | 1062.2994 | 0.62194 |  |  | 1268.417 | 0.020661 | 1039.2211 | 0.012269 | 1179.6514 | 0 | 1178.8329 | 0 | 1178.8259 | 0.0030705 | 895.475 | 0.0096636 | 895.7062 | -0.014643 | 895.4746 | -0.023728 | 895.4746 | 0.010614 | 895.7062 | #REF! | 895.4746 | -0.010938 | 891.173 | 0.01841
| 415.461 | 0 | 415.4609 | -0.016319 | 415.461 | 0.034613 | 415.461 | 0 | 415.461 | 0 | 415.4609 | 0 | 677.902 | 0.019941 | 895.7152 | 0.017519 | 415.461 | 0 | 677.902 | 0.035464 | 895.7152 | 0.16834 | 895.7152 | 0.028298 | 886.0177 | 0 | 895.7152 | 0.090115 | 895.7152 | 0 |  |  | 890.5374 | 0.025975 | 895.7152 | -0.0046472 | 895.947 | 0.055082 | 895.947 | 0.035417 | 895.947 | 0.0041482 | 677.902 | 0.021314 | 895.947 | 0.014448 | 895.947 | 0.0074389 |  |  | 895.7152 | 0.035343 | 890.36 | -0.0058295 | 895.947 | 0.024866 | 895.7152 | 0.016031 | 679.7569 | 0.00046572 | 895.947 | 0.072185 | 895.947 | 0.0078222 | 895.7152 | 0.019913 | 895.947 | 0.0083798 | 895.947 | 0.0080528 | 895.947 | 0.039872 | 1005.3684 | 0.03492 | 895.7152 | 0.067568 | 895.7152 | 0.049496 | 895.947 | 0.007651 | 1005.3442 | 0.0013044 | 895.7152 | 2.2047 | 1010.3817 | 0.0027609 | 1005.3684 | 0.16592 | 895.7152 | 1.2657 | 1062.4117 | 0.62131 |  |  | 1268.4959 | 0.020533 | 1039.2344 | 0.012288 | 1179.7196 | 0 | 1178.9009 | 0 | 1178.894 | 0.0030535 | 895.715 | 0.012452 | 895.947 | 0.0078904 | 895.7152 | 0.051216 | 895.7152 | 0.015922 | 895.947 | #REF! | 895.7152 | 0.056033 | 891.4127 | 0.019168
| 415.5409 | 0 | 415.5409 | 0.0067689 | 415.5409 | 0.034613 | 415.5409 | 0 | 415.5409 | 0 | 415.5409 | 0 | 678.0261 | 0 | 895.9558 | -0.12367 | 415.5409 | 0 | 678.0261 | 0 | 895.9558 | -0.22073 | 895.9558 | -0.057859 | 886.2562 | 0 | 895.9558 | -0.15239 | 895.9558 | 0 |  |  | 890.776 | -0.030045 | 895.9558 | -0.19398 | 896.1879 | 0 | 896.1879 | 0 | 896.1879 | -0.032365 | 678.0261 | 0.02121 | 896.1879 | 0 | 896.1879 | 0 |  |  | 895.9558 | -0.034222 | 890.6 | -0.0023318 | 896.1879 | 0 | 895.9558 | -0.029476 | 679.8776 | 0.0010027 | 896.1879 | 0 | 896.1879 | 0 | 895.9558 | -0.08687 | 896.1879 | -0.03406 | 896.1879 | -0.023786 | 896.1879 | -0.025895 | 1005.537 | 0.022319 | 895.9558 | -0.071975 | 895.9558 | 0.050928 | 896.1879 | 0.0019579 | 1005.514 | 0 | 895.9558 | 2.0079 | 1010.5532 | 0.00093754 | 1005.537 | 0.16144 | 895.9558 | 1.2693 | 1062.524 | 0.61966 |  |  | 1268.5746 | 0.020399 | 1039.2476 | 0.012307 | 1179.7877 | 0 | 1178.969 | 0 | 1178.962 | 0.0030296 | 895.956 | 0.0040145 | 896.1879 | -0.01101 | 895.9558 | -0.011067 | 895.9558 | 0.0088454 | 896.1879 | #REF! | 895.9558 | -0.02514 | 891.6524 | 0.017527
| 415.6209 | 0 | 415.6209 | 0.017321 | 415.6209 | 0.034613 | 415.6209 | 0 | 415.6209 | 0 | 415.6209 | 0 | 678.1501 | 0.0031028 | 896.1964 | -0.024751 | 415.6209 | 0 | 678.1501 | 0.044277 | 896.1964 | 0.15585 | 896.1964 | -0.012675 | 886.4948 | 0 | 896.1964 | 0.053519 | 896.1964 | 0 |  |  | 891.0145 | 0.033843 | 896.1964 | 0.14611 | 896.4287 | 0.055673 | 896.4287 | 0.046272 | 896.4287 | -0.001706 | 678.1501 | 0.0038058 | 896.4287 | 0.0087761 | 896.4287 | 0.0026502 |  |  | 896.1964 | 0.012233 | 890.84 | 0.012359 | 896.4287 | 0.0051882 | 896.1964 | -0.00057071 | 679.9982 | 0.00054042 | 896.4287 | 0.016832 | 896.4287 | 0.0077412 | 896.1964 | 0.053005 | 896.4287 | -0.0027478 | 896.4287 | -0.0038334 | 896.4287 | 0.015692 | 1005.7055 | 0.042181 | 896.1964 | 0.046427 | 896.1964 | 0.042255 | 896.4287 | 0.0060567 | 1005.6838 | 0.00026087 | 896.1964 | 2.0705 | 1010.7246 | 0.0028648 | 1005.7055 | 0.16537 | 896.1964 | 1.282 | 1062.6364 | 0.6175 |  |  | 1268.6534 | 0.020271 | 1039.2609 | 0.012326 | 1179.856 | 0 | 1179.0371 | 0 | 1179.0302 | 0.0029989 | 896.196 | 0.00081532 | 896.4287 | 0.0010581 | 896.1964 | 0.021913 | 896.1964 | 0.0061918 | 896.4287 | #REF! | 896.1964 | 0.047724 | 891.8922 | 0.018157
| 415.7009 | 0 | 415.7009 | -0.024825 | 415.7009 | 0.034613 | 415.7009 | 0 | 415.7009 | 0 | 415.7009 | 0 | 678.2742 | 0 | 896.437 | -0.038104 | 415.7009 | 0 | 678.2742 | 0 | 896.437 | -0.22339 | 896.437 | -0.048351 | 886.7334 | 0 | 896.437 | -0.13041 | 896.437 | 0 |  |  | 891.2531 | -0.034426 | 896.437 | -0.15367 | 896.6696 | 0 | 896.6696 | 0 | 896.6696 | -0.016978 | 678.2742 | 0.0085033 | 896.6696 | 0 | 896.6696 | 0 |  |  | 896.437 | -0.015642 | 891.08 | -0.0019821 | 896.6696 | 0 | 896.437 | 0.0034378 | 680.1188 | 0.0010088 | 896.6696 | 0 | 896.6696 | 0 | 896.437 | -0.051901 | 896.6696 | -0.013401 | 896.6696 | -0.0057935 | 896.6696 | -0.027612 | 1005.8741 | 0.032944 | 896.437 | -0.062537 | 896.437 | -0.020252 | 896.6696 | -0.0038862 | 1005.8536 | 0 | 896.437 | 1.8883 | 1010.8961 | 0.00087831 | 1005.8741 | 0.16176 | 896.437 | 1.3018 | 1062.7488 | 0.61647 |  |  | 1268.7323 | 0.020143 | 1039.274 | 0.012346 | 1179.9242 | 0 | 1179.1052 | 0 | 1179.0983 | 0.0029648 | 896.437 | 0.0081251 | 896.6696 | -0.0033608 | 896.437 | -0.0023269 | 896.437 | 0.0088454 | 896.6696 | #REF! | 896.437 | 0.0041323 | 892.1319 | 0.017642
| 415.7809 | 0 | 415.7809 | -0.031044 | 415.7809 | 0.034613 | 415.7809 | 0 | 415.7809 | 0 | 415.7809 | 0 | 678.3982 | 0.020332 | 896.6776 | 0.0055144 | 415.7809 | 0 | 678.3982 | 0.01379 | 896.6776 | 0.1741 | 896.6776 | 0.011024 | 886.972 | 0 | 896.6776 | 0.099639 | 896.6776 | 0 |  |  | 891.4917 | 0.030207 | 896.6776 | 0.17467 | 896.9104 | 0.085793 | 896.9104 | 0.025695 | 896.9104 | 0.01881 | 678.3982 | 0.018389 | 896.9104 | 0.010539 | 896.9104 | 0.021133 |  |  | 896.6776 | 0.015497 | 891.32 | -0.0012825 | 896.9104 | 0.022052 | 896.6776 | 0.008726 | 680.2394 | 0.00047563 | 896.9104 | 0.058451 | 896.9104 | 0.011563 | 896.6776 | 0.054478 | 896.9104 | 0.0099176 | 896.9104 | 0.0066489 | 896.9104 | 0.039749 | 1006.0426 | 0.031289 | 896.6776 | 0.037513 | 896.6776 | 0.047114 | 896.9104 | 0.0097957 | 1006.0234 | 0.00078262 | 896.6776 | 1.9219 | 1011.0676 | 0.0030151 | 1006.0426 | 0.16559 | 896.6776 | 1.3182 | 1062.8612 | 0.61539 |  |  | 1268.8112 | 0.020015 | 1039.2872 | 0.012365 | 1179.9923 | 0 | 1179.1733 | 0 | 1179.1664 | 0.0029319 | 896.678 | 0.0085338 | 896.9104 | 0.0080739 | 896.6776 | 0.037213 | 896.6776 | 0.013268 | 896.9104 | #REF! | 896.6776 | 0.057524 | 892.3716 | 0.018317
| 415.8609 | 0 | 415.8609 | 0.047358 | 415.8609 | 0.034613 | 415.8609 | 0 | 415.8609 | 0 | 415.8609 | 0 | 678.5223 | 0 | 896.9182 | -0.076661 | 415.8609 | 0 | 678.5223 | 0 | 896.9182 | -0.18545 | 896.9182 | -0.044561 | 887.2106 | 0 | 896.9182 | -0.15459 | 896.9182 | 0 |  |  | 891.7302 | -0.030415 | 896.9182 | -0.22757 | 897.1513 | 0 | 897.1513 | 0 | 897.1513 | -0.0092096 | 678.5223 | 0.014419 | 897.1513 | 0 | 897.1513 | 0 |  |  | 896.9182 | -0.024826 | 891.56 | -0.0040807 | 897.1513 | 0 | 896.9182 | -0.0097914 | 680.3601 | 0.00095012 | 897.1513 | 0 | 897.1513 | 0 | 896.9182 | -0.060367 | 897.1513 | -0.018308 | 897.1513 | -0.016095 | 897.1513 | -0.013391 | 1006.2112 | 0.03556 | 896.9182 | -0.050076 | 896.9182 | -0.013775 | 897.1513 | 0.0032874 | 1006.1932 | 0 | 896.9182 | 1.7347 | 1011.2391 | 0.0010823 | 1006.2112 | 0.16198 | 896.9182 | 1.3254 | 1062.9736 | 0.61297 |  |  | 1268.89 | 0.019887 | 1039.3005 | 0.012385 | 1180.0605 | 0 | 1179.2415 | 0 | 1179.2345 | 0.002908 | 896.918 | 0.0069953 | 897.1513 | -0.0046241 | 896.9182 | 0.0027583 | 896.9182 | 0.0079608 | 897.1513 | #REF! | 896.9182 | -0.01969 | 892.6114 | 0.017156
| 415.9409 | 0 | 415.9409 | 0.0032884 | 415.9409 | 0.034613 | 415.9409 | 0 | 415.9409 | 0 | 415.9409 | 0 | 678.6464 | 0.0016977 | 897.1588 | -0.028266 | 415.9409 | 0 | 678.6464 | 0.051154 | 897.1588 | 0.031178 | 897.1588 | 0.01203 | 887.4492 | 0 | 897.1588 | 0.086451 | 897.1588 | 0 |  |  | 891.9688 | 0.016076 | 897.1588 | 0.12344 | 897.3922 | 0.044664 | 897.3922 | 0.052023 | 897.3922 | 0.011351 | 678.6464 | 0.030195 | 897.3922 | 0.0088488 | 897.3922 | 0.0041744 |  |  | 897.1588 | 0.0087354 | 891.8 | 0.0053631 | 897.3922 | 0.016858 | 897.1588 | 0.011719 | 680.4807 | 0.00048173 | 897.3922 | 0.049775 | 897.3922 | 0.0042802 | 897.1588 | 0.071778 | 897.3922 | 0.0053328 | 897.3922 | 0.010389 | 897.3922 | 0.012627 | 1006.3798 | 0.033905 | 897.1588 | 0.032641 | 897.1588 | 0.016643 | 897.3922 | 0.0068697 | 1006.363 | 0.0018258 | 897.1588 | 1.8771 | 1011.4106 | 0.0020732 | 1006.3798 | 0.16493 | 897.1588 | 1.3453 | 1063.0861 | 0.61134 |  |  | 1268.9689 | 0.019759 | 1039.3137 | 0.012405 | 1180.1288 | 0 | 1179.3096 | 0 | 1179.3026 | 0.0028978 | 897.159 | 0.0094953 | 897.3922 | 0.0058719 | 897.1588 | 0.027747 | 897.1588 | 0.012384 | 897.3922 | #REF! | 897.1588 | 0.073077 | 892.8511 | 0.018315
| 416.0209 | 0 | 416.0209 | -0.022044 | 416.0209 | 0.034613 | 416.0209 | 0 | 416.0209 | 0 | 416.0209 | 0 | 678.7705 | 0 | 897.3994 | -0.12013 | 416.0209 | 0 | 678.7705 | 0 | 897.3994 | -0.46117 | 897.3994 | -0.064914 | 887.6879 | 0 | 897.3994 | -0.18169 | 897.3994 | 0 |  |  | 892.2074 | -0.043772 | 897.3994 | -0.16879 | 897.633 | 0 | 897.633 | 0 | 897.633 | -0.031765 | 678.7705 | 0.0013843 | 897.6331 | 0 | 897.6331 | 0 |  |  | 897.3994 | -0.028642 | 892.04 | 0.0011659 | 897.633 | 0 | 897.3994 | -0.021409 | 680.6013 | 0.0009505 | 897.633 | 0 | 897.6331 | 0 | 897.3994 | -0.056318 | 897.633 | -0.022897 | 897.633 | -0.020643 | 897.633 | -0.016872 | 1006.5483 | 0.03257 | 897.3994 | -0.085043 | 897.3994 | 0.0014588 | 897.6331 | 0.0027037 | 1006.5328 | 0 | 897.3994 | 1.7211 | 1011.5821 | 5.5942e-05 | 1006.5483 | 0.16165 | 897.3994 | 1.3544 | 1063.1985 | 0.61062 |  |  | 1269.0477 | 0.019631 | 1039.3269 | 0.012426 | 1180.197 | 0 | 1179.3777 | 0 | 1179.3707 | 0.0029035 | 897.399 | 0.003101 | 897.6331 | -0.018497 | 897.3994 | -0.011437 | 897.3994 | 0.0088454 | 897.6331 | #REF! | 897.3994 | -0.024501 | 893.0909 | 0.017167
| 416.1009 | 0 | 416.1009 | -0.030596 | 416.1009 | 0.034613 | 416.1009 | 0 | 416.1009 | 0 | 416.1009 | 0 | 678.8946 | 0.0062641 | 897.64 | 0.01757 | 416.1009 | 0 | 678.8946 | 0.020498 | 897.64 | -0.076983 | 897.64 | 0.01906 | 887.9265 | 0 | 897.64 | 0.082056 | 897.64 | 0 |  |  | 892.446 | 0.026902 | 897.64 | 0.15031 | 897.8739 | 0.072706 | 897.8739 | 0.033453 | 897.8739 | 0.0018929 | 678.8946 | 0.020688 | 897.8739 | 0.022289 | 897.874 | 0.0088356 |  |  | 897.64 | 0.022068 | 892.28 | 0.012359 | 897.8739 | 0.014277 | 897.64 | 0.0029563 | 680.7219 | 0.00047639 | 897.8739 | 0.046475 | 897.874 | 0.012107 | 897.64 | 0.10343 | 897.8739 | 0.0049084 | 897.8739 | 0.0064658 | 897.8739 | 0.03491 | 1006.7169 | 0.032303 | 897.64 | 0.056022 | 897.64 | 0.012122 | 897.874 | 0.0079215 | 1006.7026 | 0.0013044 | 897.64 | 1.8063 | 1011.7536 | 0.002501 | 1006.7169 | 0.1634 | 897.64 | 1.3689 | 1063.311 | 0.60921 |  |  | 1269.1266 | 0.019508 | 1039.3402 | 0.012446 | 1180.2653 | 0 | 1179.4458 | 0 | 1179.439 | 0.0029262 | 897.64 | 0.0068511 | 897.8739 | 0.0086611 | 897.64 | 0.019449 | 897.64 | 0.013268 | 897.874 | #REF! | 897.64 | 0.072012 | 893.3306 | 0.01784
| 416.1809 | 0 | 416.1809 | -0.013762 | 416.1809 | 0.034613 | 416.1809 | 0 | 416.1809 | 0 | 416.1809 | 0 | 679.0187 | 0 | 897.8806 | -0.066806 | 416.1809 | 0 | 679.0187 | 0 | 897.8806 | -0.27089 | 897.8806 | -0.056187 | 888.1652 | 0 | 897.8806 | -0.15166 | 897.8806 | 0 |  |  | 892.6846 | -0.044556 | 897.8806 | -0.25528 | 898.1148 | 0 | 898.1148 | 0 | 898.1148 | -0.025501 | 679.0187 | 0 | 898.1148 | 0 | 898.1148 | 0 |  |  | 897.8806 | -0.011005 | 892.52 | 0.02425 | 898.1148 | 0 | 897.8806 | -0.0047285 | 680.8426 | 0.00093258 | 898.1148 | 0 | 898.1148 | 0 | 897.8806 | -0.057054 | 898.1148 | -0.028291 | 898.1148 | -0.018278 | 898.1148 | -0.029501 | 1006.8854 | 0.028512 | 897.8806 | -0.037404 | 897.8806 | -0.018201 | 898.1148 | 0.00059107 | 1006.8725 | 0 | 897.8806 | 1.623 | 1011.9251 | 7.459e-05 | 1006.8854 | 0.16078 | 897.8806 | 1.3833 | 1063.4236 | 0.60808 |  |  | 1269.2054 | 0.01938 | 1039.3534 | 0.012466 | 1180.3335 | 0 | 1179.514 | 0 | 1179.5071 | 0.0029603 | 897.881 | 0.0046395 | 898.1148 | -0.0038901 | 897.8806 | -0.011902 | 897.8806 | 0.0097299 | 898.1148 | #REF! | 897.8806 | -0.010353 | 893.5704 | 0.016718
| 416.2609 | 0 | 416.2609 | -0.0073204 | 416.2609 | 0.034613 | 416.2609 | 0 | 416.2609 | 0 | 416.2609 | 0 | 679.1429 | 0.019261 | 898.1213 | -0.013832 | 416.2609 | 0 | 679.1429 | 0.036109 | 898.1213 | 0.047224 | 898.1213 | 0.022173 | 888.4038 | 0 | 898.1213 | 0.053046 | 898.1213 | 0 |  |  | 892.9233 | 0.036207 | 898.1213 | 0.022571 | 898.3557 | 0.046 | 898.3557 | 0.024986 | 898.3557 | 0.0027923 | 679.1429 | 0.02727 | 898.3557 | 0.012666 | 898.3557 | 0.0061135 |  |  | 898.1213 | -0.00026348 | 892.76 | -0.0058295 | 898.3557 | 0.023516 | 898.1213 | -0.01177 | 680.9632 | 0.00046496 | 898.3557 | 0.071457 | 898.3557 | 0.006648 | 898.1213 | 0.053742 | 898.3557 | 0.0063491 | 898.3557 | -0.0030299 | 898.3557 | 0.029448 | 1007.054 | 0.039992 | 898.1213 | 0.030311 | 898.1213 | -0.0016199 | 898.3557 | 0.0070832 | 1007.0423 | 0.0013044 | 898.1213 | 1.6767 | 1012.0965 | 0.0018143 | 1007.054 | 0.16318 | 898.1213 | 1.4015 | 1063.5361 | 0.60702 |  |  | 1269.2844 | 0.019257 | 1039.3667 | 0.012487 | 1180.4017 | 0 | 1179.5821 | 0 | 1179.5752 | 0.0030012 | 898.121 | 0.0084136 | 898.3557 | 0.0066059 | 898.1213 | 0.026192 | 898.1213 | 0.014153 | 898.3557 | #REF! | 898.1213 | 0.034515 | 893.8102 | 0.017903
| 416.3409 | 0 | 416.3409 | -0.010459 | 416.3409 | 0.034613 | 416.3409 | 0 | 416.3409 | 0 | 416.3409 | 0 | 679.267 | 0 | 898.3619 | -0.012105 | 416.3409 | 0 | 679.267 | 0 | 898.3619 | -0.42235 | 898.3619 | -0.074242 | 888.6425 | 0 | 898.3619 | -0.1458 | 898.3619 | 0 |  |  | 893.1619 | -0.04662 | 898.3619 | -0.23261 | 898.5966 | 0 | 898.5966 | 0 | 898.5966 | -0.011464 | 679.267 | 0 | 898.5966 | 0 | 898.5966 | 0 |  |  | 898.3619 | -0.027348 | 893 | -0.0047802 | 898.5966 | 0 | 898.3619 | -0.0017879 | 681.0839 | 0.00093525 | 898.5966 | 0 | 898.5966 | 0 | 898.3619 | -0.043067 | 898.5966 | -0.011776 | 898.5966 | -0.011257 | 898.5966 | -0.014307 | 1007.2225 | 0.023921 | 898.3619 | 0.0059693 | 898.3619 | 0.014611 | 898.5966 | 0.003222 | 1007.2121 | 0 | 898.3619 | 1.5766 | 1012.268 | 0.00087863 | 1007.2225 | 0.16155 | 898.3619 | 1.4232 | 1063.6487 | 0.60514 |  |  | 1269.3633 | 0.019134 | 1039.3799 | 0.012508 | 1180.47 | 0 | 1179.6503 | 0 | 1179.6434 | 0.0030421 | 898.362 | 0.0077165 | 898.5966 | 0.00018729 | 898.3619 | -0.011731 | 898.3619 | 0.013268 | 898.5966 | #REF! | 898.3619 | -0.025993 | 894.05 | 0.016898
| 416.4209 | 0 | 416.4209 | 0.024021 | 416.4209 | 0.034613 | 416.4209 | 0 | 416.4209 | 0 | 416.4209 | 0 | 679.3912 | 0.018558 | 898.6026 | -0.074244 | 416.4209 | 0 | 679.3912 | 0.026867 | 898.6026 | -0.17015 | 898.6026 | 0.020757 | 888.8811 | 0 | 898.6026 | 0.081323 | 898.6026 | 0 |  |  | 893.4005 | 0.024642 | 898.6026 | 0.089852 | 898.8376 | 0.044344 | 898.8376 | 0.025343 | 898.8376 | 0.0015236 | 679.3912 | 0.0073644 | 898.8376 | 0.016077 | 898.8376 | 0 |  |  | 898.6026 | 0.0055967 | 893.24 | -0.00513 | 898.8376 | 0.0086609 | 898.6026 | -0.013241 | 681.2045 | 0.00047715 | 898.8376 | 0.1128 | 898.8376 | 0.003503 | 898.6026 | 0.046012 | 898.8376 | -0.0012084 | 898.8376 | -0.0023554 | 898.8376 | 0.01375 | 1007.3911 | 0.028993 | 898.6026 | 0.018158 | 898.6026 | 0.030732 | 898.8376 | 0.0054801 | 1007.3819 | 0.0013044 | 898.6026 | 1.6244 | 1012.4395 | 0.0015828 | 1007.3911 | 0.16308 | 898.6026 | 1.4359 | 1063.7612 | 0.60347 |  |  | 1269.4423 | 0.019011 | 1039.3931 | 0.012528 | 1180.5383 | 0 | 1179.7185 | 0 | 1179.7115 | 0.0030785 | 898.603 | 0.012861 | 898.8376 | -0.0045507 | 898.6026 | 0.01069 | 898.6026 | 0.01862 | 898.8376 | #REF! | 898.6026 | 0.044741 | 894.2898 | 0.017646
| 416.5009 | 0 | 416.5009 | 0.016637 | 416.5009 | 0.034613 | 416.5009 | 0 | 416.5009 | 0 | 416.5009 | 0 | 679.5153 | 0 | 898.8432 | -0.11401 | 416.5009 | 0 | 679.5153 | 0 | 898.8432 | -0.3177 | 898.8432 | -0.079393 | 889.1198 | 0 | 898.8432 | -0.16997 | 898.8432 | 0 |  |  | 893.6392 | -0.035606 | 898.8432 | -0.22925 | 899.0785 | 0 | 899.0785 | 0 | 899.0785 | -0.033439 | 679.5153 | 0.0028674 | 899.0785 | 0 | 899.0785 | 0 |  |  | 898.8432 | -0.038851 | 893.48 | -0.0065291 | 899.0785 | 0 | 898.8432 | -0.007204 | 681.3251 | 0.0008979 | 899.0785 | 0 | 899.0785 | 0 | 898.8432 | -0.12736 | 899.0785 | -0.02352 | 899.0785 | -0.015764 | 899.0785 | -0.026616 | 1007.5597 | 0.022639 | 898.8432 | -0.10107 | 898.8432 | -0.012374 | 899.0785 | 0.0088562 | 1007.5517 | 0 | 898.8432 | 1.4733 | 1012.611 | 0.00051994 | 1007.5597 | 0.16012 | 898.8432 | 1.4503 | 1063.8739 | 0.6017 |  |  | 1269.5211 | 0.018889 | 1039.4064 | 0.012549 | 1180.6066 | 0 | 1179.7867 | 0 | 1179.7798 | 0.0031103 | 898.843 | 0.014303 | 899.0785 | -0.013762 | 898.8432 | -0.012953 | 898.8432 | 0.015922 | 899.0785 | #REF! | 898.8432 | -0.013589 | 894.5296 | 0.016209
| 416.5809 | 0 | 416.5809 | 0.020556 | 416.5809 | 0.034613 | 416.5809 | 0 | 416.5809 | 0 | 416.5809 | 0 | 679.6395 | 0.017153 | 899.0839 | -0.0028242 | 416.5809 | 0 | 679.6395 | 0.021244 | 899.0839 | -0.041373 | 899.0839 | 0.026081 | 889.3585 | 0 | 899.0839 | 0.088649 | 899.0839 | 0 |  |  | 893.8778 | 0.020543 | 899.0839 | 0.023881 | 899.3194 | 0.091831 | 899.3194 | 0.026381 | 899.3194 | -0.001508 | 679.6395 | 0.02518 | 899.3194 | 0.011511 | 899.3194 | 0.0064037 |  |  | 899.0839 | 0.011214 | 893.73 | -0.0026815 | 899.3194 | 0.026058 | 899.0839 | 0.0063416 | 681.4458 | 0.00043104 | 899.3194 | 0.058227 | 899.3194 | 0.010155 | 899.0839 | 0.035572 | 899.3194 | 0.0034217 | 899.3194 | 0.00065239 | 899.3194 | 0.03252 | 1007.7282 | 0.048268 | 899.0839 | 0.028624 | 899.0839 | -0.018751 | 899.3194 | 0.010034 | 1007.7216 | 0.0013044 | 899.0839 | 1.4996 | 1012.7825 | 0.0032052 | 1007.7282 | 0.16078 | 899.0839 | 1.4612 | 1063.9867 | 0.59989 |  |  | 1269.6001 | 0.018766 | 1039.4196 | 0.012569 | 1180.6748 | 0 | 1179.8549 | 0 | 1179.8479 | 0.0031375 | 899.084 | 0.016226 | 899.3194 | 0.0034363 | 899.0839 | 0.024376 | 899.0839 | 0.017735 | 899.3194 | #REF! | 899.0839 | 0.042185 | 894.7694 | 0.016916
| 416.661 | 0 | 416.6609 | -0.043174 | 416.661 | 0.034613 | 416.661 | 0 | 416.661 | 0 | 416.6609 | 0 | 679.7637 | 0 | 899.3246 | -0.083449 | 416.661 | 0 | 679.7637 | 0 | 899.3246 | -0.30432 | 899.3246 | -0.060159 | 889.5971 | 0 | 899.3246 | -0.15019 | 899.3246 | 0 |  |  | 894.1165 | -0.034849 | 899.3246 | -0.20742 | 899.5604 | 0 | 899.5604 | 0 | 899.5604 | -0.027674 | 679.7637 | 0.012015 | 899.5604 | 0 | 899.5604 | 0 |  |  | 899.3246 | -0.032066 | 893.97 | -0.0065291 | 899.5604 | 0 | 899.3246 | -0.0065952 | 681.5664 | 0.00091734 | 899.5604 | 0 | 899.5604 | 0 | 899.3246 | -0.053742 | 899.5604 | -0.021356 | 899.5604 | -0.015435 | 899.5604 | -0.010228 | 1007.8968 | 0.027338 | 899.3246 | -0.063754 | 899.3246 | 0.019899 | 899.5604 | -0.0025817 | 1007.8914 | 0 | 899.3246 | 1.2965 | 1012.954 | 0.0016245 | 1007.8968 | 0.15881 | 899.3246 | 1.4703 | 1064.0994 | 0.59827 |  |  | 1269.6791 | 0.018648 | 1039.4327 | 0.01259 | 1180.7432 | 0 | 1179.9231 | 0 | 1179.9161 | 0.0031625 | 899.325 | 0.004976 | 899.5604 | -0.0093217 | 899.3246 | -0.011128 | 899.3246 | 0.0088454 | 899.5604 | #REF! | 899.3246 | -0.0020999 | 895.0092 | 0.016585
| 416.741 | 0 | 416.741 | -0.023023 | 416.741 | 0.034613 | 416.741 | 0 | 416.741 | 0 | 416.741 | 0 | 679.8878 | 0.013641 | 899.5652 | 0.01855 | 416.741 | 0 | 679.8878 | 0.041053 | 899.5652 | -0.003413 | 899.5652 | 0.040286 | 889.8358 | 0 | 899.5652 | 0.076927 | 899.5652 | 0 |  |  | 894.3552 | 0.019797 | 899.5652 | 0.02765 | 899.8013 | 0.030273 | 899.8013 | 0.052462 | 899.8013 | 0.0076418 | 679.8878 | 0.013896 | 899.8013 | 0.012755 | 899.8013 | 0.0082761 |  |  | 899.5652 | 0.021203 | 894.21 | -0.00023318 | 899.8013 | 0.022011 | 899.5652 | 0.019025 | 681.6871 | 0.00049164 | 899.8013 | 0.032938 | 899.8013 | 0.0087101 | 899.5652 | 0.036809 | 899.8013 | 0.0065015 | 899.8013 | 0.013553 | 899.8013 | 0.039263 | 1008.0653 | 0.034546 | 899.5652 | 0.02903 | 899.5652 | 0.028849 | 899.8013 | 0.011861 | 1008.0612 | 0.0013044 | 899.5652 | 1.4697 | 1013.1255 | 0.0052575 | 1008.0653 | 0.15914 | 899.5652 | 1.4938 | 1064.2119 | 0.59637 |  |  | 1269.7579 | 0.018525 | 1039.446 | 0.01261 | 1180.8114 | 0 | 1179.9913 | 0 | 1179.9844 | 0.003191 | 899.565 | 0.015433 | 899.8013 | 0.0095419 | 899.5652 | 0.031248 | 899.5652 | 0.01862 | 899.8013 | #REF! | 899.5652 | 0.060507 | 895.249 | 0.018104
| 416.821 | 0 | 416.821 | -0.002967 | 416.821 | 0.034613 | 416.821 | 0 | 416.821 | 0 | 416.821 | 0 | 680.012 | 0 | 899.8059 | -0.070889 | 416.821 | 0 | 680.012 | 0 | 899.8059 | -0.33677 | 899.8059 | -0.046774 | 890.0745 | 0 | 899.8059 | -0.1458 | 899.8059 | 0 |  |  | 894.5939 | -0.033848 | 899.8059 | -0.13604 | 900.0423 | 0 | 900.0423 | 0 | 900.0423 | -0.027366 | 680.012 | 0.0088 | 900.0423 | 0 | 900.0422 | 0 |  |  | 899.8059 | -0.022951 | 894.45 | -0.010027 | 900.0423 | 0 | 899.8059 | 0.0013222 | 681.8077 | 0.0010267 | 900.0423 | 0 | 900.0422 | 0 | 899.8059 | -0.089815 | 900.0423 | -0.020487 | 900.0423 | -0.010763 | 900.0423 | -0.011882 | 1008.2339 | 0.028886 | 899.8059 | -0.031866 | 899.8059 | 0.0035987 | 900.0422 | 0.0037335 | 1008.2311 | 0 | 899.8059 | 1.2832 | 1013.297 | 0.0017978 | 1008.2339 | 0.15783 | 899.8059 | 1.5029 | 1064.3246 | 0.5938 |  |  | 1269.8369 | 0.018407 | 1039.4592 | 0.012631 | 1180.8798 | 0 | 1180.0594 | 0 | 1180.0526 | 0.0032228 | 899.806 | 0.010361 | 900.0423 | -0.0080739 | 899.8059 | 1.3848e-05 | 899.8059 | 0.010614 | 900.0422 | #REF! | 899.8059 | -0.0019734 | 895.4888 | 0.016588
| 416.901 | 0 | 416.901 | 0.0032432 | 416.901 | 0.034613 | 416.901 | 0 | 416.901 | 0 | 416.901 | 0 | 680.1363 | 0.011182 | 900.0466 | -0.01334 | 416.901 | 0 | 680.1363 | 0.030521 | 900.0466 | 0.21991 | 900.0466 | 0.021957 | 890.3132 | 0 | 900.0466 | 0.09451 | 900.0466 | 0 |  |  | 894.8326 | 0.031742 | 900.0466 | 0.09741 | 900.2832 | 0.091213 | 900.2832 | 0.040596 | 900.2832 | 0.0086664 | 680.1363 | 0.018075 | 900.2832 | 0.018153 | 900.2832 | 0.0067557 |  |  | 900.0466 | 0.02052 | 894.69 | -0.0061794 | 900.2832 | 0.015563 | 900.0466 | 0.022982 | 681.9284 | 0.00054575 | 900.2832 | 0.066959 | 900.2832 | 0.003839 | 900.0466 | 0.032482 | 900.2832 | -0.00022634 | 900.2832 | -0.0014341 | 900.2832 | 0.0086819 | 1008.4025 | 0.032036 | 900.0466 | 0.050683 | 900.0466 | 0.006998 | 900.2832 | 0.015394 | 1008.4009 | 0.0018258 | 900.0466 | 1.3052 | 1013.4685 | 0.0033247 | 1008.4025 | 0.15827 | 900.0466 | 1.5155 | 1064.4374 | 0.59043 |  |  | 1269.9159 | 0.018289 | 1039.4725 | 0.012651 | 1180.9481 | 0 | 1180.1277 | 0 | 1180.1209 | 0.003258 | 900.047 | 0.010769 | 900.2832 | 0.0055783 | 900.0466 | 0.039936 | 900.0466 | 0.015922 | 900.2832 | #REF! | 900.0466 | 0.032171 | 895.7287 | 0.017102
| 416.981 | 0 | 416.981 | 0.017247 | 416.981 | 0.034613 | 416.981 | 0 | 416.981 | 0 | 416.981 | 0 | 680.2605 | 0 | 900.2873 | -0.033967 | 416.981 | 0 | 680.2605 | 0 | 900.2873 | -0.39821 | 900.2873 | -0.060318 | 890.5519 | 0 | 900.2873 | -0.15312 | 900.2873 | 0 |  |  | 895.0713 | -0.045874 | 900.2873 | -0.16459 | 900.5242 | 0 | 900.5242 | 0 | 900.5242 | -0.018577 | 680.2605 | 0 | 900.5242 | 0 | 900.5242 | 0 |  |  | 900.2873 | -0.015942 | 894.93 | 0.0053631 | 900.5242 | 0 | 900.2873 | -0.0030776 | 682.049 | 0.0010382 | 900.5242 | 0 | 900.5242 | 0 | 900.2873 | -0.076563 | 900.5242 | -0.020953 | 900.5242 | -0.011108 | 900.5242 | -0.023844 | 1008.571 | 0.031983 | 900.2873 | -0.072096 | 900.2873 | -0.031391 | 900.5242 | 0.0012341 | 1008.5707 | 0 | 900.2873 | 1.2236 | 1013.64 | 0.00078868 | 1008.571 | 0.15717 | 900.2873 | 1.5246 | 1064.55 | 0.58814 |  |  | 1269.9949 | 0.018172 | 1039.4857 | 0.012671 | 1181.0164 | 0 | 1180.1959 | 0 | 1180.189 | 0.0032932 | 900.287 | 0.006803 | 900.5242 | -0.0010751 | 900.2873 | -3.9734e-05 | 900.2873 | 0.0079608 | 900.5242 | #REF! | 900.2873 | -0.017426 | 895.9685 | 0.016035
| 417.061 | 0 | 417.061 | -0.0096514 | 417.061 | 0.034613 | 417.061 | 0 | 417.061 | 0 | 417.061 | 0 | 680.3847 | 0.029129 | 900.528 | -0.017418 | 417.061 | 0 | 680.3847 | 0.03439 | 900.528 | 0.093194 | 900.528 | 0.016899 | 890.7906 | 0 | 900.528 | 0.069737 | 900.528 | 0 |  |  | 895.31 | 0.026919 | 900.528 | 0.13772 | 900.7652 | 0.043134 | 900.7652 | 0.043707 | 900.7652 | -0.0039804 | 680.3847 | 0.015986 | 900.7652 | 0.011494 | 900.7651 | 0.0024401 |  |  | 900.528 | 0.019106 | 895.17 | -0.00058295 | 900.7652 | 0.018301 | 900.528 | 0.013748 | 682.1697 | 0.00050116 | 900.7652 | 0.051459 | 900.7651 | 0.012799 | 900.528 | 0.027229 | 900.7652 | -0.00061658 | 900.7652 | -1.1582e-05 | 900.7652 | 0.0057306 | 1008.7396 | 0.04074 | 900.528 | 0.019463 | 900.528 | 0.030772 | 900.7651 | 0.0080316 | 1008.7406 | 0.0018258 | 900.528 | 1.33 | 1013.8116 | 0.0020348 | 1008.7396 | 0.15717 | 900.528 | 1.55 | 1064.6628 | 0.58755 |  |  | 1270.074 | 0.018054 | 1039.499 | 0.012691 | 1181.0847 | 0 | 1180.2642 | 0 | 1180.2572 | 0.0033239 | 900.528 | 0.01238 | 900.7652 | -0.0031446 | 900.528 | 0.015819 | 900.528 | 0.016806 | 900.7651 | #REF! | 900.528 | 0.02514 | 896.2084 | 0.017602
| 417.1411 | 0 | 417.1411 | 0.033667 | 417.1411 | 0.034613 | 417.1411 | 0 | 417.1411 | 0 | 417.1411 | 0 | 680.5089 | 0 | 900.7687 | -0.13422 | 417.1411 | 0 | 680.5089 | 0 | 900.7687 | -0.55389 | 900.7687 | -0.079869 | 891.0294 | 0 | 900.7687 | -0.16631 | 900.7687 | 0 |  |  | 895.5487 | -0.01141 | 900.7687 | -0.25528 | 901.0061 | 0 | 901.0061 | 0 | 901.0061 | -0.038806 | 680.5089 | 0.0034607 | 901.0062 | 0 | 901.0062 | 0 |  |  | 900.7687 | -0.036357 | 895.41 | -0.010027 | 901.0061 | 0 | 900.7687 | -0.024656 | 682.2903 | 0.00099013 | 901.0061 | 0 | 901.0062 | 0 | 900.7687 | -0.098281 | 901.0061 | -0.026043 | 901.0061 | -0.018356 | 901.0061 | -0.024813 | 1008.9081 | 0.038657 | 900.7687 | -0.074137 | 900.7687 | -0.061007 | 901.0062 | -0.0071958 | 1008.9104 | 0 | 900.7687 | 1.1103 | 1013.9831 | 0.00039598 | 1008.9081 | 0.15586 | 900.7687 | 1.5699 | 1064.7756 | 0.58706 |  |  | 1270.1529 | 0.017941 | 1039.5122 | 0.012711 | 1181.1531 | 0 | 1180.3324 | 0 | 1180.3256 | 0.0033455 | 900.769 | 0.015601 | 901.0062 | -0.015487 | 900.7687 | -0.0088331 | 900.7687 | 0.017691 | 901.0062 | #REF! | 900.7687 | -0.01296 | 896.4482 | 0.017013
| 417.2211 | 0 | 417.2211 | 0.023922 | 417.2211 | 0.034613 | 417.2211 | 0 | 417.2211 | 0 | 417.2211 | 0 | 680.6332 | 0.017153 | 901.0094 | 0.033638 | 417.2211 | 0 | 680.6332 | 0.025792 | 901.0094 | -0.063802 | 901.0094 | 0.057852 | 891.2681 | 0 | 901.0094 | 0.10697 | 901.0094 | 0 |  |  | 895.7874 | 0.038295 | 901.0094 | 0.17635 | 901.2471 | 0.069206 | 901.2471 | 0.053246 | 901.2471 | 0.0093271 | 680.6332 | 0.01118 | 901.2471 | 0.019813 | 901.2471 | 0.0055129 |  |  | 901.0094 | 0.024185 | 895.65 | -0.021569 | 901.2471 | 0.011686 | 901.0094 | 0.016843 | 682.411 | 0.00049583 | 901.2471 | 0.040641 | 901.2471 | 0.011037 | 901.0094 | 0.078772 | 901.2471 | 0.012843 | 901.2471 | 0.0075714 | 901.2471 | 0.021508 | 1009.0767 | 0.030808 | 901.0094 | 0.025377 | 901.0094 | 0.039818 | 901.2471 | 0.01103 | 1009.0802 | 0.0013044 | 901.0094 | 1.2061 | 1014.1546 | 0.0011345 | 1009.0767 | 0.15542 | 901.0094 | 1.5789 | 1064.8884 | 0.58575 |  |  | 1270.2319 | 0.017823 | 1039.5254 | 0.012731 | 1181.2214 | 0 | 1180.4008 | 0 | 1180.3938 | 0.0033523 | 901.009 | 0.015337 | 901.2471 | 0.019414 | 901.0094 | 0.019579 | 901.0094 | 0.015037 | 901.2471 | #REF! | 901.0094 | 0.045167 | 896.6881 | 0.016489
| 417.3011 | 0 | 417.3011 | -0.040013 | 417.3011 | 0.034613 | 417.3011 | 0 | 417.3011 | 0 | 417.3011 | 0 | 680.7574 | 0 | 901.2501 | -0.082168 | 417.3011 | 0 | 680.7574 | 0 | 901.2501 | -0.28058 | 901.2501 | -0.062976 | 891.5068 | 0 | 901.2501 | -0.12675 | 901.2501 | 0 |  |  | 896.0262 | -0.041897 | 901.2501 | -0.23261 | 901.4881 | 0 | 901.4881 | 0 | 901.4881 | -0.028765 | 680.7574 | 0.010553 | 901.4881 | 0 | 901.4882 | 0 |  |  | 901.2501 | -0.023539 | 895.89 | -0.0054798 | 901.4881 | 0 | 901.2501 | -0.016945 | 682.5316 | 0.00097679 | 901.4881 | 0 | 901.4882 | 0 | 901.2501 | -0.066625 | 901.4881 | -0.024075 | 901.4881 | -0.0076031 | 901.4881 | -0.034703 | 1009.2453 | 0.032464 | 901.2501 | -0.048623 | 901.2501 | 0.016217 | 901.4882 | -0.0030677 | 1009.2501 | 0 | 901.2501 | 1.1234 | 1014.3261 | 0.0012984 | 1009.2453 | 0.15433 | 901.2501 | 1.5898 | 1065.0012 | 0.5831 |  |  | 1270.311 | 0.017711 | 1039.5387 | 0.012751 | 1181.2898 | 0 | 1180.469 | 0 | 1180.462 | 0.0033455 | 901.25 | 0.0093992 | 901.4881 | -0.015671 | 901.2501 | -0.00024648 | 901.2501 | 0.0097299 | 901.4882 | #REF! | 901.2501 | -0.021166 | 896.928 | 0.015445
| 417.3811 | 0 | 417.3811 | -0.024322 | 417.3811 | 0.034613 | 417.3811 | 0 | 417.3811 | 0 | 417.3811 | 0 | 680.8817 | 0.021309 | 901.4909 | -0.00092887 | 417.3811 | 0 | 680.8817 | 0.029446 | 901.4909 | -0.027039 | 901.4909 | 0.018585 | 891.7456 | 0 | 901.4909 | 0.086451 | 901.4909 | 0 |  |  | 896.2649 | 0.0151 | 901.4909 | -0.028531 | 901.7291 | 0.074171 | 901.7291 | 0.035792 | 901.7291 | 0.0046853 | 680.8817 | 0.031345 | 901.7291 | 0.010996 | 901.7291 | 0.0048667 |  |  | 901.4909 | 0.025535 | 896.13 | 0.0074619 | 901.7291 | 0.013932 | 901.4909 | 0.0090811 | 682.6523 | 0.00048287 | 901.7291 | 0.069247 | 901.7291 | 0.010507 | 901.4909 | 0.046012 | 901.7291 | 0.0038419 | 901.7291 | -0.0050615 | 901.7291 | 0.024524 | 1009.4138 | 0.040633 | 901.4909 | 0.031587 | 901.4909 | -0.021446 | 901.7291 | 0.0078459 | 1009.4199 | 0.0018258 | 901.4909 | 1.1885 | 1014.4976 | 0.0010984 | 1009.4138 | 0.15335 | 901.4909 | 1.6133 | 1065.1141 | 0.58021 |  |  | 1270.39 | 0.017598 | 1039.5519 | 0.01277 | 1181.3582 | 0 | 1180.5372 | 0 | 1180.5303 | 0.0033216 | 901.491 | 0.01613 | 901.7291 | 0.0051379 | 901.4909 | 0.025543 | 901.4909 | 0.021273 | 901.7291 | #REF! | 901.4909 | 0.03558 | 897.1679 | 0.016562
| 417.4612 | 0 | 417.4612 | 0.009342 | 417.4612 | 0.034613 | 417.4612 | 0 | 417.4612 | 0 | 417.4612 | 0 | 681.006 | 0 | 901.7316 | -0.026793 | 417.4612 | 0 | 681.006 | 0 | 901.7316 | -0.2239 | 901.7316 | -0.076492 | 891.9844 | 0 | 901.7316 | -0.17364 | 901.7316 | 0 |  |  | 896.5036 | -0.022167 | 901.7316 | -0.22505 | 901.9702 | 0 | 901.9702 | 0 | 901.9702 | -0.023244 | 681.006 | 0.015881 | 901.9702 | 0 | 901.9701 | 0 |  |  | 901.7316 | -0.029186 | 896.37 | -0.009677 | 901.9702 | 0 | 901.7316 | -0.0029905 | 682.773 | 0.00097756 | 901.9702 | 0 | 901.9701 | 0 | 901.7316 | -0.06368 | 901.9702 | -0.018093 | 901.9702 | -0.013164 | 901.9702 | -0.031451 | 1009.5824 | 0.037643 | 901.7316 | -0.045482 | 901.7316 | -0.012302 | 901.9702 | 0.0039127 | 1009.5898 | 0 | 901.7316 | 1.0056 | 1014.6691 | 0.00054263 | 1009.5824 | 0.15269 | 901.7316 | 1.6224 | 1065.2271 | 0.57867 |  |  | 1270.4691 | 0.017485 | 1039.5652 | 0.01279 | 1181.4265 | 0 | 1180.6055 | 0 | 1180.5986 | 0.0032864 | 901.732 | 0.011058 | 901.9702 | -0.0048076 | 901.7316 | -0.016467 | 901.7316 | 0.0097299 | 901.9702 | #REF! | 901.7316 | -0.041972 | 897.4077 | 0.016357
| 417.5412 | 0 | 417.5412 | 0.013134 | 417.5412 | 0.034613 | 417.5412 | 0 | 417.5412 | 0 | 417.5412 | 0 | 681.1303 | 0.017153 | 901.9723 | -0.055546 | 417.5412 | 0 | 681.1303 | 0.030091 | 901.9723 | -0.024008 | 901.9723 | -0.00438 | 892.2231 | 0 | 901.9723 | 0.073117 | 901.9723 | 0 |  |  | 896.7424 | 0.019616 | 901.9723 | 0.06306 | 902.2112 | 0.014827 | 902.2112 | 0.039705 | 902.2112 | -0.0037857 | 681.1303 | 0.034061 | 902.2112 | 0.003162 | 902.2112 | 0.0036995 |  |  | 901.9723 | 0.018986 | 896.61 | -0.018072 | 902.2112 | 0.015472 | 901.9723 | -0.0079143 | 682.8936 | 0.00049583 | 902.2112 | 0.057057 | 902.2112 | 0.0098134 | 901.9723 | 0.04822 | 902.2112 | -0.0012163 | 902.2112 | -0.0024312 | 902.2112 | 0.017724 | 1009.7509 | 0.034546 | 901.9723 | 0.010848 | 901.9723 | -0.021253 | 902.2112 | 0.0021807 | 1009.7596 | 0.0013044 | 901.9723 | 1.1094 | 1014.8406 | 0.00099963 | 1009.7509 | 0.15072 | 901.9723 | 1.6387 | 1065.34 | 0.57793 |  |  | 1270.5481 | 0.017373 | 1039.5784 | 0.012809 | 1181.4949 | 0 | 1180.6738 | 0 | 1180.6669 | 0.0032421 | 901.972 | 0.01113 | 902.2112 | -0.00015513 | 901.9723 | 0.033582 | 901.9723 | 0.015037 | 902.2112 | #REF! | 901.9723 | 0.051559 | 897.6476 | 0.016349
| 417.6212 | 0 | 417.6212 | -0.0072106 | 417.6212 | 0.034613 | 417.6212 | 0 | 417.6212 | 0 | 417.6212 | 0 | 681.2546 | 0 | 902.2131 | -0.0027097 | 417.6212 | 0 | 681.2546 | 0 | 902.2131 | -0.54086 | 902.2131 | -0.044431 | 892.4619 | 0 | 902.2131 | -0.14799 | 902.2131 | 0 |  |  | 896.9812 | -0.043785 | 902.2131 | -0.19482 | 902.4522 | 0 | 902.4522 | 0 | 902.4522 | -0.018493 | 681.2546 | 0.013583 | 902.4522 | 0 | 902.4522 | 0 |  |  | 902.2131 | -0.043796 | 896.85 | -0.011076 | 902.4522 | 0 | 902.2131 | -0.012531 | 683.0143 | 0.00098556 | 902.4522 | 0 | 902.4522 | 0 | 902.2131 | -0.061103 | 902.4522 | -0.0091156 | 902.4522 | -0.0038721 | 902.4522 | -0.014574 | 1009.9195 | 0.035667 | 902.2131 | -0.046014 | 902.2131 | 0.00060923 | 902.4522 | 0.0018282 | 1009.9295 | 0 | 902.2131 | 0.95896 | 1015.0122 | 0.00021061 | 1009.9195 | 0.1504 | 902.2131 | 1.6495 | 1065.4529 | 0.5769 |  |  | 1270.6272 | 0.01726 | 1039.5916 | 0.012828 | 1181.5633 | 0 | 1180.7421 | 0 | 1180.7351 | 0.003191 | 902.213 | 0.0075722 | 902.4522 | 0.002292 | 902.2131 | -0.014652 | 902.2131 | 0.010614 | 902.4522 | #REF! | 902.2131 | -0.038776 | 897.8875 | 0.015108
| 417.7013 | 0 | 417.7013 | -0.041563 | 417.7013 | 0.034613 | 417.7013 | 0 | 417.7013 | 0 | 417.7013 | 0 | 681.3789 | 0.019261 | 902.4538 | -0.023094 | 417.7013 | 0 | 681.3789 | 0.019008 | 902.4538 | 0.21498 | 902.4538 | 0.020979 | 892.7007 | 0 | 902.4538 | 0.055212 | 902.4538 | 0 |  |  | 897.22 | 0.015158 | 902.4538 | 0.11672 | 902.6932 | 0.070329 | 902.6932 | 0.024835 | 902.6932 | 0.014976 | 681.3789 | 0.020374 | 902.6932 | 0.018699 | 902.6932 | 0.0067718 |  |  | 902.4538 | 0.0047943 | 897.09 | 0.018305 | 902.6932 | 0.0075078 | 902.4538 | 0.010045 | 683.1349 | 0.00049354 | 902.6932 | 0.099348 | 902.6932 | 0.0035725 | 902.4538 | 0.10417 | 902.6932 | 0.0028863 | 902.6932 | -0.0011277 | 902.6932 | 0.013634 | 1010.0881 | 0.037002 | 902.4538 | 0.028771 | 902.4538 | 0.0090018 | 902.6932 | 0.0069932 | 1010.0993 | 0.0013044 | 902.4538 | 1.0368 | 1015.1837 | 0.0024724 | 1010.0881 | 0.1481 | 902.4538 | 1.6839 | 1065.5659 | 0.57481 |  |  | 1270.7063 | 0.017152 | 1039.6049 | 0.012847 | 1181.6317 | 0 | 1180.8104 | 0 | 1180.8035 | 0.0031387 | 902.454 | 0.022885 | 902.6932 | 0.0038534 | 902.4538 | 0.037991 | 902.4538 | 0.028349 | 902.6932 | #REF! | 902.4538 | 0.066686 | 898.1274 | 0.01632
| 417.7813 | 0 | 417.7813 | 0.011849 | 417.7813 | 0.034613 | 417.7813 | 0 | 417.7813 | 0 | 417.7813 | 0 | 681.5032 | 0 | 902.6946 | -0.066819 | 417.7813 | 0 | 681.5032 | 0 | 902.6946 | -0.36196 | 902.6946 | -0.074983 | 892.9395 | 0 | 902.6946 | -0.13114 | 902.6946 | 0 |  |  | 897.4587 | -0.033345 | 902.6946 | -0.16795 | 902.9343 | 0 | 902.9343 | 0 | 902.9343 | -0.018084 | 681.5032 | 0.014732 | 902.9343 | 0 | 902.9343 | 0 |  |  | 902.6946 | -0.033968 | 897.33 | -0.0016322 | 902.9343 | 0 | 902.6946 | -0.0046418 | 683.2556 | 0.00099204 | 902.9343 | 0 | 902.9343 | 0 | 902.6946 | -0.073619 | 902.9343 | -0.019081 | 902.9343 | -0.013924 | 902.9343 | -0.015799 | 1010.2566 | 0.035454 | 902.6946 | -0.0057684 | 902.6946 | -0.037421 | 902.9343 | -0.0010525 | 1010.2692 | 0 | 902.6946 | 0.87418 | 1015.3552 | 0.00024022 | 1010.2566 | 0.14952 | 902.6946 | 1.6893 | 1065.679 | 0.57201 |  |  | 1270.7854 | 0.01704 | 1039.618 | 0.012865 | 1181.7001 | 0 | 1180.8787 | 0 | 1180.8718 | 0.0030875 | 902.695 | 0.012284 | 902.9343 | -0.0058352 | 902.6946 | -0.013096 | 902.6946 | 0.014153 | 902.9343 | #REF! | 902.6946 | -0.011386 | 898.3674 | 0.01554
| 417.8613 | 0 | 417.8613 | 0.0027781 | 417.8613 | 0.034613 | 417.8613 | 0 | 417.8613 | 0 | 417.8613 | 0 | 681.6276 | 0.017153 | 902.9354 | -0.013482 | 417.8613 | 0 | 681.6276 | 0.029446 | 902.9354 | 0.1714 | 902.9353 | -0.0079871 | 893.1783 | 0 | 902.9354 | 0.082788 | 902.9353 | 0 |  |  | 897.6975 | 0.035323 | 902.9353 | 0.12596 | 903.1753 | 0.066327 | 903.1753 | 0.044025 | 903.1753 | 0.012358 | 681.6276 | 0.010657 | 903.1753 | 0.0085522 | 903.1753 | 0.0076372 |  |  | 902.9354 | 0.019404 | 897.57 | 0.016206 | 903.1753 | 0.0019526 | 902.9353 | 0.0057835 | 683.3763 | 0.00050231 | 903.1753 | 0.036507 | 903.1753 | 0.0086585 | 902.9353 | 0.037545 | 903.1753 | 0.00064723 | 903.1753 | 0.0020796 | 903.1753 | 0.028184 | 1010.4252 | 0.02659 | 902.9354 | 0.035174 | 902.9354 | 0.013717 | 903.1754 | 0.012863 | 1010.439 | 0.0018258 | 902.9354 | 1.0124 | 1015.5267 | 0.0016377 | 1010.4252 | 0.14777 | 902.9353 | 1.6948 | 1065.792 | 0.56939 |  |  | 1270.8645 | 0.016932 | 1039.6313 | 0.012884 | 1181.7686 | 0 | 1180.947 | 0 | 1180.9401 | 0.0030375 | 902.935 | 0.0065145 | 903.1753 | 0.0032837 | 902.9353 | 0.017893 | 902.9353 | 0.011499 | 903.1754 | #REF! | 902.9353 | 0.075634 | 898.6073 | 0.015784
| 417.9414 | 0 | 417.9414 | -0.045826 | 417.9414 | 0.034613 | 417.9414 | 0 | 417.9414 | 0 | 417.9414 | 0 | 681.7519 | 0 | 903.1761 | -0.12137 | 417.9414 | 0 | 681.7519 | 0 | 903.1761 | -0.48287 | 903.1761 | -0.072773 | 893.4171 | 0 | 903.1761 | -0.19268 | 903.1761 | 0 |  |  | 897.9363 | -0.033016 | 903.1761 | -0.18138 | 903.4164 | 0 | 903.4164 | 0 | 903.4164 | -0.024496 | 681.7519 | 0.015881 | 903.4164 | 0 | 903.4164 | 0 |  |  | 903.1761 | -0.01814 | 897.81 | -0.016322 | 903.4164 | 0 | 903.1761 | -0.02217 | 683.4969 | 0.0008899 | 903.4164 | 0 | 903.4164 | 0 | 903.1761 | -0.092759 | 903.4164 | -0.024627 | 903.4164 | -0.014634 | 903.4164 | -0.042978 | 1010.5938 | 0.045331 | 903.1761 | -0.061472 | 903.1761 | 0.014238 | 903.4164 | -0.0019177 | 1010.6089 | 0 | 903.1761 | 0.88749 | 1015.6983 | 0.00021719 | 1010.5938 | 0.14843 | 903.1761 | 1.7165 | 1065.905 | 0.56635 |  |  | 1270.9436 | 0.016825 | 1039.6445 | 0.012902 | 1181.8369 | 0 | 1181.0154 | 0 | 1181.0084 | 0.0029921 | 903.176 | 0.012116 | 903.4164 | -0.013102 | 903.1761 | -0.010745 | 903.1761 | 0.013268 | 903.4164 | #REF! | 903.1761 | -0.024927 | 898.8472 | 0.01535
| 418.0214 | 0 | 418.0214 | 0.013474 | 418.0214 | 0.034613 | 418.0214 | 0 | 418.0214 | 0 | 418.0214 | 0 | 681.8762 | 0.010831 | 903.4169 | -0.0082743 | 418.0214 | 0 | 681.8762 | 0.029016 | 903.4169 | 0.12925 | 903.4169 | 0.029958 | 893.6559 | 0 | 903.4169 | 0.071357 | 903.4169 | 0 |  |  | 898.1752 | 0.021195 | 903.4169 | 0.14192 | 903.6575 | 0.042581 | 903.6575 | 0.041903 | 903.6575 | 0.0083086 | 681.8762 | 0.015045 | 903.6575 | 0.020723 | 903.6575 | 0.0054016 |  |  | 903.4169 | 0.023342 | 898.05 | -0.00058295 | 903.6575 | 0.015253 | 903.4169 | 0.019126 | 683.6176 | 0.0003975 | 903.6575 | 0.045064 | 903.6575 | 0.0096597 | 903.4169 | 0.097177 | 903.6575 | 0.003913 | 903.6575 | 0.003507 | 903.6575 | 0.035126 | 1010.7623 | 0.025042 | 903.4169 | 0.039149 | 903.4169 | 0.02856 | 903.6575 | 0.013184 | 1010.7788 | 0.0013044 | 903.4169 | 0.92829 | 1015.8698 | 0.0023441 | 1010.7623 | 0.14515 | 903.4169 | 1.7292 | 1066.0181 | 0.56373 |  |  | 1271.0227 | 0.016717 | 1039.6578 | 0.01292 | 1181.9054 | 0 | 1181.0837 | 0 | 1181.0768 | 0.0029512 | 903.417 | 0.0078847 | 903.6575 | 0.0082574 | 903.4169 | 0.045252 | 903.4169 | 0.012384 | 903.6575 | #REF! | 903.4169 | 0.054755 | 899.0871 | 0.01669
| 418.1014 | 0 | 418.1014 | 0.018605 | 418.1014 | 0.034613 | 418.1014 | 0 | 418.1014 | 0 | 418.1014 | 0 | 682.0006 | 0 | 903.6577 | -0.085609 | 418.1014 | 0 | 682.0006 | 0 | 903.6577 | -0.26897 | 903.6577 | -0.064966 | 893.8947 | 0 | 903.6577 | -0.13774 | 903.6577 | 0 |  |  | 898.414 | -0.035643 | 903.6577 | -0.20574 | 903.8985 | 0 | 903.8985 | 0 | 903.8985 | -0.027539 | 682.0006 | 0.022464 | 903.8985 | 0 | 903.8986 | 0 |  |  | 903.6577 | -0.020248 | 898.29 | -0.011426 | 903.8985 | 0 | 903.6577 | -0.018568 | 683.7383 | 0.00085179 | 903.8985 | 0 | 903.8986 | 0 | 903.6577 | -0.061472 | 903.8985 | -0.031916 | 903.8985 | -0.012291 | 903.8985 | -0.03614 | 1010.9309 | 0.033425 | 903.6577 | -0.068185 | 903.6577 | 0.014955 | 903.8986 | -0.0024734 | 1010.9486 | 0 | 903.6577 | 0.80725 | 1016.0413 | 0.00082488 | 1010.9309 | 0.14439 | 903.6577 | 1.7437 | 1066.1311 | 0.56239 |  |  | 1271.1018 | 0.016609 | 1039.671 | 0.012938 | 1181.9738 | 0 | 1181.152 | 0 | 1181.1451 | 0.0029148 | 903.658 | 0.0046155 | 903.8985 | -0.01112 | 903.6577 | -0.0068376 | 903.6577 | 0.0079608 | 903.8986 | #REF! | 903.6577 | -0.033023 | 899.3271 | 0.014971
| 418.1815 | 0 | 418.1815 | 0.022322 | 418.1815 | 0.034613 | 418.1815 | 0 | 418.1815 | 0 | 418.1815 | 0 | 682.125 | 0.0066155 | 903.8985 | -0.039842 | 418.1815 | 0 | 682.125 | 0.024503 | 903.8985 | 0.2487 | 903.8985 | -0.0058819 | 894.1335 | 0 | 903.8985 | 0.081323 | 903.8985 | 0 |  |  | 898.6528 | 0.038848 | 903.8985 | 0.16207 | 904.1396 | 0.025483 | 904.1396 | 0.024068 | 904.1396 | 0.0086441 | 682.125 | 0.031345 | 904.1396 | 0.0068712 | 904.1396 | 0.0068011 |  |  | 903.8985 | 0.0097871 | 898.53 | 0.0039641 | 904.1396 | 0.0047474 | 903.8985 | 0.011567 | 683.8589 | 0.00046153 | 904.1396 | 0.073151 | 904.1396 | 0.010757 | 903.8985 | 0.00067189 | 904.1396 | -0.0060477 | 904.1396 | 3.4898e-05 | 904.1396 | 0.010085 | 1011.0995 | 0.02611 | 903.8985 | 0.04913 | 903.8985 | 0.060265 | 904.1396 | 0.008179 | 1011.1185 | 0.0013044 | 903.8985 | 0.90126 | 1016.2129 | 0.0026293 | 1011.0995 | 0.14242 | 903.8985 | 1.7709 | 1066.2443 | 0.56049 |  |  | 1271.1809 | 0.016507 | 1039.6843 | 0.012955 | 1182.0422 | 0 | 1181.2203 | 0 | 1181.2134 | 0.0028864 | 903.898 | 0.016659 | 904.1396 | 0.0029731 | 903.8985 | 0.029563 | 903.8985 | 0.022158 | 904.1396 | #REF! | 903.8985 | 0.033662 | 899.567 | 0.015799
| 418.2615 | 0 | 418.2615 | -0.028179 | 418.2615 | 0.034613 | 418.2615 | 0 | 418.2615 | 0 | 418.2615 | 0 | 682.2494 | 0 | 904.1393 | -0.014571 | 418.2615 | 0 | 682.2494 | 0 | 904.1393 | -0.49666 | 904.1393 | -0.052152 | 894.3724 | 0 | 904.1393 | -0.15532 | 904.1393 | 0 |  |  | 898.8917 | -0.030158 | 904.1393 | -0.31238 | 904.3807 | 0 | 904.3807 | 0 | 904.3807 | -0.013847 | 682.2494 | 0.0022741 | 904.3807 | 0 | 904.3807 | 0 |  |  | 904.1393 | -0.027103 | 898.77 | 0.0092106 | 904.3807 | 0 | 904.1393 | -0.0072547 | 683.9796 | 0.00099356 | 904.3807 | 0 | 904.3807 | 0 | 904.1393 | -0.08687 | 904.3807 | -0.012695 | 904.3807 | -0.01353 | 904.3807 | -0.019204 | 1011.268 | 0.054729 | 904.1393 | -0.042181 | 904.1393 | -0.018603 | 904.3807 | -0.0058843 | 1011.2884 | 0 | 904.1393 | 0.81501 | 1016.3844 | 0.00025339 | 1011.268 | 0.14231 | 904.1393 | 1.7799 | 1066.3574 | 0.558 |  |  | 1271.2601 | 0.016405 | 1039.6975 | 0.012973 | 1182.1107 | 0 | 1181.2887 | 0 | 1181.2817 | 0.0028682 | 904.139 | 0.006803 | 904.3807 | 0.0095786 | 904.1393 | 0.012942 | 904.1393 | 0.011499 | 904.3807 | #REF! | 904.1393 | 0.0086736 | 899.807 | 0.015089
| 418.3416 | 0 | 418.3416 | -0.011517 | 418.3416 | 0.034613 | 418.3416 | 0 | 418.3416 | 0 | 418.3416 | 0 | 682.3737 | 0.0041566 | 904.3801 | -0.039509 | 418.3416 | 0 | 682.3737 | 0.035034 | 904.3801 | 0.024312 | 904.3801 | 0.030783 | 894.6112 | 0 | 904.3801 | 0.07766 | 904.3801 | 0 |  |  | 899.1305 | 0.038098 | 904.3801 | 0.074678 | 904.6218 | 0.096851 | 904.6218 | 0.022268 | 904.6218 | 0.0030415 | 682.3737 | 0.0091439 | 904.6218 | 0.0071575 | 904.6218 | 0.0024379 |  |  | 904.3801 | 0.010204 | 899.01 | -0.0030314 | 904.6218 | 0.024708 | 904.3801 | -0.00048225 | 684.1003 | 0.00054042 | 904.6218 | 0.096437 | 904.6218 | 0.010445 | 904.3801 | 0.0064998 | 904.6218 | 0.0082728 | 904.6218 | 0.002461 | 904.6218 | 0.013694 | 1011.4366 | 0.034065 | 904.3801 | 0.029325 | 904.3801 | 0.0098445 | 904.6218 | 0.0097864 | 1011.4582 | 0.00078262 | 904.3801 | 0.86655 | 1016.5559 | 0.0023737 | 1011.4366 | 0.141 | 904.3801 | 1.7926 | 1066.4706 | 0.55603 |  |  | 1271.3392 | 0.016297 | 1039.7107 | 0.01299 | 1182.1792 | 0 | 1181.3571 | 0 | 1181.3502 | 0.0028603 | 904.38 | 0.0055049 | 904.6218 | -0.00026344 | 904.3801 | 0.025673 | 904.3801 | 0.012384 | 904.6218 | #REF! | 904.3801 | 0.053476 | 900.047 | 0.015547
| 418.4216 | 0 | 418.4216 | 0.027377 | 418.4216 | 0.034613 | 418.4216 | 0 | 418.4216 | 0 | 418.4216 | 0 | 682.4982 | 0 | 904.6209 | -0.028131 | 418.4216 | 0 | 682.4982 | 0 | 904.6209 | -0.44961 | 904.6209 | -0.065963 | 894.8501 | 0 | 904.6209 | -0.1458 | 904.6209 | 0 |  |  | 899.3694 | -0.032978 | 904.6209 | -0.12344 | 904.8629 | 0 | 904.8629 | 0 | 904.8629 | -0.0056 | 682.4982 | 0.0040539 | 904.8629 | 0 | 904.8629 | 0 |  |  | 904.6209 | -0.024841 | 899.25 | -0.0033811 | 904.8629 | 0 | 904.6209 | -0.0071533 | 684.221 | 0.0010911 | 904.8629 | 0 | 904.8629 | 0 | 904.6209 | -0.050429 | 904.8629 | -0.016076 | 904.8629 | -0.012412 | 904.8629 | -0.030545 | 1011.6052 | 0.026483 | 904.6209 | -0.034605 | 904.6209 | -0.019091 | 904.8629 | 0.0072187 | 1011.6281 | 0 | 904.6209 | 0.70125 | 1016.7275 | 0.00043657 | 1011.6052 | 0.14132 | 904.6209 | 1.807 | 1066.5837 | 0.55455 |  |  | 1271.4185 | 0.016195 | 1039.724 | 0.013007 | 1182.2477 | 0 | 1181.4254 | 0 | 1181.4186 | 0.002866 | 904.621 | -0.0029327 | 904.8629 | -0.00057286 | 904.6209 | -0.0067149 | 904.6209 | 0.0035417 | 904.8629 | #REF! | 904.6209 | -0.033023 | 900.2869 | 0.014776
| 418.5017 | 0 | 418.5017 | 0.0015628 | 418.5017 | 0.034613 | 418.5017 | 0 | 418.5017 | 0 | 418.5017 | 0 | 682.6226 | 0.029716 | 904.8617 | 0.00016255 | 418.5017 | 0 | 682.6226 | 0.024932 | 904.8617 | 0.048768 | 904.8617 | 0.017553 | 895.0889 | 0 | 904.8617 | 0.079858 | 904.8617 | 0 |  |  | 899.6082 | 0.043572 | 904.8617 | 0.08373 | 905.104 | 0.013181 | 905.104 | 0.053787 | 905.104 | 0.00032264 | 682.6226 | 0.0052886 | 905.104 | 0.012465 | 905.104 | 0.0078158 |  |  | 904.8617 | 0.0179 | 899.5 | 0.0043138 | 905.104 | 0.022515 | 904.8617 | 0.0027787 | 684.3416 | 0.00055452 | 905.104 | 0.033792 | 905.104 | 0.0089913 | 904.8617 | 0.020921 | 905.104 | 0.0069017 | 905.104 | -0.002745 | 905.104 | 0.04031 | 1011.7737 | 0.031663 | 904.8617 | 0.014628 | 904.8617 | -0.0031183 | 905.104 | 0.010582 | 1011.798 | 0.00078262 | 904.8617 | 0.84976 | 1016.899 | 0.0043931 | 1011.7737 | 0.14001 | 904.8617 | 1.8378 | 1066.697 | 0.55279 |  |  | 1271.4976 | 0.016092 | 1039.7372 | 0.013023 | 1182.3162 | 0 | 1181.4939 | 0 | 1181.4869 | 0.0028841 | 904.862 | 0.013318 | 905.104 | 0.00745 | 904.8617 | 0.023209 | 904.8617 | 0.019504 | 905.104 | #REF! | 904.8617 | 0.043463 | 900.5269 | 0.015354
| 418.5817 | 0 | 418.5817 | -0.040272 | 418.5817 | 0.034613 | 418.5817 | 0 | 418.5817 | 0 | 418.5817 | 0 | 682.747 | 0 | 905.1025 | -0.096817 | 418.5817 | 0 | 682.747 | 0 | 905.1025 | -0.43397 | 905.1025 | -0.080444 | 895.3278 | 0 | 905.1025 | -0.18829 | 905.1025 | 0 |  |  | 899.8471 | -0.035407 | 905.1025 | -0.050918 | 905.3451 | 0 | 905.3451 | 0 | 905.3451 | -0.031278 | 682.747 | 0.0073169 | 905.3451 | 0 | 905.3451 | 0 |  |  | 905.1025 | -0.013772 | 899.74 | 0.0099102 | 905.3451 | 0 | 905.1025 | -0.017046 | 684.4623 | 0.0010267 | 905.3451 | 0 | 905.3451 | 0 | 905.1025 | -0.093496 | 905.3451 | -0.027265 | 905.3451 | -0.019535 | 905.3451 | -0.024815 | 1011.9423 | 0.03193 | 905.1025 | -0.075405 | 905.1025 | -0.018935 | 905.3451 | 0.0031219 | 1011.9678 | 0 | 905.1025 | 0.67414 | 1017.0706 | 0.0025032 | 1011.9423 | 0.14078 | 905.1025 | 1.8451 | 1066.8102 | 0.55061 |  |  | 1271.5768 | 0.015995 | 1039.7505 | 0.01304 | 1182.3846 | 0 | 1181.5623 | 0 | 1181.5553 | 0.0029137 | 905.103 | 0.0064184 | 905.3451 | -0.015817 | 905.1025 | -0.030989 | 905.1025 | 0.010614 | 905.3451 | #REF! | 905.1025 | -0.0066685 | 900.7669 | 0.01488
| 418.6618 | 0 | 418.6618 | -0.01313 | 418.6618 | 0.034613 | 418.6618 | 0 | 418.6618 | 0 | 418.6618 | 0 | 682.8714 | 0.0016977 | 905.3433 | 0.023906 | 418.6618 | 0 | 682.8714 | 0.041697 | 905.3433 | -0.011171 | 905.3433 | 0.01998 | 895.5667 | 0 | 905.3433 | 0.05753 | 905.3433 | 0 |  |  | 900.086 | 0.033731 | 905.3433 | 0.056293 | 905.5862 | 0.070161 | 905.5862 | 0.085016 | 905.5862 | 0.01813 | 682.8714 | 0.011807 | 905.5862 | 0.017485 | 905.5862 | 0.0078644 |  |  | 905.3433 | 0.0030074 | 899.98 | 0.017955 | 905.5862 | 0.021563 | 905.3433 | 0.0063416 | 684.583 | 0.00047715 | 905.5862 | 0.076901 | 905.5862 | 0.012389 | 905.3433 | 0.065889 | 905.5862 | 0.0057342 | 905.5862 | -5.201e-05 | 905.5862 | 0.043962 | 1012.1109 | 0.032464 | 905.3433 | 0.049283 | 905.3433 | 0.036248 | 905.5862 | 0.0084085 | 1012.1377 | 0.0013044 | 905.3433 | 0.74437 | 1017.2421 | 0.0050985 | 1012.1109 | 0.13947 | 905.3433 | 1.8722 | 1066.9235 | 0.54888 |  |  | 1271.656 | 0.015892 | 1039.7637 | 0.013056 | 1182.4531 | 0 | 1181.6306 | 0 | 1181.6237 | 0.00295 | 905.343 | 0.010986 | 905.5862 | 0.0088079 | 905.3433 | 0.022302 | 905.3433 | 0.017691 | 905.5862 | #REF! | 905.3433 | 0.058164 | 901.0069 | 0.016032
| 418.7418 | 0 | 418.7418 | 0.02824 | 418.7418 | 0.034613 | 418.7418 | 0 | 418.7418 | 0 | 418.7418 | 0 | 682.9959 | 0 | 905.5842 | -0.0045008 | 418.7418 | 0 | 682.9959 | 0 | 905.5842 | -0.1647 | 905.5842 | -0.058386 | 895.8055 | 0 | 905.5842 | -0.13993 | 905.5842 | 0 |  |  | 900.3249 | -0.043217 | 905.5842 | -0.19818 | 905.8274 | 0 | 905.8274 | 0 | 905.8274 | -0.010153 | 682.9959 | 0.0013843 | 905.8274 | 0 | 905.8274 | 0 |  |  | 905.5842 | -0.027405 | 900.22 | 0.0015157 | 905.8274 | 0 | 905.5842 | 0.003676 | 684.7037 | 0.00097756 | 905.8274 | 0 | 905.8274 | 0 | 905.5842 | -0.051901 | 905.8274 | -0.016944 | 905.8274 | -0.011145 | 905.8274 | -0.022416 | 1012.2794 | 0.039245 | 905.5842 | -0.041026 | 905.5842 | -0.072016 | 905.8274 | 0.00020129 | 1012.3076 | 0 | 905.5842 | 0.72991 | 1017.4136 | 0.0017496 | 1012.2794 | 0.13881 | 905.5842 | 1.8795 | 1067.0367 | 0.5468 |  |  | 1271.7352 | 0.015795 | 1039.777 | 0.013072 | 1182.5216 | 0 | 1181.6991 | 0 | 1181.6921 | 0.0029898 | 905.584 | 0.0041347 | 905.8274 | 0.0031861 | 905.5842 | -0.013874 | 905.5842 | 0.0053072 | 905.8274 | #REF! | 905.5842 | -0.020083 | 901.2469 | 0.014487
| 418.8219 | 0 | 418.8219 | -0.0020512 | 418.8219 | 0.034613 | 418.8219 | 0 | 418.8219 | 0 | 418.8219 | 0 | 683.1203 | 0 | 905.825 | -0.019578 | 418.8219 | 0 | 683.1203 | 0.032025 | 905.825 | 0.12486 | 905.825 | 0.020974 | 896.0444 | 0 | 905.825 | 0.10403 | 905.825 | 0 |  |  | 900.5638 | 0.033516 | 905.825 | 0.032424 | 906.0685 | 0.073785 | 906.0685 | 0.037435 | 906.0685 | 0.01545 | 683.1203 | 0.020688 | 906.0685 | 0.010518 | 906.0685 | 0.0071179 |  |  | 905.825 | 0.018663 | 900.46 | 0.012708 | 906.0685 | 0.0010265 | 905.825 | 0.0074577 | 684.8243 | 0.00050574 | 906.0685 | 0.048024 | 906.0685 | 0.0064677 | 905.825 | 0.087974 | 906.0685 | 0.0032211 | 906.0685 | 0.0037232 | 906.0685 | 0.032761 | 1012.448 | 0.037109 | 905.825 | 0.028276 | 905.825 | -0.043455 | 906.0685 | 0.0071877 | 1012.4775 | 0.0013044 | 905.825 | 0.72684 | 1017.5852 | 0.0035178 | 1012.448 | 0.13509 | 905.825 | 1.8885 | 1067.1501 | 0.54433 |  |  | 1271.8145 | 0.015698 | 1039.7902 | 0.013088 | 1182.5901 | 0 | 1181.7675 | 0 | 1181.7605 | 0.0030296 | 905.825 | 0.0018298 | 906.0685 | 0.007083 | 905.825 | 0.025673 | 905.825 | 0.011499 | 906.0685 | #REF! | 905.825 | 0.041119 | 901.4869 | 0.015354
| 418.9019 | 0 | 418.9019 | -0.0095756 | 418.9019 | 0.034613 | 418.9019 | 0 | 418.9019 | 0 | 418.902 | 0 | 683.2448 | 0 | 906.0658 | -0.029996 | 418.9019 | 0 | 683.2448 | 0 | 906.0658 | -0.24561 | 906.0658 | -0.071484 | 896.2833 | 0 | 906.0658 | -0.15092 | 906.0658 | 0 |  |  | 900.8027 | -0.010545 | 906.0658 | -0.16375 | 906.3097 | 0 | 906.3097 | 0 | 906.3097 | -0.0064768 | 683.2448 | 0.010553 | 906.3097 | 0 | 906.3096 | 0 |  |  | 906.0658 | -0.0083984 | 900.7 | -0.010377 | 906.3097 | 0 | 906.0658 | 0.0025924 | 684.945 | 0.001037 | 906.3097 | 0 | 906.3096 | 0 | 906.0658 | -0.034879 | 906.3097 | -0.0095016 | 906.3097 | -0.0083379 | 906.3097 | -0.027943 | 1012.6166 | 0.031235 | 906.0658 | -0.053486 | 906.0658 | -0.00615 | 906.3096 | 0.00018216 | 1012.6473 | 0 | 906.0658 | 0.63016 | 1017.7567 | 3.0669e-05 | 1012.6166 | 0.13389 | 906.0658 | 1.903 | 1067.2634 | 0.54176 |  |  | 1271.8937 | 0.0156 | 1039.8035 | 0.013103 | 1182.6586 | 0 | 1181.8359 | 0 | 1181.829 | 0.0030625 | 906.066 | 0.0015252 | 906.3097 | 0.0013076 | 906.0658 | 0.0010236 | 906.0658 | 0.0053072 | 906.3096 | #REF! | 906.0658 | -0.033876 | 901.7269 | 0.014402
| 418.982 | 0 | 418.982 | 0.020404 | 418.982 | 0.034613 | 418.982 | 0 | 418.982 | 0 | 418.982 | 0 | 683.3692 | 0.0045078 | 906.3067 | -0.0005028 | 418.982 | 0 | 683.3692 | 0.017517 | 906.3067 | 0.11905 | 906.3067 | 0.0052631 | 896.5222 | 0 | 906.3067 | 0.076194 | 906.3067 | 0 |  |  | 901.0416 | 0.027423 | 906.3067 | 0.17215 | 906.5508 | 0.0045465 | 906.5508 | 0.047684 | 906.5508 | -0.0024929 | 683.3692 | 0.020165 | 906.5508 | 0.014808 | 906.5508 | 0.0097604 |  |  | 906.3067 | 0.016192 | 900.94 | 0.005713 | 906.5508 | 0.0087385 | 906.3067 | 0.0016381 | 685.0657 | 0.00053775 | 906.5508 | 0.067783 | 906.5508 | 0.010017 | 906.3067 | 0.0946 | 906.5508 | 0.0029981 | 906.5508 | -0.00049981 | 906.5508 | 0.013563 | 1012.7852 | 0.039618 | 906.3067 | 0.048279 | 906.3067 | -0.003291 | 906.5508 | 0.0077508 | 1012.8172 | 0.0023475 | 906.3067 | 0.69398 | 1017.9283 | 0.00051774 | 1012.7852 | 0.1316 | 906.3067 | 1.923 | 1067.3768 | 0.53879 |  |  | 1271.9729 | 0.015503 | 1039.8166 | 0.013118 | 1182.7272 | 0 | 1181.9043 | 0 | 1181.8973 | 0.0030875 | 906.307 | 0.0069472 | 906.5508 | 0.010092 | 906.3067 | 0.029433 | 906.3067 | 0.013268 | 906.5508 | #REF! | 906.3067 | 0.046872 | 901.967 | 0.01495
| 419.0621 | 0 | 419.0621 | 0.017 | 419.0621 | 0.034613 | 419.0621 | 0 | 419.0621 | 0 | 419.0621 | 0 | 683.4937 | 0 | 906.5476 | -0.085077 | 419.0621 | 0 | 683.4937 | 0 | 906.5476 | -0.44925 | 906.5476 | -0.095653 | 896.7612 | 0 | 906.5476 | -0.137 | 906.5476 | 0 |  |  | 901.2805 | -0.010277 | 906.5476 | -0.1352 | 906.792 | 0 | 906.792 | 0 | 906.792 | -0.026792 | 683.4937 | 0.0019775 | 906.792 | 0 | 906.792 | 0 |  |  | 906.5476 | -0.010529 | 901.18 | -0.014574 | 906.792 | 0 | 906.5476 | -0.021054 | 685.1864 | 0.0010294 | 906.792 | 0 | 906.792 | 0 | 906.5476 | -0.092023 | 906.792 | -0.02242 | 906.792 | -0.020264 | 906.792 | -0.044859 | 1012.9537 | 0.033211 | 906.5476 | -0.056974 | 906.5476 | -0.055625 | 906.792 | 0.001775 | 1012.9871 | 0 | 906.5476 | 0.58134 | 1018.0998 | 0.0017858 | 1012.9537 | 0.13269 | 906.5476 | 1.9555 | 1067.4904 | 0.53615 |  |  | 1272.0521 | 0.015406 | 1039.83 | 0.013133 | 1182.7957 | 0 | 1181.9728 | 0 | 1181.9658 | 0.0031023 | 906.548 | 0.016082 | 906.792 | -0.013615 | 906.5476 | -0.0082857 | 906.5476 | 0.016806 | 906.792 | #REF! | 906.5476 | -0.024501 | 902.207 | 0.014513
| 419.1421 | 0 | 419.1422 | 0.029097 | 419.1421 | 0.034613 | 419.1421 | 0 | 419.1421 | 0 | 419.1421 | 0 | 683.6182 | 0.025219 | 906.7884 | -0.01698 | 419.1421 | 0 | 683.6182 | 0.028801 | 906.7884 | 0.11764 | 906.7884 | 0.0022127 | 897.0001 | 0 | 906.7884 | 0.09158 | 906.7884 | 0 |  |  | 901.5195 | 0.05305 | 906.7884 | 0.20154 | 907.0331 | 0.063581 | 907.0331 | 0.04223 | 907.0331 | -0.0088598 | 683.6182 | 0 | 907.0331 | 0 | 907.0331 | 0.00089791 |  |  | 906.7884 | -0.0039976 | 901.42 | -0.02087 | 907.0331 | 0.010745 | 906.7884 | -0.0046311 | 685.3071 | 0.00050116 | 907.0331 | 0.059544 | 907.0331 | 0.0066625 | 906.7884 | 0.10086 | 907.0331 | -0.0020257 | 907.0331 | 0.0021782 | 907.0331 | 0.0054421 | 1013.1223 | 0.032036 | 906.7884 | 0.050203 | 906.7884 | 0.028943 | 907.0331 | 0.0068404 | 1013.157 | 0.0018258 | 906.7884 | 0.61388 | 1018.2714 | 0.0010552 | 1013.1223 | 0.13061 | 906.7884 | 1.9718 | 1067.6036 | 0.53396 |  |  | 1272.1314 | 0.015309 | 1039.8431 | 0.013148 | 1182.8643 | 0 | 1182.0411 | 0 | 1182.0343 | 0.003108 | 906.788 | 0.018053 | 907.0331 | 0.0066426 | 906.7884 | 0.029303 | 906.7884 | 0.023042 | 907.0331 | #REF! | 906.7884 | 0.03771 | 902.447 | 0.01636
| 419.2222 | 0 | 419.2222 | -0.031714 | 419.2222 | 0.034613 | 419.2222 | 0 | 419.2222 | 0 | 419.2222 | 0 | 683.7427 | 0 | 907.0293 | -0.079022 | 419.2222 | 0 | 683.7427 | 0 | 907.0293 | -0.39648 | 907.0293 | -0.1096 | 897.239 | 0 | 907.0293 | -0.15239 | 907.0293 | 0 |  |  | 901.7584 | -0.037542 | 907.0293 | -0.21749 | 907.2743 | 0 | 907.2743 | 0 | 907.2743 | -0.0085347 | 683.7427 | 0.0076135 | 907.2743 | 0 | 907.2743 | 0 |  |  | 907.0293 | -0.012904 | 901.66 | -0.0058295 | 907.2743 | 0 | 907.0293 | -0.018162 | 685.4278 | 0.00099204 | 907.2743 | 0 | 907.2743 | 0 | 907.0293 | -0.092391 | 907.2743 | -0.026622 | 907.2743 | -0.015431 | 907.2743 | -0.042065 | 1013.2908 | 0.030702 | 907.0293 | -0.034294 | 907.0293 | -0.049393 | 907.2743 | -0.00044581 | 1013.3269 | 0 | 907.0293 | 0.52633 | 1018.4429 | 0.00058136 | 1013.2908 | 0.13072 | 907.0293 | 1.9917 | 1067.717 | 0.53242 |  |  | 1272.2106 | 0.015216 | 1039.8564 | 0.013162 | 1182.9327 | 0 | 1182.1096 | 0 | 1182.1027 | 0.0031057 | 907.029 | 0.016635 | 907.2743 | -0.011083 | 907.0293 | 0.00017665 | 907.0293 | 0.013268 | 907.2743 | #REF! | 907.0293 | -0.01226 | 902.6871 | 0.01437
| 419.3023 | 0 | 419.3023 | -0.016549 | 419.3023 | 0.034613 | 419.3023 | 0 | 419.3023 | 0 | 419.3023 | 0 | 683.8672 | 0.024242 | 907.2702 | 0.016888 | 419.3023 | 0 | 683.8672 | 0.021244 | 907.2702 | 0.01747 | 907.2702 | 0.043258 | 897.4779 | 0 | 907.2702 | 0.12601 | 907.2702 | 0 |  |  | 901.9974 | 0.022279 | 907.2702 | 0.058111 | 907.5155 | 0.078608 | 907.5155 | 0.064735 | 907.5155 | 0.0082836 | 683.8672 | 0.0064748 | 907.5155 | 0.04073 | 907.5155 | 0.010924 |  |  | 907.2702 | -0.0046389 | 901.9 | 0.014107 | 907.5155 | 0.019485 | 907.2702 | 0.0068489 | 685.5485 | 0.00049888 | 907.5155 | 0.055887 | 907.5155 | 0.008283 | 907.2702 | 0.045644 | 907.5155 | 0.020442 | 907.5155 | 0.0075964 | 907.5155 | 0.031971 | 1013.4594 | 0.031716 | 907.2702 | 0.045344 | 907.2702 | 0.026945 | 907.5155 | 0.0070272 | 1013.4968 | 0.0013044 | 907.2702 | 0.66337 | 1018.6145 | 0.0041661 | 1013.4594 | 0.12788 | 907.2702 | 2.0008 | 1067.8304 | 0.53094 |  |  | 1272.2899 | 0.015124 | 1039.8696 | 0.013176 | 1183.0013 | 0 | 1182.1781 | 0 | 1182.1711 | 0.0030978 | 907.27 | 0.011827 | 907.5155 | 0.0079271 | 907.2702 | 0.034101 | 907.2702 | 0.01862 | 907.5155 | #REF! | 907.2702 | 0.054329 | 902.9271 | 0.015242
| 419.3823 | 0 | 419.3823 | 0.0033805 | 419.3823 | 0.034613 | 419.3823 | 0 | 419.3823 | 0 | 419.3823 | 0 | 683.9918 | 0 | 907.511 | -0.043947 | 419.3823 | 0 | 683.9918 | 0 | 907.511 | -0.18879 | 907.511 | -0.052207 | 897.7169 | 0 | 907.511 | -0.15459 | 907.511 | 0 |  |  | 902.2363 | -0.032694 | 907.511 | -0.18306 | 907.7567 | 0 | 907.7567 | 0 | 907.7567 | -0.022559 | 683.9918 | 0.023927 | 907.7567 | 0 | 907.7567 | 0 |  |  | 907.511 | -0.025065 | 902.14 | -0.019821 | 907.7567 | 0 | 907.511 | -0.012785 | 685.6692 | 0.0010503 | 907.7567 | 0 | 907.7567 | 0 | 907.511 | -0.083925 | 907.7567 | -0.017126 | 907.7567 | -0.013786 | 907.7567 | -0.010335 | 1013.628 | 0.031556 | 907.511 | -0.03103 | 907.511 | -0.039338 | 907.7567 | 0.002299 | 1013.6667 | 0 | 907.511 | 0.51084 | 1018.7861 | 0.0035329 | 1013.628 | 0.12897 | 907.511 | 2.0099 | 1067.944 | 0.52898 |  |  | 1272.3691 | 0.015027 | 1039.8829 | 0.01319 | 1183.0698 | 0 | 1182.2466 | 0 | 1182.2396 | 0.0030875 | 907.511 | 0.00097897 | 907.7567 | -0.00378 | 907.511 | -0.014522 | 907.511 | 0.0035426 | 907.7567 | #REF! | 907.511 | -0.020703 | 903.1672 | 0.013851
| 419.4624 | 0 | 419.4624 | 0.020928 | 419.4624 | 0.034613 | 419.4624 | 0 | 419.4624 | 0 | 419.4624 | 0 | 684.1163 | 0.019261 | 907.7519 | -0.052225 | 419.4624 | 0 | 684.1163 | 0.032455 | 907.7519 | 0.0064567 | 907.7519 | 0.0043542 | 897.9558 | 0 | 907.7519 | 0.10403 | 907.7519 | 0 |  |  | 902.4753 | 0.042264 | 907.7519 | 0.14779 | 907.9979 | 0.10634 | 907.9979 | 0.081223 | 907.9979 | 0.0074246 | 684.1163 | 0.01212 | 907.9979 | 0.023455 | 907.9979 | 0.0073568 |  |  | 907.7519 | 0.040028 | 902.38 | -0.01912 | 907.9979 | 0.022571 | 907.7519 | -0.001767 | 685.7899 | 0.00055985 | 907.9979 | 0.076622 | 907.9979 | 0.0093948 | 907.7519 | 0.082821 | 907.9979 | -0.0072584 | 907.9979 | 0.0031518 | 907.9979 | 0.033529 | 1013.7966 | 0.036895 | 907.7519 | 0.0030047 | 907.7519 | 0.00021747 | 907.9979 | 0.0093895 | 1013.8366 | 0.00078262 | 907.7519 | 0.68654 | 1018.9576 | 0.0057416 | 1013.7966 | 0.12635 | 907.7519 | 2.0334 | 1068.0575 | 0.52684 |  |  | 1272.4485 | 0.014935 | 1039.8961 | 0.013204 | 1183.1384 | 0 | 1182.3151 | 0 | 1182.3081 | 0.0030762 | 907.752 | 0.0077886 | 907.9979 | 0.0033156 | 907.7519 | 0.048753 | 907.7519 | 0.013268 | 907.9979 | #REF! | 907.7519 | 0.038137 | 903.4072 | 0.014648
| 419.5425 | 0 | 419.5425 | -0.01912 | 419.5425 | 0.034613 | 419.5425 | 0 | 419.5425 | 0 | 419.5425 | 0 | 684.2408 | 0 | 907.9928 | -0.061572 | 419.5425 | 0 | 684.2408 | 0 | 907.9928 | -0.073808 | 907.9928 | -0.0453 | 898.1948 | 0 | 907.9928 | -0.19122 | 907.9928 | 0 |  |  | 902.7143 | -0.035651 | 907.9928 | -0.1881 | 908.2391 | 0 | 908.2391 | 0 | 908.2391 | -0.026292 | 684.2408 | 0.019434 | 908.2391 | 0 | 908.2391 | 0 |  |  | 907.9928 | -0.022663 | 902.62 | -0.018421 | 908.2391 | 0 | 907.9928 | -0.01106 | 685.9105 | 0.001069 | 908.2391 | 0 | 908.2391 | 0 | 907.9928 | -0.094232 | 908.2391 | -0.030185 | 908.2391 | -0.013351 | 908.2391 | -0.023868 | 1013.9651 | 0.040846 | 907.9928 | -0.0404 | 907.9928 | 0.021499 | 908.2391 | 0.00045007 | 1014.0065 | 0 | 907.9928 | 0.49745 | 1019.1292 | 0.0031314 | 1013.9651 | 0.12799 | 907.9928 | 2.0406 | 1068.171 | 0.52415 |  |  | 1272.5278 | 0.014848 | 1039.9094 | 0.013217 | 1183.207 | 0 | 1182.3835 | 0 | 1182.3766 | 0.0030682 | 907.993 | 0.0015864 | 908.2391 | -0.01479 | 907.9928 | -0.021264 | 907.9928 | 0.0035426 | 908.2391 | #REF! | 907.9928 | -0.03835 | 903.6473 | 0.014106
| 419.6225 | 0 | 419.6226 | -0.028486 | 419.6225 | 0.034613 | 419.6225 | 0 | 419.6225 | 0 | 419.6225 | 0 | 684.3654 | 0.012236 | 908.2337 | 0.0023394 | 419.6225 | 0 | 684.3654 | 0.021244 | 908.2337 | -0.023486 | 908.2337 | 0.02397 | 898.4337 | 0 | 908.2337 | 0.09451 | 908.2337 | 0 |  |  | 902.9532 | 0.018512 | 908.2337 | 0.20658 | 908.4803 | 0.077289 | 908.4803 | 0.054507 | 908.4803 | -0.0016784 | 684.3654 | 0.0076611 | 908.4803 | 0.030715 | 908.4803 | 0.0088575 |  |  | 908.2337 | 0.01823 | 902.86 | -0.0040807 | 908.4803 | 0.014798 | 908.2337 | 0.019177 | 686.0312 | 0.00051488 | 908.4803 | 0.081833 | 908.4803 | 0.012301 | 908.2337 | 0.035608 | 908.4803 | -0.0024733 | 908.4803 | 0.0018999 | 908.4803 | 0.02959 | 1014.1337 | 0.027872 | 908.2337 | -0.0055309 | 908.2337 | 0.034954 | 908.4803 | 0.0019336 | 1014.1764 | 0.0018258 | 908.2337 | 0.641 | 1019.3007 | 0.003851 | 1014.1337 | 0.12416 | 908.2337 | 2.0733 | 1068.2845 | 0.52121 |  |  | 1272.6071 | 0.014755 | 1039.9226 | 0.01323 | 1183.2756 | 0 | 1182.452 | 0 | 1182.4451 | 0.0030637 | 908.234 | 0.0093511 | 908.4803 | 0.006349 | 908.2337 | 0.028266 | 908.2337 | 0.015037 | 908.4803 | #REF! | 908.2337 | 0.063277 | 903.8874 | 0.014868
| 419.7026 | 0 | 419.7026 | 0.02918 | 419.7026 | 0.034613 | 419.7026 | 0 | 419.7026 | 0 | 419.7026 | 0 | 684.49 | 0 | 908.4746 | -0.063803 | 419.7026 | 0 | 684.49 | 0 | 908.4746 | -0.40447 | 908.4746 | -0.076641 | 898.6727 | 0 | 908.4746 | -0.18169 | 908.4746 | 0 |  |  | 903.1922 | -0.027931 | 908.4746 | -0.29055 | 908.7215 | 0 | 908.7215 | 0 | 908.7215 | -0.034769 | 684.49 | 0.036046 | 908.7215 | 0 | 908.7215 | 0 |  |  | 908.4746 | -0.035668 | 903.1 | 0.0074619 | 908.7215 | 0 | 908.4746 | -0.010705 | 686.1519 | 0.0010294 | 908.7215 | 0 | 908.7215 | 0 | 908.4746 | -0.051533 | 908.7215 | -0.02538 | 908.7215 | -0.014579 | 908.7215 | -0.032081 | 1014.3023 | 0.033425 | 908.4746 | -0.061173 | 908.4746 | -0.017036 | 908.7215 | 5.2555e-05 | 1014.3463 | 0 | 908.4746 | 0.49285 | 1019.4723 | 0.0026192 | 1014.3023 | 0.12559 | 908.4746 | 2.0968 | 1068.3982 | 0.51841 |  |  | 1272.6864 | 0.014663 | 1039.9359 | 0.013243 | 1183.3442 | 0 | 1182.5205 | 0 | 1182.5135 | 0.0030671 | 908.475 | 0.01363 | 908.7215 | -0.0096152 | 908.4746 | -0.013874 | 908.4746 | 0.016806 | 908.7215 | #REF! | 908.4746 | -0.024714 | 904.1275 | 0.013882
| 419.7827 | 0 | 419.7827 | -0.009359 | 419.7827 | 0.034613 | 419.7827 | 0 | 419.7827 | 0 | 419.7827 | 0 | 684.6145 | 0.026588 | 908.7156 | 0.050546 | 419.7827 | 0 | 684.6145 | 0.0011182 | 908.7156 | 0.006992 | 908.7156 | 0.038609 | 898.9117 | 0 | 908.7156 | 0.1011 | 908.7156 | 0 |  |  | 903.4312 | 0.03108 | 908.7156 | 0.13436 | 908.9627 | 0.015495 | 908.9627 | 0.046373 | 908.9627 | 0.010976 | 684.6145 | 0.015359 | 908.9627 | 0.018621 | 908.9628 | 0.01764 |  |  | 908.7156 | 0.0081135 | 903.34 | -0.013525 | 908.9627 | 0.029484 | 908.7156 | 0.0088782 | 686.2726 | 0.00052594 | 908.9627 | 0.090364 | 908.9628 | 0.0094116 | 908.7156 | 0.048956 | 908.9627 | 0.01155 | 908.9627 | 0.0052901 | 908.9627 | 0.033267 | 1014.4709 | 0.03257 | 908.7156 | 0.019742 | 908.7156 | 0.034913 | 908.9628 | 0.0048908 | 1014.5162 | 0.0018258 | 908.7156 | 0.56606 | 1019.6439 | 0.0036308 | 1014.4709 | 0.12121 | 908.7156 | 2.1076 | 1068.5116 | 0.5155 |  |  | 1272.7658 | 0.014576 | 1039.9491 | 0.013255 | 1183.4128 | 0 | 1182.589 | 0 | 1182.582 | 0.0030785 | 908.716 | 0.0068991 | 908.9627 | 0.016295 | 908.7156 | 0.019579 | 908.7156 | 0.014153 | 908.9628 | #REF! | 908.7156 | 0.058803 | 904.3676 | 0.014999
| 419.8628 | 0 | 419.8628 | -0.018457 | 419.8628 | 0.034613 | 419.8628 | 0 | 419.8628 | 0 | 419.8628 | 0 | 684.7391 | 0 | 908.9565 | -0.090525 | 419.8628 | 0 | 684.7391 | 0 | 908.9565 | -0.43056 | 908.9565 | -0.09016 | 899.1506 | 0 | 908.9565 | -0.19708 | 908.9565 | 0 |  |  | 903.6703 | -0.040542 | 908.9565 | -0.24604 | 909.204 | 0 | 909.204 | 0 | 909.204 | -0.029798 | 684.7391 | 0.013269 | 909.204 | 0 | 909.204 | 0 |  |  | 908.9565 | 0.0051132 | 903.58 | 0.0246 | 909.204 | 0 | 908.9565 | -0.02283 | 686.3933 | 0.0010397 | 909.204 | 0 | 909.204 | 0 | 908.9565 | -0.12184 | 909.204 | -0.032306 | 909.204 | -0.021617 | 909.204 | -0.034961 | 1014.6394 | 0.030114 | 908.9565 | -0.051268 | 908.9565 | -0.04182 | 909.204 | 0.0030285 | 1014.6861 | 0 | 908.9565 | 0.45454 | 1019.8154 | 0.0017726 | 1014.6394 | 0.1211 | 908.9565 | 2.1293 | 1068.6252 | 0.51294 |  |  | 1272.8451 | 0.014489 | 1039.9624 | 0.013267 | 1183.4814 | 0 | 1182.6576 | 0 | 1182.6506 | 0.0030978 | 908.956 | 0.0094713 | 909.204 | -0.018974 | 908.9565 | -0.019319 | 908.9565 | 0.0097299 | 909.204 | #REF! | 908.9565 | -0.0083373 | 904.6077 | 0.01299
| 419.9429 | 0 | 419.9429 | 0.006662 | 419.9429 | 0.034613 | 419.9429 | 0 | 419.9429 | 0 | 419.9429 | 0 | 684.8637 | 0.032257 | 909.1974 | -0.065375 | 419.9429 | 0 | 684.8637 | 0.054378 | 909.1974 | 0.1873 | 909.1974 | 0.012754 | 899.3896 | 0 | 909.1974 | 0.079125 | 909.1974 | 0 |  |  | 903.9093 | 0.035952 | 909.1974 | 0.042759 | 909.4452 | 0.10181 | 909.4452 | 0.022013 | 909.4452 | 0.010303 | 684.8637 | 0.012747 | 909.4452 | 0.012817 | 909.4452 | 0.0062094 |  |  | 909.1974 | -0.010627 | 903.82 | 0.01026 | 909.4452 | 0.008056 | 909.1974 | 0.0082187 | 686.514 | 0.00052861 | 909.4452 | 0.055455 | 909.4452 | 0.0074931 | 909.1974 | 0.049324 | 909.4452 | 0.0031343 | 909.4452 | 0.00057678 | 909.4452 | 0.026138 | 1014.808 | 0.037643 | 909.1974 | 0.042866 | 909.1974 | 0.041303 | 909.4452 | 0.0076933 | 1014.856 | 0.0018258 | 909.1974 | 0.57808 | 1019.987 | 0.0038151 | 1014.808 | 0.12023 | 909.1974 | 2.1457 | 1068.7389 | 0.51159 |  |  | 1272.9244 | 0.014402 | 1039.9756 | 0.013278 | 1183.5501 | 0 | 1182.7261 | 0 | 1182.7191 | 0.003125 | 909.197 | 0.013967 | 909.4452 | -0.0029783 | 909.1974 | 0.013485 | 909.1974 | 0.017691 | 909.4452 | #REF! | 909.1974 | 0.026206 | 904.8478 | 0.015091
| 420.0229 | 0 | 420.0229 | 0.013095 | 420.0229 | 0.034613 | 420.0229 | 0 | 420.0229 | 0 | 420.0229 | 0 | 684.9883 | 0 | 909.4383 | -0.06135 | 420.0229 | 0 | 684.9883 | 0 | 909.4383 | -0.49168 | 909.4383 | -0.069535 | 899.6287 | 0 | 909.4383 | -0.17583 | 909.4383 | 0 |  |  | 904.1483 | -0.039967 | 909.4383 | -0.17383 | 909.6865 | 0 | 909.6865 | 0 | 909.6865 | -0.036418 | 684.9883 | 0.0088 | 909.6865 | 0 | 909.6865 | 0 |  |  | 909.4383 | -0.049589 | 904.07 | -0.013175 | 909.6865 | 0 | 909.4383 | -0.017807 | 686.6347 | 0.00098022 | 909.6865 | 0 | 909.6865 | 0 | 909.4383 | -0.090183 | 909.6865 | -0.028049 | 909.6865 | -0.01895 | 909.6865 | -0.028537 | 1014.9766 | 0.031075 | 909.4383 | -0.094378 | 909.4383 | -0.043399 | 909.6865 | 0.0027408 | 1015.0259 | 0 | 909.4383 | 0.43242 | 1020.1586 | 0.0021127 | 1014.9766 | 0.12187 | 909.4383 | 2.1728 | 1068.8525 | 0.51017 |  |  | 1273.0038 | 0.014315 | 1039.9889 | 0.01329 | 1183.6186 | 0 | 1182.7946 | 0 | 1182.7877 | 0.0031569 | 909.438 | 0.017693 | 909.6865 | -0.016074 | 909.4383 | -0.017375 | 909.4383 | 0.019504 | 909.6865 | #REF! | 909.4383 | -0.043676 | 905.0879 | 0.013779
| 420.103 | 0 | 420.103 | 0.04774 | 420.103 | 0.034613 | 420.103 | 0 | 420.103 | 0 | 420.103 | 0 | 685.1129 | 0.020723 | 909.6793 | -0.00031674 | 420.103 | 0 | 685.1129 | 0.010436 | 909.6793 | -0.03474 | 909.6793 | 0.0084874 | 899.8677 | 0 | 909.6793 | 0.13188 | 909.6793 | 0 |  |  | 904.3873 | 0.013687 | 909.6793 | -0.012005 | 909.9277 | 0.052958 | 909.9277 | 0.034599 | 909.9277 | 0.0087943 | 685.1129 | 0.051301 | 909.9277 | 0.024944 | 909.9277 | 0.011104 |  |  | 909.6793 | -0.0024532 | 904.31 | 0.0050134 | 909.9277 | 0.030063 | 909.6793 | 0.0083709 | 686.7554 | 0.00047487 | 909.9277 | 0.090013 | 909.9277 | 0.011411 | 909.6793 | 0.048956 | 909.9277 | 0.015674 | 909.9277 | 0.0062461 | 909.9277 | 0.023107 | 1015.1451 | 0.03193 | 909.6793 | 0.052753 | 909.6793 | 0.019635 | 909.9277 | 0.0062989 | 1015.1958 | 0.0018258 | 909.6793 | 0.55524 | 1020.3301 | 0.0032995 | 1015.1451 | 0.12242 | 909.6793 | 2.1909 | 1068.9663 | 0.5073 |  |  | 1273.0832 | 0.014228 | 1040.0021 | 0.013301 | 1183.6873 | 0 | 1182.8632 | 0 | 1182.8562 | 0.0031898 | 909.679 | 0.013918 | 909.9277 | 0.0082574 | 909.6793 | 0.020486 | 909.6793 | 0.020389 | 909.9277 | #REF! | 909.6793 | 0.081813 | 905.328 | 0.014507
| 420.1831 | 0 | 420.1831 | -0.022439 | 420.1831 | 0.034613 | 420.1831 | 0 | 420.1831 | 0 | 420.1831 | 0 | 685.2376 | 0 | 909.9202 | -0.080074 | 420.1831 | 0 | 685.2376 | 0 | 909.9202 | -0.29225 | 909.9202 | -0.058231 | 900.1067 | 0 | 909.9202 | -0.18902 | 909.9202 | 0 |  |  | 904.6264 | -0.048149 | 909.9202 | -0.21749 | 910.169 | 0 | 910.169 | 0 | 910.169 | -0.042671 | 685.2376 | 0.015672 | 910.169 | 0 | 910.169 | 0 |  |  | 909.9202 | -0.0027135 | 904.55 | -0.0016322 | 910.169 | 0 | 909.9202 | -0.016387 | 686.8762 | 0.0010141 | 910.169 | 0 | 910.169 | 0 | 909.9202 | -0.078772 | 910.169 | -0.02479 | 910.169 | -0.011008 | 910.169 | -0.015819 | 1015.3137 | 0.034332 | 909.9202 | -0.088379 | 909.9202 | -0.064205 | 910.169 | 0.0034037 | 1015.3657 | 0 | 909.9202 | 0.39887 | 1020.5017 | 0.0018121 | 1015.3137 | 0.12253 | 909.9202 | 2.2036 | 1069.08 | 0.50447 |  |  | 1273.1626 | 0.014141 | 1040.0154 | 0.013311 | 1183.756 | 0 | 1182.9316 | 0 | 1182.9248 | 0.0032205 | 909.92 | 0.0091107 | 910.169 | -0.016441 | 909.9202 | -0.020875 | 909.9202 | 0.013268 | 910.169 | #REF! | 909.9202 | -0.064129 | 905.5682 | 0.013013
| 420.2632 | 0 | 420.2632 | -0.027685 | 420.2632 | 0.034613 | 420.2632 | 0 | 420.2632 | 0 | 420.2632 | 0 | 685.3622 | 0.026979 | 910.1612 | -0.036894 | 420.2632 | 0 | 685.3622 | 0.027942 | 910.1612 | -0.052284 | 910.1612 | 0.012915 | 900.3457 | 0 | 910.1612 | 0.08059 | 910.1612 | 0 |  |  | 904.8655 | 0.033442 | 910.1612 | 0.014814 | 910.4102 | 0.040814 | 910.4102 | 0.036282 | 910.4102 | 0.0021934 | 685.3622 | 0.02727 | 910.4103 | 0.011196 | 910.4103 | 0.0047971 |  |  | 910.1612 | -0.011617 | 904.79 | -0.00023318 | 910.4102 | 0.027157 | 910.1612 | -0.0062908 | 686.9968 | 0.00055909 | 910.4102 | 0.054635 | 910.4103 | 0.0079046 | 910.1612 | 0.022272 | 910.4102 | 0.0068221 | 910.4102 | 0.0074515 | 910.4102 | 0.022117 | 1015.4823 | 0.035667 | 910.1612 | 0.033614 | 910.1612 | 0.013261 | 910.4103 | 0.0016874 | 1015.5356 | 0.0013044 | 910.1612 | 0.51398 | 1020.6733 | 0.0045467 | 1015.4823 | 0.11925 | 910.1612 | 2.229 | 1069.1937 | 0.50224 |  |  | 1273.2419 | 0.014059 | 1040.0286 | 0.013321 | 1183.8246 | 0 | 1183.0002 | 0 | 1182.9933 | 0.0032444 | 910.161 | 0.0099521 | 910.4103 | -0.0025018 | 910.1612 | 0.030989 | 910.1612 | 0.016806 | 910.4103 | #REF! | 910.1612 | 0.044315 | 905.8083 | 0.014125
| 420.3433 | 0 | 420.3433 | 0.001192 | 420.3433 | 0.034613 | 420.3433 | 0 | 420.3433 | 0 | 420.3433 | 0 | 685.4868 | 0 | 910.4021 | -0.0064705 | 420.3433 | 0 | 685.4868 | 0 | 910.4021 | -0.24345 | 910.4021 | -0.055013 | 900.5847 | 0 | 910.4021 | -0.15898 | 910.4021 | 0 |  |  | 905.1045 | -0.047892 | 910.4021 | -0.21497 | 910.6515 | 0 | 910.6515 | 0 | 910.6515 | -0.021991 | 685.4868 | 0.0052405 | 910.6515 | 0 | 910.6516 | 0 |  |  | 910.4021 | -0.020452 | 905.03 | -0.0033811 | 910.6515 | 0 | 910.4021 | -0.013495 | 687.1176 | 0.00097184 | 910.6515 | 0 | 910.6516 | 0 | 910.4021 | -0.033284 | 910.6515 | -0.015747 | 910.6515 | -0.010129 | 910.6515 | -0.015663 | 1015.6509 | 0.030435 | 910.4021 | -0.040599 | 910.4021 | 0.025276 | 910.6516 | -0.001871 | 1015.7055 | 0 | 910.4021 | 0.36276 | 1020.8449 | 0.0030132 | 1015.6509 | 0.11946 | 910.4021 | 2.2416 | 1069.3075 | 0.49994 |  |  | 1273.3214 | 0.013972 | 1040.0419 | 0.013331 | 1183.8933 | 0 | 1183.0689 | 0 | 1183.0619 | 0.003258 | 910.402 | 0.0023683 | 910.6515 | 0.00051021 | 910.4021 | 0.0085151 | 910.4021 | 0.0070763 | 910.6516 | #REF! | 910.4021 | -0.0087891 | 906.0484 | 0.013416
| 420.4234 | 0 | 420.4234 | 0.021395 | 420.4234 | 0.034613 | 420.4234 | 0 | 420.4234 | 0 | 420.4234 | 0 | 685.6115 | 0.0161 | 910.6431 | 0.026166 | 420.4234 | 0 | 685.6115 | 0.034604 | 910.6431 | 0.10869 | 910.6431 | 0.032497 | 900.8238 | 0 | 910.6431 | 0.10184 | 910.6431 | 0 |  |  | 905.3436 | 0.029389 | 910.6431 | 0.083974 | 910.8928 | 0.12711 | 910.8928 | 0.033549 | 910.8928 | 0.020124 | 685.6115 | 0.0041023 | 910.8928 | 0.032518 | 910.8928 | 0.013342 |  |  | 910.6431 | 0.012515 | 905.27 | -0.008278 | 910.8928 | 0.0009047 | 910.6431 | 0.010603 | 687.2383 | 0.00042837 | 910.8928 | 0.078812 | 910.8928 | 0.010228 | 910.6431 | 0.076931 | 910.8928 | 0.0166 | 910.8928 | 0.0030162 | 910.8928 | 0.035124 | 1015.8194 | 0.028993 | 910.6431 | 0.082863 | 910.6431 | 0.051257 | 910.8928 | 0.00129 | 1015.8755 | 0.0018258 | 910.6431 | 0.50798 | 1021.0164 | 0.0055228 | 1015.8194 | 0.11553 | 910.6431 | 2.2724 | 1069.4213 | 0.49769 |  |  | 1273.4008 | 0.01389 | 1040.0551 | 0.013341 | 1183.9619 | 0 | 1183.1373 | 0 | 1183.1305 | 0.0032603 | 910.643 | 0.011683 | 910.8928 | 0.015047 | 910.6431 | 0.036046 | 910.6431 | 0.016806 | 910.8928 | #REF! | 910.6431 | 0.070308 | 906.2886 | 0.013974
| 420.5035 | 0 | 420.5034 | -0.030307 | 420.5035 | 0.034613 | 420.5035 | 0 | 420.5035 | 0 | 420.5035 | 0 | 685.7362 | 0 | 910.8841 | -0.022598 | 420.5035 | 0 | 685.7362 | 0 | 910.8841 | -0.47143 | 910.8841 | -0.062335 | 901.0628 | 0 | 910.8841 | -0.1795 | 910.8841 | 0 |  |  | 905.5827 | -0.018928 | 910.8841 | -0.2452 | 911.1341 | 0 | 911.1341 | 0 | 911.1341 | -0.018538 | 685.7362 | 0.014732 | 911.1341 | 0 | 911.1341 | 0 |  |  | 910.8841 | -0.012864 | 905.51 | -0.02052 | 911.1341 | 0 | 910.8841 | -0.014307 | 687.359 | 0.00087923 | 911.1341 | 0 | 911.1341 | 0 | 910.8841 | -0.087606 | 911.1341 | -0.026491 | 911.1341 | -0.0080247 | 911.1341 | -0.030113 | 1015.988 | 0.030061 | 910.8841 | -0.016524 | 910.8841 | -0.066828 | 911.1341 | -0.0054425 | 1016.0454 | 0 | 910.8841 | 0.42981 | 1021.188 | 0.0014029 | 1015.988 | 0.11837 | 910.8841 | 2.2978 | 1069.5352 | 0.49498 |  |  | 1273.4802 | 0.013808 | 1040.0684 | 0.01335 | 1184.0306 | 0 | 1183.2059 | 0 | 1183.199 | 0.0032512 | 910.884 | 0.014928 | 911.1341 | 0.0050645 | 910.8841 | -0.0058023 | 910.8841 | 0.015037 | 911.1341 | #REF! | 910.8841 | -0.017884 | 906.5288 | 0.01301
| 420.5836 | 0 | 420.5836 | -0.0084426 | 420.5836 | 0.034613 | 420.5836 | 0 | 420.5836 | 0 | 420.5836 | 0 | 685.8608 | 0.012587 | 911.125 | -0.070467 | 420.5836 | 0 | 685.8608 | 0.055883 | 911.125 | 0.23119 | 911.125 | 0.030516 | 901.3019 | 0 | 911.125 | 0.08059 | 911.125 | 0 |  |  | 905.8218 | 0.012562 | 911.125 | 0.067785 | 911.3754 | 0.080772 | 911.3754 | 0.031814 | 911.3754 | -0.0027931 | 685.8608 | 0.0067713 | 911.3754 | 0.020091 | 911.3754 | 0.002578 |  |  | 911.125 | 0.03389 | 905.75 | -0.0026815 | 911.3754 | 0.032231 | 911.125 | 0.00048604 | 687.4797 | 0.00045771 | 911.3754 | 0.049562 | 911.3754 | 0.0080116 | 911.125 | 0.061103 | 911.3754 | 0.0080889 | 911.3754 | -0.0062145 | 911.3754 | 0.023787 | 1016.1566 | 0.033318 | 911.125 | 0.035405 | 911.125 | 0.040581 | 911.3754 | 0.0052432 | 1016.2153 | 0.0018258 | 911.125 | 0.50269 | 1021.3596 | 0.0040136 | 1016.1566 | 0.11389 | 911.125 | 2.3249 | 1069.6489 | 0.49213 |  |  | 1273.5597 | 0.013726 | 1040.0815 | 0.013358 | 1184.0992 | 0 | 1183.2745 | 0 | 1183.2676 | 0.003233 | 911.125 | 0.011226 | 911.3754 | -0.0053948 | 911.125 | 0.016986 | 911.125 | 0.017691 | 911.3754 | #REF! | 911.125 | 0.047511 | 906.7689 | 0.013523
| 420.6637 | 0 | 420.6636 | 0.0069438 | 420.6637 | 0.034613 | 420.6637 | 0 | 420.6637 | 0 | 420.6636 | 0 | 685.9855 | 0 | 911.366 | -0.065125 | 420.6637 | 0 | 685.9855 | 0 | 911.366 | -0.57336 | 911.366 | -0.083085 | 901.541 | 0 | 911.366 | -0.18096 | 911.366 | 0 |  |  | 906.0609 | -0.05063 | 911.366 | -0.31994 | 911.6167 | 0 | 911.6167 | 0 | 911.6167 | -0.014521 | 685.9855 | 0.019747 | 911.6167 | 0 | 911.6167 | 0 |  |  | 911.366 | -0.00055781 | 905.99 | -0.023318 | 911.6167 | 0 | 911.366 | -0.027852 | 687.6004 | 0.00094249 | 911.6167 | 0 | 911.6167 | 0 | 911.366 | -0.061472 | 911.6167 | -0.0029249 | 911.6167 | -0.0097833 | 911.6167 | -0.048041 | 1016.3252 | 0.024241 | 911.366 | -0.096845 | 911.366 | -0.031977 | 911.6167 | -0.0011639 | 1016.3852 | 0 | 911.366 | 0.32477 | 1021.5312 | 0.00086217 | 1016.3252 | 0.1152 | 911.366 | 2.3358 | 1069.7628 | 0.48977 |  |  | 1273.639 | 0.013644 | 1040.0948 | 0.013366 | 1184.168 | 0 | 1183.3431 | 0 | 1183.3362 | 0.0032103 | 911.366 | 0.010769 | 911.6167 | -0.0082941 | 911.366 | -0.019838 | 911.366 | 0.011499 | 911.6167 | #REF! | 911.366 | -0.023862 | 907.0091 | 0.013615
| 420.7437 | 0 | 420.7437 | 0.047821 | 420.7437 | 0.034613 | 420.7437 | 0 | 420.7437 | 0 | 420.7437 | 0 | 686.1102 | 0.00029265 | 911.607 | -0.086889 | 420.7437 | 0 | 686.1102 | 0.016026 | 911.607 | 0.10083 | 911.607 | 0.028662 | 901.78 | 0 | 911.607 | 0.073997 | 911.607 | 0 |  |  | 906.3 | 0.023721 | 911.607 | -0.034976 | 911.858 | 0.052308 | 911.858 | 0.027449 | 911.858 | 0.011821 | 686.1102 | 0.023091 | 911.858 | 0.02421 | 911.858 | 0.010656 |  |  | 911.607 | 0.016509 | 906.23 | 0.014107 | 911.858 | 0.023321 | 911.607 | -0.0033781 | 687.7211 | 0.00048821 | 911.858 | 0.053378 | 911.858 | 0.011126 | 911.607 | 0.045644 | 911.858 | 0.0090446 | 911.858 | -0.00018748 | 911.858 | 0.021057 | 1016.4937 | 0.040953 | 911.607 | 0.015717 | 911.607 | 0.016941 | 911.858 | 0.0010994 | 1016.5551 | 0.0018258 | 911.607 | 0.48277 | 1021.7028 | 0.0035288 | 1016.4937 | 0.11039 | 911.607 | 2.3737 | 1069.8767 | 0.48787 |  |  | 1273.7185 | 0.013562 | 1040.108 | 0.013374 | 1184.2367 | 0 | 1183.4117 | 0 | 1183.4048 | 0.0031864 | 911.607 | 0.021178 | 911.858 | -0.008184 | 911.607 | 0.035527 | 911.607 | 0.021273 | 911.858 | #REF! | 911.607 | 0.076912 | 907.2493 | 0.014007
| 420.8238 | 0 | 420.8239 | -0.0075695 | 420.8238 | 0.034613 | 420.8238 | 0 | 420.8238 | 0 | 420.8238 | 0 | 686.2349 | 0 | 911.848 | 0.015197 | 420.8238 | 0 | 686.2349 | 0 | 911.848 | -0.26973 | 911.848 | -0.045274 | 902.0191 | 0 | 911.848 | -0.12748 | 911.848 | 0 |  |  | 906.5391 | -0.04187 | 911.848 | -0.1797 | 912.0993 | 0 | 912.0993 | 0 | 912.0993 | -0.0022778 | 686.2349 | 0.026643 | 912.0993 | 0.0021006 | 912.0994 | 0 |  |  | 911.848 | -0.020121 | 906.47 | 0.0043138 | 912.0993 | 0 | 911.848 | 0.0070011 | 687.8418 | 0.001026 | 912.0993 | 0 | 912.0994 | 0 | 911.848 | -0.050061 | 912.0993 | -0.006553 | 912.0993 | -0.0027129 | 912.0993 | -0.0015332 | 1016.6623 | 0.027124 | 911.848 | -0.011037 | 911.848 | 0.0015294 | 912.0994 | -0.001788 | 1016.7251 | 0 | 911.848 | 0.41479 | 1021.8744 | 0.00029507 | 1016.6623 | 0.11313 | 911.848 | 2.3811 | 1069.9906 | 0.48612 |  |  | 1273.798 | 0.01348 | 1040.1213 | 0.013381 | 1184.3054 | 0 | 1183.4804 | 0 | 1183.4734 | 0.003166 | 911.848 | 0.0022677 | 912.0993 | 0.012184 | 911.848 | 0.00561 | 911.848 | 0.0061918 | 912.0994 | #REF! | 911.848 | -0.0092189 | 907.4895 | 0.012221
| 420.9039 | 0 | 420.9039 | -0.042192 | 420.9039 | 0.034613 | 420.9039 | 0 | 420.9039 | 0 | 420.9039 | 0 | 686.3596 | 0.013641 | 912.089 | 0.010961 | 420.9039 | 0 | 686.3596 | 0.053304 | 912.089 | 0.15886 | 912.089 | 0.03269 | 902.2582 | 0 | 912.089 | 0.1055 | 912.089 | 0 |  |  | 906.7782 | 0.027797 | 912.089 | 0.131 | 912.3407 | 0.094042 | 912.3407 | 0.054183 | 912.3407 | 0.0093644 | 686.3596 | 0 | 912.3407 | 0.010725 | 912.3406 | 0.005469 |  |  | 912.089 | 0.01304 | 906.71 | 0.019004 | 912.3407 | 0.021729 | 912.089 | 0.0035873 | 687.9626 | 0.00053851 | 912.3407 | 0.059974 | 912.3406 | 0.013187 | 912.089 | 0.074723 | 912.3407 | 0.013336 | 912.3407 | 0.00020046 | 912.3407 | 0.025498 | 1016.8309 | 0.02376 | 912.089 | -0.013829 | 912.089 | 0.0086786 | 912.3406 | 0.0071468 | 1016.895 | 0.0023475 | 912.089 | 0.46733 | 1022.0459 | 0.0046202 | 1016.8309 | 0.11138 | 912.089 | 2.4064 | 1070.1046 | 0.48344 |  |  | 1273.8774 | 0.013403 | 1040.1346 | 0.013388 | 1184.3742 | 0 | 1183.549 | 0 | 1183.542 | 0.0031523 | 912.089 | 0.0046155 | 912.3407 | 0.0077436 | 912.089 | 0.022561 | 912.089 | 0.011499 | 912.3406 | #REF! | 912.089 | 0.036858 | 907.7297 | 0.014085
| 420.984 | 0 | 420.984 | -0.0051492 | 420.984 | 0.034613 | 420.984 | 0 | 420.984 | 0 | 420.984 | 0 | 686.4844 | 0 | 912.33 | -0.15143 | 420.984 | 0 | 686.4844 | 0 | 912.33 | -0.52084 | 912.33 | -0.09482 | 902.4973 | 0 | 912.33 | -0.16704 | 912.33 | 0 |  |  | 907.0173 | -0.019534 | 912.33 | -0.17551 | 912.582 | 0 | 912.582 | 0 | 912.582 | -0.037112 | 686.4844 | 0.012956 | 912.582 | 0 | 912.582 | 0 |  |  | 912.33 | -0.029381 | 906.95 | -0.038359 | 912.582 | 0 | 912.33 | -0.031657 | 688.0833 | 0.0010888 | 912.582 | 0 | 912.582 | 0 | 912.33 | -0.068097 | 912.582 | -0.037996 | 912.582 | -0.028174 | 912.582 | -0.040794 | 1016.9995 | 0.037002 | 912.33 | -0.06166 | 912.33 | 0.0021396 | 912.582 | 0.0019047 | 1017.0649 | 0 | 912.33 | 0.295 | 1022.2175 | 0.0037975 | 1016.9995 | 0.11542 | 912.33 | 2.4353 | 1070.2185 | 0.48043 |  |  | 1273.9569 | 0.013321 | 1040.1478 | 0.013394 | 1184.4429 | 0 | 1183.6175 | 0 | 1183.6107 | 0.0031489 | 912.33 | 0.0041828 | 912.582 | -0.025286 | 912.33 | -0.043307 | 912.33 | 0.0088454 | 912.582 | #REF! | 912.33 | -0.054755 | 907.9699 | 0.012705
| 421.0641 | 0 | 421.0641 | -0.0098217 | 421.0641 | 0.034613 | 421.0641 | 0 | 421.0641 | 0 | 421.0641 | 0 | 686.6091 | 0.010831 | 912.571 | 0.083367 | 421.0641 | 0 | 686.6091 | 0.036109 | 912.571 | 0.1397 | 912.571 | 0.044828 | 902.7363 | 0 | 912.571 | 0.12675 | 912.571 | 0 |  |  | 907.2565 | 0.020568 | 912.571 | 0.046372 | 912.8233 | 0.095187 | 912.8233 | 0.080178 | 912.8233 | 0.01452 | 686.6091 | 0.014523 | 912.8233 | 0.027065 | 912.8234 | 0.013074 |  |  | 912.571 | 0.0217 | 907.19 | 0.005713 | 912.8233 | 0.042094 | 912.571 | 0.01872 | 688.204 | 0.00055452 | 912.8233 | 0.050015 | 912.8234 | 0.0077142 | 912.571 | 0.16196 | 912.8233 | 0.025771 | 912.8233 | 0.010737 | 912.8233 | 0.043334 | 1017.168 | 0.030702 | 912.571 | 0.035677 | 912.571 | 0.042853 | 912.8234 | 0.011489 | 1017.2349 | 0.0023475 | 912.571 | 0.4917 | 1022.3891 | 0.0070539 | 1017.168 | 0.1116 | 912.571 | 2.4643 | 1070.3325 | 0.4783 |  |  | 1274.0365 | 0.013245 | 1040.1611 | 0.0134 | 1184.5116 | 0 | 1183.6863 | 0 | 1183.6793 | 0.0031535 | 912.571 | 0.0073078 | 912.8233 | 0.020955 | 912.571 | 0.071314 | 912.571 | 0.013268 | 912.8234 | #REF! | 912.571 | 0.061999 | 908.2101 | 0.013536
| 421.1442 | 0 | 421.1443 | -0.017499 | 421.1442 | 0.034613 | 421.1442 | 0 | 421.1442 | 0 | 421.1442 | 0 | 686.7339 | 0 | 912.812 | -0.073219 | 421.1442 | 0 | 686.7339 | 0 | 912.812 | -0.44893 | 912.812 | -0.085053 | 902.9755 | 0 | 912.812 | -0.19415 | 912.812 | 0 |  |  | 907.4956 | -0.049031 | 912.812 | -0.029524 | 913.0647 | 0 | 913.0647 | 0 | 913.0647 | -0.016426 | 686.7339 | 0.0090966 | 913.0647 | 0 | 913.0647 | 0 |  |  | 912.812 | -0.008782 | 907.43 | -0.025068 | 913.0647 | 0 | 912.812 | -0.0083201 | 688.3247 | 0.001037 | 913.0647 | 0 | 913.0647 | 0 | 912.812 | -0.078772 | 913.0647 | -0.020919 | 913.0647 | -0.01818 | 913.0647 | -0.020569 | 1017.3366 | 0.040152 | 912.812 | -0.070884 | 912.812 | -0.025501 | 913.0647 | 0.00051731 | 1017.4048 | 0 | 912.812 | 0.24652 | 1022.5607 | 0.0051445 | 1017.3366 | 0.11236 | 912.812 | 2.4897 | 1070.4465 | 0.47609 |  |  | 1274.116 | 0.013168 | 1040.1743 | 0.013406 | 1184.5803 | 0 | 1183.7549 | 0 | 1183.7479 | 0.0031625 | 912.812 | 0.011731 | 913.0647 | -0.010202 | 912.812 | -0.028136 | 912.812 | 0.015922 | 913.0647 | #REF! | 912.812 | -0.072864 | 908.4503 | 0.012729
| 421.2244 | 0 | 421.2244 | -0.0026941 | 421.2244 | 0.034613 | 421.2244 | 0 | 421.2244 | 0 | 421.2244 | 0 | 686.8586 | 0.019941 | 913.0531 | -0.024712 | 421.2244 | 0 | 686.8586 | 0.039548 | 913.0531 | -0.15115 | 913.053 | 0.0062278 | 903.2146 | 0 | 913.0531 | 0.083521 | 913.053 | 0 |  |  | 907.7348 | 0.026601 | 913.053 | 0.079083 | 913.306 | 0.075056 | 913.306 | 0.050971 | 913.306 | -0.007054 | 686.8586 | 0 | 913.3061 | 0.029701 | 913.306 | 0 |  |  | 913.0531 | -0.0006985 | 907.68 | 0.031946 | 913.306 | 0.0028058 | 913.053 | 0.012277 | 688.4454 | 0.00048821 | 913.306 | 0.078925 | 913.306 | 0.0085641 | 913.053 | 0.053373 | 913.306 | 7.2659e-05 | 913.306 | -0.0006076 | 913.306 | -0.00085282 | 1017.5052 | 0.029954 | 913.0531 | 0.025121 | 913.0531 | -0.011439 | 913.306 | 0.0092714 | 1017.5747 | 0.00078262 | 913.0531 | 0.37507 | 1022.7323 | 0.0076007 | 1017.5052 | 0.10897 | 913.053 | 2.5059 | 1070.5605 | 0.47338 |  |  | 1274.1954 | 0.013086 | 1040.1876 | 0.013411 | 1184.649 | 0 | 1183.8235 | 0 | 1183.8166 | 0.0031716 | 913.053 | 0.0050482 | 913.3061 | 0.0025708 | 913.053 | 0.036305 | 913.053 | 0.011499 | 913.306 | #REF! | 913.053 | 0.044741 | 908.6905 | 0.0135
| 421.3045 | 0 | 421.3045 | 0.014226 | 421.3045 | 0.034613 | 421.3045 | 0 | 421.3045 | 0 | 421.3045 | 0 | 686.9834 | 0 | 913.2941 | -0.12295 | 421.3045 | 0 | 686.9834 | 0 | 913.2941 | -0.27999 | 913.2941 | -0.081539 | 903.4537 | 0 | 913.2941 | -0.20514 | 913.2941 | 0 |  |  | 907.974 | -0.052886 | 913.2941 | -0.34429 | 913.5474 | 0 | 913.5474 | 0 | 913.5474 | -0.042393 | 686.9834 | 0.0233 | 913.5474 | 0 | 913.5474 | 0 |  |  | 913.2941 | -0.060219 | 907.92 | -0.0072287 | 913.5474 | 0 | 913.2941 | -0.017807 | 688.5662 | 0.00095469 | 913.5474 | 0 | 913.5474 | 0 | 913.2941 | -0.088342 | 913.5474 | -0.039081 | 913.5474 | -0.02309 | 913.5474 | -0.03698 | 1017.6738 | 0.035667 | 913.2941 | -0.072083 | 913.2941 | -0.043088 | 913.5474 | 0.0023983 | 1017.7446 | 0 | 913.2941 | 0.25778 | 1022.9039 | 0.0036516 | 1017.6738 | 0.11192 | 913.2941 | 2.5295 | 1070.6747 | 0.47094 |  |  | 1274.275 | 0.013009 | 1040.2008 | 0.013415 | 1184.7178 | 0 | 1183.8922 | 0 | 1183.8853 | 0.0031762 | 913.294 | 0.010866 | 913.5474 | -0.017799 | 913.2941 | -0.031637 | 913.2941 | 0.0097299 | 913.5474 | #REF! | 913.2941 | -0.044315 | 908.9307 | 0.013272
| 421.3846 | 0 | 421.3846 | 0.020452 | 421.3846 | 0.034613 | 421.3846 | 0 | 421.3846 | 0 | 421.3846 | 0 | 687.1082 | 0.031866 | 913.5351 | 0.034751 | 421.3846 | 0 | 687.1082 | 0.017144 | 913.5351 | 0.071153 | 913.5351 | 0.023367 | 903.6928 | 0 | 913.5351 | 0.10697 | 913.5351 | 0 |  |  | 908.2131 | 0.042162 | 913.5351 | 0.10749 | 913.7888 | 0.13122 | 913.7888 | 0.073579 | 913.7888 | 0.0048837 | 687.1082 | 0.0061784 | 913.7888 | 0.016857 | 913.7888 | 0.012626 |  |  | 913.5351 | -0.0047578 | 908.16 | 0.0099102 | 913.7888 | 0.0317 | 913.5351 | 0.0075591 | 688.6869 | 0.0004722 | 913.7888 | 0.05802 | 913.7888 | 0.0082158 | 913.5351 | 0.062208 | 913.7888 | 0.0077213 | 913.7888 | 0.0010792 | 913.7888 | 0.046941 | 1017.8423 | 0.036735 | 913.5351 | 0.038777 | 913.5351 | -0.029114 | 913.7888 | 0.0052297 | 1017.9146 | 0.0013044 | 913.5351 | 0.40061 | 1023.0755 | 0.0041847 | 1017.8423 | 0.10777 | 913.5351 | 2.5675 | 1070.7887 | 0.46868 |  |  | 1274.3545 | 0.012932 | 1040.2141 | 0.013419 | 1184.7865 | 0 | 1183.9608 | 0 | 1183.9539 | 0.0031682 | 913.535 | 0.015241 | 913.7888 | 0.018313 | 913.5351 | 0.031119 | 913.5351 | 0.015037 | 913.7888 | #REF! | 913.5351 | 0.061572 | 909.171 | 0.012895
| 421.4647 | 0 | 421.4647 | 0.013434 | 421.4647 | 0.034613 | 421.4647 | 0 | 421.4647 | 0 | 421.4647 | 0 | 687.233 | 0 | 913.7762 | -0.0079318 | 421.4647 | 0 | 687.233 | 0 | 913.7762 | -0.28594 | 913.7762 | -0.054711 | 903.9319 | 0 | 913.7762 | -0.18096 | 913.7762 | 0 |  |  | 908.4523 | -0.048506 | 913.7762 | -0.20154 | 914.0302 | 0 | 914.0302 | 0 | 914.0302 | -0.0060548 | 687.233 | 0.0058338 | 914.0302 | 0 | 914.0302 | 0 |  |  | 913.7762 | -0.0084473 | 908.4 | -0.028914 | 914.0302 | 0 | 913.7762 | -0.0067981 | 688.8076 | 0.00096079 | 914.0302 | 0 | 914.0302 | 0 | 913.7762 | -0.072146 | 914.0302 | -0.0068955 | 914.0302 | -0.0047527 | 914.0302 | -0.02767 | 1018.0109 | 0.025149 | 913.7762 | -0.0564 | 913.7762 | -0.048002 | 914.0302 | -0.0023541 | 1018.0845 | 0 | 913.7762 | 0.27976 | 1023.2471 | 0.0009225 | 1018.0109 | 0.10843 | 913.7762 | 2.591 | 1070.9028 | 0.46651 |  |  | 1274.4341 | 0.01286 | 1040.2273 | 0.013422 | 1184.8554 | 0 | 1184.0295 | 0 | 1184.0226 | 0.0031478 | 913.776 | 0.0083896 | 914.0302 | -0.00075148 | 913.7762 | -0.0072574 | 913.7762 | 0.010614 | 914.0302 | #REF! | 913.7762 | -0.034728 | 909.4112 | 0.012482
| 421.5448 | 0 | 421.5448 | 0.036218 | 421.5448 | 0.034613 | 421.5448 | 0 | 421.5448 | 0 | 421.5448 | 0 | 687.3578 | 0.015046 | 914.0172 | 0.049986 | 421.5448 | 0 | 687.3578 | 0.036109 | 914.0172 | 0.11707 | 914.0172 | 0.024659 | 904.1711 | 0 | 914.0172 | 0.11942 | 914.0172 | 0 |  |  | 908.6915 | 0.033106 | 914.0172 | 0.14192 | 914.2715 | 0.077207 | 914.2715 | 0.10043 | 914.2715 | 0.019628 | 687.3578 | 0.019538 | 914.2716 | 0.019178 | 914.2716 | 0.016297 |  |  | 914.0172 | 0.0061327 | 908.64 | 0.016555 | 914.2715 | 0.039108 | 914.0172 | 0.015372 | 688.9283 | 0.00049049 | 914.2715 | 0.077234 | 914.2716 | 0.015084 | 914.0172 | 0.099753 | 914.2715 | 0.019668 | 914.2715 | 0.012317 | 914.2715 | 0.039874 | 1018.1795 | 0.039138 | 914.0172 | 0.076292 | 914.0172 | 0.01136 | 914.2715 | 0.014219 | 1018.2545 | 0.0018258 | 914.0172 | 0.43736 | 1023.4187 | 0.0023956 | 1018.1795 | 0.10416 | 914.0172 | 2.611 | 1071.017 | 0.46441 |  |  | 1274.5137 | 0.012784 | 1040.2406 | 0.013425 | 1184.9241 | 0 | 1184.0983 | 0 | 1184.0913 | 0.0031125 | 914.017 | 0.0059616 | 914.2716 | 0.015744 | 914.0172 | 0.022691 | 914.0172 | 0.013268 | 914.2715 | #REF! | 914.0172 | 0.082452 | 909.6515 | 0.013532
| 421.6249 | 0 | 421.6249 | -0.0047135 | 421.6249 | 0.034613 | 421.6249 | 0 | 421.6249 | 0 | 421.6249 | 0 | 687.4826 | 0 | 914.2583 | -0.058948 | 421.6249 | 0 | 687.4826 | 0 | 914.2583 | -0.43817 | 914.2583 | -0.053445 | 904.4103 | 0 | 914.2583 | -0.1751 | 914.2583 | 0 |  |  | 908.9307 | -0.026799 | 914.2583 | -0.27963 | 914.5129 | 0 | 914.5129 | 0 | 914.5129 | -0.018913 | 687.4826 | 0.0043505 | 914.5129 | 0 | 914.5129 | 0 |  |  | 914.2583 | -0.032421 | 908.88 | 0.00081613 | 914.5129 | 0 | 914.2583 | -0.0022572 | 689.0491 | 0.0010046 | 914.5129 | 0 | 914.5129 | 0 | 914.2583 | -0.13988 | 914.5129 | -0.026299 | 914.5129 | -0.016938 | 914.5129 | -0.031451 | 1018.3481 | 0.030221 | 914.2583 | -0.058252 | 914.2583 | -0.014482 | 914.5129 | -0.0015187 | 1018.4244 | 0 | 914.2583 | 0.2196 | 1023.5903 | 2.4132e-05 | 1018.3481 | 0.10624 | 914.2583 | 2.6363 | 1071.1311 | 0.46216 |  |  | 1274.5931 | 0.012707 | 1040.2539 | 0.013427 | 1184.9929 | 0 | 1184.1669 | 0 | 1184.1599 | 0.003066 | 914.258 | 0.0034135 | 914.5129 | -0.012845 | 914.2583 | 0.016856 | 914.2583 | 0.0079608 | 914.5129 | #REF! | 914.2583 | -0.040693 | 909.8917 | 0.012082
| 421.705 | 0 | 421.705 | 0.011558 | 421.705 | 0.034613 | 421.705 | 0 | 421.705 | 0 | 421.705 | 0 | 687.6074 | 0.0094255 | 914.4993 | 0.0015649 | 421.705 | 0 | 687.6074 | 0.056958 | 914.4993 | 0.030388 | 914.4993 | 0.02349 | 904.6494 | 0 | 914.4993 | 0.1011 | 914.4993 | 0 |  |  | 909.1699 | 0.034858 | 914.4993 | 0.11001 | 914.7543 | 0.04251 | 914.7543 | 0.054595 | 914.7543 | 0.0094321 | 687.6074 | 0 | 914.7543 | 0.024046 | 914.7543 | 0.012626 |  |  | 914.4993 | 0.011177 | 909.12 | -0.017722 | 914.7543 | 0.0098175 | 914.4993 | -0.014509 | 689.1698 | 0.00051488 | 914.7543 | 0.067777 | 914.7543 | 0.0078369 | 914.4993 | 0.14172 | 914.7543 | 0.013068 | 914.7543 | 0.005076 | 914.7543 | 0.038568 | 1018.5166 | 0.032784 | 914.4993 | 0.036433 | 914.4993 | 0.079266 | 914.7543 | 0.0074818 | 1018.5944 | 0.0013044 | 914.4993 | 0.43511 | 1023.7619 | 0.0022991 | 1018.5166 | 0.10209 | 914.4993 | 2.6798 | 1071.2454 | 0.46004 |  |  | 1274.6727 | 0.012635 | 1040.2671 | 0.013429 | 1185.0617 | 0 | 1184.2356 | 0 | 1184.2286 | 0.0030137 | 914.499 | 0.015745 | 914.7543 | 0.0048076 | 914.4993 | 0.054847 | 914.4993 | 0.017735 | 914.7543 | #REF! | 914.4993 | 0.035367 | 910.132 | 0.012853
| 421.7851 | 0 | 421.7851 | -0.016564 | 421.7851 | 0.034613 | 421.7851 | 0 | 421.7851 | 0 | 421.7851 | 0 | 687.7322 | 0 | 914.7404 | -0.051145 | 421.7851 | 0 | 687.7322 | 0 | 914.7404 | -0.32734 | 914.7404 | -0.052582 | 904.8885 | 0 | 914.7404 | -0.19342 | 914.7404 | 0 |  |  | 909.4092 | -0.043567 | 914.7404 | -0.21245 | 914.9957 | 0 | 914.9957 | 0 | 914.9957 | -0.017053 | 687.7322 | 0 | 914.9958 | 0 | 914.9957 | 0 |  |  | 914.7404 | -0.02478 | 909.36 | 0.01096 | 914.9957 | 0 | 914.7404 | -0.014307 | 689.2905 | 0.00098137 | 914.9957 | 0.010737 | 914.9957 | 0 | 914.7404 | -0.0019691 | 914.9957 | -0.018785 | 914.9957 | -0.018125 | 914.9957 | -0.032934 | 1018.6852 | 0.025042 | 914.7404 | -0.061719 | 914.7404 | 0.0070546 | 914.9957 | 0.0025773 | 1018.7643 | 0 | 914.7404 | 0.21613 | 1023.9335 | 0.0025931 | 1018.6852 | 0.10591 | 914.7404 | 2.7033 | 1071.3595 | 0.4574 |  |  | 1274.7523 | 0.012558 | 1040.2804 | 0.01343 | 1185.1305 | 0 | 1184.3043 | 0 | 1184.2974 | 0.0029625 | 914.74 | 0.016419 | 914.9958 | -0.0078537 | 914.7404 | 0.0092226 | 914.7404 | 0.016806 | 914.9957 | #REF! | 914.7404 | -0.011242 | 910.3723 | 0.012364
| 421.8653 | 0 | 421.8653 | 0.034952 | 421.8653 | 0.034613 | 421.8653 | 0 | 421.8653 | 0 | 421.8653 | 0 | 687.8571 | 0.038904 | 914.9815 | -0.0038806 | 421.8653 | 0 | 687.8571 | 0.028371 | 914.9815 | 0.10077 | 914.9815 | 0.010398 | 905.1277 | 0 | 914.9815 | 0.076194 | 914.9815 | 0 |  |  | 909.6484 | 0.023139 | 914.9815 | 0.11672 | 915.2372 | 0.080971 | 915.2372 | 0.055805 | 915.2372 | -0.00084409 | 687.8571 | 0.011807 | 915.2372 | 0.030278 | 915.2372 | 0.0095813 |  |  | 914.9815 | 0.028287 | 909.6 | -0.034161 | 915.2372 | 0.027502 | 914.9815 | 0.0086753 | 689.4113 | 0.00046762 | 915.2372 | 0.072123 | 915.2372 | 0.010529 | 914.9815 | 0.092759 | 915.2372 | 0.0038781 | 915.2372 | 0.0059375 | 915.2372 | 0.044363 | 1018.8538 | 0.036361 | 914.9815 | 0.049849 | 914.9815 | 0.020933 | 915.2372 | 0.0027143 | 1018.9343 | 0.0013044 | 914.9815 | 0.34136 | 1024.1051 | 0.00066473 | 1018.8538 | 0.10285 | 914.9815 | 2.7287 | 1071.4738 | 0.4544 |  |  | 1274.8319 | 0.012487 | 1040.2936 | 0.013431 | 1185.1993 | 0 | 1184.373 | 0 | 1184.3661 | 0.002916 | 914.981 | 0.010433 | 915.2372 | 0.014239 | 914.9815 | 0.033193 | 914.9815 | 0.012384 | 915.2372 | #REF! | 914.9815 | 0.064342 | 910.6125 | 0.013125
| 421.9454 | 0 | 421.9454 | -0.013377 | 421.9454 | 0.034613 | 421.9454 | 0 | 421.9454 | 0 | 421.9454 | 0 | 687.9819 | 0 | 915.2225 | 0.0081215 | 421.9454 | 0 | 687.9819 | 0 | 915.2225 | -0.19994 | 915.2225 | -0.056184 | 905.3669 | 0 | 915.2225 | -0.15312 | 915.2225 | 0 |  |  | 909.8876 | -0.033565 | 915.2225 | -0.21581 | 915.4786 | 0 | 915.4786 | 0 | 915.4786 | -0.020821 | 687.9819 | 0.02424 | 915.4786 | 0 | 915.4786 | 0 |  |  | 915.2225 | -0.012107 | 909.84 | -0.0086277 | 915.4786 | 0 | 915.2225 | 0.00042087 | 689.532 | 0.00094516 | 915.4786 | 0 | 915.4786 | 0 | 915.2225 | -0.078404 | 915.4786 | -0.010506 | 915.4786 | -0.0079934 | 915.4786 | -0.0295 | 1019.0224 | 0.027017 | 915.2225 | -0.07625 | 915.2225 | 0.0018161 | 915.4786 | -0.0018613 | 1019.1042 | 0 | 915.2225 | 0.23715 | 1024.2767 | 0.0023276 | 1019.0224 | 0.10613 | 915.2225 | 2.7595 | 1071.588 | 0.45202 |  |  | 1274.9115 | 0.012415 | 1040.3069 | 0.013431 | 1185.2681 | 0 | 1184.4418 | 0 | 1184.4348 | 0.0028807 | 915.223 | 0.010601 | 915.4786 | 0.0013033 | 915.2225 | 0.0049462 | 915.2225 | 0.013268 | 915.4786 | #REF! | 915.2225 | 0.0036243 | 910.8528 | 0.012177
| 422.0255 | 0 | 422.0255 | 0.011809 | 422.0255 | 0.034613 | 422.0255 | 0 | 422.0255 | 0 | 422.0255 | 0 | 688.1068 | 0.0013465 | 915.4636 | 0.027965 | 422.0255 | 0 | 688.1068 | 0.038473 | 915.4636 | 0.11815 | 915.4636 | 0.041623 | 905.6061 | 0 | 915.4636 | 0.1011 | 915.4636 | 0 |  |  | 910.1269 | 0.03256 | 915.4636 | 0.073688 | 915.72 | 0.13319 | 915.72 | 0.05432 | 915.72 | 0.020161 | 688.1068 | 0.014732 | 915.72 | 0.019984 | 915.72 | 0.013521 |  |  | 915.4636 | 0.025062 | 910.08 | -0.0012825 | 915.72 | 0.017624 | 915.4636 | 0.022018 | 689.6527 | 0.00047906 | 915.72 | 0.085781 | 915.72 | 0.013912 | 915.4636 | 0.084293 | 915.72 | 0.017447 | 915.72 | 0.013687 | 915.72 | 0.043515 | 1019.191 | 0.034172 | 915.4636 | 0.026843 | 915.4636 | 0.031604 | 915.72 | 0.0097952 | 1019.2742 | 0.0013044 | 915.4636 | 0.38205 | 1024.4483 | 0.00087534 | 1019.191 | 0.10209 | 915.4636 | 2.783 | 1071.7023 | 0.44928 |  |  | 1274.9912 | 0.012338 | 1040.3201 | 0.013431 | 1185.3369 | 0 | 1184.5105 | 0 | 1184.5035 | 0.002858 | 915.464 | 0.0065386 | 915.72 | 0.013909 | 915.4636 | 0.032545 | 915.4636 | 0.015037 | 915.72 | #REF! | 915.4636 | 0.058377 | 911.0931 | 0.012654
| 422.1056 | 0 | 422.1056 | -0.047433 | 422.1056 | 0.034613 | 422.1056 | 0 | 422.1056 | 0 | 422.1056 | 0 | 688.2316 | 0 | 915.7047 | -0.096024 | 422.1056 | 0 | 688.2316 | 0 | 915.7047 | -0.44042 | 915.7047 | -0.065258 | 905.8453 | 0 | 915.7047 | -0.19488 | 915.7047 | 0 |  |  | 910.3661 | -0.033449 | 915.7047 | -0.12764 | 915.9614 | 0 | 915.9614 | 0 | 915.9614 | -0.030519 | 688.2316 | 0.011493 | 915.9615 | 0 | 915.9614 | 0 |  |  | 915.7047 | -0.026265 | 910.32 | -0.0030314 | 915.9614 | 0 | 915.7047 | -0.025772 | 689.7735 | 0.00099661 | 915.9614 | 0 | 915.9614 | 0 | 915.7047 | -0.10123 | 915.9614 | -0.019225 | 915.9614 | -0.016406 | 915.9614 | -0.04172 | 1019.3595 | 0.031449 | 915.7047 | -0.06724 | 915.7047 | 0.025105 | 915.9614 | 0.0030416 | 1019.4441 | 0 | 915.7047 | 0.23616 | 1024.62 | 0.0007533 | 1019.3595 | 0.10449 | 915.7047 | 2.8101 | 1071.8166 | 0.44612 |  |  | 1275.0708 | 0.012266 | 1040.3334 | 0.01343 | 1185.4058 | 0 | 1184.5792 | 0 | 1184.5723 | 0.0028478 | 915.705 | 0.0028847 | 915.9615 | -0.020515 | 915.7047 | -0.017375 | 915.7047 | 0.011499 | 915.9614 | #REF! | 915.7047 | -0.066473 | 911.3334 | 0.011916
| 422.1857 | 0 | 422.1858 | -0.022152 | 422.1857 | 0.034613 | 422.1857 | 0 | 422.1857 | 0 | 422.1857 | 0 | 688.3565 | 0.0087231 | 915.9458 | 0.0085091 | 422.1857 | 0 | 688.3565 | 0.0018634 | 915.9458 | 0.056647 | 915.9458 | 0.024138 | 906.0845 | 0 | 915.9458 | 0.092313 | 915.9458 | 0 |  |  | 910.6054 | 0.023592 | 915.9458 | 0.075263 | 916.2029 | 0.041877 | 916.2029 | 0.074105 | 916.2029 | 0.018431 | 688.3565 | 0.036464 | 916.2029 | 0.0025113 | 916.2029 | 0.010566 |  |  | 915.9458 | 0.013832 | 910.56 | 0.0043138 | 916.2029 | 0.020084 | 915.9458 | 0.0047324 | 689.8942 | 0.00052174 | 916.2029 | 0.12441 | 916.2029 | 0.0087748 | 915.9458 | 0.033449 | 916.2029 | 0.014414 | 916.2029 | 0.010051 | 916.2029 | 0.034357 | 1019.5281 | 0.029313 | 915.9458 | 0.019386 | 915.9458 | 0.045467 | 916.2029 | 0.006365 | 1019.6141 | 0.0013044 | 915.9458 | 0.36948 | 1024.7916 | 0.0042607 | 1019.5281 | 0.099135 | 915.9458 | 2.8265 | 1071.9309 | 0.44367 |  |  | 1275.1504 | 0.012195 | 1040.3467 | 0.013428 | 1185.4746 | 0 | 1184.648 | 0 | 1184.641 | 0.0028512 | 915.946 | -0.0025 | 916.2029 | 0.011597 | 915.9458 | 0.036824 | 915.9458 | 0.0070763 | 916.2029 | #REF! | 915.9458 | 0.067325 | 911.5737 | 0.013215
| 422.2659 | 0 | 422.2659 | -0.0013497 | 422.2659 | 0.034613 | 422.2659 | 0 | 422.2659 | 0 | 422.2659 | 0 | 688.4814 | 0 | 916.1869 | -0.10327 | 422.2659 | 0 | 688.4814 | 0 | 916.1869 | -0.41559 | 916.1869 | -0.085838 | 906.3237 | 0 | 916.1869 | -0.21393 | 916.1869 | 0 |  |  | 910.8447 | -0.011794 | 916.1869 | -0.28299 | 916.4443 | 0 | 916.4443 | 0 | 916.4443 | -0.039996 | 688.4814 | 0.022986 | 916.4443 | 0 | 916.4443 | 0 |  |  | 916.1869 | -0.014231 | 910.8 | -0.026815 | 916.4443 | 0 | 916.1869 | -0.026432 | 690.015 | 0.0010294 | 916.4443 | 0 | 916.4443 | 0 | 916.1869 | -0.113 | 916.4443 | -0.033138 | 916.4443 | -0.019685 | 916.4443 | -0.045221 | 1019.6967 | 0.024668 | 916.1869 | -0.078425 | 916.1869 | 0.030352 | 916.4443 | 8.6066e-05 | 1019.784 | 0 | 916.1869 | 0.20406 | 1024.9632 | 0.00057396 | 1019.6967 | 0.10154 | 916.1869 | 2.8609 | 1072.0452 | 0.44203 |  |  | 1275.2301 | 0.012123 | 1040.3599 | 0.013426 | 1185.5435 | 0 | 1184.7167 | 0 | 1184.7098 | 0.0028625 | 916.187 | 0.0094953 | 916.4443 | -0.023745 | 916.1869 | -0.020875 | 916.1869 | 0.0088454 | 916.4443 | #REF! | 916.1869 | -0.0081629 | 911.814 | 0.012361
| 422.346 | 0 | 422.346 | 0.020285 | 422.346 | 0.034613 | 422.346 | 0 | 422.346 | 0 | 422.346 | 0 | 688.6063 | 0.030498 | 916.428 | -0.069857 | 422.346 | 0 | 688.6063 | 0.01938 | 916.428 | 0.11204 | 916.428 | -0.0080452 | 906.5629 | 0 | 916.428 | 0.063143 | 916.428 | 0 |  |  | 911.0839 | 0.039719 | 916.428 | 0.12848 | 916.6858 | 0.11009 | 916.6858 | 0.034668 | 916.6858 | 0.014209 | 688.6063 | 0.012956 | 916.6858 | 0.0056638 | 916.6858 | 0.0024161 |  |  | 916.428 | 0.0062619 | 911.05 | -0.019821 | 916.6858 | 0.0052905 | 916.428 | -0.0024659 | 690.1357 | 0.00051374 | 916.6858 | 0.09392 | 916.6858 | 0.011938 | 916.428 | 0.015134 | 916.6858 | -0.0043252 | 916.6858 | -0.0024938 | 916.6858 | 0.028273 | 1019.8653 | 0.025255 | 916.428 | 0.021745 | 916.428 | 0.0025957 | 916.6858 | 0.0026114 | 1019.954 | 0.0018258 | 916.428 | 0.27809 | 1025.1348 | 0.0036387 | 1019.8653 | 0.09837 | 916.428 | 2.897 | 1072.1595 | 0.44049 |  |  | 1275.3097 | 0.012051 | 1040.3732 | 0.013423 | 1185.6123 | 0 | 1184.7855 | 0 | 1184.7786 | 0.0028807 | 916.428 | 0.010144 | 916.6858 | -0.011927 | 916.428 | 0.02671 | 916.428 | 0.014153 | 916.6858 | #REF! | 916.428 | 0.041759 | 912.0544 | 0.013258
| 422.4261 | 0 | 422.4261 | -0.032945 | 422.4261 | 0.034613 | 422.4261 | 0 | 422.4261 | 0 | 422.4261 | 0 | 688.7313 | 0 | 916.6692 | -0.040583 | 422.4261 | 0 | 688.7313 | 0 | 916.6692 | -0.50461 | 916.6691 | -0.060907 | 906.8022 | 0 | 916.6692 | -0.15019 | 916.6691 | 0 |  |  | 911.3232 | -0.035845 | 916.6691 | -0.30819 | 916.9273 | 0 | 916.9273 | 0 | 916.9273 | -0.0091351 | 688.7313 | 0 | 916.9273 | 0 | 916.9272 | 0 |  |  | 916.6692 | -0.016311 | 911.29 | 0.00046636 | 916.9273 | 0 | 916.6691 | -0.005124 | 690.2564 | 0.001037 | 916.9273 | 0 | 916.9272 | 0 | 916.6691 | -0.06957 | 916.9273 | -0.0085483 | 916.9273 | -0.011145 | 916.9273 | -0.028827 | 1020.0338 | 0.029473 | 916.6692 | -0.036146 | 916.6692 | -0.040132 | 916.9272 | -0.0039211 | 1020.124 | 0 | 916.6692 | 0.21687 | 1025.3064 | 0.0011663 | 1020.0338 | 0.10132 | 916.6691 | 2.9224 | 1072.274 | 0.43891 |  |  | 1275.3894 | 0.011979 | 1040.3864 | 0.01342 | 1185.6811 | 0 | 1184.8543 | 0 | 1184.8473 | 0.0029023 | 916.669 | 0.0048318 | 916.9273 | 0.00057794 | 916.6691 | -0.013874 | 916.6691 | 0.0079608 | 916.9272 | #REF! | 916.6691 | -0.011615 | 912.2947 | 0.012061
| 422.5063 | 0 | 422.5063 | -0.010378 | 422.5063 | 0.034613 | 422.5063 | 0 | 422.5063 | 0 | 422.5063 | 0 | 688.8562 | 0.028738 | 916.9103 | 0.0054571 | 422.5063 | 0 | 688.8562 | 0.020871 | 916.9103 | 0.17895 | 916.9103 | 0.021951 | 907.0414 | 0 | 916.9103 | 0.087184 | 916.9103 | 0 |  |  | 911.5625 | 0.034868 | 916.9103 | 0.1881 | 917.1687 | 0.12161 | 917.1687 | 0.046084 | 917.1687 | 0.020248 | 688.8562 | 0.0076611 | 917.1687 | 0.022596 | 917.1688 | 0.010119 |  |  | 916.9103 | 0.0035959 | 911.53 | 0.01026 | 917.1687 | 0.027615 | 916.9103 | 0.0062401 | 690.3772 | 0.00053127 | 917.1687 | 0.087754 | 917.1688 | 0.0070625 | 916.9103 | 0.04049 | 917.1687 | 0.010744 | 917.1687 | 0.012524 | 917.1687 | 0.023471 | 1020.2024 | 0.031823 | 916.9103 | 0.043183 | 916.9103 | 0.025141 | 917.1688 | 0.0017674 | 1020.2939 | 0.0028693 | 916.9103 | 0.33521 | 1025.478 | 0.0033269 | 1020.2024 | 0.095528 | 916.9103 | 2.9586 | 1072.3884 | 0.43707 |  |  | 1275.469 | 0.011913 | 1040.3997 | 0.013416 | 1185.7501 | 0 | 1184.9231 | 0 | 1184.9161 | 0.0029273 | 916.91 | 0.0069953 | 917.1687 | 0.010826 | 916.9103 | 0.02684 | 916.9103 | 0.012384 | 917.1688 | #REF! | 916.9103 | 0.064129 | 912.535 | 0.013033
| 422.5864 | 0 | 422.5864 | 0.017696 | 422.5864 | 0.034613 | 422.5864 | 0 | 422.5864 | 0 | 422.5864 | 0 | 688.9811 | 0 | 917.1514 | -0.070231 | 422.5864 | 0 | 688.9811 | 0 | 917.1514 | -0.34775 | 917.1514 | -0.091034 | 907.2806 | 0 | 917.1514 | -0.17876 | 917.1514 | 0 |  |  | 911.8018 | -0.044503 | 917.1514 | -0.20658 | 917.4102 | 0 | 917.4102 | 0 | 917.4102 | -0.029862 | 688.9811 | 0.0028674 | 917.4102 | 0 | 917.4102 | 0 |  |  | 917.1514 | -0.042764 | 911.77 | -0.022619 | 917.4102 | 0 | 917.1514 | -0.019938 | 690.4979 | 0.0010507 | 917.4102 | 0 | 917.4102 | 0 | 917.1514 | -0.14908 | 917.4102 | -0.032068 | 917.4102 | -0.014754 | 917.4102 | -0.034039 | 1020.371 | 0.031449 | 917.1514 | -0.045386 | 917.1514 | 0.0045016 | 917.4102 | 0.0017436 | 1020.4639 | 0 | 917.1514 | 0.1458 | 1025.6497 | 0.0010037 | 1020.371 | 0.094544 | 917.1514 | 2.9894 | 1072.5029 | 0.4346 |  |  | 1275.5487 | 0.011841 | 1040.413 | 0.013412 | 1185.819 | 0 | 1184.9918 | 0 | 1184.9849 | 0.0029557 | 917.151 | 0.012067 | 917.4102 | -0.013212 | 917.1514 | -0.027488 | 917.1514 | 0.015037 | 917.4102 | #REF! | 917.1514 | -0.028123 | 912.7754 | 0.011656
| 422.6665 | 0 | 422.6665 | 0.013403 | 422.6665 | 0.034613 | 422.6665 | 0 | 422.6665 | 0 | 422.6665 | 0 | 689.106 | 0.014343 | 917.3925 | 0.073793 | 422.6665 | 0 | 689.106 | 0.030091 | 917.3925 | 0.063896 | 917.3925 | 0.033946 | 907.5199 | 0 | 917.3925 | 0.11136 | 917.3925 | 0 |  |  | 912.0411 | 0.00271 | 917.3925 | 0.20826 | 917.6517 | 0.073519 | 917.6517 | 0.048161 | 917.6517 | 0.0065934 | 689.106 | 0.018911 | 917.6517 | 0.026718 | 917.6517 | 0.020595 |  |  | 917.3925 | 0.021237 | 912.01 | -0.022969 | 917.6517 | 0.035009 | 917.3925 | 0.0072547 | 690.6187 | 0.00052899 | 917.6517 | 0.061093 | 917.6517 | 0.018906 | 917.3925 | 0.10491 | 917.6517 | 0.019452 | 917.6517 | 0.011971 | 917.6517 | 0.022017 | 1020.5396 | 0.040846 | 917.3925 | 0.038924 | 917.3925 | 0.052998 | 917.6517 | 0.0071013 | 1020.6339 | 0.00078262 | 917.3925 | 0.32565 | 1025.8213 | 0.0039895 | 1020.5396 | 0.092031 | 917.3925 | 3.022 | 1072.6173 | 0.43206 |  |  | 1275.6284 | 0.011769 | 1040.4261 | 0.013407 | 1185.8878 | 0 | 1185.0607 | 0 | 1185.0537 | 0.0029887 | 917.393 | 0.017789 | 917.6517 | 0.023267 | 917.3925 | 0.021264 | 917.3925 | 0.01862 | 917.6517 | #REF! | 917.3925 | 0.079469 | 913.0157 | 0.012424
| 422.7467 | 0 | 422.7467 | -0.016381 | 422.7467 | 0.034613 | 422.7467 | 0 | 422.7467 | 0 | 422.7467 | 0 | 689.231 | 0 | 917.6337 | -0.087024 | 422.7467 | 0 | 689.231 | 0 | 917.6337 | -0.6042 | 917.6337 | -0.089451 | 907.7592 | 0 | 917.6337 | -0.22126 | 917.6337 | 0 |  |  | 912.2805 | -0.028392 | 917.6337 | -0.1226 | 917.8932 | 0 | 917.8932 | 0 | 917.8932 | -0.030907 | 689.231 | 0.0043505 | 917.8932 | 0 | 917.8932 | 0 |  |  | 917.6337 | -0.021218 | 912.25 | 0.027049 | 917.8932 | 0 | 917.6337 | -0.023438 | 690.7394 | 0.0010061 | 917.8932 | 0 | 917.8932 | 0 | 917.6337 | -0.066993 | 917.8932 | -0.03376 | 917.8932 | -0.014615 | 917.8932 | -0.046338 | 1020.7082 | 0.036308 | 917.6337 | -0.089353 | 917.6337 | -0.028545 | 917.8932 | 0.0040053 | 1020.8038 | 0 | 917.6337 | 0.25412 | 1025.9929 | 0.0021785 | 1020.7082 | 0.094654 | 917.6337 | 3.0419 | 1072.7318 | 0.42966 |  |  | 1275.7081 | 0.011703 | 1040.4395 | 0.013402 | 1185.9568 | 0 | 1185.1294 | 0 | 1185.1224 | 0.0030285 | 917.634 | 0.0068751 | 917.8932 | -0.011781 | 917.6337 | -0.025025 | 917.6337 | 0.0097299 | 917.8932 | #REF! | 917.6337 | -0.0018751 | 913.2561 | 0.011535
| 422.8268 | 0 | 422.8268 | 0.073296 | 422.8268 | 0.034613 | 422.8268 | 0 | 422.8268 | 0 | 422.8268 | 0 | 689.356 | 0.0076692 | 917.8748 | -0.057371 | 422.8268 | 0 | 689.356 | 0.042772 | 917.8748 | 0.05638 | 917.8748 | -0.019803 | 907.9984 | 0 | 917.8748 | 0.074729 | 917.8748 | 0 |  |  | 912.5198 | 0.015594 | 917.8748 | 0.055189 | 918.1347 | 0.00050031 | 918.1347 | 0.066651 | 918.1347 | -0.0069621 | 689.356 | 0.021628 | 918.1347 | 0.0057609 | 918.1347 | 0 |  |  | 917.8748 | 0.0056501 | 912.49 | 0.002565 | 918.1347 | 0.0043959 | 917.8748 | -0.011313 | 690.8602 | 0.00048706 | 918.1347 | 0.07768 | 918.1347 | 0.0060295 | 917.8748 | 0.001078 | 918.1347 | -0.0096418 | 918.1347 | 0.004241 | 918.1347 | 0.0077462 | 1020.8767 | 0.04405 | 917.8748 | 0.012864 | 917.8748 | -0.045736 | 918.1347 | 0.0036317 | 1020.9738 | 0.0023475 | 917.8748 | 0.24641 | 1026.1645 | 0.0053409 | 1020.8767 | 0.094654 | 917.8748 | 3.0601 | 1072.8463 | 0.42707 |  |  | 1275.7878 | 0.011631 | 1040.4526 | 0.013396 | 1186.0256 | 0 | 1185.1982 | 0 | 1185.1913 | 0.003075 | 917.875 | 0.0056491 | 918.1347 | 0.00042557 | 917.8748 | 0.019708 | 917.8748 | 0.013268 | 918.1347 | #REF! | 917.8748 | 0.049641 | 913.4964 | 0.01253
| 422.9069 | 0 | 422.907 | 0.014735 | 422.9069 | 0.034613 | 422.9069 | 0 | 422.9069 | 0 | 422.9069 | 0 | 689.481 | 0 | 918.116 | -0.08655 | 422.9069 | 0 | 689.481 | 0 | 918.116 | -0.38043 | 918.116 | -0.074799 | 908.2377 | 0 | 918.116 | -0.23225 | 918.116 | 0 |  |  | 912.7591 | -0.020164 | 918.116 | -0.33086 | 918.3762 | 0 | 918.3762 | 0 | 918.3762 | -0.021784 | 689.481 | 0.013792 | 918.3762 | 0 | 918.3762 | 0 |  |  | 918.116 | -0.023404 | 912.73 | 0.016905 | 918.3762 | 0 | 918.116 | -0.0093855 | 690.9809 | 0.00099204 | 918.3762 | 0 | 918.3762 | 0 | 918.116 | -0.033876 | 918.3762 | -0.026869 | 918.3762 | -0.016663 | 918.3762 | -0.033212 | 1021.0453 | 0.035293 | 918.116 | -0.071383 | 918.116 | -0.034117 | 918.3762 | -0.0067886 | 1021.1438 | 0 | 918.116 | 0.14791 | 1026.3362 | 0.0017112 | 1021.0453 | 0.097168 | 918.116 | 3.0872 | 1072.9609 | 0.42476 |  |  | 1275.8675 | 0.01156 | 1040.4659 | 0.013389 | 1186.0946 | 0 | 1185.2671 | 0 | 1185.2601 | 0.0031307 | 918.116 | 0.0024016 | 918.3762 | -0.016405 | 918.116 | -0.014263 | 918.116 | 0.0079608 | 918.3762 | #REF! | 918.116 | -0.029401 | 913.7368 | 0.01187
| 422.9871 | 0 | 422.9871 | -0.021118 | 422.9871 | 0.034613 | 422.9871 | 0 | 422.9871 | 0 | 422.9871 | 0 | 689.6059 | 0.024828 | 918.3571 | 0.089064 | 422.9871 | 0 | 689.6059 | 0.012672 | 918.3571 | 0.053568 | 918.3571 | 0.04038 | 908.4769 | 0 | 918.3571 | 0.11649 | 918.3571 | 0 |  |  | 912.9985 | 0.013678 | 918.3571 | 0.072594 | 918.6177 | 0.17299 | 918.6177 | 0.10693 | 918.6177 | 0.026154 | 689.6059 | 0.02727 | 918.6177 | 0.013324 | 918.6177 | 0.012984 |  |  | 918.3571 | 0.010704 | 912.97 | 0.025301 | 918.6177 | 0.040089 | 918.3571 | 0.02491 | 691.1017 | 0.00051565 | 918.6177 | 0.092064 | 918.6177 | 0.012194 | 918.3571 | 0.071778 | 918.6177 | 0.017512 | 918.6177 | 0.0079507 | 918.6177 | 0.031829 | 1021.2139 | 0.027765 | 918.3571 | 0.07037 | 918.3571 | 0.031398 | 918.6177 | 0.0047017 | 1021.3138 | 0.0013044 | 918.3571 | 0.31752 | 1026.5078 | 0.0021927 | 1021.2139 | 0.094326 | 918.3571 | 3.1143 | 1073.0754 | 0.42306 |  |  | 1275.9473 | 0.011493 | 1040.4792 | 0.013382 | 1186.1635 | 0 | 1185.3359 | 0 | 1185.329 | 0.0031921 | 918.357 | 0.0082694 | 918.6177 | 0.023231 | 918.3571 | 0.050957 | 918.3571 | 0.013268 | 918.6177 | #REF! | 918.3571 | 0.084156 | 913.9772 | 0.012346
| 423.0672 | 0 | 423.0672 | -0.022991 | 423.0672 | 0.034613 | 423.0672 | 0 | 423.0672 | 0 | 423.0672 | 0 | 689.7309 | 0 | 918.5983 | -0.10195 | 423.0672 | 0 | 689.7309 | 0 | 918.5983 | -0.47693 | 918.5983 | -0.099569 | 908.7162 | 0 | 918.5983 | -0.20367 | 918.5983 | 0 |  |  | 913.2378 | -0.044262 | 918.5983 | -0.26536 | 918.8592 | 0 | 918.8592 | 0 | 918.8592 | -0.017595 | 689.7309 | 0.022777 | 918.8592 | 0 | 918.8592 | 0 |  |  | 918.5983 | -0.045974 | 913.21 | -0.016322 | 918.8592 | 0 | 918.5983 | -0.016133 | 691.2224 | 0.0010149 | 918.8592 | 0 | 918.8592 | 0 | 918.5983 | -0.075459 | 918.8592 | -0.019074 | 918.8592 | -0.015552 | 918.8592 | -0.022654 | 1021.3825 | 0.027017 | 918.5983 | -0.082927 | 918.5983 | -0.041153 | 918.8593 | -0.0045031 | 1021.4837 | 0 | 918.5983 | 0.13834 | 1026.6794 | 0.00053178 | 1021.3825 | 0.096184 | 918.5983 | 3.1452 | 1073.1901 | 0.42097 |  |  | 1276.027 | 0.011426 | 1040.4924 | 0.013374 | 1186.2324 | 0 | 1185.4047 | 0 | 1185.3978 | 0.0032569 | 918.598 | 0.010866 | 918.8592 | -0.017983 | 918.5983 | -0.036175 | 918.5983 | 0.015922 | 918.8593 | #REF! | 918.5983 | -0.062425 | 914.2176 | 0.011947
| 423.1474 | 0 | 423.1474 | 0.03567 | 423.1474 | 0.034613 | 423.1474 | 0 | 423.1474 | 0 | 423.1474 | 0 | 689.8559 | 0 | 918.8395 | -0.04029 | 423.1474 | 0 | 689.8559 | 0.019008 | 918.8395 | 0.33813 | 918.8395 | 0.0030567 | 908.9555 | 0 | 918.8395 | 0.099639 | 918.8395 | 0 |  |  | 913.4772 | 0.038975 | 918.8395 | -0.026318 | 919.1008 | 0.099596 | 919.1008 | 0.063683 | 919.1008 | 0.00098006 | 689.8559 | 0.015359 | 919.1008 | 0.01211 | 919.1008 | 0.0074325 |  |  | 918.8395 | -0.026134 | 913.45 | 0.0043138 | 919.1008 | 0.017339 | 918.8395 | 0.00010869 | 691.3432 | 0.00050497 | 919.1008 | 0.035404 | 919.1008 | 0.013195 | 918.8395 | 0.027022 | 919.1008 | -0.00063291 | 919.1008 | -0.009044 | 919.1008 | 0.025992 | 1021.5511 | 0.025149 | 918.8395 | 0.03718 | 918.8395 | 0.004687 | 919.1008 | 0.0079156 | 1021.6537 | 0.0018258 | 918.8395 | 0.2659 | 1026.851 | 0.0040759 | 1021.5511 | 0.09214 | 918.8395 | 3.1795 | 1073.3047 | 0.41844 |  |  | 1276.1068 | 0.011355 | 1040.5057 | 0.013366 | 1186.3014 | 0 | 1185.4735 | 0 | 1185.4666 | 0.0033194 | 918.839 | 0.016803 | 919.1008 | -0.0046975 | 918.8395 | 0.018542 | 918.8395 | 0.020389 | 919.1008 | #REF! | 918.8395 | 0.063064 | 914.458 | 0.012429
| 423.2275 | 0 | 423.2275 | 0.02406 | 423.2275 | 0.034613 | 423.2275 | 0 | 423.2275 | 0 | 423.2275 | 0 | 689.981 | 0 | 919.0806 | -0.078107 | 423.2275 | 0 | 689.981 | 0 | 919.0806 | -0.61717 | 919.0806 | -0.063845 | 909.1948 | 0 | 919.0806 | -0.16997 | 919.0806 | 0 |  |  | 913.7166 | -0.030512 | 919.0806 | -0.27544 | 919.3423 | 0 | 919.3423 | 0 | 919.3423 | -0.026803 | 689.981 | 0.0028674 | 919.3423 | 0 | 919.3423 | 0 |  |  | 919.0806 | -0.025235 | 913.69 | -0.024367 | 919.3423 | 0 | 919.0806 | -0.023946 | 691.4639 | 0.0009806 | 919.3423 | 0 | 919.3423 | 0 | 919.0806 | -0.11779 | 919.3423 | -0.028693 | 919.3423 | -0.015719 | 919.3423 | -0.051418 | 1021.7196 | 0.042608 | 919.0806 | -0.065394 | 919.0806 | -0.043655 | 919.3423 | -0.0012384 | 1021.8237 | 0 | 919.0806 | 0.1629 | 1027.0227 | 0.0010835 | 1021.7196 | 0.095528 | 919.0806 | 3.2085 | 1073.4193 | 0.41641 |  |  | 1276.1865 | 0.011288 | 1040.5189 | 0.013358 | 1186.3704 | 0 | 1185.5424 | 0 | 1185.5354 | 0.0033728 | 919.081 | 0.016971 | 919.3423 | -0.0066793 | 919.0806 | -0.020875 | 919.0806 | 0.017691 | 919.3423 | #REF! | 919.0806 | -0.0067717 | 914.6984 | 0.011453
| 423.3077 | 0 | 423.3076 | -0.00046053 | 423.3077 | 0.034613 | 423.3077 | 0 | 423.3077 | 0 | 423.3077 | 0 | 690.106 | 0.033039 | 919.3218 | 0.01885 | 423.3077 | 0 | 690.106 | 0.038473 | 919.3218 | -0.060901 | 919.3218 | 0.020807 | 909.4341 | 0 | 919.3218 | 0.10843 | 919.3218 | 0 |  |  | 913.956 | 0.026818 | 919.3218 | -0.036401 | 919.5838 | 0.043331 | 919.5838 | 0.050547 | 919.5838 | 0.012272 | 690.106 | 0.007068 | 919.5838 | 0.01407 | 919.5839 | 0.007763 |  |  | 919.3218 | 0.026731 | 913.93 | 0.0046636 | 919.5838 | 0.016413 | 919.3218 | 0.01801 | 691.5847 | 0.0004783 | 919.5838 | 0.042801 | 919.5839 | 0.0066608 | 919.3218 | 0.081349 | 919.5838 | 0.016256 | 919.5838 | -0.0026153 | 919.5838 | 0.036244 | 1021.8882 | 0.033638 | 919.3218 | 0.037582 | 919.3218 | -0.0041656 | 919.5839 | 0.0070759 | 1021.9937 | 0.0013044 | 919.3218 | 0.30441 | 1027.1943 | 0.0048591 | 1021.8882 | 0.091593 | 919.3218 | 3.2302 | 1073.5341 | 0.41494 |  |  | 1276.2664 | 0.011221 | 1040.5322 | 0.013348 | 1186.4393 | 0 | 1185.6113 | 0 | 1185.6044 | 0.0034126 | 919.322 | 0.012861 | 919.5838 | 0.018019 | 919.3218 | 0.037861 | 919.3218 | 0.015922 | 919.5839 | #REF! | 919.3218 | 0.034302 | 914.9388 | 0.012468
| 423.3878 | 0 | 423.3878 | -0.0072285 | 423.3878 | 0.034613 | 423.3878 | 0 | 423.3878 | 0 | 423.3878 | 0 | 690.231 | 0 | 919.563 | -0.0086679 | 423.3878 | 0 | 690.231 | 0 | 919.563 | -0.44967 | 919.563 | -0.071355 | 909.6735 | 0 | 919.563 | -0.18682 | 919.563 | 0 |  |  | 914.1954 | -0.062705 | 919.563 | -0.22505 | 919.8254 | 0 | 919.8254 | 0 | 919.8254 | -0.02324 | 690.231 | 0.016822 | 919.8254 | 0 | 919.8254 | 0 |  |  | 919.563 | -0.02085 | 914.18 | -0.017023 | 919.8254 | 0 | 919.563 | -0.01248 | 691.7055 | 0.00093678 | 919.8254 | 0.0016468 | 919.8254 | 0 | 919.563 | -0.04049 | 919.8254 | -0.010953 | 919.8254 | -0.012934 | 919.8254 | -0.024971 | 1022.0568 | 0.0291 | 919.563 | -0.019703 | 919.563 | 0.040383 | 919.8254 | -0.0020412 | 1022.1637 | 0 | 919.563 | 0.14885 | 1027.3659 | 0.0039234 | 1022.0568 | 0.093779 | 919.563 | 3.2574 | 1073.6487 | 0.413 |  |  | 1276.3461 | 0.01115 | 1040.5455 | 0.013339 | 1186.5082 | 0 | 1185.6802 | 0 | 1185.6732 | 0.003433 | 919.563 | 0.0089905 | 919.8254 | -0.0067527 | 919.563 | -0.013225 | 919.563 | 0.013268 | 919.8254 | #REF! | 919.563 | -0.045593 | 915.1792 | 0.011371
| 423.468 | 0 | 423.468 | -0.015763 | 423.468 | 0.034613 | 423.468 | 0 | 423.468 | 0 | 423.468 | 0 | 690.3561 | 0.014343 | 919.8042 | -0.0015391 | 423.468 | 0 | 690.3561 | 0.027512 | 919.8042 | 0.16531 | 919.8042 | 0.030382 | 909.9128 | 0 | 919.8042 | 0.096708 | 919.8042 | 0 |  |  | 914.4348 | 0.022097 | 919.8042 | 0.16459 | 920.067 | 0.071692 | 920.067 | 0.036274 | 920.067 | 0.003336 | 690.3561 | 0.0058817 | 920.067 | 0.021124 | 920.067 | 0.010387 |  |  | 919.8042 | 0.01264 | 914.42 | 0.029497 | 920.067 | 0.010008 | 919.8042 | -0.011871 | 691.8262 | 0.00046038 | 920.067 | 0.092415 | 920.067 | 0.0070149 | 919.8042 | 0.10233 | 920.067 | 0.010616 | 920.067 | -0.0016962 | 920.067 | 0.018644 | 1022.2254 | 0.03556 | 919.8042 | 0.05331 | 919.8042 | 0.02062 | 920.067 | 0.0024141 | 1022.3337 | 0.0013044 | 919.8042 | 0.30292 | 1027.5376 | 0.0057416 | 1022.2254 | 0.0905 | 919.8042 | 3.2882 | 1073.7634 | 0.41047 |  |  | 1276.4259 | 0.011083 | 1040.5587 | 0.013328 | 1186.5772 | 0 | 1185.749 | 0 | 1185.7421 | 0.0034307 | 919.804 | 0.0093511 | 920.067 | 0.013872 | 919.8042 | 0.03812 | 919.8042 | 0.015922 | 920.067 | #REF! | 919.8042 | 0.0914 | 915.4196 | 0.012349
| 423.5481 | 0 | 423.5481 | -0.0080149 | 423.5481 | 0.034613 | 423.5481 | 0 | 423.5481 | 0 | 423.5481 | 0 | 690.4811 | 0 | 920.0454 | -0.066036 | 423.5481 | 0 | 690.4811 | 0 | 920.0454 | -0.24729 | 920.0454 | -0.065961 | 910.1521 | 0 | 920.0454 | -0.16191 | 920.0454 | 0 |  |  | 914.6742 | -0.023664 | 920.0454 | -0.20322 | 920.3085 | 0 | 920.3085 | 0 | 920.3085 | -0.0084895 | 690.4811 | 0.012329 | 920.3085 | 0 | 920.3085 | 0 |  |  | 920.0454 | -0.02336 | 914.66 | 0.019353 | 920.3085 | 0 | 920.0454 | 0.0036587 | 691.947 | 0.00097146 | 920.3085 | 0 | 920.3085 | 0 | 920.0454 | -0.10527 | 920.3085 | -0.014669 | 920.3085 | -0.010983 | 920.3085 | -0.02568 | 1022.394 | 0.035026 | 920.0454 | -0.066751 | 920.0454 | 0.00036 | 920.3085 | -0.0022119 | 1022.5036 | 0 | 920.0454 | 0.15216 | 1027.7092 | 0.0023814 | 1022.394 | 0.092796 | 920.0454 | 3.3171 | 1073.8782 | 0.40832 |  |  | 1276.5057 | 0.011017 | 1040.572 | 0.013318 | 1186.6462 | 0 | 1185.8179 | 0 | 1185.8109 | 0.0034069 | 920.045 | 0.011467 | 920.3085 | -0.0063857 | 920.0454 | -0.010224 | 920.0454 | 0.016806 | 920.3085 | #REF! | 920.0454 | -0.064342 | 915.66 | 0.01222
| 423.6283 | 0 | 423.6283 | 0.0257 | 423.6283 | 0.034613 | 423.6283 | 0 | 423.6283 | 0 | 423.6283 | 0 | 690.6062 | 0.010831 | 920.2866 | 0.01191 | 423.6283 | 0 | 690.6062 | 0.035464 | 920.2866 | 0.23106 | 920.2866 | 0.020468 | 910.3914 | 0 | 920.2866 | 0.098174 | 920.2866 | 0 |  |  | 914.9136 | 0.033805 | 920.2866 | 0.14947 | 920.5501 | 0.012916 | 920.5501 | 0.073573 | 920.5501 | 0.0031596 | 690.6062 | 0.0094403 | 920.5501 | 0.00047021 | 920.5501 | 0.0091335 |  |  | 920.2866 | 0.011987 | 914.9 | -0.012475 | 920.5501 | 0.0035399 | 920.2866 | 0.018467 | 692.0677 | 0.00051298 | 920.5501 | 0.11607 | 920.5501 | 0.0094495 | 920.2866 | 0.070674 | 920.5501 | 0.0037375 | 920.5501 | 0.0019524 | 920.5501 | 0.035261 | 1022.5625 | 0.040099 | 920.2866 | 0.0096694 | 920.2866 | 0.050908 | 920.5501 | 0.0073657 | 1022.6736 | 0.0018258 | 920.2866 | 0.25541 | 1027.8809 | 0.0066711 | 1022.5625 | 0.089517 | 920.2866 | 3.3516 | 1073.9929 | 0.40611 |  |  | 1276.5855 | 0.01095 | 1040.5853 | 0.013307 | 1186.7152 | 0 | 1185.8868 | 0 | 1185.8799 | 0.0033648 | 920.287 | 0.01875 | 920.5501 | 0.011047 | 920.2866 | 0.041621 | 920.2866 | 0.021273 | 920.5501 | #REF! | 920.2866 | 0.069029 | 915.9005 | 0.012919
| 423.7084 | 0 | 423.7084 | -0.030136 | 423.7084 | 0.034613 | 423.7084 | 0 | 423.7084 | 0 | 423.7084 | 0 | 690.7313 | 0 | 920.5278 | -0.043313 | 423.7084 | 0 | 690.7313 | 0 | 920.5278 | -0.34237 | 920.5278 | -0.07583 | 910.6308 | 0 | 920.5278 | -0.20514 | 920.5278 | 0 |  |  | 915.153 | -0.033367 | 920.5278 | -0.22505 | 920.7917 | 0 | 920.7917 | 0 | 920.7917 | -0.0041618 | 690.7313 | 0.030718 | 920.7917 | 0 | 920.7917 | 0 |  |  | 920.5278 | -0.020278 | 915.14 | -0.011776 | 920.7917 | 0 | 920.5278 | -0.011009 | 692.1885 | 0.0009947 | 920.7917 | 0 | 920.7917 | 0 | 920.5278 | -0.087974 | 920.7917 | -0.024747 | 920.7917 | -0.0079024 | 920.7917 | -0.014174 | 1022.7311 | 0.029367 | 920.5278 | -0.05009 | 920.5278 | 0.006275 | 920.7917 | 0.0040351 | 1022.8436 | 0 | 920.5278 | 0.12313 | 1028.0525 | 0.0037492 | 1022.7311 | 0.091593 | 920.5278 | 3.3715 | 1074.1078 | 0.40344 |  |  | 1276.6653 | 0.010883 | 1040.5985 | 0.013295 | 1186.7842 | 0 | 1185.9557 | 0 | 1185.9487 | 0.0033114 | 920.528 | 0.01464 | 920.7917 | -0.0012133 | 920.5278 | -0.020227 | 920.5278 | 0.015922 | 920.7917 | #REF! | 920.5278 | -0.020265 | 916.1409 | 0.011028
| 423.7886 | 0 | 423.7886 | -0.017586 | 423.7886 | 0.034613 | 423.7886 | 0 | 423.7886 | 0 | 423.7886 | 0 | 690.8564 | 0.010831 | 920.769 | -0.030334 | 423.7886 | 0 | 690.8564 | 0.0055905 | 920.769 | -0.10331 | 920.769 | 0.019095 | 910.8701 | 0 | 920.769 | 0.059518 | 920.769 | 0 |  |  | 915.3924 | 0.040254 | 920.769 | -0.034629 | 921.0333 | 0.079066 | 921.0333 | 0.049619 | 921.0333 | 0.010617 | 690.8564 | 0.024867 | 921.0333 | 0.022679 | 921.0333 | 0.0080589 |  |  | 920.769 | 0.0096715 | 915.38 | 0.032295 | 921.0333 | 0.0090592 | 920.769 | 0.0026853 | 692.3093 | 0.0004863 | 921.0333 | 0.03778 | 921.0333 | 0.010873 | 920.769 | 0.041963 | 921.0333 | 0.0027807 | 921.0333 | -0.0020423 | 921.0333 | 0.044197 | 1022.8997 | 0.031716 | 920.769 | 0.032201 | 920.769 | 0.045393 | 921.0333 | 0.0037502 | 1023.0136 | 0.0018258 | 920.769 | 0.2829 | 1028.2241 | 0.0076554 | 1022.8997 | 0.088861 | 920.769 | 3.395 | 1074.2225 | 0.40127 |  |  | 1276.7451 | 0.010812 | 1040.6118 | 0.013283 | 1186.8531 | 0 | 1186.0245 | 0 | 1186.0176 | 0.0032535 | 920.769 | 0.0095434 | 921.0333 | 0.0031616 | 920.769 | 0.036564 | 920.769 | 0.015037 | 921.0333 | #REF! | 920.769 | 0.039841 | 916.3814 | 0.012347
| 423.8687 | 0 | 423.8687 | -0.014184 | 423.8687 | 0.034613 | 423.8687 | 0 | 423.8687 | 0 | 423.8687 | 0 | 690.9815 | 0 | 921.0103 | -0.064721 | 423.8687 | 0 | 690.9815 | 0 | 921.0103 | -0.34786 | 921.0103 | -0.073082 | 911.1095 | 0 | 921.0103 | -0.19561 | 921.0103 | 0 |  |  | 915.6319 | -0.027814 | 921.0103 | -0.15955 | 921.2748 | 0 | 921.2748 | 0 | 921.2748 | -0.032006 | 690.9815 | 0.022777 | 921.2749 | 0 | 921.2748 | 0 |  |  | 921.0103 | -0.015349 | 915.62 | -0.017722 | 921.2748 | 0 | 921.0103 | -0.00072157 | 692.43 | 0.00094478 | 921.2748 | 0 | 921.2748 | 0 | 921.0103 | -0.085398 | 921.2748 | -0.033451 | 921.2748 | -0.013789 | 921.2748 | -0.033255 | 1023.0683 | 0.03193 | 921.0103 | -0.066382 | 921.0103 | 0.010097 | 921.2748 | 0.00024777 | 1023.1836 | 0 | 921.0103 | 0.13189 | 1028.3958 | 0.0032918 | 1023.0683 | 0.089954 | 921.0103 | 3.4221 | 1074.3374 | 0.39936 |  |  | 1276.8249 | 0.010745 | 1040.6251 | 0.01327 | 1186.9221 | 0 | 1186.0935 | 0 | 1186.0865 | 0.0032 | 921.01 | 0.0045433 | 921.2749 | -0.0068261 | 921.0103 | 0.0066041 | 921.0103 | 0.013268 | 921.2748 | #REF! | 921.0103 | -0.031106 | 916.6218 | 0.011225
| 423.9489 | 0 | 423.9489 | 0.036568 | 423.9489 | 0.034613 | 423.9489 | 0 | 423.9489 | 0 | 423.9489 | 0 | 691.1066 | 0.019261 | 921.2515 | -0.037095 | 423.9489 | 0 | 691.1066 | 0.017517 | 921.2515 | 0.14631 | 921.2515 | 0.038517 | 911.3489 | 0 | 921.2515 | 0.11063 | 921.2515 | 0 |  |  | 915.8713 | -0.0035651 | 921.2515 | 0.016726 | 921.5164 | 0.032121 | 921.5164 | 0.066355 | 921.5164 | 0.0058137 | 691.1066 | 0.023718 | 921.5164 | 0.025622 | 921.5164 | 0.012536 |  |  | 921.2515 | -0.0079995 | 915.86 | 0.0029147 | 921.5164 | 0.017658 | 921.2515 | -0.017046 | 692.5508 | 0.00046115 | 921.5164 | 0.023065 | 921.5164 | 0.010821 | 921.2515 | 0.023007 | 921.5164 | 0.012225 | 921.5164 | 0.0044307 | 921.5164 | 0.031633 | 1023.2369 | 0.032303 | 921.2515 | 0.0474 | 921.2515 | 0.038781 | 921.5164 | 0.0061911 | 1023.3536 | 0.0018258 | 921.2515 | 0.20697 | 1028.5674 | 0.0051237 | 1023.2369 | 0.084707 | 921.2515 | 3.4493 | 1074.4523 | 0.39684 |  |  | 1276.9048 | 0.010679 | 1040.6383 | 0.013257 | 1186.9912 | 0 | 1186.1625 | 0 | 1186.1555 | 0.003158 | 921.251 | 0.0026202 | 921.5164 | 0.003281 | 921.2515 | 0.053161 | 921.2515 | 0.0088454 | 921.5164 | #REF! | 921.2515 | 0.073504 | 916.8623 | 0.011788
| 424.0291 | 0 | 424.0291 | -0.035284 | 424.0291 | 0.034613 | 424.0291 | 0 | 424.0291 | 0 | 424.0291 | 0 | 691.2317 | 0 | 921.4927 | -0.044044 | 424.0291 | 0 | 691.2317 | 0 | 921.4927 | -0.58951 | 921.4927 | -0.057945 | 911.5883 | 0 | 921.4927 | -0.22858 | 921.4927 | 0 |  |  | 916.1108 | -0.048055 | 921.4927 | -0.24772 | 921.7581 | 0 | 921.7581 | 0 | 921.7581 | -0.014741 | 691.2317 | 0.0088 | 921.7581 | 0 | 921.7581 | 0 |  |  | 921.4927 | -0.048231 | 916.1 | -0.0044305 | 921.7581 | 0 | 921.4927 | 0.007204 | 692.6716 | 0.00098022 | 921.7581 | 0 | 921.7581 | 0 | 921.4927 | -0.062208 | 921.7581 | -0.0093326 | 921.7581 | -0.013782 | 921.7581 | -0.0081833 | 1023.4054 | 0.028245 | 921.4927 | -0.023115 | 921.4927 | 0.011627 | 921.7581 | -0.0010762 | 1023.5236 | 0 | 921.4927 | 0.099499 | 1028.7391 | 2.7423e-05 | 1023.4054 | 0.087112 | 921.4927 | 3.4946 | 1074.5671 | 0.39457 |  |  | 1276.9847 | 0.010612 | 1040.6516 | 0.013244 | 1187.0602 | 0 | 1186.2313 | 0 | 1186.2244 | 0.0031319 | 921.493 | 0.0058655 | 921.7581 | -0.0083308 | 921.4927 | -0.0081814 | 921.4927 | 0.013268 | 921.7581 | #REF! | 921.4927 | -0.017944 | 917.1027 | 0.010684
| 424.1092 | 0 | 424.1092 | 3.4559e-05 | 424.1092 | 0.034613 | 424.1092 | 0 | 424.1092 | 0 | 424.1092 | 0 | 691.3569 | 0.012938 | 921.734 | 0.029105 | 424.1092 | 0 | 691.3569 | 0.045781 | 921.734 | -0.095359 | 921.734 | 0.050271 | 911.8276 | 0 | 921.734 | 0.11722 | 921.734 | 0 |  |  | 916.3503 | 0.031836 | 921.734 | 0.1268 | 921.9997 | 0.12648 | 921.9997 | 0.066895 | 921.9997 | 0.023435 | 691.3569 | 0.0020264 | 921.9997 | 0.042587 | 921.9997 | 0.018983 |  |  | 921.734 | 0.025797 | 916.34 | 0.0064125 | 921.9997 | 0.029101 | 921.734 | -5.771e-05 | 692.7923 | 0.00052365 | 921.9997 | 0.096026 | 921.9997 | 0.016637 | 921.734 | 0.057423 | 921.9997 | 0.024903 | 921.9997 | 0.0092624 | 921.9997 | 0.048622 | 1023.574 | 0.035934 | 921.734 | 0.049785 | 921.734 | 0.068742 | 921.9997 | 0.0018595 | 1023.6936 | 0.0018258 | 921.734 | 0.18883 | 1028.9107 | 0.0038776 | 1023.574 | 0.085254 | 921.734 | 3.5381 | 1074.6821 | 0.3927 |  |  | 1277.0646 | 0.010545 | 1040.6649 | 0.01323 | 1187.1293 | 0 | 1186.3003 | 0 | 1186.2933 | 0.003125 | 921.734 | 0.012019 | 921.9997 | 0.013505 | 921.734 | 0.025543 | 921.734 | 0.020389 | 921.9997 | #REF! | 921.734 | 0.074569 | 917.3432 | 0.012411
| 424.1894 | 0 | 424.1894 | 0.0059113 | 424.1894 | 0.034613 | 424.1894 | 0 | 424.1894 | 0 | 424.1894 | 0 | 691.482 | 0 | 921.9752 | -0.096643 | 424.1894 | 0 | 691.482 | 0 | 921.9752 | -0.50613 | 921.9752 | -0.083413 | 912.067 | 0 | 921.9752 | -0.16777 | 921.9752 | 0 |  |  | 916.5898 | -0.032865 | 921.9752 | -0.25024 | 922.2413 | 0 | 922.2413 | 0 | 922.2413 | -0.043854 | 691.482 | 0.0070202 | 922.2413 | 0 | 922.2413 | 0 |  |  | 921.9752 | -0.016808 | 916.58 | 0.026699 | 922.2413 | 0 | 921.9752 | -0.02633 | 692.9131 | 0.0010195 | 922.2413 | 0 | 922.2413 | 0 | 921.9752 | -0.069938 | 922.2413 | -0.026891 | 922.2413 | -0.016253 | 922.2413 | -0.032201 | 1023.7426 | 0.031556 | 921.9752 | -0.042858 | 921.9752 | -0.043164 | 922.2413 | -0.0080923 | 1023.8636 | 0 | 921.9752 | 0.073841 | 1029.0824 | 0.00068887 | 1023.7426 | 0.089626 | 921.9752 | 3.5652 | 1074.7971 | 0.39022 |  |  | 1277.1444 | 0.010479 | 1040.6781 | 0.013215 | 1187.1984 | 0 | 1186.3693 | 0 | 1186.3623 | 0.0031341 | 921.975 | 0.0092069 | 922.2413 | -0.012368 | 921.9752 | -0.012137 | 921.9752 | 0.014153 | 922.2413 | #REF! | 921.9752 | -0.035154 | 917.5837 | 0.010086
| 424.2695 | 0 | 424.2696 | 0.001992 | 424.2695 | 0.034613 | 424.2695 | 0 | 424.2695 | 0 | 424.2696 | 0 | 691.6071 | 0.0031028 | 922.2165 | -0.029241 | 424.2695 | 0 | 691.6071 | 0.03439 | 922.2165 | 0.014856 | 922.2165 | 0.036633 | 912.3064 | 0 | 922.2165 | 0.092313 | 922.2165 | 0 |  |  | 916.8292 | 0.019413 | 922.2165 | 0.20742 | 922.4829 | 0.10825 | 922.4829 | 0.076938 | 922.4829 | -0.0013334 | 691.6071 | 0.0052886 | 922.4829 | 0.012665 | 922.4829 | 0.0064322 |  |  | 922.2165 | 0.006725 | 916.83 | 0.00011659 | 922.4829 | 0.029725 | 922.2165 | -0.0033475 | 693.0339 | 0.00049888 | 922.4829 | 0.052622 | 922.4829 | 0.011608 | 922.2165 | 0.087974 | 922.4829 | -0.0033691 | 922.4829 | 0.0023725 | 922.4829 | 0.046828 | 1023.9112 | 0.036255 | 922.2165 | 0.042533 | 922.2165 | 0.0069732 | 922.4829 | 0.0018918 | 1024.0336 | 0.0018258 | 922.2165 | 0.18479 | 1029.254 | 0.0045401 | 1023.9112 | 0.08744 | 922.2165 | 3.5942 | 1074.912 | 0.38823 |  |  | 1277.2244 | 0.010412 | 1040.6914 | 0.013201 | 1187.2673 | 0 | 1186.4382 | 0 | 1186.4313 | 0.0031546 | 922.216 | 0.0091828 | 922.4829 | 0.0016903 | 922.2165 | 0.028655 | 922.2165 | 0.012384 | 922.4829 | #REF! | 922.2165 | 0.049002 | 917.8242 | 0.012002
| 424.3497 | 0 | 424.3497 | -0.032297 | 424.3497 | 0.034613 | 424.3497 | 0 | 424.3497 | 0 | 424.3497 | 0 | 691.7323 | 0 | 922.4577 | -0.043189 | 424.3497 | 0 | 691.7323 | 0 | 922.4577 | -0.28066 | 922.4577 | -0.092972 | 912.5458 | 0 | 922.4577 | -0.2132 | 922.4577 | 0 |  |  | 917.0687 | -0.038368 | 922.4577 | -0.26032 | 922.7246 | 0 | 922.7246 | 0 | 922.7246 | -0.015825 | 691.7323 | 0.0099864 | 922.7246 | 0 | 922.7246 | 0 |  |  | 922.4577 | -4.8851e-05 | 917.07 | 0.0032645 | 922.7246 | 0 | 922.4577 | -0.012176 | 693.1547 | 0.00098746 | 922.7246 | 0 | 922.7246 | 0 | 922.4577 | -0.10932 | 922.7246 | -0.010896 | 922.7246 | -0.0093898 | 922.7246 | -0.028749 | 1024.0798 | 0.028833 | 922.4577 | -0.05013 | 922.4577 | -0.032178 | 922.7245 | -0.0007926 | 1024.2036 | 0 | 922.4577 | 0.086438 | 1029.4257 | 0.0026096 | 1024.0798 | 0.090282 | 922.4577 | 3.634 | 1075.027 | 0.387 |  |  | 1277.3042 | 0.010346 | 1040.7047 | 0.013185 | 1187.3364 | 0 | 1186.5072 | 0 | 1186.5002 | 0.0031796 | 922.458 | 0.012452 | 922.7246 | -0.0068261 | 922.4577 | -0.0038575 | 922.4577 | 0.015922 | 922.7245 | #REF! | 922.4577 | -0.0023107 | 918.0647 | 0.010604
| 424.4299 | 0 | 424.4299 | -0.036239 | 424.4299 | 0.034613 | 424.4299 | 0 | 424.4299 | 0 | 424.4299 | 0 | 691.8575 | 0.011182 | 922.699 | -0.05516 | 424.4299 | 0 | 691.8575 | 0.046856 | 922.699 | -0.086609 | 922.699 | 0.010205 | 912.7852 | 0 | 922.699 | 0.079858 | 922.699 | 0 |  |  | 917.3082 | 0.0438 | 922.699 | 0.075396 | 922.9662 | 0.061325 | 922.9662 | 0.031297 | 922.9662 | 0.00084 | 691.8575 | 0.022464 | 922.9662 | 0.0051268 | 922.9662 | 0 |  |  | 922.699 | 0.0078875 | 917.31 | -0.00093273 | 922.9662 | 0.017571 | 922.699 | 0.0020591 | 693.2754 | 0.00049354 | 922.9662 | 0.075949 | 922.9662 | 0.0077363 | 922.699 | 0.072146 | 922.9662 | 0.00037207 | 922.9662 | -0.0053035 | 922.9662 | 0.020025 | 1024.2484 | 0.031289 | 922.699 | 0.066822 | 922.699 | 0.014416 | 922.9662 | 0.0043972 | 1024.3736 | 0.0018258 | 922.699 | 0.19972 | 1029.5973 | 0.006343 | 1024.2484 | 0.088533 | 922.699 | 3.6648 | 1075.1421 | 0.38505 |  |  | 1277.3842 | 0.010279 | 1040.7179 | 0.01317 | 1187.4055 | 0 | 1186.5762 | 0 | 1186.5692 | 0.0032012 | 922.699 | 0.011755 | 922.9662 | 0.0012952 | 922.699 | 0.012752 | 922.699 | 0.017691 | 922.9662 | #REF! | 922.699 | 0.047511 | 918.3052 | 0.012014
| 424.5101 | 0 | 424.5101 | 0.027471 | 424.5101 | 0.034613 | 424.5101 | 0 | 424.5101 | 0 | 424.5101 | 0 | 691.9827 | 0 | 922.9403 | -0.08285 | 424.5101 | 0 | 691.9827 | 0 | 922.9403 | -0.39557 | 922.9403 | -0.10692 | 913.0247 | 0 | 922.9403 | -0.19268 | 922.9403 | 0 |  |  | 917.5478 | -0.034161 | 922.9403 | -0.29811 | 923.2079 | 0 | 923.2079 | 0 | 923.2079 | -0.019371 | 691.9827 | 0.0085033 | 923.2079 | 0 | 923.2078 | 0 |  |  | 922.9403 | -0.023363 | 917.55 | -0.022269 | 923.2079 | 0 | 922.9403 | -0.0035426 | 693.3962 | 0.00097451 | 923.2079 | 0 | 923.2078 | 0 | 922.9403 | -0.15718 | 923.2079 | -0.027618 | 923.2079 | -0.0195 | 923.2079 | -0.032889 | 1024.4169 | 0.05003 | 922.9403 | -0.039481 | 922.9403 | -0.040308 | 923.2078 | 0.0058182 | 1024.5437 | 0 | 922.9403 | 0.052694 | 1029.769 | 0.00093458 | 1024.4169 | 0.090938 | 922.9403 | 3.7046 | 1075.2571 | 0.3827 |  |  | 1277.4641 | 0.010213 | 1040.7312 | 0.013154 | 1187.4746 | 0 | 1186.6451 | 0 | 1186.6382 | 0.0032114 | 922.94 | 0.015986 | 923.2079 | -0.0096152 | 922.9403 | -0.016467 | 922.9403 | 0.021273 | 923.2078 | #REF! | 922.9403 | -0.061786 | 918.5457 | 0.011192
| 424.5902 | 0 | 424.5902 | 0.035863 | 424.5902 | 0.034613 | 424.5902 | 0 | 424.5902 | 0 | 424.5902 | 0 | 692.1079 | 0.0062641 | 923.1816 | 0.0098423 | 424.5902 | 0 | 692.1079 | 0.035464 | 923.1816 | 0.17606 | 923.1816 | 0.0066897 | 913.264 | 0 | 923.1816 | 0.13481 | 923.1816 | 0 |  |  | 917.7873 | 0.0084524 | 923.1816 | 0.029377 | 923.4495 | 0.080115 | 923.4495 | 0.040173 | 923.4495 | -9.1035e-05 | 692.1079 | 0.018911 | 923.4495 | 0.015293 | 923.4495 | 0 |  |  | 923.1816 | -0.0045992 | 917.79 | 0.0099102 | 923.4495 | 0.016843 | 923.1816 | -0.0044742 | 693.517 | 0.00049049 | 923.4495 | 0.070257 | 923.4495 | 0.0070883 | 923.1816 | 0.11816 | 923.4495 | 0.0075785 | 923.4495 | -0.0020486 | 923.4495 | 0.02814 | 1024.5855 | 0.036255 | 923.1816 | 0.011252 | 923.1816 | 0.053286 | 923.4495 | 0.0069814 | 1024.7137 | 0.0018258 | 923.1816 | 0.23713 | 1029.9407 | 0.0023518 | 1024.5855 | 0.087549 | 923.1816 | 3.73 | 1075.3722 | 0.38053 |  |  | 1277.5441 | 0.010146 | 1040.7445 | 0.013137 | 1187.5437 | 0 | 1186.7141 | 0 | 1186.7071 | 0.0032057 | 923.182 | 0.01113 | 923.4495 | 0.0053214 | 923.1816 | 0.027099 | 923.1816 | 0.015037 | 923.4495 | #REF! | 923.1816 | 0.076912 | 918.7862 | 0.011676
| 424.6704 | 0 | 424.6704 | -0.021209 | 424.6704 | 0.034613 | 424.6704 | 0 | 424.6704 | 0 | 424.6704 | 0 | 692.2331 | 0 | 923.4228 | -0.059703 | 424.6704 | 0 | 692.2331 | 0 | 923.4228 | -0.58301 | 923.4229 | -0.052225 | 913.5035 | 0 | 923.4228 | -0.18389 | 923.4229 | 0 |  |  | 918.0268 | -0.051824 | 923.4229 | -0.15619 | 923.6912 | 0 | 923.6912 | 0 | 923.6912 | -0.040631 | 692.2331 | 0 | 923.6912 | 0 | 923.6912 | 0 |  |  | 923.4228 | 0.0015104 | 918.03 | -0.011076 | 923.6912 | 0 | 923.4229 | -0.022525 | 693.6378 | 0.00097451 | 923.6912 | 0.014112 | 923.6912 | 0 | 923.4229 | -0.071042 | 923.6912 | -0.021274 | 923.6912 | -0.0038388 | 923.6912 | -0.037004 | 1024.7541 | 0.037803 | 923.4228 | -0.066126 | 923.4228 | -0.018584 | 923.6912 | -0.00050984 | 1024.8837 | 0 | 923.4228 | 0.095869 | 1030.1123 | 0.0011035 | 1024.7541 | 0.088642 | 923.4229 | 3.7553 | 1075.4872 | 0.37858 |  |  | 1277.6239 | 0.010079 | 1040.7577 | 0.013121 | 1187.6128 | 0 | 1186.7831 | 0 | 1186.7761 | 0.0031807 | 923.423 | 0.0059376 | 923.6912 | -0.0055783 | 923.4229 | -0.011617 | 923.4229 | 0.011499 | 923.6912 | #REF! | 923.4229 | -0.065407 | 919.0267 | 0.010335
| 424.7506 | 0 | 424.7506 | -0.016215 | 424.7506 | 0.034613 | 424.7506 | 0 | 424.7506 | 0 | 424.7506 | 0 | 692.3583 | 0.017153 | 923.6641 | -0.0015364 | 424.7506 | 0 | 692.3583 | 0.021923 | 923.6641 | 0.082732 | 923.6641 | -0.021114 | 913.7429 | 0 | 923.6641 | 0.1011 | 923.6641 | 0 |  |  | 918.2663 | 0.037891 | 923.6641 | 0.25864 | 923.9328 | 0 | 923.9328 | 0.085613 | 923.9328 | 0.010922 | 692.3583 | 0.0038058 | 923.9328 | 0.0072729 | 923.9329 | 0.012894 |  |  | 923.6641 | 0.00023526 | 918.27 | 0.0015157 | 923.9328 | 0.018622 | 923.6641 | 0.0048064 | 693.7586 | 0.00049354 | 923.9328 | 0.071921 | 923.9329 | 0.0058448 | 923.6641 | 0.12073 | 923.9328 | -0.0039832 | 923.9328 | 0.0014484 | 923.9328 | 0.013699 | 1024.9227 | 0.033051 | 923.6641 | 0.023733 | 923.6641 | 0.013043 | 923.9329 | 0.011271 | 1025.0537 | 0.00078262 | 923.6641 | 0.21962 | 1030.284 | 0.003973 | 1024.9227 | 0.086347 | 923.6641 | 3.7951 | 1075.6022 | 0.377 |  |  | 1277.7039 | 0.010013 | 1040.771 | 0.013104 | 1187.6819 | 0 | 1186.852 | 0 | 1186.8451 | 0.0031375 | 923.664 | 0.0034376 | 923.9328 | 0.0025996 | 923.6641 | 0.031248 | 923.6641 | 0.012384 | 923.9329 | #REF! | 923.6641 | 0.033023 | 919.2673 | 0.011563
| 424.8308 | 0 | 424.8307 | 0.024888 | 424.8308 | 0.034613 | 424.8308 | 0 | 424.8308 | 0 | 424.8308 | 0 | 692.4835 | 0 | 923.9054 | -0.031808 | 424.8308 | 0 | 692.4835 | 0 | 923.9054 | -0.44716 | 923.9054 | -0.046079 | 913.9824 | 0 | 923.9054 | -0.22492 | 923.9054 | 0 |  |  | 918.5059 | -0.042543 | 923.9054 | -0.21749 | 924.1745 | 0 | 924.1745 | 0 | 924.1745 | -0.020562 | 692.4835 | 0 | 924.1745 | 0 | 924.1745 | 0 |  |  | 923.9054 | -0.023069 | 918.51 | -0.011426 | 924.1745 | 0 | 923.9054 | -0.010755 | 693.8793 | 0.001026 | 924.1745 | 0 | 924.1745 | 0 | 923.9054 | -0.03865 | 924.1745 | -0.0061219 | 924.1745 | -0.012725 | 924.1745 | -0.017322 | 1025.0913 | 0.03209 | 923.9054 | -0.043403 | 923.9054 | -0.0086478 | 924.1745 | -0.0028233 | 1025.2237 | 0 | 923.9054 | 0.078245 | 1030.4556 | 0.00056162 | 1025.0913 | 0.089079 | 923.9054 | 3.8242 | 1075.7174 | 0.3753 |  |  | 1277.7838 | 0.0099462 | 1040.7843 | 0.013086 | 1187.751 | 0 | 1186.9211 | 0 | 1186.9142 | 0.0030796 | 923.905 | 0.00031156 | 924.1745 | -0.00077965 | 923.9054 | 0.002488 | 923.9054 | 0.010614 | 924.1745 | #REF! | 923.9054 | -0.0082439 | 919.5078 | 0.010163
| 424.9109 | 0 | 424.9109 | 0.0051888 | 424.9109 | 0.034613 | 424.9109 | 0 | 424.9109 | 0 | 424.9109 | 0 | 692.6087 | 0.033039 | 924.1467 | -0.025874 | 424.9109 | 0 | 692.6087 | 0.040193 | 924.1467 | -0.10086 | 924.1467 | 0.024756 | 914.2219 | 0 | 924.1467 | 0.13041 | 924.1467 | 0 |  |  | 918.7454 | 0.029752 | 924.1467 | 0.054273 | 924.4162 | 0.1002 | 924.4162 | 0.053595 | 924.4162 | 0.012016 | 692.6087 | 0.014732 | 924.4162 | 0.013704 | 924.4162 | 0.0087417 |  |  | 924.1467 | 0.0028137 | 918.75 | -0.00513 | 924.4162 | 0.027445 | 924.1467 | 0.0025103 | 694.0001 | 0.00053966 | 924.4162 | 0.073813 | 924.4162 | 0.010533 | 924.1467 | 0.07141 | 924.4162 | 0.0071269 | 924.4162 | 0.0014949 | 924.4162 | 0.01882 | 1025.2598 | 0.035774 | 924.1467 | 0.023485 | 924.1467 | 0.020605 | 924.4162 | 0.0066497 | 1025.3937 | 0.0023475 | 924.1467 | 0.19218 | 1030.6273 | 0.0052959 | 1025.2598 | 0.086238 | 924.1467 | 3.8603 | 1075.8325 | 0.37309 |  |  | 1277.8639 | 0.0098796 | 1040.7975 | 0.013069 | 1187.8201 | 0 | 1186.9901 | 0 | 1186.9832 | 0.0030137 | 924.147 | 0.0057934 | 924.4162 | 0.0049544 | 924.1467 | 0.022561 | 924.1467 | 0.011499 | 924.4162 | #REF! | 924.1467 | 0.04602 | 919.7484 | 0.011751
| 424.9911 | 0 | 424.9911 | -0.028547 | 424.9911 | 0.034613 | 424.9911 | 0 | 424.9911 | 0 | 424.9911 | 0 | 692.734 | 0 | 924.388 | -0.080454 | 424.9911 | 0 | 692.734 | 0 | 924.388 | -0.22419 | 924.388 | -0.11095 | 914.4613 | 0 | 924.388 | -0.20953 | 924.388 | 0 |  |  | 918.985 | -0.028189 | 924.388 | -0.25108 | 924.6579 | 0 | 924.6579 | 0 | 924.6579 | -0.015865 | 692.734 | 0.01118 | 924.6579 | 0 | 924.6579 | 0 |  |  | 924.388 | -0.040219 | 918.99 | 0.0050134 | 924.6579 | 0 | 924.388 | -0.0015177 | 694.1209 | 0.0010061 | 924.6579 | 0 | 924.6579 | 0 | 924.388 | -0.095704 | 924.6579 | -0.0305 | 924.6579 | -0.022179 | 924.6579 | -0.020891 | 1025.4284 | 0.025149 | 924.388 | -0.081486 | 924.388 | 0.0093179 | 924.6579 | -0.0038096 | 1025.5637 | 0 | 924.388 | 0.04579 | 1030.799 | 0.004935 | 1025.4284 | 0.087003 | 924.388 | 3.9002 | 1075.9478 | 0.37059 |  |  | 1277.9439 | 0.009813 | 1040.8108 | 0.013051 | 1187.8892 | 0 | 1187.0592 | 0 | 1187.0522 | 0.0029444 | 924.388 | 0.011418 | 924.6579 | -0.013175 | 924.388 | 0.0005065 | 924.388 | 0.015922 | 924.6579 | #REF! | 924.388 | -0.0095225 | 919.9889 | 0.010697
| 425.0713 | 0 | 425.0713 | -0.022624 | 425.0713 | 0.034613 | 425.0713 | 0 | 425.0713 | 0 | 425.0713 | 0 | 692.8593 | 0.032648 | 924.6294 | -0.0086068 | 425.0713 | 0 | 692.8593 | 0.048145 | 924.6294 | -0.11363 | 924.6294 | 0.026611 | 914.7007 | 0 | 924.6294 | 0.063792 | 924.6294 | 0 |  |  | 919.2246 | 0.043149 | 924.6294 | 0.069839 | 924.8996 | 0.11644 | 924.8996 | 0.029146 | 924.8996 | 0.0047875 | 692.8593 | 0.023718 | 924.8996 | 0.02698 | 924.8996 | 0.0066372 |  |  | 924.6294 | 9.0507e-05 | 919.23 | 0.018305 | 924.8996 | 0.031671 | 924.6294 | 0.018416 | 694.2417 | 0.00046915 | 924.8996 | 0.11144 | 924.8996 | 0.0085208 | 924.6294 | 0.050061 | 924.8996 | 0.016303 | 924.8996 | 0.0077925 | 924.8996 | 0.034423 | 1025.597 | 0.040473 | 924.6294 | 0.035447 | 924.6294 | -0.0065623 | 924.8996 | 0.00061828 | 1025.7338 | 0.0013044 | 924.6294 | 0.18617 | 1030.9706 | 0.007382 | 1025.597 | 0.084707 | 924.6294 | 3.9328 | 1076.0631 | 0.36809 |  |  | 1278.0238 | 0.0097465 | 1040.8241 | 0.013032 | 1187.9582 | 0 | 1187.1282 | 0 | 1187.1212 | 0.0028785 | 924.629 | 0.015529 | 924.8996 | 0.0068628 | 924.6294 | 0.027358 | 924.6294 | 0.019504 | 924.8996 | #REF! | 924.6294 | 0.085435 | 920.2295 | 0.011266
| 425.1515 | 0 | 425.1515 | 0.0079359 | 425.1515 | 0.034613 | 425.1515 | 0 | 425.1515 | 0 | 425.1515 | 0 | 692.9845 | 0 | 924.8707 | -0.072815 | 425.1515 | 0 | 692.9845 | 0 | 924.8707 | -0.40261 | 924.8707 | -0.067794 | 914.9402 | 0 | 924.8707 | -0.16997 | 924.8707 | 0 |  |  | 919.4642 | -0.044214 | 924.8707 | -0.35521 | 925.1413 | 0 | 925.1413 | 0 | 925.1413 | -0.016427 | 692.9845 | 0.022986 | 925.1413 | 0 | 925.1413 | 0 |  |  | 924.8707 | -0.033069 | 919.48 | -0.0030314 | 925.1413 | 0 | 924.8707 | -0.013951 | 694.3625 | 0.00097527 | 925.1413 | 0 | 925.1413 | 0 | 924.8707 | -0.074355 | 925.1413 | -0.030741 | 925.1413 | -0.014954 | 925.1413 | -0.034705 | 1025.7656 | 0.044691 | 924.8707 | -0.086801 | 924.8707 | -0.019398 | 925.1413 | -0.0089493 | 1025.9038 | 0 | 924.8707 | 0.055867 | 1031.1423 | 0.0038622 | 1025.7656 | 0.087659 | 924.8707 | 3.96 | 1076.1783 | 0.36629 |  |  | 1278.1038 | 0.0096799 | 1040.8373 | 0.013014 | 1188.0275 | 0 | 1187.1973 | 0 | 1187.1903 | 0.0028182 | 924.871 | 0.016995 | 925.1413 | -0.01068 | 924.8707 | -0.045252 | 924.8707 | 0.01862 | 925.1413 | #REF! | 924.8707 | -0.059442 | 920.47 | 0.010171
| 425.2317 | 0 | 425.2317 | 0.041448 | 425.2317 | 0.034613 | 425.2317 | 0 | 425.2317 | 0 | 425.2317 | 0 | 693.1098 | 0.013641 | 925.112 | -0.029744 | 425.2317 | 0 | 693.1098 | 0.027512 | 925.112 | 0.0339 | 925.112 | 0.039122 | 915.1797 | 0 | 925.112 | 0.10623 | 925.112 | 0 |  |  | 919.7038 | 0.042369 | 925.112 | 0.25276 | 925.383 | 0.050944 | 925.383 | 0.034228 | 925.383 | -0.0024697 | 693.1098 | 0.020165 | 925.383 | 0 | 925.383 | 0.0010197 |  |  | 925.112 | 0.0035628 | 919.72 | -0.01947 | 925.383 | 0.020926 | 925.112 | 0.00045998 | 694.4833 | 0.00050764 | 925.383 | 0.12981 | 925.383 | 0.0085383 | 925.112 | 0.030405 | 925.383 | 0.0013226 | 925.383 | 0.0010969 | 925.383 | 0.013277 | 1025.9342 | 0.030595 | 925.112 | 0.0029221 | 925.112 | 0.039647 | 925.383 | -0.00015939 | 1026.0738 | 0.0013044 | 925.112 | 0.19882 | 1031.314 | 0.0091318 | 1025.9342 | 0.083942 | 925.112 | 3.9871 | 1076.2935 | 0.36503 |  |  | 1278.1838 | 0.0096133 | 1040.8506 | 0.012995 | 1188.0966 | 0 | 1187.2662 | 0 | 1187.2593 | 0.002766 | 925.112 | 0.016707 | 925.383 | -0.00047285 | 925.112 | 0.046548 | 925.112 | 0.015037 | 925.383 | #REF! | 925.112 | 0.027058 | 920.7106 | 0.011334
| 425.3119 | 0 | 425.3119 | -0.038269 | 425.3119 | 0.034613 | 425.3119 | 0 | 425.3119 | 0 | 425.3119 | 0 | 693.2351 | 0 | 925.3533 | -0.11222 | 425.3119 | 0 | 693.2351 | 0 | 925.3533 | -0.53358 | 925.3533 | -0.057384 | 915.4193 | 0 | 925.3533 | -0.17657 | 925.3533 | 0 |  |  | 919.9434 | -0.044203 | 925.3533 | -0.25528 | 925.6247 | 0 | 925.6247 | 0 | 925.6247 | -0.032443 | 693.2351 | 0.014732 | 925.6247 | 0 | 925.6248 | 0 |  |  | 925.3533 | -0.026505 | 919.96 | -0.02087 | 925.6247 | 0 | 925.3533 | -0.029374 | 694.6041 | 0.0009848 | 925.6247 | 0 | 925.6248 | 0 | 925.3533 | -0.072882 | 925.6247 | -0.031374 | 925.6247 | -0.022781 | 925.6247 | -0.050965 | 1026.1028 | 0.042341 | 925.3533 | -0.085198 | 925.3533 | -0.062527 | 925.6248 | -0.003618 | 1026.2438 | 0 | 925.3533 | 0.039351 | 1031.4856 | 0.0068352 | 1026.1028 | 0.086675 | 925.3533 | 4.0106 | 1076.4087 | 0.36316 |  |  | 1278.2638 | 0.0095467 | 1040.8639 | 0.012975 | 1188.1658 | 0 | 1187.3353 | 0 | 1187.3284 | 0.0027216 | 925.353 | 0.0087021 | 925.6247 | -0.020148 | 925.3533 | -0.016467 | 925.3533 | 0.012384 | 925.6248 | #REF! | 925.3533 | -0.017464 | 920.9512 | 0.010504
| 425.392 | 0 | 425.3921 | -0.016781 | 425.392 | 0.034613 | 425.392 | 0 | 425.392 | 0 | 425.392 | 0 | 693.3604 | 0.019941 | 925.5947 | -0.00025083 | 425.392 | 0 | 693.3604 | 0.0055905 | 925.5947 | 0.075028 | 925.5947 | 0.039615 | 915.6588 | 0 | 925.5947 | 0.11063 | 925.5947 | 0 |  |  | 920.183 | 0.056596 | 925.5947 | 0.048383 | 925.8665 | 0.040196 | 925.8665 | 0.064056 | 925.8665 | 0.0067533 | 693.3604 | 0.011493 | 925.8665 | 0.010135 | 925.8665 | 0.0092231 |  |  | 925.5947 | 0.012845 | 920.2 | -0.015274 | 925.8665 | 0.017912 | 925.5947 | 0.01319 | 694.7248 | 0.00047906 | 925.8665 | 0.089984 | 925.8665 | 0.0095846 | 925.5947 | 0.052637 | 925.8665 | 0.0057141 | 925.8665 | -0.0081599 | 925.8665 | 0.045914 | 1026.2713 | 0.03791 | 925.5947 | 0.04567 | 925.5947 | 0.024366 | 925.8665 | 0.0014973 | 1026.4139 | 0.00026087 | 925.5947 | 0.23237 | 1031.6573 | 0.0077101 | 1026.2713 | 0.082084 | 925.5947 | 4.0378 | 1076.524 | 0.36103 |  |  | 1278.3439 | 0.0094801 | 1040.8771 | 0.012956 | 1188.2349 | 0 | 1187.4044 | 0 | 1187.3975 | 0.0026853 | 925.595 | -0.0016416 | 925.8665 | 0.010826 | 925.5947 | 0.036694 | 925.5947 | 0.0044227 | 925.8665 | #REF! | 925.5947 | 0.048363 | 921.1918 | 0.011373
| 425.4722 | 0 | 425.4722 | -0.021911 | 425.4722 | 0.034613 | 425.4722 | 0 | 425.4722 | 0 | 425.4722 | 0 | 693.4857 | 0 | 925.836 | -0.077473 | 425.4722 | 0 | 693.4857 | 0 | 925.836 | -0.43071 | 925.836 | -0.066184 | 915.8983 | 0 | 925.836 | -0.18682 | 925.836 | 0 |  |  | 920.4226 | -0.033929 | 925.836 | -0.25528 | 926.1082 | 0 | 926.1082 | 0 | 926.1082 | -0.015396 | 693.4857 | 0.02424 | 926.1082 | 0 | 926.1082 | 0 |  |  | 925.836 | -0.0092029 | 920.44 | -0.0054798 | 926.1082 | 0 | 925.836 | -0.024047 | 694.8456 | 0.00094935 | 926.1082 | 0 | 926.1082 | 0 | 925.836 | -0.052269 | 926.1082 | -0.041794 | 926.1082 | -0.018117 | 926.1082 | -0.031475 | 1026.4399 | 0.052646 | 925.836 | -0.045328 | 925.836 | -0.023072 | 926.1082 | -0.0052289 | 1026.5839 | 0 | 925.836 | 0.0066024 | 1031.829 | 0.0043635 | 1026.4399 | 0.085473 | 925.836 | 4.083 | 1076.6394 | 0.35912 |  |  | 1278.424 | 0.0094135 | 1040.8904 | 0.012936 | 1188.3041 | 0 | 1187.4735 | 0 | 1187.4666 | 0.0026557 | 925.836 | 0.0052645 | 926.1082 | -0.017873 | 925.836 | -0.016856 | 925.836 | 0.014153 | 926.1082 | #REF! | 925.836 | -0.043889 | 921.4324 | 0.0093566
| 425.5524 | 0 | 425.5524 | -0.0019302 | 425.5524 | 0.034613 | 425.5524 | 0 | 425.5524 | 0 | 425.5524 | 0 | 693.611 | 0.018558 | 926.0774 | 0.046625 | 425.5524 | 0 | 693.611 | 0.036539 | 926.0774 | 0.0028257 | 926.0774 | 0.045271 | 916.1378 | 0 | 926.0774 | 0.1392 | 926.0774 | 0 |  |  | 920.6622 | 0.023027 | 926.0774 | 0.23513 | 926.3499 | 0.14197 | 926.3499 | 0.04507 | 926.3499 | 0.025026 | 693.611 | 0.017449 | 926.35 | 0.038738 | 926.35 | 0.01961 |  |  | 926.0774 | 0.046061 | 920.68 | 0.012359 | 926.3499 | 0.040026 | 926.0774 | 0.0048975 | 694.9664 | 0.00048249 | 926.3499 | 0.074369 | 926.35 | 0.019513 | 926.0774 | 0.10675 | 926.3499 | 0.021881 | 926.3499 | 0.013979 | 926.3499 | 0.059678 | 1026.6085 | 0.032677 | 926.0774 | 0.069606 | 926.0774 | 0.046731 | 926.35 | 0.0020077 | 1026.7539 | 0.0013044 | 926.0774 | 0.23987 | 1032.0006 | 0.0071633 | 1026.6085 | 0.083614 | 926.0774 | 4.1121 | 1076.7548 | 0.357 |  |  | 1278.5039 | 0.009347 | 1040.9037 | 0.012916 | 1188.3733 | 0 | 1187.5426 | 0 | 1187.5356 | 0.0026319 | 926.077 | 0.0025 | 926.35 | 0.020478 | 926.0774 | 0.059125 | 926.0774 | 0.012384 | 926.35 | #REF! | 926.0774 | 0.074569 | 921.673 | 0.011073
| 425.6326 | 0 | 425.6326 | -0.0074786 | 425.6326 | 0.034613 | 425.6326 | 0 | 425.6326 | 0 | 425.6326 | 0 | 693.7364 | 0 | 926.3187 | -0.050306 | 425.6326 | 0 | 693.7364 | 0 | 926.3187 | -0.31584 | 926.3187 | -0.067515 | 916.3773 | 0 | 926.3187 | -0.16045 | 926.3187 | 0 |  |  | 920.9018 | -0.030294 | 926.3187 | -0.48285 | 926.5917 | 0 | 926.5917 | 0 | 926.5917 | -0.02074 | 693.7364 | 0.024867 | 926.5917 | 0 | 926.5917 | 0 |  |  | 926.3187 | -0.027185 | 920.92 | -0.010377 | 926.5917 | 0 | 926.3187 | -0.0075591 | 695.0872 | 0.00098403 | 926.5917 | 0 | 926.5917 | 0 | 926.3187 | -0.10859 | 926.5917 | -0.021209 | 926.5917 | -0.019179 | 926.5917 | -0.028298 | 1026.7771 | 0.024615 | 926.3187 | -0.065059 | 926.3187 | 0.044377 | 926.5917 | -0.0031954 | 1026.924 | 0 | 926.3187 | 0.067894 | 1032.1723 | 0.0015061 | 1026.7771 | 0.087112 | 926.3187 | 4.1519 | 1076.8701 | 0.35481 |  |  | 1278.584 | 0.0092753 | 1040.9169 | 0.012896 | 1188.4425 | 0 | 1187.6117 | 0 | 1187.6047 | 0.0026125 | 926.319 | 0.0088463 | 926.5917 | -0.012221 | 926.3187 | -0.008528 | 926.3187 | 0.017691 | 926.5917 | #REF! | 926.3187 | -0.01841 | 921.9136 | 0.010597
| 425.7128 | 0 | 425.7128 | -0.016907 | 425.7128 | 0.034613 | 425.7128 | 0 | 425.7128 | 0 | 425.7128 | 0 | 693.8617 | 0.026979 | 926.5601 | -0.067328 | 425.7128 | 0 | 693.8617 | 0.029016 | 926.5601 | 0.055018 | 926.5601 | 0.0070752 | 916.6168 | 0 | 926.5601 | 0.10916 | 926.5601 | 0 |  |  | 921.1415 | 0.01043 | 926.5601 | 0.083594 | 926.8335 | 0.10734 | 926.8335 | 0.022888 | 926.8335 | 0.023475 | 693.8617 | 0.013896 | 926.8334 | 0.0082389 | 926.8334 | 0.0075991 |  |  | 926.5601 | 0.035528 | 921.16 | -0.0061794 | 926.8335 | 0.01742 | 926.5601 | -0.0012836 | 695.208 | 0.00051488 | 926.8335 | 0.031782 | 926.8334 | 0.010677 | 926.5601 | 0.068465 | 926.8335 | -0.00066976 | 926.8335 | 0.007306 | 926.8335 | 0.017863 | 1026.9457 | 0.030702 | 926.5601 | 0.023418 | 926.5601 | 0.063083 | 926.8334 | 0.0017451 | 1027.094 | 0.0013044 | 926.5601 | 0.13429 | 1032.344 | 0.0027873 | 1026.9457 | 0.083614 | 926.5601 | 4.1954 | 1076.9855 | 0.3528 |  |  | 1278.6641 | 0.0092087 | 1040.9302 | 0.012876 | 1188.5116 | 0 | 1187.6808 | 0 | 1187.6738 | 0.0025966 | 926.56 | 0.019784 | 926.8334 | -0.0052847 | 926.5601 | 0.022691 | 926.5601 | 0.023927 | 926.8334 | #REF! | 926.5601 | 0.074995 | 922.1542 | 0.011687
| 425.793 | 0 | 425.793 | 0.012422 | 425.793 | 0.034613 | 425.793 | 0 | 425.793 | 0 | 425.793 | 0 | 693.9871 | 0 | 926.8014 | -0.037228 | 425.793 | 0 | 693.9871 | 0 | 926.8014 | -0.42765 | 926.8015 | -0.047723 | 916.8563 | 0 | 926.8014 | -0.22345 | 926.8015 | 0 |  |  | 921.3811 | -0.081207 | 926.8015 | -0.35521 | 927.0752 | 0 | 927.0752 | 0 | 927.0752 | -0.024091 | 693.9871 | 0.017449 | 927.0752 | 0 | 927.0752 | 0 |  |  | 926.8014 | -0.027249 | 921.4 | -0.014924 | 927.0752 | 0 | 926.8015 | -0.010349 | 695.3288 | 0.00093868 | 927.0752 | 0 | 927.0752 | 0 | 926.8015 | -0.11411 | 927.0752 | -0.01753 | 927.0752 | -0.01368 | 927.0752 | -0.011293 | 1027.1143 | 0.031075 | 926.8014 | -0.021259 | 926.8014 | -0.021197 | 927.0752 | -0.0029817 | 1027.264 | 0 | 926.8014 | 0.053015 | 1032.5157 | 0.00016454 | 1027.1143 | 0.084161 | 926.8015 | 4.2243 | 1077.101 | 0.35109 |  |  | 1278.7441 | 0.0091421 | 1040.9435 | 0.012855 | 1188.5808 | 0 | 1187.7499 | 0 | 1187.7429 | 0.0025864 | 926.801 | 0.014808 | 927.0752 | -0.0057251 | 926.8015 | -0.0094368 | 926.8015 | 0.019504 | 927.0752 | #REF! | 926.8015 | -0.027697 | 922.3948 | 0.010364
| 425.8732 | 0 | 425.8732 | 0.030666 | 425.8732 | 0.034613 | 425.8732 | 0 | 425.8732 | 0 | 425.8732 | 0 | 694.1124 | 0.022091 | 927.0428 | 0.054688 | 425.8732 | 0 | 694.1124 | 0.022783 | 927.0428 | 0.174 | 927.0428 | 0.065013 | 917.0959 | 0 | 927.0428 | 0.12528 | 927.0428 | 0 |  |  | 921.6208 | 0.04583 | 927.0428 | 0.12008 | 927.317 | 0.051705 | 927.317 | 0.064393 | 927.317 | 0.019506 | 694.1124 | 0.015986 | 927.317 | 0.031605 | 927.317 | 0.012268 |  |  | 927.0428 | 0.038103 | 921.64 | 0.025301 | 927.317 | 0.035285 | 927.0428 | 0.018822 | 695.4496 | 0.00043904 | 927.317 | 0.04036 | 927.317 | 0.011786 | 927.0428 | 0.045275 | 927.317 | 0.024061 | 927.317 | 0.017279 | 927.317 | 0.05191 | 1027.2828 | 0.035293 | 927.0428 | 0.087689 | 927.0428 | 0.03042 | 927.317 | 0.0040721 | 1027.4341 | 0.0013044 | 927.0428 | 0.19675 | 1032.6874 | 0.0042099 | 1027.2828 | 0.080991 | 927.0428 | 4.2569 | 1077.2164 | 0.34949 |  |  | 1278.8242 | 0.0090755 | 1040.9568 | 0.012834 | 1188.65 | 0 | 1187.819 | 0 | 1187.812 | 0.0025796 | 927.043 | 0.0061299 | 927.317 | 0.021286 | 927.0428 | 0.040973 | 927.0428 | 0.013268 | 927.317 | #REF! | 927.0428 | 0.052624 | 922.6354 | 0.011621
| 425.9534 | 0 | 425.9534 | -0.014252 | 425.9534 | 0.034613 | 425.9534 | 0 | 425.9534 | 0 | 425.9534 | 0 | 694.2378 | 0 | 927.2842 | -0.14446 | 425.9534 | 0 | 694.2378 | 0 | 927.2842 | -0.29546 | 927.2842 | -0.069043 | 917.3354 | 0 | 927.2842 | -0.16411 | 927.2842 | 0 |  |  | 921.8605 | -0.021621 | 927.2842 | -0.32666 | 927.5588 | 0 | 927.5588 | 0 | 927.5588 | -0.0058752 | 694.2378 | 0.00079102 | 927.5588 | 0 | 927.5588 | 0 |  |  | 927.2842 | -0.03388 | 921.89 | 0.0067623 | 927.5588 | 0 | 927.2842 | -0.02704 | 695.5704 | 0.00096002 | 927.5588 | 0 | 927.5588 | 0 | 927.2842 | -0.077668 | 927.5588 | -0.013169 | 927.5588 | -0.0093662 | 927.5588 | -0.01139 | 1027.4514 | 0.034706 | 927.2842 | -0.048489 | 927.2842 | 0.010823 | 927.5588 | -0.0068227 | 1027.6041 | 0 | 927.2842 | 0.098887 | 1032.859 | 0.0032458 | 1027.4514 | 0.085473 | 927.2842 | 4.2841 | 1077.3319 | 0.3474 |  |  | 1278.9044 | 0.0090089 | 1040.97 | 0.012813 | 1188.7192 | 0 | 1187.8881 | 0 | 1187.8811 | 0.0025796 | 927.284 | 0.0067789 | 927.5588 | -0.019084 | 927.2842 | -0.020486 | 927.2842 | 0.014153 | 927.5588 | #REF! | 927.2842 | -0.050068 | 922.8761 | 0.010104
| 426.0336 | 0 | 426.0336 | -0.041956 | 426.0336 | 0.034613 | 426.0336 | 0 | 426.0336 | 0 | 426.0336 | 0 | 694.3632 | 0.0097769 | 927.5256 | -0.039725 | 426.0336 | 0 | 694.3632 | 0.024932 | 927.5256 | 0.25235 | 927.5256 | 0.040463 | 917.575 | 0 | 927.5256 | 0.1436 | 927.5256 | 0 |  |  | 922.1001 | 0.027629 | 927.5256 | 0.2049 | 927.8005 | 0.065287 | 927.8005 | 0.031275 | 927.8005 | 0.021757 | 694.3632 | 0.01421 | 927.8006 | 0.032829 | 927.8005 | 0.020416 |  |  | 927.5256 | 0.021451 | 922.13 | 0.005713 | 927.8005 | 0.031864 | 927.5256 | -0.0019949 | 695.6912 | 0.00052975 | 927.8005 | 0.066831 | 927.8005 | 0.010342 | 927.5256 | 0.085766 | 927.8005 | 0.017218 | 927.8005 | 0.0071877 | 927.8005 | 0.045446 | 1027.62 | 0.037643 | 927.5256 | -0.0045603 | 927.5256 | 0.0027616 | 927.8005 | 0.0018636 | 1027.7742 | 0.0013044 | 927.5256 | 0.13323 | 1033.0307 | 0.0076007 | 1027.62 | 0.082303 | 927.5256 | 4.304 | 1077.4474 | 0.34504 |  |  | 1278.9845 | 0.0089424 | 1040.9833 | 0.012792 | 1188.7886 | 0 | 1187.9573 | 0 | 1187.9503 | 0.0025864 | 927.526 | 0.0014782 | 927.8006 | 0.0014742 | 927.5256 | 0.06133 | 927.5256 | 0.0097299 | 927.8005 | #REF! | 927.5256 | 0.088204 | 923.1167 | 0.011189
| 426.1138 | 0 | 426.1138 | -0.0018039 | 426.1138 | 0.034613 | 426.1138 | 0 | 426.1138 | 0 | 426.1138 | 0 | 694.4886 | 0 | 927.767 | -0.042061 | 426.1138 | 0 | 694.4886 | 0 | 927.767 | -0.30999 | 927.767 | -0.086042 | 917.8146 | 0 | 927.767 | -0.14506 | 927.767 | 0 |  |  | 922.3398 | -0.028648 | 927.767 | -0.31742 | 928.0423 | 0 | 928.0423 | 0 | 928.0423 | -0.021238 | 694.4886 | 0.015881 | 928.0423 | 0 | 928.0424 | 0 |  |  | 927.767 | -0.040865 | 922.37 | -0.0040807 | 928.0423 | 0 | 927.767 | 0.0019699 | 695.812 | 0.00098937 | 928.0423 | 0 | 928.0424 | 0 | 927.767 | -0.01568 | 928.0423 | -0.022156 | 928.0423 | -0.0069751 | 928.0423 | -0.038437 | 1027.7886 | 0.042448 | 927.767 | -0.050434 | 927.767 | -0.00089088 | 928.0424 | -0.0011718 | 1027.9442 | 0 | 927.767 | 0.081879 | 1033.2024 | 0.0036253 | 1027.7886 | 0.084817 | 927.767 | 4.3366 | 1077.563 | 0.34251 |  |  | 1279.0646 | 0.0088758 | 1040.9966 | 0.012771 | 1188.8578 | 0 | 1188.0264 | 0 | 1188.0194 | 0.0026034 | 927.767 | 0.0064905 | 928.0423 | -0.0053214 | 927.767 | -0.025543 | 927.767 | 0.012384 | 928.0424 | #REF! | 927.767 | -0.064768 | 923.3574 | 0.0098932
| 426.194 | 0 | 426.194 | 0.021866 | 426.194 | 0.034613 | 426.194 | 0 | 426.194 | 0 | 426.194 | 0 | 694.614 | 0.03128 | 928.0084 | -0.06571 | 426.194 | 0 | 694.614 | 0.017517 | 928.0084 | 0.16948 | 928.0084 | -0.0086173 | 918.0541 | 0 | 928.0084 | 0.10037 | 928.0084 | 0 |  |  | 922.5795 | 0.050092 | 928.0084 | -0.041245 | 928.2841 | 0.17232 | 928.2841 | 0.050349 | 928.2841 | -0.00021942 | 694.614 | 0.021314 | 928.2841 | 0.017885 | 928.2841 | 0.013879 |  |  | 928.0084 | -0.020971 | 922.61 | 0.002565 | 928.2841 | 0.017034 | 928.0084 | -0.0073562 | 695.9328 | 0.00046686 | 928.2841 | 0.083932 | 928.2841 | 0.0064348 | 928.0084 | 0.061103 | 928.2841 | -0.01002 | 928.2841 | -0.00066338 | 928.2841 | 0.03454 | 1027.9572 | 0.042822 | 928.0084 | 0.00095026 | 928.0084 | 0.05146 | 928.2841 | 0.0024898 | 1028.1143 | 0.0013044 | 928.0084 | 0.12947 | 1033.3741 | 0.0056322 | 1027.9572 | 0.080554 | 928.0084 | 4.3728 | 1077.6785 | 0.3399 |  |  | 1279.1448 | 0.0088092 | 1041.0099 | 0.012749 | 1188.927 | 0 | 1188.0956 | 0 | 1188.0886 | 0.0026284 | 928.008 | 0.0067068 | 928.2841 | -0.012037 | 928.0084 | 0.036824 | 928.0084 | 0.011499 | 928.2841 | #REF! | 928.0084 | 0.047937 | 923.598 | 0.011205
| 426.2742 | 0 | 426.2742 | 0.0044225 | 426.2742 | 0.034613 | 426.2742 | 0 | 426.2742 | 0 | 426.2742 | 0 | 694.7394 | 0 | 928.2498 | -0.0017643 | 426.2742 | 0 | 694.7394 | 0 | 928.2498 | -0.57059 | 928.2498 | -0.034962 | 918.2937 | 0 | 928.2498 | -0.15825 | 928.2498 | 0 |  |  | 922.8192 | -0.034027 | 928.2498 | -0.21833 | 928.5259 | 0 | 928.5259 | 0 | 928.5259 | -0.016082 | 694.7394 | 0.02633 | 928.5259 | 0 | 928.5259 | 0 |  |  | 928.2498 | -0.0079274 | 922.85 | -0.011076 | 928.5259 | 0 | 928.2498 | 0.0038494 | 696.0536 | 0.0009646 | 928.5259 | 0 | 928.5259 | 0 | 928.2498 | -0.04822 | 928.5259 | -0.0059251 | 928.5259 | -0.0072465 | 928.5259 | 0.0020319 | 1028.1257 | 0.03193 | 928.2498 | -0.010739 | 928.2498 | -0.010943 | 928.5259 | -0.0027677 | 1028.2843 | 0 | 928.2498 | 0.044299 | 1033.5458 | 0.00086766 | 1028.1257 | 0.084598 | 928.2498 | 4.4126 | 1077.7941 | 0.33788 |  |  | 1279.2249 | 0.0087426 | 1041.0231 | 0.012728 | 1188.9962 | 0 | 1188.1647 | 0 | 1188.1577 | 0.0026637 | 928.25 | 0.011707 | 928.5259 | 0.013138 | 928.2498 | 0.0029339 | 928.2498 | 0.015922 | 928.5259 | #REF! | 928.2498 | -0.031745 | 923.8387 | 0.010177
| 426.3544 | 0 | 426.3544 | -0.01614 | 426.3544 | 0.034613 | 426.3544 | 0 | 426.3544 | 0 | 426.3544 | 0 | 694.8648 | 0.018558 | 928.4912 | -0.020652 | 426.3544 | 0 | 694.8648 | 0.030951 | 928.4912 | 0.1946 | 928.4912 | -0.0020855 | 918.5333 | 0 | 928.4912 | 0.1458 | 928.4912 | 0 |  |  | 923.0589 | 0.05181 | 928.4912 | 0.089852 | 928.7678 | 0.18386 | 928.7678 | 0.024017 | 928.7678 | 0.014758 | 694.8648 | 0.02424 | 928.7678 | 0.0098258 | 928.7678 | 0.012268 |  |  | 928.4912 | 0.020508 | 923.09 | 0.015856 | 928.7678 | 0.0345 | 928.4912 | 0.0036837 | 696.1744 | 0.0005065 | 928.7678 | 0.10821 | 928.7678 | 0.0080034 | 928.4912 | 0.082821 | 928.7678 | 0.0038469 | 928.7678 | -0.0051772 | 928.7678 | 0.031679 | 1028.2943 | 0.029473 | 928.4912 | 0.055177 | 928.4912 | 0.038737 | 928.7678 | 0.0062921 | 1028.4544 | 0.0013044 | 928.4912 | 0.22299 | 1033.7175 | 0.0015236 | 1028.2943 | 0.080445 | 928.4912 | 4.4398 | 1077.9097 | 0.33671 |  |  | 1279.305 | 0.0086709 | 1041.0364 | 0.012706 | 1189.0656 | 0 | 1188.2339 | 0 | 1188.2269 | 0.0027046 | 928.491 | 0.0031491 | 928.7678 | 0.006716 | 928.4912 | 0.020227 | 928.4912 | 0.010614 | 928.7678 | #REF! | 928.4912 | 0.035793 | 924.0793 | 0.011034
| 426.4346 | 0 | 426.4346 | -0.020167 | 426.4346 | 0.034613 | 426.4346 | 0 | 426.4346 | 0 | 426.4346 | 0 | 694.9903 | 0 | 928.7326 | -0.052612 | 426.4346 | 0 | 694.9903 | 0 | 928.7326 | -0.49156 | 928.7326 | -0.066263 | 918.7729 | 0 | 928.7326 | -0.23444 | 928.7326 | 0 |  |  | 923.2986 | -0.046588 | 928.7326 | -0.3401 | 929.0096 | 0 | 929.0096 | 0 | 929.0096 | -0.037199 | 694.9903 | 0.015881 | 929.0096 | 0 | 929.0096 | 0 |  |  | 928.7326 | -0.027707 | 923.33 | -0.00513 | 929.0096 | 0 | 928.7326 | -0.010096 | 696.2952 | 0.0009867 | 929.0096 | 0 | 929.0096 | 0 | 928.7326 | -0.10527 | 929.0096 | -0.036034 | 929.0096 | -0.017584 | 929.0096 | -0.043611 | 1028.4629 | 0.037162 | 928.7326 | -0.090676 | 928.7326 | 0.0061044 | 929.0096 | -0.00011909 | 1028.6244 | 0 | 928.7326 | -0.00018992 | 1033.8892 | 0.0018834 | 1028.4629 | 0.083287 | 928.7326 | 4.4815 | 1078.0254 | 0.33572 |  |  | 1279.3853 | 0.0086043 | 1041.0497 | 0.012685 | 1189.1348 | 0 | 1188.303 | 0 | 1188.296 | 0.0027512 | 928.733 | 0.0098078 | 929.0096 | -0.010313 | 928.7326 | -0.011244 | 928.7326 | 0.01862 | 929.0096 | #REF! | 928.7326 | -0.021305 | 924.32 | 0.0094929
| 426.5148 | 0 | 426.5148 | 0.0057483 | 426.5148 | 0.034613 | 426.5148 | 0 | 426.5148 | 0 | 426.5148 | 0 | 695.1157 | 0.010831 | 928.974 | -0.0038791 | 426.5148 | 0 | 695.1157 | 0.050295 | 928.974 | 0.25618 | 928.974 | 0.01481 | 919.0125 | 0 | 928.974 | 0.090115 | 928.974 | 0 |  |  | 923.5384 | 0.041069 | 928.974 | 0.21749 | 929.2514 | 0.057884 | 929.2514 | 0.08401 | 929.2514 | -0.0063707 | 695.1157 | 0.02936 | 929.2514 | 0.030337 | 929.2514 | 0.0037783 |  |  | 928.974 | -0.0034992 | 923.57 | 0.0081613 | 929.2514 | 0.023411 | 928.974 | -0.005885 | 696.416 | 0.0004863 | 929.2514 | 0.11816 | 929.2514 | 0.007921 | 928.974 | 0.093496 | 929.2514 | 0.01518 | 929.2514 | 0.0029757 | 929.2514 | 0.015358 | 1028.6315 | 0.031182 | 928.974 | 0.026462 | 928.974 | -0.0062541 | 929.2514 | 0.00028288 | 1028.7945 | 0.0018258 | 928.974 | 0.15631 | 1034.0609 | 0.0031207 | 1028.6315 | 0.079242 | 928.974 | 4.5158 | 1078.141 | 0.3341 |  |  | 1279.4653 | 0.0085378 | 1041.0629 | 0.012663 | 1189.2041 | 0 | 1188.3722 | 0 | 1188.3652 | 0.0027989 | 928.974 | 0.018943 | 929.2514 | 0.0086611 | 928.974 | 0.032026 | 928.974 | 0.01862 | 929.2514 | #REF! | 928.974 | 0.071586 | 924.5607 | 0.010455
| 426.5951 | 0 | 426.5951 | 0.0009213 | 426.5951 | 0.034613 | 426.5951 | 0 | 426.5951 | 0 | 426.5951 | 0 | 695.2412 | 0 | 929.2154 | -0.06841 | 426.5951 | 0 | 695.2412 | 0 | 929.2154 | -0.42316 | 929.2155 | -0.093888 | 919.2521 | 0 | 929.2154 | -0.22345 | 929.2155 | 0 |  |  | 923.7781 | -0.046032 | 929.2155 | -0.27292 | 929.4932 | 0 | 929.4932 | 0 | 929.4932 | -0.02819 | 695.2412 | 0.0096899 | 929.4932 | 0 | 929.4932 | 0 |  |  | 929.2154 | -0.0032017 | 923.81 | -0.012475 | 929.4932 | 0 | 929.2155 | -0.029983 | 696.5368 | 0.00094211 | 929.4932 | 0 | 929.4932 | 0 | 929.2155 | -0.099017 | 929.4932 | -0.020544 | 929.4932 | -0.01911 | 929.4932 | -0.02946 | 1028.8001 | 0.050778 | 929.2154 | -0.019184 | 929.2154 | -0.02805 | 929.4932 | -0.00047155 | 1028.9645 | 0 | 929.2154 | 0.047404 | 1034.2325 | 0.00028629 | 1028.8001 | 0.082521 | 929.2155 | 4.5339 | 1078.2567 | 0.3322 |  |  | 1279.5455 | 0.0084712 | 1041.0762 | 0.012641 | 1189.2733 | 0 | 1188.4414 | 0 | 1188.4344 | 0.0028455 | 929.215 | 0.012308 | 929.4932 | -0.012845 | 929.2155 | -0.0098695 | 929.2155 | 0.015922 | 929.4932 | #REF! | 929.2155 | -0.042185 | 924.8014 | 0.0092449
| 426.6753 | 0 | 426.6753 | -0.013846 | 426.6753 | 0.034613 | 426.6753 | 0 | 426.6753 | 0 | 426.6753 | 0 | 695.3667 | 0.019261 | 929.4569 | -0.12139 | 426.6753 | 0 | 695.3667 | 0.036969 | 929.4569 | -0.0029038 | 929.4569 | 0.012308 | 919.4917 | 0 | 929.4569 | 0.11722 | 929.4569 | 0 |  |  | 924.0178 | 0.022695 | 929.4569 | 0.067731 | 929.7351 | 0.13202 | 929.7351 | 0.052696 | 929.7351 | 0.011078 | 695.3667 | 0.021314 | 929.7351 | 0.0036955 | 929.7351 | 0.0042481 |  |  | 929.4569 | 0.028422 | 924.05 | -0.018072 | 929.7351 | 0.014753 | 929.4569 | -0.013951 | 696.6577 | 0.00046915 | 929.7351 | 0.072715 | 929.7351 | 0.0091751 | 929.4569 | 0.099385 | 929.7351 | 0.0012734 | 929.7351 | -0.0030098 | 929.7351 | 0.02714 | 1028.9687 | 0.040206 | 929.4569 | 0.055243 | 929.4569 | -0.036079 | 929.7351 | 0.004784 | 1029.1346 | 0.0023475 | 929.4569 | 0.15841 | 1034.4042 | 0.0034235 | 1028.9687 | 0.078259 | 929.4569 | 4.5629 | 1078.3724 | 0.33042 |  |  | 1279.6257 | 0.0084046 | 1041.0895 | 0.01262 | 1189.3427 | 0 | 1188.5106 | 0 | 1188.5037 | 0.0028898 | 929.457 | 0.0023541 | 929.7351 | -0.021249 | 929.4569 | 0.021394 | 929.4569 | 0.010614 | 929.7351 | #REF! | 929.4569 | 0.05582 | 925.0421 | 0.010451
| 426.7555 | 0 | 426.7555 | -0.0037769 | 426.7555 | 0.034613 | 426.7555 | 0 | 426.7555 | 0 | 426.7555 | 0 | 695.4921 | 0 | 929.6983 | -0.029008 | 426.7555 | 0 | 695.4921 | 0 | 929.6983 | -0.24945 | 929.6983 | -0.080265 | 919.7313 | 0 | 929.6983 | -0.17876 | 929.6983 | 0 |  |  | 924.2576 | -0.049063 | 929.6983 | -0.30735 | 929.9769 | 0 | 929.9769 | 0 | 929.9769 | -0.02858 | 695.4921 | 0.010283 | 929.9769 | 0 | 929.9769 | 0 |  |  | 929.6983 | -0.012583 | 924.3 | -0.0019821 | 929.9769 | 0 | 929.6983 | 0.0071533 | 696.7785 | 0.00090247 | 929.9769 | 0 | 929.9769 | 0 | 929.6983 | -0.060735 | 929.9769 | -0.025542 | 929.9769 | -0.013042 | 929.9769 | -0.020556 | 1029.1372 | 0.033211 | 929.6983 | -0.037205 | 929.6983 | 0.035433 | 929.9769 | -0.0036142 | 1029.3046 | 0 | 929.6983 | 0.0071393 | 1034.5759 | 0.0012757 | 1029.1372 | 0.080882 | 929.6983 | 4.5955 | 1078.4882 | 0.32845 |  |  | 1279.7059 | 0.008338 | 1041.1028 | 0.012598 | 1189.412 | 0 | 1188.5798 | 0 | 1188.5729 | 0.0029296 | 929.698 | -0.0028606 | 929.9769 | 0.00083098 | 929.6983 | 0.012736 | 929.6983 | 0.0070763 | 929.9769 | #REF! | 929.6983 | -0.0060193 | 925.2828 | 0.0096997
| 426.8357 | 0 | 426.8357 | 0.029523 | 426.8357 | 0.034613 | 426.8357 | 0 | 426.8357 | 0 | 426.8357 | 0 | 695.6176 | 0.024828 | 929.9398 | 0.024457 | 426.8357 | 0 | 695.6176 | 0.034604 | 929.9398 | 0.098895 | 929.9398 | -0.0043944 | 919.9709 | 0 | 929.9398 | 0.088649 | 929.9398 | 0 |  |  | 924.4974 | 0.03967 | 929.9398 | 0.023007 | 930.2188 | 0.051068 | 930.2188 | 0.048649 | 930.2188 | 0.014144 | 695.6176 | 0.016508 | 930.2188 | 0.027788 | 930.2188 | 0.0093126 |  |  | 929.9398 | 0.0050886 | 924.54 | -0.0058295 | 930.2188 | 0.014685 | 929.9398 | 0.02907 | 696.8993 | 0.00044476 | 930.2188 | 0.065635 | 930.2188 | 0.0066315 | 929.9398 | 0.053005 | 930.2188 | -0.0038069 | 930.2188 | -2.0554e-05 | 930.2188 | 0.055577 | 1029.3058 | 0.040633 | 929.9398 | 0.04524 | 929.9398 | 0.0056509 | 930.2188 | 0.003969 | 1029.4747 | 0.0018258 | 929.9398 | 0.19078 | 1034.7476 | 0.0057416 | 1029.3058 | 0.07804 | 929.9398 | 4.6299 | 1078.6039 | 0.32644 |  |  | 1279.7861 | 0.0082714 | 1041.116 | 0.012576 | 1189.4812 | 0 | 1188.649 | 0 | 1188.6421 | 0.0029648 | 929.94 | 0.00013896 | 930.2188 | 0.0047342 | 929.9398 | 0.024376 | 929.9398 | 0.0079608 | 930.2188 | #REF! | 929.9398 | 0.11292 | 925.5235 | 0.0099823
| 426.9159 | 0 | 426.9159 | -0.043674 | 426.9159 | 0.034613 | 426.9159 | 0 | 426.9159 | 0 | 426.9159 | 0 | 695.7431 | 0 | 930.1812 | -0.084237 | 426.9159 | 0 | 695.7431 | 0 | 930.1812 | -0.50723 | 930.1812 | -0.092186 | 920.2106 | 0 | 930.1812 | -0.23151 | 930.1812 | 0 |  |  | 924.7371 | -0.029634 | 930.1812 | -0.19734 | 930.4606 | 0 | 930.4606 | 0 | 930.4606 | -0.032769 | 695.7431 | 0.02424 | 930.4606 | 0 | 930.4606 | 0 |  |  | 930.1812 | -0.023719 | 924.78 | -0.0019821 | 930.4606 | 0 | 930.1812 | -0.0098421 | 697.0201 | 0.00093182 | 930.4606 | 0 | 930.4606 | 0 | 930.1812 | -0.13509 | 930.4606 | -0.046802 | 930.4606 | -0.022326 | 930.4606 | -0.066473 | 1029.4744 | 0.037055 | 930.1812 | -0.056277 | 930.1812 | -0.0070721 | 930.4606 | -0.0035935 | 1029.6448 | 0 | 930.1812 | -0.0060932 | 1034.9193 | 0.0031401 | 1029.4744 | 0.081756 | 930.1812 | 4.6697 | 1078.7197 | 0.32438 |  |  | 1279.8663 | 0.0082048 | 1041.1293 | 0.012555 | 1189.5505 | 0 | 1188.7183 | 0 | 1188.7113 | 0.0029966 | 930.181 | 0.0090867 | 930.4606 | -0.022644 | 930.1812 | -0.021264 | 930.1812 | 0.016806 | 930.4606 | #REF! | 930.1812 | -0.054542 | 925.7642 | 0.0095681
| 426.9961 | 0 | 426.9961 | -0.025833 | 426.9961 | 0.034613 | 426.9961 | 0 | 426.9961 | 0 | 426.9961 | 0 | 695.8686 | 0.022678 | 930.4227 | -0.023156 | 426.9961 | 0 | 695.8686 | 0.046641 | 930.4227 | -0.129 | 930.4227 | -0.0095062 | 920.4503 | 0 | 930.4227 | 0.13847 | 930.4227 | 0 |  |  | 924.9769 | 0.012478 | 930.4227 | -0.055098 | 930.7025 | 0.067316 | 930.7025 | 0.051111 | 930.7025 | -0.0010585 | 695.8686 | 0.021314 | 930.7025 | 0.027722 | 930.7025 | 0.0013979 |  |  | 930.4227 | -0.0011147 | 925.02 | -0.0089774 | 930.7025 | 0.0052314 | 930.4227 | 0.010755 | 697.1409 | 0.00049621 | 930.7025 | 0.048719 | 930.7025 | 0.011273 | 930.4227 | 0.031513 | 930.7025 | 0.0038715 | 930.7025 | -0.0087507 | 930.7025 | 0.050519 | 1029.643 | 0.031449 | 930.4227 | 0.0094367 | 930.4227 | -0.045432 | 930.7025 | 0.004719 | 1029.8148 | 0.0023475 | 930.4227 | 0.21051 | 1035.091 | 0.0089678 | 1029.643 | 0.07968 | 930.4227 | 4.6968 | 1078.8354 | 0.32211 |  |  | 1279.9467 | 0.0081383 | 1041.1426 | 0.012533 | 1189.6199 | 0 | 1188.7875 | 0 | 1188.7805 | 0.0030239 | 930.423 | 0.004928 | 930.7025 | 0.0079271 | 930.4227 | 0.059255 | 930.4227 | 0.011499 | 930.7025 | #REF! | 930.4227 | 0.08373 | 926.005 | 0.010457
| 427.0763 | 0 | 427.0764 | -0.0043249 | 427.0763 | 0.034613 | 427.0763 | 0 | 427.0763 | 0 | 427.0764 | 0 | 695.9942 | 0 | 930.6641 | -0.05657 | 427.0763 | 0 | 695.9942 | 0 | 930.6641 | -0.41386 | 930.6641 | -0.044471 | 920.6899 | 0 | 930.6641 | -0.16338 | 930.6641 | 0 |  |  | 925.2167 | -0.063794 | 930.6641 | -0.25024 | 930.9444 | 0 | 930.9444 | 0 | 930.9444 | -0.0090003 | 695.9942 | 0.015045 | 930.9444 | 0 | 930.9444 | 0 |  |  | 930.6641 | -0.011629 | 925.26 | 0.0039641 | 930.9444 | 0 | 930.6641 | -0.017655 | 697.2617 | 0.0009646 | 930.9444 | 0 | 930.9444 | 0 | 930.6641 | -0.084293 | 930.9444 | -0.020272 | 930.9444 | -0.0070517 | 930.9444 | -0.0066723 | 1029.8116 | 0.0354 | 930.6641 | -0.09577 | 930.6641 | 0.024093 | 930.9444 | 0.0015405 | 1029.9849 | 0 | 930.6641 | 0.012116 | 1035.2627 | 0.0044893 | 1029.8116 | 0.082412 | 930.6641 | 4.7331 | 1078.9513 | 0.31975 |  |  | 1280.0269 | 0.0080717 | 1041.1559 | 0.012512 | 1189.6892 | 0 | 1188.8567 | 0 | 1188.8497 | 0.0030478 | 930.664 | 0.0082694 | 930.9444 | -0.0079271 | 930.6641 | 0.0066281 | 930.6641 | 0.020389 | 930.9444 | #REF! | 930.6641 | -0.020395 | 926.2457 | 0.0094974
| 427.1566 | 0 | 427.1566 | 0.035947 | 427.1566 | 0.034613 | 427.1566 | 0 | 427.1566 | 0 | 427.1566 | 0 | 696.1197 | 0 | 930.9056 | -0.0067893 | 427.1566 | 0 | 696.1197 | 0.03396 | 930.9056 | -0.040792 | 930.9056 | 0.058092 | 920.9296 | 0 | 930.9056 | 0.11429 | 930.9056 | 0 |  |  | 925.4565 | 0.033689 | 930.9056 | 0.12176 | 931.1863 | 0.10727 | 931.1863 | 0.028814 | 931.1863 | 0.015077 | 696.1197 | 0.018911 | 931.1863 | 0.036877 | 931.1863 | 0.009044 |  |  | 930.9056 | 0.012469 | 925.5 | 0.007112 | 931.1863 | 0.013936 | 930.9056 | 0.0062401 | 697.3826 | 0.00047182 | 931.1863 | 0.083611 | 931.1863 | 0.0089431 | 930.9056 | 0.073251 | 931.1863 | 0.011729 | 931.1863 | 0.005561 | 931.1863 | 0.023878 | 1029.9802 | 0.039245 | 930.9056 | 0.05615 | 930.9056 | 0.031549 | 931.1863 | 0.0057324 | 1030.155 | 0.00078262 | 930.9056 | 0.1961 | 1035.4344 | 0.0066711 | 1029.9802 | 0.079133 | 930.9056 | 4.7729 | 1079.0671 | 0.31769 |  |  | 1280.1071 | 0.0080051 | 1041.1691 | 0.012491 | 1189.7585 | 0 | 1188.9259 | 0 | 1188.9189 | 0.0030648 | 930.906 | 0.017236 | 931.1863 | 0.0098354 | 930.9056 | 0.041621 | 930.9056 | 0.023927 | 931.1863 | #REF! | 930.9056 | 0.074356 | 926.4864 | 0.010376
| 427.2368 | 0 | 427.2368 | -0.018784 | 427.2368 | 0.034613 | 427.2368 | 0 | 427.2368 | 0 | 427.2368 | 0 | 696.2452 | 0 | 931.1471 | -0.076308 | 427.2368 | 0 | 696.2452 | 0 | 931.1471 | -0.51076 | 931.1471 | -0.10644 | 921.1693 | 0 | 931.1471 | -0.21173 | 931.1471 | 0 |  |  | 925.6963 | -0.075782 | 931.1471 | -0.30483 | 931.4282 | 0 | 931.4282 | 0 | 931.4282 | -0.03036 | 696.2452 | 0.019747 | 931.4282 | 0 | 931.4282 | 0 |  |  | 931.1471 | -0.031448 | 925.74 | -0.00513 | 931.4282 | 0 | 931.1471 | -0.022576 | 697.5034 | 0.00094211 | 931.4282 | 0 | 931.4282 | 0 | 931.1471 | -0.090919 | 931.4282 | -0.035744 | 931.4282 | -0.030402 | 931.4282 | -0.046054 | 1030.1488 | 0.03775 | 931.1471 | -0.063201 | 931.1471 | -0.014011 | 931.4282 | -0.0045384 | 1030.325 | 0 | 931.1471 | 0.0081417 | 1035.6061 | 0.002879 | 1030.1488 | 0.080445 | 931.1471 | 4.7875 | 1079.1832 | 0.31643 |  |  | 1280.1874 | 0.0079385 | 1041.1824 | 0.01247 | 1189.8279 | 0 | 1188.9952 | 0 | 1188.9882 | 0.0030739 | 931.147 | 0.0059136 | 931.4282 | -0.01545 | 931.1471 | -0.029822 | 931.1471 | 0.017691 | 931.4282 | #REF! | 931.1471 | -0.077552 | 926.7272 | 0.0095841
| 427.317 | 0 | 427.317 | 0.0053063 | 427.317 | 0.034613 | 427.317 | 0 | 427.317 | 0 | 427.317 | 0 | 696.3708 | 0.012236 | 931.3885 | -0.0054669 | 427.317 | 0 | 696.3708 | 0.031595 | 931.3885 | -0.031911 | 931.3886 | 0.033581 | 921.4089 | 0 | 931.3885 | 0.12601 | 931.3886 | 0 |  |  | 925.9361 | 0.013826 | 931.3886 | 0.25696 | 931.6701 | 0.067996 | 931.6701 | 0.020728 | 931.6701 | 0.0041058 | 696.3708 | 0.0041023 | 931.6701 | 0.032855 | 931.67 | 0.0085606 |  |  | 931.3885 | 0.0043963 | 925.98 | -0.018771 | 931.6701 | 0.024787 | 931.3886 | -0.0037351 | 697.6242 | 0.00047182 | 931.6701 | 0.070919 | 931.67 | 0.011822 | 931.3886 | 0.083189 | 931.6701 | 0.0085212 | 931.6701 | 0.0074095 | 931.6701 | 0.04682 | 1030.3173 | 0.043836 | 931.3885 | 0.068883 | 931.3885 | 0.084586 | 931.67 | 0.0042588 | 1030.4951 | 0.00078262 | 931.3885 | 0.16101 | 1035.7778 | 0.0053682 | 1030.3173 | 0.077712 | 931.3886 | 4.8073 | 1079.2988 | 0.31508 |  |  | 1280.2677 | 0.0078719 | 1041.1957 | 0.012449 | 1189.8972 | 0 | 1189.0645 | 0 | 1189.0575 | 0.0030716 | 931.389 | -8.8072e-05 | 931.6701 | 0.012441 | 931.3886 | 0.045641 | 931.3886 | 0.0079608 | 931.67 | #REF! | 931.3886 | 0.049002 | 926.9679 | 0.0096672
| 427.3972 | 0 | 427.3972 | 0.016052 | 427.3972 | 0.034613 | 427.3972 | 0 | 427.3972 | 0 | 427.3973 | 0 | 696.4964 | 0 | 931.63 | -0.028371 | 427.3972 | 0 | 696.4964 | 0 | 931.63 | -0.46689 | 931.63 | -0.061573 | 921.6486 | 0 | 931.63 | -0.19781 | 931.63 | 0 |  |  | 926.1759 | -0.051206 | 931.63 | -0.22001 | 931.912 | 0 | 931.912 | 0 | 931.912 | -0.021165 | 696.4964 | 0.017658 | 931.912 | 0 | 931.912 | 0 |  |  | 931.63 | -0.011891 | 926.22 | 0.011659 | 931.912 | 0 | 931.63 | -0.0082694 | 697.745 | 0.00094478 | 931.912 | 0 | 931.912 | 0 | 931.63 | -0.08098 | 931.912 | -0.018769 | 931.912 | -0.012467 | 931.912 | -0.03821 | 1030.4859 | 0.030862 | 931.63 | -0.065103 | 931.63 | -0.015412 | 931.912 | -0.0013506 | 1030.6652 | 0 | 931.63 | 0.057564 | 1035.9495 | 0.00053971 | 1030.4859 | 0.080445 | 931.63 | 4.8381 | 1079.4148 | 0.31286 |  |  | 1280.3479 | 0.0078054 | 1041.209 | 0.012428 | 1189.9667 | 0 | 1189.1337 | 0 | 1189.1267 | 0.003058 | 931.63 | 0.0026443 | 931.912 | -0.0018903 | 931.63 | -0.0072642 | 931.63 | 0.014153 | 931.912 | #REF! | 931.63 | -0.044102 | 927.2087 | 0.0096887
| 427.4775 | 0 | 427.4775 | 0.0063144 | 427.4775 | 0.034613 | 427.4775 | 0 | 427.4775 | 0 | 427.4775 | 0 | 696.6219 | 0.010128 | 931.8715 | 0.049943 | 427.4775 | 0 | 696.6219 | 0.018635 | 931.8715 | 0.056984 | 931.8715 | 0.048091 | 921.8883 | 0 | 931.8715 | 0.15532 | 931.8715 | 0 |  |  | 926.4158 | 0.046626 | 931.8715 | 0.14528 | 932.1539 | 0.06795 | 932.1539 | 0.060805 | 932.1539 | 0.011682 | 696.6219 | 0.038554 | 932.1539 | 0.015284 | 932.1539 | 0.01773 |  |  | 931.8715 | 0.00056349 | 926.47 | 0.0064125 | 932.1539 | 0.01687 | 931.8715 | 0.016387 | 697.8658 | 0.00047448 | 932.1539 | 0.076208 | 932.1539 | 0.0074497 | 931.8715 | 0.058895 | 932.1539 | 0.010522 | 932.1539 | 0.0061251 | 932.1539 | 0.042754 | 1030.6545 | 0.033798 | 931.8715 | 0.066049 | 931.8715 | 0.040351 | 932.1539 | 0.0060651 | 1030.8353 | 0.0013044 | 931.8715 | 0.13538 | 1036.1212 | 0.0048933 | 1030.6545 | 0.077603 | 931.8715 | 4.8816 | 1079.5308 | 0.31088 |  |  | 1280.4282 | 0.0077388 | 1041.2223 | 0.012408 | 1190.036 | 0 | 1189.203 | 0 | 1189.196 | 0.0030353 | 931.872 | 0.0090867 | 932.1539 | 0.021946 | 931.8715 | 0.043825 | 931.8715 | 0.014153 | 932.1539 | #REF! | 931.8715 | 0.0816 | 927.4494 | 0.010804
| 427.5577 | 0 | 427.5577 | -0.037654 | 427.5577 | 0.034613 | 427.5577 | 0 | 427.5577 | 0 | 427.5577 | 0 | 696.7475 | 0 | 932.113 | 0.014787 | 427.5577 | 0 | 696.7475 | 0 | 932.113 | -0.30178 | 932.113 | -0.042422 | 922.128 | 0 | 932.113 | -0.18463 | 932.113 | 0 |  |  | 926.6556 | -0.014035 | 932.113 | -0.26536 | 932.3958 | 0 | 932.3958 | 0 | 932.3958 | -0.014946 | 696.7475 | 0.030718 | 932.3958 | 0 | 932.3958 | 0 |  |  | 932.113 | -0.022015 | 926.71 | -0.030314 | 932.3958 | 0 | 932.113 | 0.0046498 | 697.9867 | 0.00092191 | 932.3958 | 0 | 932.3958 | 0 | 932.113 | -0.0347 | 932.3958 | -0.01931 | 932.3958 | -0.0038476 | 932.3958 | -0.035108 | 1030.8231 | 0.039992 | 932.113 | -0.072883 | 932.113 | -0.011265 | 932.3958 | -0.0014575 | 1031.0053 | 0 | 932.113 | -0.010275 | 1036.293 | 7.706e-06 | 1030.8231 | 0.080773 | 932.113 | 4.9105 | 1079.6467 | 0.30938 |  |  | 1280.5085 | 0.0076722 | 1041.2355 | 0.012388 | 1190.1054 | 0 | 1189.2722 | 0 | 1189.2653 | 0.0030035 | 932.113 | 0.0094473 | 932.3958 | 0.013322 | 932.113 | -0.013225 | 932.113 | 0.017691 | 932.3958 | #REF! | 932.113 | 0.011651 | 927.6902 | 0.009838
| 427.6379 | 0 | 427.6379 | 0.042055 | 427.6379 | 0.034613 | 427.6379 | 0 | 427.6379 | 0 | 427.6379 | 0 | 696.8731 | 0.0069668 | 932.3545 | 0.0015831 | 427.6379 | 0 | 696.8731 | 0.026437 | 932.3545 | -0.046616 | 932.3545 | 0.029085 | 922.3677 | 0 | 932.3545 | 0.061442 | 932.3545 | 0 |  |  | 926.8954 | 0.025398 | 932.3545 | 0.029473 | 932.6377 | 0.14613 | 932.6377 | 0.059559 | 932.6377 | 0.014519 | 696.8731 | 0.032912 | 932.6377 | 0.0058639 | 932.6377 | 0.0075626 |  |  | 932.3545 | -0.0040891 | 926.95 | -0.0079281 | 932.6377 | 0.02014 | 932.3545 | -0.014357 | 698.1075 | 0.00044819 | 932.6377 | 0.064516 | 932.6377 | 0.0053994 | 932.3545 | 0.064784 | 932.6377 | -6.6066e-05 | 932.6377 | 0.0034314 | 932.6377 | 0.025305 | 1030.9917 | 0.031716 | 932.3545 | 0.065815 | 932.3545 | 0.018691 | 932.6377 | 0.0076547 | 1031.1754 | 0.0013044 | 932.3545 | 0.18264 | 1036.4647 | 0.0024242 | 1030.9917 | 0.078696 | 932.3545 | 4.9305 | 1079.7627 | 0.30766 |  |  | 1280.5889 | 0.0076056 | 1041.2488 | 0.012368 | 1190.1748 | 0 | 1189.3416 | 0 | 1189.3346 | 0.0029682 | 932.355 | 0.0018477 | 932.6377 | 0.0036699 | 932.3545 | 0.047067 | 932.3545 | 0.0088454 | 932.6377 | #REF! | 932.3545 | 0.077765 | 927.931 | 0.010847
| 427.7182 | 0 | 427.7182 | 0.0069184 | 427.7182 | 0.034613 | 427.7182 | 0 | 427.7182 | 0 | 427.7182 | 0 | 696.9987 | 0 | 932.596 | -0.074631 | 427.7182 | 0 | 696.9987 | 0 | 932.596 | -0.41647 | 932.596 | -0.080095 | 922.6074 | 0 | 932.596 | -0.21027 | 932.596 | 0 |  |  | 927.1353 | -0.048521 | 932.596 | -0.25192 | 932.8796 | 0 | 932.8796 | 0 | 932.8796 | -0.032904 | 696.9987 | 0.015881 | 932.8796 | 0 | 932.8796 | 0 |  |  | 932.596 | -0.0086279 | 927.19 | 0.0015157 | 932.8796 | 0 | 932.596 | -0.033331 | 698.2283 | 0.0009707 | 932.8796 | 0 | 932.8796 | 0 | 932.596 | -0.1119 | 932.8796 | -0.033673 | 932.8796 | -0.015878 | 932.8796 | -0.036102 | 1031.1602 | 0.030061 | 932.596 | -0.064445 | 932.596 | -0.00051778 | 932.8796 | -0.0038215 | 1031.3455 | 0 | 932.596 | -0.022093 | 1036.6364 | 0.0012582 | 1031.1602 | 0.082959 | 932.596 | 4.9631 | 1079.8788 | 0.30565 |  |  | 1280.6692 | 0.007539 | 1041.2621 | 0.012348 | 1190.2441 | 0 | 1189.4109 | 0 | 1189.4039 | 0.0029319 | 932.596 | 0.013366 | 932.8796 | -0.0067894 | 932.596 | -0.0048522 | 932.596 | 0.015922 | 932.8796 | #REF! | 932.596 | -0.03558 | 928.1718 | 0.0090297
| 427.7984 | 0 | 427.7984 | 0.033697 | 427.7984 | 0.034613 | 427.7984 | 0 | 427.7984 | 0 | 427.7984 | 0 | 697.1244 | 0.018558 | 932.8375 | 0.06722 | 427.7984 | 0 | 697.1244 | 0.01379 | 932.8375 | 0.10488 | 932.8375 | 0.040206 | 922.8471 | 0 | 932.8375 | 0.11942 | 932.8375 | 0 |  |  | 927.3752 | 0.048643 | 932.8375 | 0.039607 | 933.1216 | 0.10754 | 933.1216 | 0.04619 | 933.1216 | 0.002043 | 697.1244 | 0.027479 | 933.1216 | 0.024035 | 933.1216 | 0.017461 |  |  | 932.8375 | -0.0003662 | 927.43 | -0.0033811 | 933.1216 | 0.020379 | 932.8375 | 0.0068489 | 698.3491 | 0.00052975 | 933.1216 | 0.063145 | 933.1216 | 0.012143 | 932.8375 | 0.1119 | 933.1216 | 0.012292 | 933.1216 | 0.0085295 | 933.1216 | 0.026338 | 1031.3288 | 0.033531 | 932.8375 | 0.020722 | 932.8375 | 0.057075 | 933.1216 | 0.0088963 | 1031.5156 | 0.0018258 | 932.8375 | 0.18568 | 1036.8081 | 0.0039533 | 1031.3288 | 0.07968 | 932.8375 | 4.992 | 1079.9949 | 0.30337 |  |  | 1280.7495 | 0.0074776 | 1041.2754 | 0.012329 | 1190.3136 | 0 | 1189.4802 | 0 | 1189.4733 | 0.0028978 | 932.838 | 0.0097357 | 933.1216 | 0.0080739 | 932.8375 | 0.038769 | 932.8375 | 0.0088454 | 933.1216 | #REF! | 932.8375 | 0.074569 | 928.4126 | 0.0097237
| 427.8786 | 0 | 427.8786 | -0.020037 | 427.8786 | 0.034613 | 427.8786 | 0 | 427.8786 | 0 | 427.8786 | 0 | 697.25 | 0 | 933.0791 | -0.07724 | 427.8786 | 0 | 697.25 | 0 | 933.0791 | -0.2114 | 933.0791 | -0.087051 | 923.0869 | 0 | 933.0791 | -0.2088 | 933.0791 | 0 |  |  | 927.615 | -0.067456 | 933.0791 | -0.29475 | 933.3635 | 0 | 933.3635 | 0 | 933.3635 | -0.034715 | 697.25 | 0.011807 | 933.3635 | 0 | 933.3635 | 0 |  |  | 933.0791 | -0.023731 | 927.67 | -0.021918 | 933.3635 | 0 | 933.0791 | -0.012632 | 698.47 | 0.00098327 | 933.3635 | 0 | 933.3635 | 0 | 933.0791 | -0.085398 | 933.3635 | -0.023489 | 933.3635 | -0.020318 | 933.3635 | 0.0079623 | 1031.4974 | 0.032197 | 933.0791 | -0.031787 | 933.0791 | 0.018992 | 933.3635 | -0.0036931 | 1031.6856 | 0 | 933.0791 | -0.017678 | 1036.9798 | 0.001053 | 1031.4974 | 0.08427 | 933.0791 | 5.0264 | 1080.1108 | 0.3015 |  |  | 1280.8298 | 0.007411 | 1041.2886 | 0.012311 | 1190.3831 | 0 | 1189.5494 | 0 | 1189.5425 | 0.0028682 | 933.079 | 0.0062501 | 933.3635 | -0.009762 | 933.0791 | -0.031248 | 933.0791 | 0.013268 | 933.3635 | #REF! | 933.0791 | -0.028762 | 928.6534 | 0.0093506
| 427.9589 | 0 | 427.9589 | -0.030682 | 427.9589 | 0.034613 | 427.9589 | 0 | 427.9589 | 0 | 427.9589 | 0 | 697.3756 | 0.0016977 | 933.3206 | 0.00018432 | 427.9589 | 0 | 697.3756 | 0.042127 | 933.3206 | 0.088812 | 933.3206 | 0.045999 | 923.3266 | 0 | 933.3206 | 0.15532 | 933.3206 | 0 |  |  | 927.8549 | 0.029732 | 933.3206 | 0.12932 | 933.6055 | 0.090703 | 933.6055 | 0.032545 | 933.6055 | 0.0095049 | 697.3756 | 0.031972 | 933.6055 | 0.00096651 | 933.6055 | 0.0076729 |  |  | 933.3206 | -0.010441 | 927.91 | 0.0067623 | 933.6055 | 0.00060142 | 933.3206 | 0.0053269 | 698.5908 | 0.00046153 | 933.6055 | 0.13655 | 933.6055 | 0.0073025 | 933.3206 | 0.05595 | 933.6055 | 0.0035097 | 933.6055 | -0.0041803 | 933.6055 | 0.016636 | 1031.666 | 0.037109 | 933.3206 | 0.021425 | 933.3206 | 0.030049 | 933.6055 | 0.0096186 | 1031.8557 | 0.0023475 | 933.3206 | 0.13602 | 1037.1515 | 0.0031723 | 1031.666 | 0.081428 | 933.3206 | 5.0481 | 1080.2272 | 0.29985 |  |  | 1280.9102 | 0.0073444 | 1041.3019 | 0.012292 | 1190.4524 | 0 | 1189.6188 | 0 | 1189.6118 | 0.0028432 | 933.321 | 0.0013709 | 933.6055 | 0.0074867 | 933.3206 | 0.041362 | 933.3206 | 0.0070763 | 933.6055 | #REF! | 933.3206 | 0.061572 | 928.8942 | 0.0098321
| 428.0391 | 0 | 428.0391 | 0.033572 | 428.0391 | 0.034613 | 428.0391 | 0 | 428.0391 | 0 | 428.0391 | 0 | 697.5013 | 0 | 933.5621 | -0.094576 | 428.0391 | 0 | 697.5013 | 0 | 933.5621 | -0.37918 | 933.5621 | -0.11106 | 923.5663 | 0 | 933.5621 | -0.20294 | 933.5621 | 0 |  |  | 928.0948 | -0.071787 | 933.5621 | -0.24856 | 933.8474 | 0 | 933.8474 | 0 | 933.8474 | -0.034445 | 697.5013 | 0.034897 | 933.8474 | 0 | 933.8474 | 0 |  |  | 933.5621 | -0.066804 | 928.15 | 0.0011659 | 933.8474 | 0 | 933.5621 | -0.035614 | 698.7116 | 0.00096727 | 933.8474 | 0 | 933.8474 | 0 | 933.5621 | -0.090551 | 933.8474 | -0.034019 | 933.8474 | -0.025777 | 933.8474 | -0.061913 | 1031.8346 | 0.028139 | 933.5621 | -0.086537 | 933.5621 | -0.093416 | 933.8474 | -6.0798e-05 | 1032.0258 | 0 | 933.5621 | -0.0031673 | 1037.3232 | 0.0036944 | 1031.8346 | 0.084489 | 933.5621 | 5.0844 | 1080.3431 | 0.29817 |  |  | 1280.9906 | 0.007283 | 1041.3152 | 0.012274 | 1190.5219 | 0 | 1189.6881 | 0 | 1189.6811 | 0.0028205 | 933.562 | 0.0076684 | 933.8474 | -0.023378 | 933.5621 | -0.037602 | 933.5621 | 0.014153 | 933.8474 | #REF! | 933.5621 | -0.056459 | 929.135 | 0.0095289
| 428.1194 | 0 | 428.1194 | 0.02888 | 428.1194 | 0.034613 | 428.1194 | 0 | 428.1194 | 0 | 428.1194 | 0 | 697.6269 | 0.0083718 | 933.8037 | -0.0020562 | 428.1194 | 0 | 697.6269 | 0.04922 | 933.8037 | -0.20355 | 933.8036 | -0.0023008 | 923.8061 | 0 | 933.8037 | 0.099639 | 933.8036 | 0 |  |  | 928.3347 | 0.039591 | 933.8036 | 0.12512 | 934.0894 | 0.1026 | 934.0894 | 0.058087 | 934.0894 | -0.010911 | 697.6269 | 0.030822 | 934.0894 | 0.014933 | 934.0894 | 0.010298 |  |  | 933.8037 | 0.024229 | 928.4 | 0.016555 | 934.0894 | 0.015445 | 933.8036 | 0.015118 | 698.8325 | 0.00051298 | 934.0894 | 0.093018 | 934.0894 | 0.010375 | 933.8036 | 0.096072 | 934.0894 | 0.0037794 | 934.0894 | -0.0018955 | 934.0894 | 0.032291 | 1032.0032 | 0.043943 | 933.8037 | 0.060436 | 933.8037 | -0.014315 | 934.0894 | 0.0054182 | 1032.1959 | 0.0023475 | 933.8037 | 0.1333 | 1037.495 | 1.0969e-06 | 1032.0032 | 0.079133 | 933.8036 | 5.117 | 1080.4594 | 0.29692 |  |  | 1281.0709 | 0.0072164 | 1041.3285 | 0.012257 | 1190.5913 | 0 | 1189.7575 | 0 | 1189.7505 | 0.0028 | 933.804 | 0.0175 | 934.0894 | 0.0063857 | 933.8036 | 0.012904 | 933.8036 | 0.017691 | 934.0894 | #REF! | 933.8036 | 0.047511 | 929.3758 | 0.010603
| 428.1996 | 0 | 428.1996 | 0.040917 | 428.1996 | 0.034613 | 428.1996 | 0 | 428.1996 | 0 | 428.1996 | 0 | 697.7526 | 0 | 934.0452 | -0.061475 | 428.1996 | 0 | 697.7526 | 0 | 934.0452 | -0.54588 | 934.0452 | -0.10443 | 924.0458 | 0 | 934.0452 | -0.23444 | 934.0452 | 0 |  |  | 928.5746 | -0.084892 | 934.0452 | -0.50888 | 934.3314 | 0 | 934.3314 | 0 | 934.3314 | -0.020945 | 697.7526 | 0.0073169 | 934.3314 | 0 | 934.3314 | 0 |  |  | 934.0452 | -0.0078825 | 928.64 | -0.027165 | 934.3314 | 0 | 934.0452 | -0.038557 | 698.9533 | 0.0010027 | 934.3314 | 0 | 934.3314 | 0 | 934.0452 | -0.10564 | 934.3314 | -0.0378 | 934.3314 | -0.02031 | 934.3314 | -0.042672 | 1032.1717 | 0.026483 | 934.0452 | -0.040951 | 934.0452 | -0.078455 | 934.3314 | -0.009578 | 1032.366 | 0 | 934.0452 | 0.03511 | 1037.6667 | 0.0039829 | 1032.1717 | 0.082194 | 934.0452 | 5.1459 | 1080.5754 | 0.29553 |  |  | 1281.1512 | 0.0071549 | 1041.3418 | 0.01224 | 1190.6608 | 0 | 1189.8268 | 0 | 1189.8198 | 0.0027819 | 934.045 | 0.0085338 | 934.3314 | -0.010202 | 934.0452 | -0.023469 | 934.0452 | 0.01862 | 934.3314 | #REF! | 934.0452 | -0.019162 | 929.6166 | 0.009235
| 428.2799 | 0 | 428.2798 | -0.009602 | 428.2799 | 0.034613 | 428.2799 | 0 | 428.2799 | 0 | 428.2798 | 0 | 697.8783 | 0 | 934.2867 | -0.061919 | 428.2799 | 0 | 697.8783 | 0.038473 | 934.2867 | 0.14615 | 934.2867 | 0.021636 | 924.2856 | 0 | 934.2867 | 0.12235 | 934.2867 | 0 |  |  | 928.8145 | 0.045946 | 934.2867 | 0.099089 | 934.5734 | 0.11615 | 934.5734 | 0.025477 | 934.5734 | -0.0074945 | 697.8783 | 0.04148 | 934.5734 | 0.011749 | 934.5734 | 0.002868 |  |  | 934.2867 | 0.0421 | 928.88 | 0.0050134 | 934.5734 | 0.019547 | 934.2867 | -0.009284 | 699.0741 | 0.00049049 | 934.5734 | 0.056827 | 934.5734 | 0.009 | 934.2867 | 0.10049 | 934.5734 | 4.9667e-05 | 934.5734 | 0.0032187 | 934.5734 | 0.034878 | 1032.3403 | 0.037856 | 934.2867 | 0.025541 | 934.2867 | -0.053469 | 934.5734 | 0.0005201 | 1032.5361 | 0.0023475 | 934.2867 | 0.13007 | 1037.8384 | 0.00096747 | 1032.3403 | 0.079898 | 934.2867 | 5.1749 | 1080.6916 | 0.29391 |  |  | 1281.2317 | 0.0070883 | 1041.355 | 0.012224 | 1190.7302 | 0 | 1189.8962 | 0 | 1189.8893 | 0.0027637 | 934.287 | 0.013149 | 934.5734 | -0.0046975 | 934.2867 | 0.036046 | 934.2867 | 0.012384 | 934.5734 | #REF! | 934.2867 | 0.053263 | 929.8575 | 0.0094798
| 428.3601 | 0 | 428.3601 | 0.06161 | 428.3601 | 0.034613 | 428.3601 | 0 | 428.3601 | 0 | 428.3601 | 0 | 698.004 | 0 | 934.5283 | -0.029178 | 428.3601 | 0 | 698.004 | 0 | 934.5283 | -0.68538 | 934.5283 | -0.083438 | 924.5254 | 0 | 934.5283 | -0.18243 | 934.5283 | 0 |  |  | 929.0545 | -0.043405 | 934.5283 | -0.28047 | 934.8153 | 0 | 934.8153 | 0 | 934.8153 | -0.014038 | 698.004 | 0.021837 | 934.8153 | 0 | 934.8154 | 0 |  |  | 934.5283 | -0.0077888 | 929.12 | 0.0074619 | 934.8153 | 0 | 934.5283 | -0.0016067 | 699.195 | 0.0010141 | 934.8153 | 0 | 934.8154 | 0 | 934.5283 | -0.058527 | 934.8153 | -0.026394 | 934.8153 | -0.013533 | 934.8153 | -0.019473 | 1032.5089 | 0.029954 | 934.5283 | -0.051478 | 934.5283 | -0.047526 | 934.8154 | -0.00070945 | 1032.7062 | 0 | 934.5283 | -0.008993 | 1038.0101 | 0.0010344 | 1032.5089 | 0.082959 | 934.5283 | 5.1858 | 1080.8079 | 0.29226 |  |  | 1281.3121 | 0.0070269 | 1041.3683 | 0.012208 | 1190.7997 | 0 | 1189.9656 | 0 | 1189.9586 | 0.0027466 | 934.528 | 0.0056251 | 934.8153 | 0.0013075 | 934.5283 | 0.0014829 | 934.5283 | 0.015037 | 934.8154 | #REF! | 934.5283 | -0.041972 | 930.0983 | 0.0078964
| 428.4403 | 0 | 428.4403 | -0.0076285 | 428.4403 | 0.034613 | 428.4403 | 0 | 428.4403 | 0 | 428.4403 | 0 | 698.1297 | 0.0076692 | 934.7699 | -0.0084093 | 428.4403 | 0 | 698.1297 | 0.029446 | 934.7699 | 0.10982 | 934.7699 | 0.041438 | 924.7651 | 0 | 934.7699 | 0.11136 | 934.7699 | 0 |  |  | 929.2944 | 0.031919 | 934.7699 | 0.16039 | 935.0573 | 0.087796 | 935.0573 | 0.082657 | 935.0573 | 0.010485 | 698.1297 | 0.034897 | 935.0573 | 0.022639 | 935.0573 | 0.0070157 |  |  | 934.7699 | 0.012735 | 929.36 | -0.010726 | 935.0573 | 0.015222 | 934.7699 | 0.012734 | 699.3158 | 0.00052861 | 935.0573 | 0.081206 | 935.0573 | 0.010878 | 934.7699 | 0.047852 | 935.0573 | 0.012469 | 935.0573 | -0.0010723 | 935.0573 | 0.033124 | 1032.6775 | 0.036415 | 934.7699 | 0.047306 | 934.7699 | 0.043308 | 935.0573 | 0.0015904 | 1032.8763 | 0.0018258 | 934.7699 | 0.13677 | 1038.1818 | 0.0059603 | 1032.6775 | 0.078696 | 934.7699 | 5.2111 | 1080.9242 | 0.29015 |  |  | 1281.3925 | 0.0069654 | 1041.3816 | 0.012193 | 1190.8691 | 0 | 1190.0349 | 0 | 1190.0279 | 0.0027319 | 934.77 | 0.0067789 | 935.0573 | 0.0032287 | 934.7699 | 0.02308 | 934.7699 | 0.014153 | 935.0573 | #REF! | 934.7699 | 0.039841 | 930.3392 | 0.010192
| 428.5206 | 0 | 428.5206 | -0.031815 | 428.5206 | 0.034613 | 428.5206 | 0 | 428.5206 | 0 | 428.5206 | 0 | 698.2554 | 0 | 935.0114 | -0.13398 | 428.5206 | 0 | 698.2554 | 0 | 935.0114 | -0.36952 | 935.0114 | -0.070553 | 925.0049 | 0 | 935.0114 | -0.22052 | 935.0114 | 0 |  |  | 929.5343 | -0.060403 | 935.0114 | -0.28047 | 935.2993 | 0 | 935.2993 | 0 | 935.2993 | -0.037752 | 698.2554 | 0.015672 | 935.2993 | 0 | 935.2993 | 0 |  |  | 935.0114 | -0.057098 | 929.6 | 0.011659 | 935.2993 | 0 | 935.0114 | -0.035462 | 699.4366 | 0.0010309 | 935.2993 | 0 | 935.2993 | 0 | 935.0114 | -0.12257 | 935.2993 | -0.035692 | 935.2993 | -0.032635 | 935.2993 | -0.067441 | 1032.8461 | 0.029367 | 935.0114 | -0.062327 | 935.0114 | -0.06033 | 935.2993 | -0.00031781 | 1033.0464 | 0 | 935.0114 | -0.08361 | 1038.3536 | 0.0039357 | 1032.8461 | 0.082084 | 935.0114 | 5.2492 | 1081.0404 | 0.28789 |  |  | 1281.4729 | 0.006904 | 1041.3949 | 0.012178 | 1190.9386 | 0 | 1190.1044 | 0 | 1190.0973 | 0.0027182 | 935.011 | 0.0081251 | 935.2993 | -0.031415 | 935.0114 | -0.044863 | 935.0114 | 0.017691 | 935.2993 | #REF! | 935.0114 | -0.078191 | 930.58 | 0.0085064
| 428.6008 | 0 | 428.6008 | -0.041801 | 428.6008 | 0.034613 | 428.6008 | 0 | 428.6008 | 0 | 428.6008 | 0 | 698.3811 | 0.0161 | 935.253 | -0.030923 | 428.6008 | 0 | 698.3811 | 0.036969 | 935.253 | 0.18061 | 935.253 | 0.039926 | 925.2448 | 0 | 935.253 | 0.073997 | 935.253 | 0 |  |  | 929.7743 | 0.018908 | 935.253 | 0.23765 | 935.5414 | 0.052171 | 935.5414 | 0.054169 | 935.5414 | 0.007321 | 698.3811 | 0.01421 | 935.5413 | 0.029332 | 935.5413 | 0.016566 |  |  | 935.253 | 0.017263 | 929.84 | -0.011776 | 935.5414 | 0.019563 | 935.253 | -0.010907 | 699.5575 | 0.00050688 | 935.5414 | 0.085641 | 935.5413 | 0.0060207 | 935.253 | 0.13951 | 935.5414 | 0.0050277 | 935.5414 | -0.0003887 | 935.5414 | 0.056596 | 1033.0147 | 0.031449 | 935.253 | 0.10408 | 935.253 | 0.075217 | 935.5413 | 0.0040606 | 1033.2165 | 0.0013044 | 935.253 | 0.17056 | 1038.5253 | 0.0079288 | 1033.0147 | 0.078259 | 935.253 | 5.2799 | 1081.1567 | 0.28614 |  |  | 1281.5533 | 0.0068425 | 1041.4082 | 0.012164 | 1191.0081 | 0 | 1190.1737 | 0 | 1190.1668 | 0.0027091 | 935.253 | 0.0075722 | 935.5413 | -0.0013187 | 935.253 | 0.040714 | 935.253 | 0.012384 | 935.5413 | #REF! | 935.253 | 0.03281 | 930.8209 | 0.0096756
| 428.6811 | 0 | 428.6811 | 0.021328 | 428.6811 | 0.034613 | 428.6811 | 0 | 428.6811 | 0 | 428.6811 | 0 | 698.5069 | 0 | 935.4946 | -0.10247 | 428.6811 | 0 | 698.5069 | 0 | 935.4946 | -0.58824 | 935.4946 | -0.088945 | 925.4846 | 0 | 935.4946 | -0.23957 | 935.4946 | 0 |  |  | 930.0142 | -0.065918 | 935.4946 | -0.16375 | 935.7834 | 0 | 935.7834 | 0 | 935.7834 | -0.026432 | 698.5069 | 0.012956 | 935.7834 | 0 | 935.7834 | 0 |  |  | 935.4946 | -0.045811 | 930.08 | -0.00093273 | 935.7834 | 0 | 935.4946 | -0.039673 | 699.6783 | 0.0010328 | 935.7834 | 0 | 935.7834 | 0 | 935.4946 | -0.13988 | 935.7834 | -0.054871 | 935.7834 | -0.022534 | 935.7834 | -0.041857 | 1033.1832 | 0.042341 | 935.4946 | -0.0266 | 935.4946 | -0.025227 | 935.7834 | 0.0016524 | 1033.3866 | 0 | 935.4946 | -0.031825 | 1038.697 | 0.0039379 | 1033.1832 | 0.07968 | 935.4946 | 5.3107 | 1081.2731 | 0.28475 |  |  | 1281.6338 | 0.006781 | 1041.4214 | 0.012151 | 1191.0776 | 0 | 1190.2432 | 0 | 1190.2361 | 0.0027046 | 935.495 | 0.012164 | 935.7834 | -0.027781 | 935.4946 | -0.027358 | 935.4946 | 0.01862 | 935.7834 | #REF! | 935.4946 | -0.018662 | 931.0617 | 0.0085443
| 428.7613 | 0 | 428.7614 | 0.019423 | 428.7613 | 0.034613 | 428.7613 | 0 | 428.7613 | 0 | 428.7613 | 0 | 698.6326 | 0.016451 | 935.7362 | -0.026002 | 428.7613 | 0 | 698.6326 | 0.03439 | 935.7362 | -0.2375 | 935.7362 | 0.040646 | 925.7244 | 0 | 935.7362 | 0.12748 | 935.7362 | 0 |  |  | 930.2542 | 0.02449 | 935.7362 | 0.11756 | 936.0254 | 0.094989 | 936.0254 | 0.071045 | 936.0254 | 0.019039 | 698.6326 | 0.0088474 | 936.0254 | 0.022378 | 936.0254 | 0.0089113 |  |  | 935.7362 | 0.0093528 | 930.32 | 0.0064125 | 936.0254 | 0.023614 | 935.7362 | -0.0053776 | 699.7992 | 0.00053394 | 936.0254 | 0.098747 | 936.0254 | 0.011427 | 935.7362 | 0.051533 | 936.0254 | 0.0010155 | 936.0254 | 0.0040411 | 936.0254 | 0.033481 | 1033.3518 | 0.032837 | 935.7362 | 0.025142 | 935.7362 | 0.03634 | 936.0254 | 0.0046677 | 1033.5567 | 0.0018258 | 935.7362 | 0.060542 | 1038.8688 | 0.0084756 | 1033.3518 | 0.075089 | 935.7362 | 5.3361 | 1081.3894 | 0.28327 |  |  | 1281.7142 | 0.0067196 | 1041.4347 | 0.012139 | 1191.1471 | 0 | 1190.3125 | 0 | 1190.3055 | 0.002708 | 935.736 | 0.0063943 | 936.0254 | 0.0004459 | 935.7362 | 0.018282 | 935.7362 | 0.012384 | 936.0254 | #REF! | 935.7362 | 0.073504 | 931.3026 | 0.0096985
| 428.8416 | 0 | 428.8416 | -0.020232 | 428.8416 | 0.034613 | 428.8416 | 0 | 428.8416 | 0 | 428.8416 | 0 | 698.7584 | 0 | 935.9777 | -0.044975 | 428.8416 | 0 | 698.7584 | 0 | 935.9777 | -0.71879 | 935.9777 | -0.087125 | 925.9642 | 0 | 935.9777 | -0.21247 | 935.9777 | 0 |  |  | 930.4942 | -0.042045 | 935.9777 | -0.37956 | 936.2674 | 0 | 936.2674 | 0 | 936.2674 | -0.027296 | 698.7584 | 0.011807 | 936.2674 | 0 | 936.2674 | 0 |  |  | 935.9777 | -0.044845 | 930.57 | -0.013525 | 936.2674 | 0 | 935.9777 | -0.025975 | 699.92 | 0.0010241 | 936.2674 | 0 | 936.2674 | 0 | 935.9777 | -0.020817 | 936.2674 | -0.029734 | 936.2674 | -0.011724 | 936.2674 | -0.04455 | 1033.5204 | 0.031235 | 935.9777 | -0.055842 | 935.9777 | -0.028587 | 936.2674 | -0.00091398 | 1033.7268 | 0 | 935.9777 | 0.024892 | 1039.0405 | 0.0035529 | 1033.5204 | 0.079242 | 935.9777 | 5.4067 | 1081.5059 | 0.28163 |  |  | 1281.7947 | 0.0066581 | 1041.448 | 0.012127 | 1191.2166 | 0 | 1190.382 | 0 | 1190.375 | 0.0027194 | 935.978 | 0.028101 | 936.2674 | -0.0080372 | 935.9777 | -0.0066808 | 935.9777 | 0.032772 | 936.2674 | #REF! | 935.9777 | -0.029188 | 931.5435 | 0.0092098
| 428.9219 | 0 | 428.9218 | -0.02536 | 428.9219 | 0.034613 | 428.9219 | 0 | 428.9219 | 0 | 428.9218 | 0 | 698.8841 | 0 | 936.2193 | 0.022172 | 428.9219 | 0 | 698.8841 | 0.015653 | 936.2193 | 0.11654 | 936.2193 | 0.015766 | 926.204 | 0 | 936.2193 | 0.12308 | 936.2193 | 0 |  |  | 930.7342 | 0.03338 | 936.2193 | 0.27879 | 936.5095 | 0.13713 | 936.5095 | 0.055841 | 936.5095 | 0.014661 | 698.8841 | 0.032285 | 936.5095 | 0.026539 | 936.5095 | 0.021222 |  |  | 936.2193 | 0.010283 | 930.81 | 0.0022152 | 936.5095 | 0.056579 | 936.2193 | 0.0011261 | 700.0409 | 0.00049507 | 936.5095 | 0.085985 | 936.5095 | 0.0089854 | 936.2193 | 0.090551 | 936.5095 | 0.012228 | 936.5095 | 0.0035238 | 936.5095 | 0.063716 | 1033.689 | 0.03839 | 936.2193 | 0.046207 | 936.2193 | 0.043612 | 936.5095 | 9.9893e-05 | 1033.8969 | 0.0018258 | 936.2193 | 0.16388 | 1039.2122 | 0.0061243 | 1033.689 | 0.078477 | 936.2193 | 5.4338 | 1081.6222 | 0.27968 |  |  | 1281.8752 | 0.0065967 | 1041.4613 | 0.012116 | 1191.2861 | 0 | 1190.4513 | 0 | 1190.4443 | 0.002741 | 936.219 | 0.022548 | 936.5095 | 0.016735 | 936.2193 | 0.051475 | 936.2193 | 0.023042 | 936.5095 | #REF! | 936.2193 | 0.095448 | 931.7844 | 0.010418
| 429.0021 | 0 | 429.0021 | 0.0026676 | 429.0021 | 0.034613 | 429.0021 | 0 | 429.0021 | 0 | 429.0021 | 0 | 699.0099 | 0 | 936.4609 | -0.060481 | 429.0021 | 0 | 699.0099 | 0 | 936.4609 | -0.47435 | 936.4609 | -0.093891 | 926.4438 | 0 | 936.4609 | -0.21833 | 936.4609 | 0 |  |  | 930.9742 | -0.0053739 | 936.4609 | -0.35857 | 936.7515 | 0 | 936.7515 | 0 | 936.7515 | -0.016988 | 699.0099 | 0.0055371 | 936.7515 | 0 | 936.7515 | 0 |  |  | 936.4609 | -0.01852 | 931.05 | -0.0089774 | 936.7515 | 0 | 936.4609 | -0.023134 | 700.1617 | 0.00096993 | 936.7515 | 0 | 936.7515 | 0 | 936.4609 | -0.065152 | 936.7515 | -0.019983 | 936.7515 | -0.020312 | 936.7515 | -0.02964 | 1033.8576 | 0.051899 | 936.4609 | -0.034253 | 936.4609 | 0.0095722 | 936.7515 | -0.00055556 | 1034.067 | 0 | 936.4609 | -0.022326 | 1039.3839 | 0.0026008 | 1033.8576 | 0.081866 | 936.4609 | 5.4501 | 1081.7386 | 0.27744 |  |  | 1281.9557 | 0.0065352 | 1041.4746 | 0.012105 | 1191.3556 | 0 | 1190.5207 | 0 | 1190.5138 | 0.0027705 | 936.461 | 0.019664 | 936.7515 | -0.024809 | 936.4609 | -0.0069955 | 936.4609 | 0.024811 | 936.7515 | #REF! | 936.4609 | -0.010551 | 932.0253 | 0.0088045
| 429.0824 | 0 | 429.0824 | 0.007339 | 429.0824 | 0.034613 | 429.0824 | 0 | 429.0824 | 0 | 429.0824 | 0 | 699.1357 | 0.0059129 | 936.7025 | -0.016996 | 429.0824 | 0 | 699.1357 | 0.016399 | 936.7025 | 0.022315 | 936.7025 | 0.0080775 | 926.6837 | 0 | 936.7025 | 0.14506 | 936.7025 | 0 |  |  | 931.2142 | 0.031872 | 936.7025 | 0.086493 | 936.9935 | 0.15641 | 936.9935 | 0.047693 | 936.9935 | -0.0038339 | 699.1357 | 0.035838 | 936.9936 | 0.015471 | 936.9935 | 0.0074197 |  |  | 936.7025 | 0.053618 | 931.29 | 0.00081613 | 936.9935 | 0.021022 | 936.7025 | -0.00027284 | 700.2826 | 0.00048249 | 936.9935 | 0.051251 | 936.9935 | 0.0098359 | 936.7025 | 0.0088186 | 936.9935 | 0.013703 | 936.9935 | 0.0046387 | 936.9935 | 0.020092 | 1034.0262 | 0.028726 | 936.7025 | 0.036573 | 936.7025 | 0.066179 | 936.9935 | 0.0033467 | 1034.2371 | 0.0023475 | 936.7025 | 0.099074 | 1039.5557 | 0.0071086 | 1034.0262 | 0.077712 | 936.7025 | 5.4701 | 1081.8551 | 0.27544 |  |  | 1282.0361 | 0.0064789 | 1041.4879 | 0.012096 | 1191.4252 | 0 | 1190.5902 | 0 | 1190.5832 | 0.0028069 | 936.703 | 0.0094953 | 936.9936 | 0.0025691 | 936.7025 | 0.041492 | 936.7025 | 0.015922 | 936.9935 | #REF! | 936.7025 | 0.099496 | 932.2662 | 0.010062
| 429.1626 | 0 | 429.1626 | -0.04387 | 429.1626 | 0.034613 | 429.1626 | 0 | 429.1626 | 0 | 429.1626 | 0 | 699.2615 | 0 | 936.9442 | -0.046851 | 429.1626 | 0 | 699.2615 | 0 | 936.9442 | -0.81277 | 936.9442 | -0.10627 | 926.9235 | 0 | 936.9442 | -0.26082 | 936.9442 | 0 |  |  | 931.4542 | -0.071685 | 936.9442 | -0.38796 | 937.2356 | 0 | 937.2356 | 0 | 937.2356 | -0.023727 | 699.2615 | 0.014419 | 937.2356 | 0 | 937.2356 | 0 |  |  | 936.9442 | -0.042027 | 931.53 | 0.0039641 | 937.2356 | 0 | 936.9442 | -0.018568 | 700.4034 | 0.00099928 | 937.2356 | 0 | 937.2356 | 0 | 936.9442 | -0.11742 | 937.2356 | -0.041357 | 937.2356 | -0.025855 | 937.2356 | -0.046334 | 1034.1947 | 0.025522 | 936.9442 | -0.075255 | 936.9442 | -0.003759 | 937.2356 | -0.00030889 | 1034.4072 | 0 | 936.9442 | 0.0061974 | 1039.7274 | 0.0006746 | 1034.1947 | 0.081428 | 936.9442 | 5.5044 | 1081.9716 | 0.27381 |  |  | 1282.1167 | 0.0064174 | 1041.5011 | 0.012087 | 1191.4948 | 0 | 1190.6597 | 0 | 1190.6527 | 0.0028466 | 936.944 | 0.011827 | 937.2356 | -0.015671 | 936.9442 | -0.018542 | 936.9442 | 0.016806 | 937.2356 | #REF! | 936.9442 | -0.036858 | 932.5071 | 0.0086625
| 429.2429 | 0 | 429.2429 | -0.03724 | 429.2429 | 0.034613 | 429.2429 | 0 | 429.2429 | 0 | 429.2429 | 0 | 699.3873 | 0.019261 | 937.1858 | -0.019655 | 429.2429 | 0 | 699.3873 | 0.012299 | 937.1858 | 0.14433 | 937.1858 | 0.032917 | 927.1633 | 0 | 937.1858 | 0.1392 | 937.1858 | 0 |  |  | 931.6942 | 0.029488 | 937.1858 | 0.075907 | 937.4777 | 0.11575 | 937.4777 | 0.051078 | 937.4777 | -0.0011948 | 699.3873 | 0.025494 | 937.4777 | 0.010107 | 937.4777 | 0.005088 |  |  | 937.1858 | 0.014828 | 931.77 | -0.00058295 | 937.4777 | 0.013694 | 937.1858 | -0.0055806 | 700.5243 | 0.00052899 | 937.4777 | 0.05003 | 937.4777 | 0.0072265 | 937.1858 | 0.13362 | 937.4777 | 0.010016 | 937.4777 | 0.0028745 | 937.4777 | 0.03495 | 1034.3633 | 0.041487 | 937.1858 | 0.054688 | 937.1858 | -0.018474 | 937.4777 | 0.0033007 | 1034.5773 | 0.0013044 | 937.1858 | 0.20451 | 1039.8991 | 0.0056322 | 1034.3633 | 0.078805 | 937.1858 | 5.5207 | 1082.0881 | 0.27238 |  |  | 1282.1973 | 0.0063611 | 1041.5144 | 0.012079 | 1191.5643 | 0 | 1190.7291 | 0 | 1190.7222 | 0.0028853 | 937.186 | 0.0099761 | 937.4777 | 0.010643 | 937.1858 | 0.04201 | 937.1858 | 0.01862 | 937.4777 | #REF! | 937.1858 | 0.058803 | 932.748 | 0.010141
| 429.3231 | 0 | 429.3232 | -0.01418 | 429.3231 | 0.034613 | 429.3231 | 0 | 429.3231 | 0 | 429.3231 | 0 | 699.5131 | 0 | 937.4274 | -0.13894 | 429.3231 | 0 | 699.5131 | 0 | 937.4274 | -0.75596 | 937.4274 | -0.1418 | 927.4032 | 0 | 937.4274 | -0.28207 | 937.4274 | 0 |  |  | 931.9342 | -0.044013 | 937.4274 | -0.38544 | 937.7197 | 0 | 937.7197 | 0 | 937.7197 | -0.033973 | 699.5131 | 0.013792 | 937.7197 | 0 | 937.7197 | 0 |  |  | 937.4274 | -0.045759 | 932.01 | -0.009677 | 937.7197 | 0 | 937.4274 | -0.037694 | 700.6451 | 0.00095278 | 937.7197 | 0 | 937.7197 | 0 | 937.4274 | -0.20908 | 937.7197 | -0.045372 | 937.7197 | -0.028594 | 937.7197 | -0.059936 | 1034.5319 | 0.036415 | 937.4274 | -0.11249 | 937.4274 | -0.0035872 | 937.7197 | 0.00043612 | 1034.7474 | 0 | 937.4274 | -0.068883 | 1040.0709 | 0.0021105 | 1034.5319 | 0.082194 | 937.4274 | 5.5624 | 1082.2046 | 0.27117 |  |  | 1282.2777 | 0.0063047 | 1041.5277 | 0.012072 | 1191.6338 | 0 | 1190.7986 | 0 | 1190.7916 | 0.0029205 | 937.427 | 0.014255 | 937.7197 | -0.020001 | 937.4274 | -0.028266 | 937.4274 | 0.013268 | 937.7197 | #REF! | 937.4274 | -0.085861 | 932.9889 | 0.0080338
| 429.4034 | 0 | 429.4034 | 0.032015 | 429.4034 | 0.034613 | 429.4034 | 0 | 429.4034 | 0 | 429.4034 | 0 | 699.639 | 0.017153 | 937.669 | -0.024215 | 429.4034 | 0 | 699.639 | 0.0085722 | 937.669 | 0.049501 | 937.669 | 0.0066388 | 927.6431 | 0 | 937.669 | 0.072499 | 937.669 | 0 |  |  | 932.1743 | 0.054126 | 937.669 | 0.14444 | 937.9618 | 0.090393 | 937.9618 | 0.035937 | 937.9618 | -0.014343 | 699.639 | 0.028419 | 937.9618 | 0.0067759 | 937.9618 | 0.0050744 |  |  | 937.669 | -0.0052718 | 932.25 | 0.0036143 | 937.9618 | 0.01613 | 937.669 | 0.00034134 | 700.7659 | 0.00043409 | 937.9618 | 0.042474 | 937.9618 | 0.007455 | 937.669 | 0.03865 | 937.9618 | -0.012137 | 937.9618 | -0.0060973 | 937.9618 | 0.016791 | 1034.7005 | 0.033211 | 937.669 | 0.0057235 | 937.669 | 9.0417e-06 | 937.9618 | 0.0060954 | 1034.9175 | 0.0013044 | 937.669 | 0.1423 | 1040.2426 | 0.0057962 | 1034.7005 | 0.077822 | 937.669 | 5.5949 | 1082.3212 | 0.27003 |  |  | 1282.3583 | 0.0062484 | 1041.541 | 0.012066 | 1191.7034 | 0 | 1190.868 | 0 | 1190.8611 | 0.0029489 | 937.669 | 0.011178 | 937.9618 | -0.0039268 | 937.669 | 0.025414 | 937.669 | 0.019504 | 937.9618 | #REF! | 937.669 | 0.064129 | 933.2299 | 0.0098049
| 429.4837 | 0 | 429.4837 | -0.010528 | 429.4837 | 0.034613 | 429.4837 | 0 | 429.4837 | 0 | 429.4837 | 0 | 699.7648 | 0 | 937.9107 | -0.068011 | 429.4837 | 0 | 699.7648 | 0 | 937.9107 | -0.67625 | 937.9107 | -0.083473 | 927.8829 | 0 | 937.9107 | -0.27181 | 937.9107 | 0 |  |  | 932.4143 | -0.042543 | 937.9107 | -0.40308 | 938.2039 | 0 | 938.2039 | 0 | 938.2039 | -0.041586 | 699.7648 | 0.025076 | 938.2039 | 0 | 938.2039 | 0 |  |  | 937.9107 | -0.00059 | 932.5 | 0.016206 | 938.2039 | 0 | 937.9107 | -0.0078128 | 700.8868 | 0.00096879 | 938.2039 | 0 | 938.2039 | 0 | 937.9107 | -0.10307 | 938.2039 | -0.026026 | 938.2039 | -0.025 | 938.2039 | -0.051813 | 1034.8691 | 0.03855 | 937.9107 | -0.084728 | 937.9107 | -0.042481 | 938.2039 | 0.00099694 | 1035.0876 | 0 | 937.9107 | -0.10202 | 1040.4144 | 0.0023221 | 1034.8691 | 0.080663 | 937.9107 | 5.6113 | 1082.4377 | 0.26901 |  |  | 1282.4388 | 0.006192 | 1041.5543 | 0.012061 | 1191.773 | 0 | 1190.9375 | 0 | 1190.9305 | 0.0029682 | 937.911 | -0.0026923 | 938.2039 | -0.012845 | 937.9107 | 0.013874 | 937.9107 | 0.0035417 | 938.2039 | #REF! | 937.9107 | -0.041759 | 933.4708 | 0.008014
| 429.5639 | 0 | 429.5639 | -0.0036446 | 429.5639 | 0.034613 | 429.5639 | 0 | 429.5639 | 0 | 429.5639 | 0 | 699.8907 | 0.015046 | 938.1523 | 0.0062131 | 429.5639 | 0 | 699.8907 | 0.025792 | 938.1523 | -0.037292 | 938.1523 | 0.047414 | 928.1228 | 0 | 938.1523 | 0.15898 | 938.1523 | 0 |  |  | 932.6544 | 0.029994 | 938.1523 | 0.35185 | 938.446 | 0.087272 | 938.446 | 0.085204 | 938.446 | 0.021496 | 699.8907 | 0.04033 | 938.446 | 0.027173 | 938.446 | 0.0082063 |  |  | 938.1523 | 0.025757 | 932.74 | -0.0058295 | 938.446 | 0.034927 | 938.1523 | -0.0027183 | 701.0077 | 0.00055642 | 938.446 | 0.013742 | 938.446 | 0.0063683 | 938.1523 | 0.15718 | 938.446 | 0.0071314 | 938.446 | 0.0036115 | 938.446 | 0.050171 | 1035.0376 | 0.030061 | 938.1523 | 0.042371 | 938.1523 | -0.037169 | 938.446 | 0.0047163 | 1035.2578 | 0.0018258 | 938.1523 | 0.20064 | 1040.5861 | 0.0074914 | 1035.0376 | 0.078587 | 938.1523 | 5.6601 | 1082.5546 | 0.26777 |  |  | 1282.5194 | 0.0061357 | 1041.5676 | 0.012057 | 1191.8425 | 0 | 1191.007 | 0 | 1191 | 0.0029796 | 938.152 | 0.010241 | 938.446 | 0.014129 | 938.1523 | 0.017245 | 938.1523 | 0.016806 | 938.446 | #REF! | 938.1523 | 0.066473 | 933.7117 | 0.0096937
| 429.6442 | 0 | 429.6442 | 0.016317 | 429.6442 | 0.034613 | 429.6442 | 0 | 429.6442 | 0 | 429.6442 | 0 | 700.0165 | 0 | 938.3939 | -0.01821 | 429.6442 | 0 | 700.0165 | 0 | 938.3939 | -0.7794 | 938.394 | -0.086021 | 928.3627 | 0 | 938.3939 | -0.27034 | 938.394 | 0 |  |  | 932.8944 | -0.069341 | 938.394 | -0.29391 | 938.6881 | 0 | 938.6881 | 0 | 938.6881 | -0.032501 | 700.0165 | 0.0043505 | 938.6881 | 0 | 938.6881 | 0 |  |  | 938.3939 | -0.042315 | 932.98 | 0.0081613 | 938.6881 | 0 | 938.394 | -0.0043391 | 701.1285 | 0.0010069 | 938.6881 | 0 | 938.6881 | 0 | 938.394 | -0.057423 | 938.6881 | -0.026952 | 938.6881 | -0.021961 | 938.6881 | -0.026595 | 1035.2062 | 0.028352 | 938.3939 | -0.061916 | 938.3939 | -0.053883 | 938.6881 | 0.0040891 | 1035.4279 | 0 | 938.3939 | -0.010665 | 1040.7578 | 0.0026358 | 1035.2062 | 0.081428 | 938.394 | 5.6837 | 1082.671 | 0.26543 |  |  | 1282.6 | 0.0060794 | 1041.5808 | 0.012053 | 1191.9121 | 0 | 1191.0765 | 0 | 1191.0696 | 0.0029841 | 938.394 | -0.0028125 | 938.6881 | -0.0062389 | 938.394 | -0.016726 | 938.394 | 0.0044227 | 938.6881 | #REF! | 938.394 | -0.03771 | 933.9527 | 0.0087687
| 429.7245 | 0 | 429.7245 | 0.042267 | 429.7245 | 0.034613 | 429.7245 | 0 | 429.7245 | 0 | 429.7245 | 0 |  |  | 938.6356 | 0.043494 | 429.7245 | 0 | 700.1424 | 0.041267 | 938.6356 | 0.28354 | 938.6356 | 0.0081254 | 928.6026 | 0 | 938.6356 | 0.13481 | 938.6356 | 0 |  |  | 933.1345 | 0.023997 | 938.6356 | 0.0039251 | 938.9302 | 0.13196 | 938.9302 | 0.0988 | 938.9302 | 0.0044107 | 700.1424 | 0.034375 | 938.9302 | 0.038409 | 938.9302 | 0.015402 |  |  | 938.6356 | 0.041049 | 933.22 | -0.012125 | 938.9302 | 0.0088999 | 938.6356 | -0.0055298 | 701.2494 | 0.00047105 | 938.9302 | 0.115 | 938.9302 | 0.013386 | 938.6356 | 0.059999 | 938.9302 | 0.00058258 | 938.9302 | 0.0086675 | 938.9302 | 0.038101 | 1035.3748 | 0.040953 | 938.6356 | 0.027796 | 938.6356 | 0.019996 | 938.9302 | 0.0054135 | 1035.598 | 0.0018258 | 938.6356 | 0.15537 | 1040.9296 | 0.0076554 | 1035.3748 | 0.077494 | 938.6356 | 5.7181 | 1082.7877 | 0.26308 |  |  | 1282.6805 | 0.006023 | 1041.5941 | 0.012051 | 1191.9818 | 0 | 1191.146 | 0 | 1191.139 | 0.002983 | 938.636 | 0.0064905 | 938.9302 | 0.006716 | 938.6356 | 0.038509 | 938.6356 | 0.019504 | 938.9302 | #REF! | 938.6356 | 0.052198 | 934.1936 | 0.0091348
| 429.8048 | 0 | 429.8047 | -0.021246 | 429.8048 | 0.034613 | 429.8048 | 0 | 429.8048 | 0 | 429.8048 | 0 |  |  | 938.8773 | -0.014954 | 429.8048 | 0 | 700.2683 | 0 | 938.8773 | -0.54094 | 938.8773 | -0.053834 | 928.8425 | 0 | 938.8773 | -0.21759 | 938.8773 | 0 |  |  | 933.3746 | -0.060028 | 938.8773 | -0.14611 | 939.1723 | 0 | 939.1723 | 0 | 939.1723 | -0.020962 | 700.2683 | 0.0043505 | 939.1723 | 0 | 939.1723 | 0 |  |  | 938.8773 | -0.016695 | 933.46 | -0.00023318 | 939.1723 | 0 | 938.8773 | -0.0021303 | 701.3702 | 0.00094402 | 939.1723 | 0 | 939.1723 | 0 | 938.8773 | -0.096072 | 939.1723 | -0.016318 | 939.1723 | -0.013293 | 939.1723 | -0.030179 | 1035.5434 | 0.024134 | 938.8773 | -0.079585 | 938.8773 | -0.045766 | 939.1723 | -0.00054024 | 1035.7681 | 0 | 938.8773 | 0.016932 | 1041.1013 | 0.0024307 | 1035.5434 | 0.080773 | 938.8773 | 5.7688 | 1082.9045 | 0.26144 |  |  | 1282.7611 | 0.0059667 | 1041.6074 | 0.012049 | 1192.0514 | 0 | 1191.2156 | 0 | 1191.2085 | 0.0029796 | 938.877 | 0.02077 | 939.1723 | 0.0077803 | 938.8773 | -0.012191 | 938.8773 | 0.021273 | 939.1723 | #REF! | 938.8773 | -0.045167 | 934.4346 | 0.0078598
| 429.885 | 0 | 429.885 | -0.044856 | 429.885 | 0.034613 | 429.885 | 0 | 429.885 | 0 | 429.885 | 0 |  |  | 939.1189 | -0.059738 | 429.885 | 0 | 700.3942 | 0.035679 | 939.1189 | -0.13059 | 939.1189 | -0.0033664 | 929.0824 | 0 | 939.1189 | 0.10843 | 939.1189 | 0 |  |  | 933.6147 | 0.040225 | 939.1189 | 0.41819 | 939.4144 | 0.087428 | 939.4144 | 0.045797 | 939.4144 | -0.014914 | 700.3942 | 0.025494 | 939.4144 | 0.010923 | 939.4144 | 0.0073985 |  |  | 939.1189 | 0.026798 | 933.7 | -0.016322 | 939.4144 | 0.0033847 | 939.1189 | -0.00039899 | 701.4911 | 0.00049354 | 939.4144 | 0.1183 | 939.4144 | 0.0031332 | 939.1189 | 0.077668 | 939.4144 | -0.0052142 | 939.4144 | 0.0005147 | 939.4144 | 0.025675 | 1035.712 | 0.036148 | 939.1189 | 0.072332 | 939.1189 | 0.074742 | 939.4144 | 0.0036222 | 1035.9383 | 0.0018258 | 939.1189 | 0.15982 | 1041.2731 | 0.00292 | 1035.712 | 0.077384 | 939.1189 | 5.8014 | 1083.021 | 0.25966 |  |  | 1282.8417 | 0.0059155 | 1041.6207 | 0.012048 | 1192.121 | 0 | 1191.285 | 0 | 1191.2781 | 0.0029739 | 939.119 | 0.014063 | 939.4144 | 0.004147 | 939.1189 | 0.017893 | 939.1189 | 0.023042 | 939.4144 | #REF! | 939.1189 | 0.069242 | 934.6756 | 0.0089117
| 429.9653 | 0 | 429.9653 | 0.007991 | 429.9653 | 0.034613 | 429.9653 | 0 | 429.9653 | 0 | 429.9653 | 0 |  |  | 939.3606 | -0.03171 | 429.9653 | 0 | 700.5201 | 0 | 939.3606 | -0.55115 | 939.3606 | -0.059236 | 929.3223 | 0 | 939.3606 | -0.27474 | 939.3606 | 0 |  |  | 933.8547 | -0.025393 | 939.3606 | -0.40392 | 939.6565 | 0 | 939.6565 | 0 | 939.6565 | -0.019755 | 700.5201 | 0.024867 | 939.6566 | 0 | 939.6566 | 0 |  |  | 939.3606 | -0.019213 | 933.94 | -0.0061794 | 939.6565 | 0 | 939.3606 | -0.013596 | 701.6119 | 0.00094935 | 939.6565 | 0 | 939.6566 | 0 | 939.3606 | -0.045275 | 939.6565 | -0.018425 | 939.6565 | -0.015169 | 939.6565 | -0.0092189 | 1035.8806 | 0.030862 | 939.3606 | -0.10462 | 939.3606 | -0.060299 | 939.6566 | -0.0024523 | 1036.1084 | 0 | 939.3606 | 0.0059474 | 1041.4448 | 0.00083036 | 1035.8806 | 0.081538 | 939.3606 | 5.8195 | 1083.1377 | 0.25813 |  |  | 1282.9222 | 0.0058591 | 1041.634 | 0.012048 | 1192.1906 | 0 | 1191.3546 | 0 | 1191.3477 | 0.0029705 | 939.361 | 0.0062741 | 939.6566 | -0.0025711 | 939.3606 | -0.026451 | 939.3606 | 0.0070763 | 939.6566 | #REF! | 939.3606 | -0.036219 | 934.9166 | 0.0076216
| 430.0456 | 0 | 430.0456 | -0.013734 | 430.0456 | 0.034613 | 430.0456 | 0 | 430.0456 | 0 | 430.0456 | 0 |  |  | 939.6023 | -0.04059 | 430.0456 | 0 | 700.646 | 0.04879 | 939.6023 | 0.027438 | 939.6023 | -0.046745 | 929.5623 | 0 | 939.6023 | 0.15166 | 939.6023 | 0 |  |  | 934.0949 | 0.042468 | 939.6023 | 0.10161 | 939.8987 | 0.096949 | 939.8987 | 0.040401 | 939.8987 | 0.0066927 | 700.646 | 0.028419 | 939.8987 | 0.011993 | 939.8987 | 0.0013537 |  |  | 939.6023 | 0.04208 | 934.18 | 0.0088609 | 939.8987 | 0.018316 | 939.6023 | 0.013343 | 701.7328 | 0.00046572 | 939.8987 | 0.065171 | 939.8987 | 0.0051422 | 939.6023 | 0.083925 | 939.8987 | -0.0029134 | 939.8987 | -0.007556 | 939.8987 | 0.034765 | 1036.0491 | 0.036521 | 939.6023 | 0.062888 | 939.6023 | 0.013046 | 939.8987 | 0.010427 | 1036.2785 | 0.00078262 | 939.6023 | 0.066166 | 1041.6166 | 0.0041584 | 1036.0491 | 0.07804 | 939.6023 | 5.8612 | 1083.2544 | 0.25672 |  |  | 1283.0029 | 0.0058079 | 1041.6473 | 0.012049 | 1192.2603 | 0 | 1191.4241 | 0 | 1191.4171 | 0.0029705 | 939.602 | 0.012116 | 939.8987 | -0.001097 | 939.6023 | 0.027618 | 939.6023 | 0.021273 | 939.8987 | #REF! | 939.6023 | 0.056672 | 935.1575 | 0.0091172
| 430.1259 | 0 | 430.1259 | -0.02171 | 430.1259 | 0.034613 | 430.1259 | 0 | 430.1259 | 0 | 430.1259 | 0 |  |  | 939.8439 | -0.16223 | 430.1259 | 0 | 700.7719 | 0 | 939.8439 | -0.78329 | 939.8439 | -0.084635 | 929.8022 | 0 | 939.8439 | -0.26155 | 939.8439 | 0 |  |  | 934.335 | -0.051138 | 939.8439 | -0.14108 | 940.1408 | 0 | 940.1408 | 0 | 940.1408 | -0.050049 | 700.7719 | 0.0099864 | 940.1408 | 0 | 940.1408 | 0 |  |  | 939.8439 | -0.035457 | 934.43 | -0.00023318 | 940.1408 | 0 | 939.8439 | -0.031302 | 701.8537 | 0.00090057 | 940.1408 | 0 | 940.1408 | 0 | 939.8439 | -0.19509 | 940.1408 | -0.044758 | 940.1408 | -0.038565 | 940.1408 | -0.067684 | 1036.2177 | 0.033585 | 939.8439 | -0.098857 | 939.8439 | -0.026192 | 940.1408 | -0.00096992 | 1036.4487 | 0 | 939.8439 | -0.039683 | 1041.7883 | 0.0019317 | 1036.2177 | 0.080117 | 939.8439 | 5.8756 | 1083.3712 | 0.25519 |  |  | 1283.0835 | 0.0057567 | 1041.6606 | 0.012051 | 1192.3298 | 0 | 1191.4936 | 0 | 1191.4867 | 0.002975 | 939.844 | -0.0017974 | 940.1408 | -0.043709 | 939.8439 | -0.051994 | 939.8439 | 0.0079608 | 940.1408 | #REF! | 939.8439 | -0.054542 | 935.3985 | 0.0086085
| 430.2061 | 0 | 430.2061 | 0.057978 | 430.2061 | 0.034613 | 430.2061 | 0 | 430.2061 | 0 | 430.2061 | 0 |  |  | 940.0856 | -0.026631 | 430.2061 | 0 | 700.8979 | 0.023428 | 940.0856 | 0.15936 | 940.0856 | 0.024775 | 930.0421 | 0 | 940.0856 | 0.13261 | 940.0856 | 0 |  |  | 934.5751 | 0.016708 | 940.0856 | 0.16207 | 940.383 | 0.19906 | 940.383 | 0.052136 | 940.383 | -0.00035863 | 700.8979 | 0.016822 | 940.383 | 0.020322 | 940.383 | 0.010119 |  |  | 940.0856 | -0.0068766 | 934.67 | 0.014458 | 940.383 | 0.034903 | 940.0856 | -0.00019506 | 701.9745 | 0.00043828 | 940.383 | 0.12293 | 940.383 | 0.0080576 | 940.0856 | 0.11889 | 940.383 | 0.015691 | 940.383 | 0.0057887 | 940.383 | 0.0029899 | 1036.3863 | 0.028619 | 940.0856 | 0.037886 | 940.0856 | 0.0014965 | 940.383 | -0.000588 | 1036.6188 | 0.00078262 | 940.0856 | 0.16003 | 1041.9601 | 0.0044688 | 1036.3863 | 0.07487 | 940.0856 | 5.8991 | 1083.488 | 0.25371 |  |  | 1283.1642 | 0.0057055 | 1041.6738 | 0.012054 | 1192.3995 | 0 | 1191.5632 | 0 | 1191.5563 | 0.002983 | 940.086 | 0.0053847 | 940.383 | 0.0086244 | 940.0856 | 0.043047 | 940.0856 | 0.019504 | 940.383 | #REF! | 940.0856 | 0.057311 | 935.6395 | 0.010059
| 430.2864 | 0 | 430.2864 | -0.010516 | 430.2864 | 0.034613 | 430.2864 | 0 | 430.2864 | 0 | 430.2864 | 0 |  |  | 940.3273 | -0.043595 | 430.2864 | 0 | 701.0239 | 0 | 940.3273 | -0.45665 | 940.3273 | -0.09516 | 930.282 | 0 | 940.3273 | -0.27327 | 940.3273 | 0 |  |  | 934.8152 | -0.059652 | 940.3273 | -0.39804 | 940.6251 | 0 | 940.6251 | 0 | 940.6251 | -0.037536 | 701.0239 | 0.0073169 | 940.6251 | 0 | 940.6251 | 0 |  |  | 940.3273 | -0.011519 | 934.91 | 0.0095605 | 940.6251 | 0 | 940.3273 | -0.026432 | 702.0954 | 0.00092915 | 940.6251 | 0 | 940.6251 | 0 | 940.3273 | -0.087238 | 940.6251 | -0.020352 | 940.6251 | -0.020406 | 940.6251 | -0.019251 | 1036.5549 | 0.030595 | 940.3273 | -0.043557 | 940.3273 | 0.0059144 | 940.6251 | 0.00087406 | 1036.7889 | 0 | 940.3273 | 0.015066 | 1042.1318 | 0.0024308 | 1036.5549 | 0.076401 | 940.3273 | 5.9264 | 1083.6049 | 0.25207 |  |  | 1283.2449 | 0.0056543 | 1041.6871 | 0.012058 | 1192.4692 | 0 | 1191.6328 | 0 | 1191.6257 | 0.0029944 | 940.327 | 0.0030049 | 940.6251 | 0.0022829 | 940.3273 | -0.031119 | 940.3273 | 0.0097299 | 940.6251 | #REF! | 940.3273 | -0.059655 | 935.8805 | 0.00845
| 430.3667 | 0 | 430.3667 | 0.0033978 | 430.3667 | 0.034613 | 430.3667 | 0 | 430.3667 | 0 | 430.3667 | 0 |  |  | 940.569 | 0.089567 | 430.3667 | 0 | 701.1498 | 0.042772 | 940.569 | 0.23341 | 940.569 | 0.068913 | 930.522 | 0 | 940.569 | 0.17217 | 940.569 | 0 |  |  | 935.0554 | 0.0060632 | 940.569 | -0.093211 | 940.8673 | 0.034788 | 940.8673 | 0.044439 | 940.8673 | 0.052952 | 701.1498 | 0 | 940.8673 | 0.04344 | 940.8673 | 0.030714 |  |  | 940.569 | 0.020139 | 935.15 | 0.021103 | 940.8673 | 0.055258 | 940.569 | 0.040992 | 702.2163 | 0.0004943 | 940.8673 | 0.1463 | 940.8673 | 0.0098441 | 940.569 | 0.064416 | 940.8673 | 0.028771 | 940.8673 | 0.01288 | 940.8673 | 0.071926 | 1036.7235 | 0.034279 | 940.569 | 0.047216 | 940.569 | 0.042518 | 940.8673 | 0.0053098 | 1036.959 | 0.0023475 | 940.569 | 0.17936 | 1042.3036 | 0.003803 | 1036.7235 | 0.07334 | 940.569 | 5.9734 | 1083.7217 | 0.25061 |  |  | 1283.3254 | 0.0056031 | 1041.7004 | 0.012062 | 1192.5388 | 0 | 1191.7024 | 0 | 1191.6953 | 0.0030035 | 940.569 | 0.012116 | 940.8673 | 0.039892 | 940.569 | 0.08013 | 940.569 | 0.023042 | 940.8673 | #REF! | 940.569 | 0.11888 | 936.1215 | 0.010144
| 430.447 | 0 | 430.447 | 0.019142 | 430.447 | 0.034613 | 430.447 | 0 | 430.447 | 0 | 430.447 | 0 |  |  | 940.8107 | -0.093301 | 430.447 | 0 | 701.2758 | 0 | 940.8107 | -0.61439 | 940.8107 | -0.12042 | 930.762 | 0 | 940.8107 | -0.31577 | 940.8107 | 0 |  |  | 935.2955 | -0.055545 | 940.8107 | -0.15199 | 941.1094 | 0 | 941.1094 | 0 | 941.1094 | -0.048347 | 701.2758 | 0.021001 | 941.1095 | 0 | 941.1094 | 0 |  |  | 940.8107 | -0.04258 | 935.39 | -0.0054798 | 941.1094 | 0 | 940.8107 | -0.041144 | 702.3371 | 0.0010126 | 941.1094 | 0 | 941.1094 | 0 | 940.8107 | -0.13141 | 941.1094 | -0.054088 | 941.1094 | -0.025765 | 941.1094 | -0.073275 | 1036.892 | 0.037002 | 940.8107 | -0.10777 | 940.8107 | -0.06459 | 941.1094 | 0.00092519 | 1037.1292 | 0 | 940.8107 | -0.10921 | 1042.4753 | 0.0028311 | 1036.892 | 0.077166 | 940.8107 | 6.0078 | 1083.8386 | 0.24932 |  |  | 1283.4061 | 0.0055518 | 1041.7137 | 0.012068 | 1192.6085 | 0 | 1191.7719 | 0 | 1191.7649 | 0.0030103 | 940.811 | 0.016587 | 941.1095 | -0.024185 | 940.8107 | -0.039936 | 940.8107 | 0.019504 | 941.1094 | #REF! | 940.8107 | -0.013546 | 936.3626 | 0.0087295
| 430.5273 | 0 | 430.5273 | -0.0024671 | 430.5273 | 0.034613 | 430.5273 | 0 | 430.5273 | 0 | 430.5273 | 0 |  |  | 941.0524 | -0.030201 | 430.5273 | 0 | 701.4018 | 0.026437 | 941.0524 | 0.1696 | 941.0524 | 0.017034 | 931.002 | 0 | 941.0524 | 0.1414 | 941.0524 | 0 |  |  | 935.5357 | 0.060745 | 941.0524 | 0.12344 | 941.3516 | 0.11879 | 941.3516 | 0.036053 | 941.3516 | 0.00028352 | 701.4018 | 0.01421 | 941.3516 | 0 | 941.3516 | 0.016387 |  |  | 941.0524 | 0.0079273 | 935.63 | -0.0016322 | 941.3516 | 0.033499 | 941.0524 | -0.0099943 | 702.458 | 0.00052632 | 941.3516 | 0.0095947 | 941.3516 | 0.011049 | 941.0524 | 0.08687 | 941.3516 | -0.0019984 | 941.3516 | -0.0043943 | 941.3516 | 0.04895 | 1037.0606 | 0.030808 | 941.0524 | 0.048089 | 941.0524 | -0.038652 | 941.3516 | 0.0095477 | 1037.2993 | 0.0013044 | 941.0524 | 0.24054 | 1042.6471 | 0.0042187 | 1037.0606 | 0.074652 | 941.0524 | 6.0223 | 1083.9556 | 0.24794 |  |  | 1283.4868 | 0.0055006 | 1041.7271 | 0.012074 | 1192.6782 | 0 | 1191.8416 | 0 | 1191.8345 | 0.0030114 | 941.052 | 0.011178 | 941.3516 | 0.008918 | 941.0524 | 0.047197 | 941.0524 | 0.022158 | 941.3516 | #REF! | 941.0524 | 0.057098 | 936.6036 | 0.010027
| 430.6076 | 0 | 430.6076 | 0.015743 | 430.6076 | 0.034613 | 430.6076 | 0 | 430.6076 | 0 | 430.6076 | 0 |  |  | 941.2941 | -0.091706 | 430.6076 | 0 | 701.5278 | 0 | 941.2941 | -0.76694 | 941.2941 | -0.11325 | 931.2419 | 0 | 941.2941 | -0.2828 | 941.2941 | 0 |  |  | 935.7758 | -0.042622 | 941.2941 | -0.37033 | 941.5938 | 0 | 941.5938 | 0 | 941.5938 | -0.049491 | 701.5278 | 0.0055371 | 941.5938 | 0 | 941.5938 | 0 |  |  | 941.2941 | -0.060642 | 935.87 | 0.016555 | 941.5938 | 0 | 941.2941 | -0.033483 | 702.5789 | 0.0010088 | 941.5938 | 0 | 941.5938 | 0 | 941.2941 | -0.12368 | 941.5938 | -0.043201 | 941.5938 | -0.028937 | 941.5938 | -0.036118 | 1037.2292 | 0.042502 | 941.2941 | -0.13012 | 941.2941 | -0.070358 | 941.5938 | 0.0023809 | 1037.4695 | 0 | 941.2941 | -0.025804 | 1042.8189 | 0.003294 | 1037.2292 | 0.077822 | 941.2941 | 6.0494 | 1084.0725 | 0.24657 |  |  | 1283.5675 | 0.0054545 | 1041.7404 | 0.012081 | 1192.7479 | 0 | 1191.9111 | 0 | 1191.9041 | 0.0030103 | 941.294 | 0.022645 | 941.5938 | -0.017909 | 941.2941 | -0.034619 | 941.2941 | 0.01862 | 941.5938 | #REF! | 941.2941 | -0.012384 | 936.8446 | 0.0083348
| 430.6879 | 0 | 430.6878 | 0.033313 | 430.6879 | 0.034613 | 430.6879 | 0 | 430.6879 | 0 | 430.6878 | 0 |  |  | 941.5359 | 0.026948 | 430.6879 | 0 | 701.6538 | 0.010808 | 941.5359 | 0.40464 | 941.5359 | 0.046898 | 931.4819 | 0 | 941.5359 | 0.088649 | 941.5359 | 0 |  |  | 936.016 | 0.081138 | 941.5359 | 0.00055859 | 941.836 | 0.14739 | 941.836 | 0.073418 | 941.836 | 0.010032 | 701.6538 | 0.024867 | 941.836 | 0.041995 | 941.836 | 0.022744 |  |  | 941.5359 | -0.012102 | 936.12 | 0.0085112 | 941.836 | 0.023019 | 941.5359 | 0.0032201 | 702.6997 | 0.00049087 | 941.836 | 0.11653 | 941.836 | 0.01269 | 941.5359 | 0.061472 | 941.836 | 0.032637 | 941.836 | 0.0026792 | 941.836 | 0.036327 | 1037.3978 | 0.034012 | 941.5359 | 0.084882 | 941.5359 | 0.072057 | 941.836 | 0.001902 | 1037.6396 | 0.0023475 | 941.5359 | 0.16181 | 1042.9906 | 0.0040684 | 1037.3978 | 0.075089 | 941.5359 | 6.0622 | 1084.1895 | 0.2451 |  |  | 1283.6482 | 0.0054033 | 1041.7537 | 0.012089 | 1192.8176 | 0 | 1191.9807 | 0 | 1191.9738 | 0.003008 | 941.536 | 0.015289 | 941.836 | 0.016772 | 941.5359 | 0.059125 | 941.5359 | 0.022158 | 941.836 | #REF! | 941.5359 | 0.11505 | 937.0856 | 0.009321
| 430.7681 | 0 | 430.7681 | -0.014441 | 430.7681 | 0.034613 | 430.7681 | 0 | 430.7681 | 0 | 430.7681 | 0 |  |  | 941.7776 | -0.1787 | 430.7681 | 0 | 701.7798 | 0 | 941.7776 | -1.2353 | 941.7776 | -0.14782 | 931.7219 | 0 | 941.7776 | -0.29599 | 941.7776 | 0 |  |  | 936.2562 | -0.0053377 | 941.7776 | -0.25192 | 942.0782 | 0 | 942.0782 | 0 | 942.0782 | -0.037297 | 701.7798 | 0.02424 | 942.0782 | 0 | 942.0782 | 0 |  |  | 941.7776 | -0.029414 | 936.36 | -0.0093273 | 942.0782 | 0 | 941.7776 | -0.054284 | 702.8206 | 0.00098937 | 942.0782 | 0 | 942.0782 | 0 | 941.7776 | -0.10307 | 942.0782 | -0.051658 | 942.0782 | -0.037008 | 942.0782 | -0.084789 | 1037.5664 | 0.02958 | 941.7776 | -0.11259 | 941.7776 | -0.00050559 | 942.0782 | 0.0024555 | 1037.8097 | 0 | 941.7776 | -0.074108 | 1043.1624 | 0.0081475 | 1037.5664 | 0.07804 | 941.7776 | 6.0766 | 1084.3064 | 0.24318 |  |  | 1283.7289 | 0.0053572 | 1041.767 | 0.012098 | 1192.8873 | 0 | 1192.0503 | 0 | 1192.0433 | 0.0030091 | 941.778 | 0.014471 | 942.0782 | -0.066609 | 941.7776 | -0.037083 | 941.7776 | 0.015037 | 942.0782 | #REF! | 941.7776 | -0.063916 | 937.3267 | 0.0076497
| 430.8484 | 0 | 430.8484 | -0.065472 | 430.8484 | 0.034613 | 430.8484 | 0 | 430.8484 | 0 | 430.8484 | 0 |  |  | 942.0193 | -0.050625 | 430.8484 | 0 | 701.9058 | 0.030951 | 942.0193 | 0.050486 | 942.0193 | 0.057777 | 931.9619 | 0 | 942.0193 | 0.11722 | 942.0193 | 0 |  |  | 936.4964 | 0.036523 | 942.0193 | 0.060854 | 942.3204 | 0.11535 | 942.3204 | 0.040097 | 942.3204 | -0.0073187 | 701.9058 | 0.011807 | 942.3204 | 0.03861 | 942.3204 | 0.0045019 |  |  | 942.0193 | -0.0080423 | 936.6 | 0.00046636 | 942.3204 | 0.011867 | 942.0193 | -0.0059357 | 702.9415 | 0.00060063 | 942.3204 | 0.081178 | 942.3204 | 0.011938 | 942.0193 | -0.008675 | 942.3204 | 0.00353 | 942.3204 | -0.009092 | 942.3204 | 0.035631 | 1037.7349 | 0.051739 | 942.0193 | 0.061791 | 942.0193 | 0.082358 | 942.3204 | 0.0038954 | 1037.9799 | 0.0013044 | 942.0193 | 0.13663 | 1043.3341 | 0.0066165 | 1037.7349 | 0.078368 | 942.0193 | 6.12 | 1084.4235 | 0.24126 |  |  | 1283.8096 | 0.0053111 | 1041.7802 | 0.012108 | 1192.957 | 0 | 1192.1199 | 0 | 1192.1129 | 0.0030182 | 942.019 | 0.01226 | 942.3204 | -0.017909 | 942.0193 | 0.029174 | 942.0193 | 0.025696 | 942.3204 | #REF! | 942.0193 | 0.10141 | 937.5677 | 0.0098211
| 430.9287 | 0 | 430.9287 | 0.031366 | 430.9287 | 0.034613 | 430.9287 | 0 | 430.9287 | 0 | 430.9287 | 0 |  |  | 942.2611 | -0.05462 | 430.9287 | 0 | 702.0318 | 0 | 942.2611 | 0.098826 | 942.2611 | 0.019294 | 932.2019 | 0 | 942.2611 | 0.090847 | 942.2611 | 0 |  |  | 936.7366 | 0.036418 | 942.2611 | 0.10413 | 942.5626 | 0.25662 | 942.5626 | 0.097387 | 942.5626 | 0.014784 | 702.0318 | 0.018284 | 942.5626 | 0.0058197 | 942.5626 | 0.0026311 |  |  | 942.2611 | 0.018405 | 936.84 | -0.0016322 | 942.5626 | 0.027916 | 942.2611 | 0.0034028 | 703.0624 | 0.00072068 | 942.5626 | 0.11339 | 942.5626 | 0.0070703 | 942.2611 | 0.043803 | 942.5626 | -0.00080268 | 942.5626 | -0.007995 | 942.5626 | 0.033376 | 1037.9035 | 0.045598 | 942.2611 | 0.025485 | 942.2611 | 0.052343 | 942.5626 | 0.0039985 | 1038.15 | 0 | 942.2611 | 0.17494 | 1043.5059 | 0.0077101 | 1037.9035 | 0.079789 | 942.2611 | 6.1255 | 1084.5404 | 0.23978 |  |  | 1283.8904 | 0.005265 | 1041.7935 | 0.012118 | 1193.0267 | 0 | 1192.1896 | 0 | 1192.1826 | 0.0030364 | 942.261 | -0.0032693 | 942.5626 | -0.0019951 | 942.2611 | 0.038898 | 942.2611 | 0.0061918 | 942.5626 | #REF! | 942.2611 | 0.078404 | 937.8088 | 0.0091093
| 431.009 | 0 | 431.009 | -0.0053412 | 431.009 | 0.034613 | 431.009 | 0 | 431.009 | 0 | 431.009 | 0 |  |  | 942.5028 | -0.084492 | 431.009 | 0 | 702.1579 | 0.011181 | 942.5028 | -0.51214 | 942.5028 | -0.10952 | 932.4419 | 0 | 942.5028 | -0.2806 | 942.5028 | 0 |  |  | 936.9768 | -0.050902 | 942.5028 | -0.35941 | 942.8048 | 0 | 942.8048 | 0 | 942.8048 | -0.063955 | 702.1579 | 0.016299 | 942.8048 | 0 | 942.8048 | 0 |  |  | 942.5028 | -0.03688 | 937.08 | -0.012475 | 942.8048 | 0 | 942.5028 | -0.031556 | 703.1832 | 0.00030413 | 942.8048 | 0 | 942.8048 | 0 | 942.5028 | -0.15975 | 942.8048 | -0.045969 | 942.8048 | -0.013695 | 942.8048 | -0.044629 | 1038.0721 | 0.035187 | 942.5028 | -0.13982 | 942.5028 | -0.054386 | 942.8048 | -0.002131 | 1038.3202 | 0.00026087 | 942.5028 | -0.10863 | 1043.6777 | 0.0010399 | 1038.0721 | 0.079352 | 942.5028 | 6.1635 | 1084.6575 | 0.23844 |  |  | 1283.9711 | 0.0052189 | 1041.8068 | 0.012129 | 1193.0964 | 0 | 1192.2592 | 0 | 1192.2522 | 0.0030625 | 942.503 | 0.021395 | 942.8048 | -0.024625 | 942.5028 | -0.059644 | 942.5028 | 0.038079 | 942.8048 | #REF! | 942.5028 | -0.05092 | 938.0499 | 0.0086855
| 431.0893 | 0 | 431.0893 | -0.01476 | 431.0893 | 0.034613 | 431.0893 | 0 | 431.0893 | 0 | 431.0893 | 0 |  |  | 942.7445 | -0.021317 | 431.0893 | 0 | 702.284 | 0 | 942.7445 | 0.35621 | 942.7446 | 0.051681 | 932.6819 | 0 | 942.7445 | 0.1414 | 942.7446 | 0 |  |  | 937.217 | 0.060091 | 942.7446 | 0.14779 | 943.047 | 0.17434 | 943.047 | 0.11562 | 943.047 | 0.033473 | 702.284 | 0.019434 | 943.047 | 0.031219 | 943.0471 | 0.021133 |  |  | 942.7445 | 0.021992 | 937.32 | 0.0011659 | 943.047 | 0.031233 | 942.7446 | -0.016437 | 703.3041 | 0.00029384 | 943.047 | 0.1314 | 943.0471 | 0.011614 | 942.7446 | 0.089447 | 943.047 | 0.0072942 | 943.047 | 0.0039411 | 943.047 | 0.03972 | 1038.2407 | 0.040846 | 942.7445 | 0.050494 | 942.7445 | 0.022999 | 943.0471 | 0.0047494 | 1038.4903 | 0 | 942.7445 | 0.2241 | 1043.8494 | 0.0034586 | 1038.2407 | 0.077166 | 942.7446 | 6.1726 | 1084.7748 | 0.23699 |  |  | 1284.0519 | 0.0051728 | 1041.8201 | 0.012141 | 1193.1663 | 0 | 1192.3289 | 0 | 1192.3218 | 0.0030921 | 942.745 | 0.011515 | 943.047 | 0.0053948 | 942.7446 | 0.053939 | 942.7446 | 0.012384 | 943.0471 | #REF! | 942.7446 | 0.10184 | 938.2909 | 0.0087704
| 431.1696 | 0 | 431.1696 | 0.048948 | 431.1696 | 0.034613 | 431.1696 | 0 | 431.1696 | 0 | 431.1696 | 0 |  |  | 942.9863 | -0.024656 | 431.1696 | 0 | 702.41 | 0.020498 | 942.9863 | -0.31402 | 942.9863 | -0.075133 | 932.9219 | 0 | 942.9863 | -0.22858 | 942.9863 | 0 |  |  | 937.4572 | -0.035728 | 942.9863 | -0.56011 | 943.2893 | 0 | 943.2893 | 0 | 943.2893 | -0.034349 | 702.41 | 0.0023231 | 943.2893 | 0 | 943.2893 | 0 |  |  | 942.9863 | -0.012063 | 937.56 | -0.010027 | 943.2893 | 0 | 942.9863 | -0.027903 | 703.425 | 0.00029193 | 943.2893 | 0 | 943.2893 | 0 | 942.9863 | -0.10859 | 943.2893 | -0.025932 | 943.2893 | -0.0057846 | 943.2893 | -0.047862 | 1038.4093 | 0.025362 | 942.9863 | -0.074376 | 942.9863 | 0.0075737 | 943.2892 | 0.00040119 | 1038.6605 | 0.00026087 | 942.9863 | 0.00055928 | 1044.0212 | 0.0010695 | 1038.4093 | 0.078149 | 942.9863 | 6.1907 | 1084.8917 | 0.23582 |  |  | 1284.1326 | 0.0051267 | 1041.8334 | 0.012154 | 1193.236 | 0 | 1192.3984 | 0 | 1192.3915 | 0.0031194 | 942.986 | 0.0047356 | 943.2893 | -0.0083675 | 942.9863 | -0.020616 | 942.9863 | 0.016806 | 943.2892 | #REF! | 942.9863 | -0.02301 | 938.532 | 0.0083952
| 431.2499 | 0 | 431.2499 | 0.05562 | 431.2499 | 0.034613 | 431.2499 | 0 | 431.2499 | 0 | 431.2499 | 0 |  |  | 943.2281 | 0.0034912 | 431.2499 | 0 | 702.5361 | 0 | 943.2281 | -0.31954 | 943.2281 | 0.053276 | 933.162 | 0 | 943.2281 | 0.12968 | 943.2281 | 0 |  |  | 937.6974 | 0.047223 | 943.2281 | 0.38628 | 943.5315 | 0.1627 | 943.5315 | 0.10283 | 943.5315 | 0.0074835 | 702.5361 | 0.0037574 | 943.5315 | 0.029651 | 943.5315 | 0.0070264 |  |  | 943.2281 | 0.005234 | 937.8 | 0.017256 | 943.5315 | 0.0079057 | 943.2281 | 0.026381 | 703.5459 | 0.00033195 | 943.5315 | 0.15827 | 943.5315 | 0.013512 | 943.2281 | 0.057423 | 943.5315 | 0.010347 | 943.5315 | 0.007532 | 943.5315 | 0.033151 | 1038.5778 | 0.046293 | 943.2281 | 0.072177 | 943.2281 | 0.029529 | 943.5315 | 0.0067103 | 1038.8306 | 0.00017392 | 943.2281 | 0.044965 | 1044.193 | 0.0022684 | 1038.5778 | 0.075198 | 943.2281 | 6.2468 | 1085.0089 | 0.23451 |  |  | 1284.2134 | 0.0050807 | 1041.8467 | 0.012167 | 1193.3057 | 0 | 1192.4681 | 0 | 1192.4612 | 0.0031375 | 943.228 | 0.012717 | 943.5315 | 0.0090648 | 943.2281 | 0.050179 | 943.2281 | 0.015037 | 943.5315 | #REF! | 943.2281 | 0.036645 | 938.7731 | 0.0099
| 431.3302 | 0 | 431.3302 | -0.046668 | 431.3302 | 0.034613 | 431.3302 | 0 | 431.3302 | 0 | 431.3302 | 0 |  |  | 943.4698 | -0.061963 | 431.3302 | 0 | 702.6622 | 0.036539 | 943.4698 | -1.0072 | 943.4698 | -0.092448 | 933.402 | 0 | 943.4698 | -0.31284 | 943.4698 | 0 |  |  | 937.9377 | -0.066026 | 943.4698 | -0.52064 | 943.7737 | 0 | 943.7737 | 0 | 943.7737 | -0.027458 | 702.6622 | 0 | 943.7737 | 0 | 943.7737 | 0 |  |  | 943.4698 | -0.039786 | 938.05 | 0.012009 | 943.7737 | 0 | 943.4698 | 0.006646 | 703.6667 | 0.00038226 | 943.7737 | 0 | 943.7737 | 0 | 943.4698 | -0.054846 | 943.7737 | -0.034157 | 943.7737 | -0.020827 | 943.7737 | -0.051777 | 1038.7464 | 0.037376 | 943.4698 | -0.086709 | 943.4698 | -0.067417 | 943.7737 | 0.0014074 | 1039.0008 | 0.00026087 | 943.4698 | -0.042193 | 1044.3647 | 0.00048264 | 1038.7464 | 0.078259 | 943.4698 | 6.2921 | 1085.126 | 0.23238 |  |  | 1284.2942 | 0.0050397 | 1041.86 | 0.01218 | 1193.3755 | 0 | 1192.5378 | 0 | 1192.5308 | 0.0031398 | 943.47 | 0.02327 | 943.7737 | -0.013248 | 943.4698 | -0.022691 | 943.4698 | 0.033657 | 943.7737 | #REF! | 943.4698 | -0.035154 | 939.0142 | 0.0081981
| 431.4105 | 0 | 431.4105 | -0.05801 | 431.4105 | 0.034613 | 431.4105 | 0 | 431.4105 | 0 | 431.4105 | 0 |  |  | 943.7116 | -0.049442 | 431.4105 | 0 | 702.7883 | 0 | 943.7116 | -0.21937 | 943.7116 | 0.039634 | 933.6421 | 0 | 943.7116 | 0.18829 | 943.7116 | 0 |  |  | 938.1779 | 0.023064 | 943.7116 | 0.040159 | 944.016 | 0.082034 | 944.016 | 0.056806 | 944.016 | 0.0065541 | 702.7883 | 0.0010877 | 944.016 | 0.049925 | 944.016 | 0.0078857 |  |  | 943.7116 | -0.03309 | 938.29 | -0.012825 | 944.016 | 0.010382 | 943.7116 | 0.0068996 | 703.7876 | 0.0003693 | 944.016 | 0.043359 | 944.016 | 0.011158 | 943.7116 | 0.11374 | 944.016 | 0.013313 | 944.016 | -0.0031612 | 944.016 | 0.02068 | 1038.915 | 0.055263 | 943.7116 | 0.050172 | 943.7116 | -0.0096921 | 944.016 | 0.0090821 | 1039.1709 | 0.00017392 | 943.7116 | 0.15064 | 1044.5365 | 0.0055775 | 1038.915 | 0.076729 | 943.7116 | 6.3283 | 1085.2432 | 0.23042 |  |  | 1284.3749 | 0.0049936 | 1041.8733 | 0.012195 | 1193.4453 | 0 | 1192.6074 | 0 | 1192.6005 | 0.003125 | 943.712 | 0.018582 | 944.016 | 0.010973 | 943.7116 | 0.035008 | 943.7116 | 0.015922 | 944.016 | #REF! | 943.7116 | 0.089909 | 939.2553 | 0.010196
| 431.4908 | 0 | 431.4908 | 0.018925 | 431.4908 | 0.034613 | 431.4908 | 0 | 431.4908 | 0 | 431.4908 | 0 |  |  | 943.9534 | -0.05737 | 431.4908 | 0 | 702.9144 | 0.0067085 | 943.9534 | -0.48277 | 943.9534 | -0.14348 | 933.8821 | 0 | 943.9534 | -0.30478 | 943.9534 | 0 |  |  | 938.4182 | -0.087698 | 943.9534 | -0.61301 | 944.2582 | 0 | 944.2582 | 0 | 944.2582 | -0.037419 | 702.9144 | 0.0035093 | 944.2582 | 0 | 944.2582 | 0 |  |  | 943.9534 | -0.028657 | 938.53 | -0.0058295 | 944.2582 | 0 | 943.9534 | -0.014104 | 703.9085 | 0.00034148 | 944.2582 | 0 | 944.2582 | 0 | 943.9534 | -0.12626 | 944.2582 | -0.048872 | 944.2582 | -0.02202 | 944.2582 | -0.092446 | 1039.0836 | 0.030328 | 943.9534 | -0.13447 | 943.9534 | -0.051084 | 944.2582 | -0.004551 | 1039.3411 | 0 | 943.9534 | -0.091805 | 1044.7083 | 0.0019755 | 1039.0836 | 0.080226 | 943.9534 | 6.3428 | 1085.3605 | 0.22894 |  |  | 1284.4557 | 0.0049526 | 1041.8866 | 0.012209 | 1193.515 | 0 | 1192.6771 | 0 | 1192.6702 | 0.0030898 | 943.953 | 0.0069232 | 944.2582 | -0.017579 | 943.9534 | -0.025414 | 943.9534 | 0.021273 | 944.2582 | #REF! | 943.9534 | -0.013715 | 939.4964 | 0.0085719
| 431.5711 | 0 | 431.5711 | 0.052476 | 431.5711 | 0.034613 | 431.5711 | 0 | 431.5711 | 0 | 431.5711 | 0 |  |  | 944.1952 | -0.010271 | 431.5711 | 0 | 703.0406 | 0 | 944.1952 | 0.1066 | 944.1952 | 0.051491 | 934.1222 | 0 | 944.1952 | 0.15972 | 944.1952 | 0 |  |  | 938.6585 | 0.031447 | 944.1952 | 0.1142 | 944.5005 | 0.21747 | 944.5005 | 0.097794 | 944.5005 | 0.0077022 | 703.0406 | 0.0070202 | 944.5005 | 0.018288 | 944.5005 | 0.023013 |  |  | 944.1952 | -0.016796 | 938.77 | -0.00093273 | 944.5005 | 0.020776 | 944.1952 | 0.014966 | 704.0294 | 0.00032814 | 944.5005 | 0.095058 | 944.5005 | 0.010988 | 944.1952 | 0.13141 | 944.5005 | 0.0077844 | 944.5005 | 0.0019936 | 944.5005 | 0.057512 | 1039.2522 | 0.036788 | 944.1952 | 0.09967 | 944.1952 | 0.025668 | 944.5005 | -0.00065526 | 1039.5113 | 0.00069566 | 944.1952 | 0.19494 | 1044.88 | 0.0047101 | 1039.2522 | 0.076838 | 944.1952 | 6.3682 | 1085.4777 | 0.22789 |  |  | 1284.5365 | 0.0049116 | 1041.8999 | 0.012225 | 1193.5848 | 0 | 1192.7468 | 0 | 1192.7399 | 0.0030398 | 944.195 | 0.00081701 | 944.5005 | 0.018313 | 944.1952 | 0.02671 | 944.1952 | 0.0061918 | 944.5005 | #REF! | 944.1952 | 0.053476 | 939.7375 | 0.0097785
| 431.6514 | 0 | 431.6514 | -0.037177 | 431.6514 | 0.034613 | 431.6514 | 0 | 431.6514 | 0 | 431.6514 | 0 |  |  | 944.4369 | 0.11114 | 431.6514 | 0 | 703.1667 | 0.020871 | 944.4369 | -0.51816 | 944.4369 | -0.006066 | 934.3622 | 0 | 944.4369 | -0.27108 | 944.4369 | 0 |  |  | 938.8987 | -0.022452 | 944.4369 | -0.28803 | 944.7428 | 0 | 944.7428 | 0 | 944.7428 | -0.00051383 | 703.1667 | 0.012433 | 944.7428 | 7.3292e-05 | 944.7428 | 0.010924 |  |  | 944.4369 | 0.010677 | 939.01 | 0.019004 | 944.7428 | 0 | 944.4369 | 0.033534 | 704.1503 | 0.00033004 | 944.7428 | 0 | 944.7428 | 0 | 944.4369 | -0.0086369 | 944.7428 | 0.02026 | 944.7428 | 0.01484 | 944.7428 | 0.028047 | 1039.4207 | 0.031342 | 944.4369 | -0.067371 | 944.4369 | -0.040521 | 944.7428 | 0.0029016 | 1039.6814 | 0.00078262 | 944.4369 | 0.028332 | 1045.0518 | 0.000747 | 1039.4207 | 0.080117 | 944.4369 | 6.4134 | 1085.5951 | 0.22694 |  |  | 1284.6173 | 0.0048707 | 1041.9131 | 0.012241 | 1193.6547 | 0 | 1192.8165 | 0 | 1192.8096 | 0.0029785 | 944.437 | 0.010842 | 944.7428 | 0.043342 | 944.4369 | 0.035138 | 944.4369 | 0.024811 | 944.7428 | #REF! | 944.4369 | -0.0066137 | 939.9786 | 0.0082894
| 431.7317 | 0 | 431.7317 | -0.0014943 | 431.7317 | 0.034613 | 431.7317 | 0 | 431.7317 | 0 | 431.7317 | 0 |  |  | 944.6787 | -0.02597 | 431.7317 | 0 | 703.2928 | 0 | 944.6787 | -0.14702 | 944.6787 | 0.015847 | 934.6024 | 0 | 944.6787 | 0.16265 | 944.6787 | 0 |  |  | 939.139 | 0.046274 | 944.6787 | 0.076776 | 944.985 | 0.22315 | 944.985 | 0.069676 | 944.985 | 0.014015 | 703.2928 | 0.0067236 | 944.9851 | 0.019371 | 944.9851 | 0.014954 |  |  | 944.6787 | 0.043032 | 939.25 | -0.0054798 | 944.985 | 0.030889 | 944.6787 | 0.025417 | 704.2712 | 0.00032204 | 944.985 | 0.18758 | 944.9851 | 0.0089329 | 944.6787 | 0.070674 | 944.985 | -0.0027405 | 944.985 | -0.00092433 | 944.985 | 0.05084 | 1039.5893 | 0.040366 | 944.6787 | 0.059588 | 944.6787 | 0.01011 | 944.985 | 0.0060557 | 1039.8516 | 0.00017392 | 944.6787 | 0.17361 | 1045.2236 | 0.0034575 | 1039.5893 | 0.077166 | 944.6787 | 6.4406 | 1085.7122 | 0.22523 |  |  | 1284.6982 | 0.0048246 | 1041.9264 | 0.012257 | 1193.7244 | 0 | 1192.8862 | 0 | 1192.8793 | 0.0029148 | 944.679 | -0.0048799 | 944.9851 | 0.0067527 | 944.6787 | 0.037083 | 944.6787 | 0.0097299 | 944.985 | #REF! | 944.6787 | 0.054116 | 940.2197 | 0.0094683
| 431.812 | 0 | 431.812 | 0.04386 | 431.812 | 0.034613 | 431.812 | 0 | 431.812 | 0 | 431.812 | 0 |  |  | 944.9205 | -0.041161 | 431.812 | 0 | 703.419 | 0.030521 | 944.9205 | -0.37345 | 944.9205 | -0.095861 | 934.8424 | 0 | 944.9205 | -0.28133 | 944.9205 | 0 |  |  | 939.3793 | -0.060195 | 944.9205 | -0.52904 | 945.2273 | 0 | 945.2273 | 0 | 945.2273 | -0.048409 | 703.419 | 0.012433 | 945.2273 | 0 | 945.2274 | 0 |  |  | 944.9205 | -0.074956 | 939.49 | 0.011659 | 945.2273 | 0 | 944.9205 | -0.023743 | 704.3921 | 0.00030337 | 945.2273 | 0 | 945.2274 | 0 | 944.9205 | -0.10932 | 945.2273 | -0.023462 | 945.2273 | -0.020749 | 945.2273 | -0.05067 | 1039.7579 | 0.046827 | 944.9205 | -0.079127 | 944.9205 | -0.0093062 | 945.2274 | -0.0079639 | 1040.0218 | 0.00026087 | 944.9205 | -0.10854 | 1045.3954 | 0.0021829 | 1039.7579 | 0.080554 | 944.9205 | 6.4876 | 1085.8295 | 0.22341 |  |  | 1284.7791 | 0.0047836 | 1041.9397 | 0.012273 | 1193.7942 | 0 | 1192.9559 | 0 | 1192.949 | 0.0028569 | 944.921 | 0.016731 | 945.2273 | -0.019157 | 944.9205 | 0.0037274 | 944.9205 | 0.029234 | 945.2274 | #REF! | 944.9205 | -0.038563 | 940.4609 | 0.0076387
| 431.8924 | 0 | 431.8924 | 0.022644 | 431.8924 | 0.034613 | 431.8924 | 0 | 431.8924 | 0 | 431.8924 | 0 |  |  | 945.1623 | 0.086301 | 431.8924 | 0 | 703.5452 | 0 | 945.1623 | -0.024234 | 945.1623 | 0.054526 | 935.0825 | 0 | 945.1623 | 0.16704 | 945.1623 | 0 |  |  | 939.6196 | 0.042422 | 945.1623 | 0.15451 | 945.4696 | 0.1543 | 945.4696 | 0.11576 | 945.4696 | 0.027847 | 703.5452 | 0.013269 | 945.4696 | 0.04133 | 945.4696 | 0.029997 |  |  | 945.1623 | 0.041159 | 939.74 | 0.01096 | 945.4696 | 0.033473 | 945.1623 | 0.037999 | 704.513 | 0.0003007 | 945.4696 | 0.10688 | 945.4696 | 0.015837 | 945.1623 | 0.08687 | 945.4696 | 0.059122 | 945.4696 | 0.01953 | 945.4696 | 0.081783 | 1039.9265 | 0.036628 | 945.1623 | 0.092141 | 945.1623 | 0.12234 | 945.4696 | 0.0012369 | 1040.1919 | 0 | 945.1623 | 0.16058 | 1045.5671 | 0.0073273 | 1039.9265 | 0.077166 | 945.1623 | 6.5275 | 1085.9469 | 0.22177 |  |  | 1284.8599 | 0.0047477 | 1041.953 | 0.01229 | 1193.864 | 0 | 1193.0256 | 0 | 1193.0187 | 0.0028103 | 945.162 | 0.0085819 | 945.4696 | 0.044883 | 945.1623 | 0.067424 | 945.1623 | 0.014153 | 945.4696 | #REF! | 945.1623 | 0.086926 | 940.702 | 0.0092392
| 431.9727 | 0 | 431.9727 | -0.053829 | 431.9727 | 0.034613 | 431.9727 | 0 | 431.9727 | 0 | 431.9727 | 0 |  |  | 945.4041 | -0.040642 | 431.9727 | 0 | 703.6713 | 0.011554 | 945.4041 | -0.45255 | 945.4041 | -0.12439 | 935.3226 | 0 | 945.4041 | -0.23591 | 945.4041 | 0 |  |  | 939.8599 | -0.07881 | 945.4041 | -0.44254 | 945.7119 | 0 | 945.7119 | 0 | 945.7119 | -0.021689 | 703.6713 | 0.009737 | 945.7119 | 0 | 945.7119 | 0 |  |  | 945.4041 | -0.0019525 | 939.98 | 0.0095605 | 945.7119 | 0 | 945.4041 | -0.025011 | 704.6338 | 0.00029917 | 945.7119 | 0 | 945.7119 | 0 | 945.4041 | -0.1465 | 945.7119 | -0.03059 | 945.7119 | -0.026564 | 945.7119 | -0.048676 | 1040.095 | 0.022265 | 945.4041 | -0.11476 | 945.4041 | -0.074843 | 945.7119 | -0.0044976 | 1040.3621 | 0.00078262 | 945.4041 | 0.013448 | 1045.7389 | 0.0030044 | 1040.095 | 0.081538 | 945.4041 | 6.5582 | 1086.0642 | 0.22044 |  |  | 1284.9408 | 0.0047068 | 1041.9663 | 0.012308 | 1193.9338 | 0 | 1193.0955 | 0 | 1193.0884 | 0.0027796 | 945.404 | 0.012548 | 945.7119 | -0.013872 | 945.4041 | -0.016208 | 945.4041 | 0.025696 | 945.7119 | #REF! | 945.4041 | -0.017744 | 940.9432 | 0.0078181
| 432.053 | 0 | 432.053 | -0.039856 | 432.053 | 0.034613 | 432.053 | 0 | 432.053 | 0 | 432.053 | 0 |  |  | 945.646 | -0.071412 | 432.053 | 0 | 703.7975 | 0 | 945.646 | 0.2088 | 945.646 | -0.039319 | 935.5627 | 0 | 945.646 | 0.21173 | 945.646 | 0 |  |  | 940.1002 | 0.060445 | 945.646 | 0.16711 | 945.9542 | 0.096229 | 945.9542 | 0.029919 | 945.9542 | 0.019316 | 703.7975 | 0.012642 | 945.9542 | 0.017323 | 945.9542 | 0.0056091 |  |  | 945.646 | 0.019125 | 940.22 | 0.020753 | 945.9542 | 0.025083 | 945.646 | -0.019177 | 704.7547 | 0.00029536 | 945.9542 | 0.078578 | 945.9542 | 0.0047383 | 945.646 | 0.11816 | 945.9542 | 0.0010682 | 945.9542 | -0.010793 | 945.9542 | 0.048927 | 1040.2636 | 0.036682 | 945.646 | 0.050758 | 945.646 | 0.06086 | 945.9542 | -0.00033101 | 1040.5322 | 0.00017392 | 945.646 | 0.11603 | 1045.9107 | 0.0086944 | 1040.2636 | 0.079898 | 945.646 | 6.5655 | 1086.1816 | 0.21928 |  |  | 1285.0216 | 0.0046658 | 1041.9796 | 0.012325 | 1194.0037 | 0 | 1193.1652 | 0 | 1193.1582 | 0.0027705 | 945.646 | 0.013678 | 945.9542 | -0.010129 | 945.646 | 0.039287 | 945.646 | 0.011499 | 945.9542 | #REF! | 945.646 | 0.062212 | 941.1843 | 0.0091421
| 432.1333 | 0 | 432.1333 | 0.072574 | 432.1333 | 0.034613 | 432.1333 | 0 | 432.1333 | 0 | 432.1333 | 0 |  |  | 945.8878 | -0.10144 | 432.1333 | 0 | 703.9237 | 0.024503 | 945.8878 | -0.59438 | 945.8878 | -0.11645 | 935.8028 | 0 | 945.8878 | -0.32163 | 945.8878 | 0 |  |  | 940.3406 | -0.077552 | 945.8878 | -0.46018 | 946.1965 | 0 | 946.1965 | 0 | 946.1965 | -0.047618 | 703.9237 | 0.02215 | 946.1965 | 0 | 946.1965 | 0 |  |  | 945.8878 | -0.041492 | 940.46 | -0.024017 | 946.1965 | 0 | 945.8878 | -0.02633 | 704.8756 | 0.00033004 | 946.1965 | 0 | 946.1965 | 0 | 945.8878 | -0.10859 | 946.1965 | -0.066039 | 946.1965 | -0.037955 | 946.1965 | -0.032465 | 1040.4322 | 0.027872 | 945.8878 | -0.050566 | 945.8878 | -0.086072 | 946.1965 | 0.00029424 | 1040.7024 | 0.00078262 | 945.8878 | -0.13984 | 1046.0825 | 0.0041518 | 1040.4322 | 0.082631 | 945.8878 | 6.6035 | 1086.2991 | 0.21775 |  |  | 1285.1025 | 0.0046248 | 1041.9929 | 0.012343 | 1194.0736 | 0 | 1193.2349 | 0 | 1193.2279 | 0.0027796 | 945.888 | 0.022524 | 946.1965 | -0.013469 | 945.8878 | -0.044085 | 945.8878 | 0.023927 | 946.1965 | #REF! | 945.8878 | -0.0023213 | 941.4255 | 0.0074597
| 432.2136 | 0 | 432.2136 | 0.027095 | 432.2136 | 0.034613 | 432.2136 | 0 | 432.2136 | 0 | 432.2136 | 0 |  |  | 946.1296 | 0.021954 | 432.2136 | 0 | 704.0499 | 0 | 946.1296 | 0.28978 | 946.1296 | 0.061197 | 936.0429 | 0 | 946.1296 | 0.16777 | 946.1296 | 0 |  |  | 940.5809 | 0.063408 | 946.1296 | 0.22925 | 946.4388 | 0.28441 | 946.4388 | 0.086329 | 946.4388 | 0.014558 | 704.0499 | 0.0022741 | 946.4389 | 0.033184 | 946.4388 | 0.023461 |  |  | 946.1296 | 0.00034205 | 940.7 | -0.0065291 | 946.4388 | 0.029107 | 946.1296 | 0.033382 | 704.9965 | 0.00037349 | 946.4388 | 0.17077 | 946.4388 | 0.0037361 | 946.1296 | 0.058895 | 946.4388 | 0.029909 | 946.4388 | 0.0058519 | 946.4388 | 0.048779 | 1040.6008 | 0.039779 | 946.1296 | 0.083113 | 946.1296 | 0.012173 | 946.4388 | 0.0053517 | 1040.8726 | 0 | 946.1296 | 0.16495 | 1046.2542 | 0.0070539 | 1040.6008 | 0.078696 | 946.1296 | 6.6488 | 1086.4165 | 0.21613 |  |  | 1285.1834 | 0.004589 | 1042.0062 | 0.012361 | 1194.1434 | 0 | 1193.3047 | 0 | 1193.2976 | 0.0028057 | 946.13 | 0.020457 | 946.4389 | 0.017285 | 946.1296 | 0.043696 | 946.1296 | 0.023042 | 946.4388 | #REF! | 946.1296 | 0.086074 | 941.6666 | 0.0091304
| 432.2939 | 0 | 432.2939 | -0.046768 | 432.2939 | 0.034613 | 432.2939 | 0 | 432.2939 | 0 | 432.2939 | 0 |  |  | 946.3714 | -0.033236 | 432.2939 | 0 | 704.1762 | 0.013417 | 946.3714 | -0.85409 | 946.3714 | -0.12314 | 936.2831 | 0 | 946.3714 | -0.29379 | 946.3714 | 0 |  |  | 940.8212 | -0.052136 | 946.3714 | -0.29559 | 946.6812 | 0 | 946.6812 | 0 | 946.6812 | -0.03785 | 704.1762 | 0.0026195 | 946.6812 | 0 | 946.6812 | 0 |  |  | 946.3714 | -0.061586 | 940.94 | -0.026116 | 946.6812 | 0 | 946.3714 | -0.012429 | 705.1174 | 0.00038073 | 946.6812 | 0 | 946.6812 | 0 | 946.3714 | -0.15129 | 946.6812 | -0.031003 | 946.6812 | -0.016301 | 946.6812 | -0.052631 | 1040.7694 | 0.033158 | 946.3714 | -0.045409 | 946.3714 | -0.029762 | 946.6812 | -0.0057919 | 1041.0428 | 0 | 946.3714 | -0.061097 | 1046.426 | 0.0028706 | 1040.7694 | 0.080226 | 946.3714 | 6.685 | 1086.5339 | 0.21436 |  |  | 1285.2643 | 0.004548 | 1042.0195 | 0.012379 | 1194.2133 | 0 | 1193.3744 | 0 | 1193.3674 | 0.0028444 | 946.371 | 0.0090146 | 946.6812 | -0.011854 | 946.3714 | -0.0025588 | 946.3714 | 0.021273 | 946.6812 | #REF! | 946.3714 | -0.035154 | 941.9078 | 0.0083385
| 432.3743 | 0 | 432.3742 | -0.04773 | 432.3743 | 0.034613 | 432.3743 | 0 | 432.3743 | 0 | 432.3742 | 0 |  |  | 946.6133 | 0.056384 | 432.3743 | 0 | 704.3024 | 0 | 946.6133 | 0.49379 | 946.6133 | 0.079397 | 936.5232 | 0 | 946.6133 | 0.17217 | 946.6133 | 0 |  |  | 941.0616 | 0.040763 | 946.6133 | 0.29727 | 946.9235 | 0.10901 | 946.9235 | 0.10504 | 946.9235 | 0.010712 | 704.3024 | 0.030718 | 946.9235 | 0.022769 | 946.9235 | 0.025072 |  |  | 946.6133 | 0.036839 | 941.18 | 0.011309 | 946.9235 | 0.011201 | 946.6133 | 0.037238 | 705.2383 | 0.00034071 | 946.9235 | 0.11758 | 946.9235 | 0.0069164 | 946.6133 | 0.10822 | 946.9235 | 0.034011 | 946.9235 | 0.023026 | 946.9235 | 0.067009 | 1040.9379 | 0.031182 | 946.6133 | 0.082429 | 946.6133 | -0.028112 | 946.9235 | 0.0065768 | 1041.2129 | 0 | 946.6133 | 0.18173 | 1046.5978 | 0.0079288 | 1040.9379 | 0.077384 | 946.6133 | 6.7013 | 1086.6515 | 0.21268 |  |  | 1285.3452 | 0.0045122 | 1042.0328 | 0.012397 | 1194.2832 | 0 | 1193.4442 | 0 | 1193.4373 | 0.002891 | 946.613 | 0.0042789 | 946.9235 | 0.028956 | 946.6133 | 0.055754 | 946.6133 | 0.0097299 | 946.9235 | #REF! | 946.6133 | 0.11079 | 942.149 | 0.0094715
| 432.4546 | 0 | 432.4546 | 0.018702 | 432.4546 | 0.034613 | 432.4546 | 0 | 432.4546 | 0 | 432.4546 | 0 |  |  | 946.8551 | -0.055397 | 432.4546 | 0 | 704.4286 | 0.010436 | 946.8551 | -0.92269 | 946.8551 | -0.10926 | 936.7633 | 0 | 946.8551 | -0.26595 | 946.8551 | 0 |  |  | 941.3019 | -0.050351 | 946.8551 | -0.393 | 947.1658 | 0 | 947.1658 | 0 | 947.1658 | -0.027485 | 704.4286 | 0.025494 | 947.1658 | 0 | 947.1658 | 0 |  |  | 946.8551 | -0.055179 | 941.43 | 0.0050134 | 947.1658 | 0 | 946.8551 | -0.016742 | 705.3592 | 0.00029727 | 947.1658 | 0 | 947.1658 | 0 | 946.8551 | -0.11043 | 947.1658 | -0.037265 | 947.1658 | -0.02344 | 947.1658 | -0.033717 | 1041.1065 | 0.032036 | 946.8551 | -0.069259 | 946.8551 | -0.073314 | 947.1658 | 1.9763e-05 | 1041.3831 | 0 | 946.8551 | -0.051178 | 1046.7696 | 0.0019613 | 1041.1065 | 0.07957 | 946.8551 | 6.7412 | 1086.7688 | 0.2115 |  |  | 1285.4262 | 0.0044763 | 1042.0461 | 0.012415 | 1194.353 | 0 | 1193.5139 | 0 | 1193.507 | 0.0029421 | 946.855 | 0.0064664 | 947.1658 | -0.0044039 | 946.8551 | -0.032415 | 946.8551 | 0.023042 | 947.1658 | #REF! | 946.8551 | -0.090761 | 942.3902 | 0.007606
| 432.5349 | 0 | 432.5349 | 0.053417 | 432.5349 | 0.034613 | 432.5349 | 0 | 432.5349 | 0 | 432.5349 | 0 |  |  | 947.097 | 0.047795 | 432.5349 | 0 | 704.5549 | 0 | 947.097 | -0.029559 | 947.097 | 0.05127 | 937.0035 | 0 | 947.097 | 0.11722 | 947.097 | 0 |  |  | 941.5423 | 0.05548 | 947.097 | 0.064092 | 947.4082 | 0.14491 | 947.4082 | 0.11602 | 947.4082 | 0.023445 | 704.5549 | 0.02215 | 947.4082 | 0.04548 | 947.4082 | 0.026326 |  |  | 947.097 | 0.026112 | 941.67 | 0.0074619 | 947.4082 | 0.050088 | 947.097 | 0.033483 | 705.4801 | 0.00031061 | 947.4082 | 0.12358 | 947.4082 | 0.010667 | 947.097 | 0.23263 | 947.4082 | 0.02819 | 947.4082 | 0.0093477 | 947.4082 | 0.059838 | 1041.2751 | 0.04138 | 947.097 | 0.03145 | 947.097 | 0.012647 | 947.4082 | 0.004225 | 1041.5533 | 0.00017392 | 947.097 | 0.14828 | 1046.9414 | 0.0081475 | 1041.2751 | 0.077384 | 947.097 | 6.7828 | 1086.8864 | 0.21038 |  |  | 1285.5071 | 0.0044353 | 1042.0594 | 0.012433 | 1194.423 | 0 | 1193.5837 | 0 | 1193.5768 | 0.0029944 | 947.097 | 0.011034 | 947.4082 | 0.022864 | 947.097 | 0.040973 | 947.097 | 0.015037 | 947.4082 | #REF! | 947.097 | 0.13145 | 942.6314 | 0.0092778
| 432.6152 | 0 | 432.6152 | -0.014707 | 432.6152 | 0.034613 | 432.6152 | 0 | 432.6152 | 0 | 432.6152 | 0 |  |  | 947.3388 | -0.043135 | 432.6152 | 0 | 704.6812 | 0.032455 | 947.3388 | -0.7485 | 947.3388 | -0.16571 | 937.2437 | 0 | 947.3388 | -0.20441 | 947.3388 | 0 |  |  | 941.7827 | -0.065684 | 947.3388 | -0.33758 | 947.6505 | 0 | 947.6505 | 0 | 947.6505 | -0.035668 | 704.6812 | 0.016508 | 947.6505 | 0 | 947.6505 | 0 |  |  | 947.3388 | -0.055876 | 941.91 | 0.0050134 | 947.6505 | 0 | 947.3388 | -0.020192 | 705.601 | 0.00036206 | 947.6505 | 0 | 947.6505 | 0 | 947.3388 | -0.1708 | 947.6505 | -0.045314 | 947.6505 | -0.014693 | 947.6505 | -0.016013 | 1041.4437 | 0.040633 | 947.3388 | -0.037213 | 947.3388 | 0.037868 | 947.6505 | 0.0035643 | 1041.7235 | 0 | 947.3388 | 0.021939 | 1047.1132 | 0.0038348 | 1041.4437 | 0.080335 | 947.3388 | 6.8498 | 1087.0039 | 0.20895 |  |  | 1285.588 | 0.0043995 | 1042.0728 | 0.012452 | 1194.4928 | 0 | 1193.6536 | 0 | 1193.6466 | 0.0030466 | 947.339 | 0.036924 | 947.6505 | -0.01068 | 947.3388 | -0.035786 | 947.3388 | 0.038964 | 947.6505 | #REF! | 947.3388 | -0.020511 | 942.8726 | 0.0089907
| 432.6955 | 0 | 432.6955 | -0.002242 | 432.6955 | 0.034613 | 432.6955 | 0 | 432.6955 | 0 | 432.6955 | 0 |  |  | 947.5807 | -0.0086358 | 432.6955 | 0 | 704.8074 | 0 | 947.5807 | 0.18153 | 947.5807 | 0.023185 | 937.4838 | 0 | 947.5807 | 0.15898 | 947.5807 | 0 |  |  | 942.0231 | 0.032345 | 947.5807 | 0.19734 | 947.8929 | 0 | 947.8929 | 0.055233 | 947.8929 | 0.0086369 | 704.8074 | 0.0052405 | 947.8929 | 0.017247 | 947.8929 | 0.016208 |  |  | 947.5807 | -0.0083096 | 942.15 | 0.012708 | 947.8929 | 0.018182 | 947.5807 | 0.017959 | 705.7219 | 0.00035939 | 947.8929 | 0.058127 | 947.8929 | 0.0045145 | 947.5807 | 0.14908 | 947.8929 | 0.020814 | 947.8929 | 0.0029562 | 947.8929 | 0.027782 | 1041.6122 | 0.039031 | 947.5807 | 0.04494 | 947.5807 | -0.015285 | 947.8929 | 0.0062848 | 1041.8937 | 0 | 947.5807 | 0.14938 | 1047.285 | 0.006015 | 1041.6122 | 0.078805 | 947.5807 | 6.8769 | 1087.1216 | 0.20752 |  |  | 1285.6689 | 0.0043636 | 1042.0861 | 0.01247 | 1194.5627 | 0 | 1193.7234 | 0 | 1193.7163 | 0.0030955 | 947.581 | 0.029135 | 947.8929 | 0.017285 | 947.5807 | 0.037991 | 947.5807 | 0.030119 | 947.8929 | #REF! | 947.5807 | 0.11675 | 943.1138 | 0.0091499
| 432.7759 | 0 | 432.7759 | 0.039952 | 432.7759 | 0.034613 | 432.7759 | 0 | 432.7759 | 0 | 432.7759 | 0 |  |  | 947.8226 | -0.035711 | 432.7759 | 0 | 704.9337 | 0.0078267 | 947.8226 | -0.6494 | 947.8226 | -0.094356 | 937.724 | 0 | 947.8226 | -0.26522 | 947.8226 | 0 |  |  | 942.2635 | -0.066869 | 947.8226 | -0.32162 | 948.1353 | 0 | 948.1353 | 0 | 948.1353 | -0.045473 | 704.9337 | 0.017449 | 948.1353 | 0 | 948.1353 | 0 |  |  | 947.8226 | -0.065309 | 942.39 | 0.021802 | 948.1353 | 0 | 947.8226 | -0.018923 | 705.8428 | 0.00035138 | 948.1353 | 0 | 948.1353 | 0 | 947.8226 | -0.040122 | 948.1353 | -0.032851 | 948.1353 | -0.01876 | 948.1353 | -0.04878 | 1041.7808 | 0.039351 | 947.8226 | -0.10099 | 947.8226 | -0.036732 | 948.1353 | -0.0051944 | 1042.0638 | 0 | 947.8226 | -0.060785 | 1047.4567 | 0.00060988 | 1041.7808 | 0.080882 | 947.8226 | 6.9077 | 1087.2391 | 0.20648 |  |  | 1285.7499 | 0.0043278 | 1042.0994 | 0.012488 | 1194.6326 | 0 | 1193.7932 | 0 | 1193.7861 | 0.003141 | 947.823 | 0.028726 | 948.1353 | -0.0090648 | 947.8226 | -0.026321 | 947.8226 | 0.035426 | 948.1353 | #REF! | 947.8226 | -0.088417 | 943.355 | 0.0074963
| 432.8562 | 0 | 432.8562 | 0.02094 | 432.8562 | 0.034613 | 432.8562 | 0 | 432.8562 | 0 | 432.8562 | 0 |  |  | 948.0644 | -0.019196 | 432.8562 | 0 | 705.06 | 0 | 948.0644 | 0.27499 | 948.0644 | 0.076133 | 937.9642 | 0 | 948.0644 | 0.16484 | 948.0644 | 0 |  |  | 942.5039 | 0.029514 | 948.0644 | 0.10329 | 948.3776 | 0.028886 | 948.3776 | 0.11474 | 948.3776 | 0.0050847 | 705.06 | 0.0040539 | 948.3776 | 0.012025 | 948.3776 | 0.0094917 |  |  | 948.0644 | 0.011354 | 942.63 | -0.010027 | 948.3776 | 0.035509 | 948.0644 | 0.01522 | 705.9637 | 0.0002805 | 948.3776 | 0.14691 | 948.3776 | 0.0085409 | 948.0644 | 0.18037 | 948.3776 | 0.0064497 | 948.3776 | -0.0012715 | 948.3776 | 0.032112 | 1041.9494 | 0.045598 | 948.0644 | 0.016599 | 948.0644 | 0.018104 | 948.3776 | 0.0013427 | 1042.234 | 0 | 948.0644 | 0.14378 | 1047.6285 | 0.0040355 | 1041.9494 | 0.078587 | 948.0644 | 6.9132 | 1087.3568 | 0.20532 |  |  | 1285.8308 | 0.0042919 | 1042.1127 | 0.012506 | 1194.7025 | 0 | 1193.863 | 0 | 1193.856 | 0.0031819 | 948.064 | 0.011827 | 948.3776 | 0.0025557 | 948.0644 | 0.028525 | 948.0644 | 0.015037 | 948.3776 | #REF! | 948.0644 | 0.11207 | 943.5962 | 0.009578
| 432.9365 | 0 | 432.9365 | -0.036791 | 432.9365 | 0.034613 | 432.9365 | 0 | 432.9365 | 0 | 432.9365 | 0 |  |  | 948.3063 | -0.0057382 | 432.9365 | 0 | 705.1863 | 0.049865 | 948.3063 | -0.67599 | 948.3063 | -0.070259 | 938.2043 | 0 | 948.3063 | -0.24104 | 948.3063 | 0 |  |  | 942.7443 | -0.096153 | 948.3063 | -0.34261 | 948.62 | 0 | 948.62 | 0 | 948.62 | -0.026748 | 705.1863 | 0.0026195 | 948.62 | 0 | 948.62 | 0 |  |  | 948.3063 | -0.0072642 | 942.87 | -0.018421 | 948.62 | 0 | 948.3063 | -0.010958 | 706.0846 | 0.00030451 | 948.62 | 0 | 948.62 | 0 | 948.3063 | -0.21386 | 948.62 | -0.014356 | 948.62 | -0.019048 | 948.62 | -0.0073713 | 1042.118 | 0.035667 | 948.3063 | -0.13277 | 948.3063 | -0.066461 | 948.62 | 0.0028624 | 1042.4042 | 0.0013044 | 948.3063 | -0.043789 | 1047.8003 | 0.0029935 | 1042.118 | 0.080445 | 948.3063 | 6.9529 | 1087.4745 | 0.20374 |  |  | 1285.9119 | 0.0042561 | 1042.1259 | 0.012523 | 1194.7725 | 0 | 1193.9329 | 0 | 1193.9258 | 0.003216 | 948.306 | 0.037861 | 948.62 | -0.0019537 | 948.3063 | -0.019968 | 948.3063 | 0.040733 | 948.62 | #REF! | 948.3063 | -0.056033 | 943.8374 | 0.0081149
| 433.0168 | 0 | 433.0168 | -0.026129 | 433.0168 | 0.034613 | 433.0168 | 0 | 433.0168 | 0 | 433.0169 | 0 |  |  | 948.5482 | 0.024315 | 433.0168 | 0 | 705.3127 | 0 | 948.5482 | 0.28544 | 948.5482 | 0.069145 | 938.4445 | 0 | 948.5482 | 0.12968 | 948.5482 | 0 |  |  | 942.9847 | 0.024106 | 948.5482 | 0.23933 | 948.8624 | 0.13163 | 948.8624 | 0.060816 | 948.8624 | 0.013179 | 705.3127 | 0.012015 | 948.8624 | 0.038214 | 948.8624 | 0.031341 |  |  | 948.5482 | 0.012611 | 943.12 | 0.022852 | 948.8624 | 0.027474 | 948.5482 | 0.017351 | 706.2055 | 0.0003228 | 948.8624 | 0.10085 | 948.8624 | 0.013428 | 948.5482 | 0.14024 | 948.8624 | 0.038075 | 948.8624 | 0.017319 | 948.8624 | 0.058741 | 1042.2866 | 0.039779 | 948.5482 | 0.089104 | 948.5482 | -0.099548 | 948.8624 | 8.1059e-05 | 1042.5744 | 0 | 948.5482 | 0.04003 | 1047.9721 | 0.0011419 | 1042.2866 | 0.077166 | 948.5482 | 6.9132 | 1087.5922 | 0.20202 |  |  | 1285.9928 | 0.0042253 | 1042.1392 | 0.012541 | 1194.8424 | 0 | 1194.0027 | 0 | 1193.9956 | 0.0032432 | 948.548 | -0.011394 | 948.8624 | 0.038351 | 948.5482 | 0.078964 | 948.5482 | 0.0044227 | 948.8624 | #REF! | 948.5482 | 0.096087 | 944.0786 | 0.0099346
| 433.0972 | 0 | 433.0972 | 0.063091 | 433.0972 | 0.034613 | 433.0972 | 0 | 433.0972 | 0 | 433.0972 | 0 |  |  | 948.7901 | 0.019479 | 433.0972 | 0 | 705.439 | 0.042557 | 948.7901 | -0.78273 | 948.7901 | -0.066126 | 938.6847 | 0 | 948.7901 | -0.29818 | 948.7901 | 0 |  |  | 943.2251 | -0.037739 | 948.7901 | -0.31994 | 949.1048 | 0.0253 | 949.1048 | 0 | 949.1048 | -0.020818 | 705.439 | 0.012956 | 949.1048 | 0 | 949.1048 | 0 |  |  | 948.7901 | -0.0047252 | 943.36 | -0.030664 | 949.1048 | 0 | 948.7901 | -0.019329 | 706.3264 | 0.00034872 | 949.1048 | 0 | 949.1048 | 0 | 948.7901 | -0.11595 | 949.1048 | -0.0025636 | 949.1048 | -0.0059383 | 949.1048 | -0.02159 | 1042.4551 | 0.041861 | 948.7901 | -0.016796 | 948.7901 | -0.022225 | 949.1048 | -0.0030485 | 1042.7446 | 0 | 948.7901 | -0.065056 | 1048.1439 | 0.0013108 | 1042.4551 | 0.079898 | 948.7901 | 6.9403 | 1087.7098 | 0.20052 |  |  | 1286.0738 | 0.0041895 | 1042.1525 | 0.012558 | 1194.9124 | 0 | 1194.0725 | 0 | 1194.0656 | 0.0032637 | 948.79 | 0.008029 | 949.1048 | 0.013762 | 948.7901 | -0.0098277 | 948.7901 | 0.015922 | 949.1048 | #REF! | 948.7901 | 0.040693 | 944.3199 | 0.00791
| 433.1775 | 0 | 433.1775 | 0.025453 | 433.1775 | 0.034613 | 433.1775 | 0 | 433.1775 | 0 | 433.1775 | 0 |  |  | 949.032 | 0.013544 | 433.1775 | 0 | 705.5653 | 0 | 949.032 | 0.15593 | 949.032 | 0.084355 | 938.9249 | 0 | 949.032 | 0.16924 | 949.032 | 0 |  |  | 943.4656 | 0.076627 | 949.032 | 0.10833 | 949.3472 | 0.22115 | 949.3472 | 0.078547 | 949.3472 | 0.018939 | 705.5653 | 0.0082067 | 949.3472 | 0.0574 | 949.3472 | 0.022923 |  |  | 949.032 | 0.041811 | 943.6 | -0.0047802 | 949.3472 | 0.048312 | 949.032 | 0.0208 | 706.4473 | 0.00032395 | 949.3472 | 0.11665 | 949.3472 | 0.0020265 | 949.032 | 0.12368 | 949.3472 | 0.024974 | 949.3472 | 0.020939 | 949.3472 | 0.049057 | 1042.6237 | 0.039138 | 949.032 | 0.078211 | 949.032 | 0.090162 | 949.3472 | 0.00075591 | 1042.9148 | 0 | 949.032 | 0.2417 | 1048.3157 | 0.0038096 | 1042.6237 | 0.077712 | 949.032 | 6.9584 | 1087.8276 | 0.19926 |  |  | 1286.1549 | 0.0041536 | 1042.1658 | 0.012575 | 1194.9823 | 0 | 1194.1423 | 0 | 1194.1354 | 0.0032773 | 949.032 | 0.0039664 | 949.3472 | 0.022974 | 949.032 | 0.081427 | 949.032 | 0.011499 | 949.3472 | #REF! | 949.032 | 0.015449 | 944.5611 | 0.0077799
| 433.2579 | 0 | 433.2578 | -0.047482 | 433.2579 | 0.034613 | 433.2579 | 0 | 433.2579 | 0 | 433.2579 | 0 |  |  | 949.2739 | -0.03455 | 433.2579 | 0 | 705.6917 | 0.026007 | 949.2739 | -0.655 | 949.2739 | -0.10612 | 939.1652 | 0 | 949.2739 | -0.33408 | 949.2739 | 0 |  |  | 943.706 | -0.046036 | 949.2739 | -0.49461 | 949.5896 | 0 | 949.5896 | 0 | 949.5896 | -0.056491 | 705.6917 | 0.015359 | 949.5896 | 0 | 949.5896 | 0 |  |  | 949.2739 | -0.024813 | 943.84 | 0.0029147 | 949.5896 | 0 | 949.2739 | -0.016031 | 706.5682 | 0.00030984 | 949.5896 | 0 | 949.5896 | 0 | 949.2739 | -0.1119 | 949.5896 | -0.053445 | 949.5896 | -0.013201 | 949.5896 | -0.049612 | 1042.7923 | 0.032837 | 949.2739 | -0.09832 | 949.2739 | -0.03125 | 949.5896 | -0.0067433 | 1043.085 | 0.00026087 | 949.2739 | -0.13353 | 1048.4875 | 0.00099051 | 1042.7923 | 0.079898 | 949.2739 | 7.0163 | 1087.9454 | 0.1975 |  |  | 1286.2358 | 0.0041229 | 1042.1791 | 0.012591 | 1195.0522 | 0 | 1194.2122 | 0 | 1194.2052 | 0.0032841 | 949.274 | 0.022524 | 949.5896 | -0.011047 | 949.2739 | -0.031508 | 949.2739 | 0.031003 | 949.5896 | #REF! | 949.2739 | -0.028762 | 944.8024 | 0.0080938
| 433.3382 | 0 | 433.3382 | -0.0112 | 433.3382 | 0.034613 | 433.3382 | 0 | 433.3382 | 0 | 433.3382 | 0 |  |  | 949.5158 | 0.033422 | 433.3382 | 0 | 705.8181 | 0 | 949.5158 | 0.30012 | 949.5158 | 0.028542 | 939.4053 | 0 | 949.5158 | 0.097441 | 949.5158 | 0 |  |  | 943.9465 | 0.037105 | 949.5158 | 0.1797 | 949.832 | 0.13687 | 949.832 | 0.079571 | 949.832 | 0.016021 | 705.8181 | 0.0090966 | 949.832 | 0.053218 | 949.832 | 0.018625 |  |  | 949.5158 | 0.013872 | 944.08 | 0.0043138 | 949.832 | 0.023019 | 949.5158 | 0.036578 | 706.6891 | 0.0003228 | 949.832 | 0.13915 | 949.832 | 0.011774 | 949.5158 | 0.14208 | 949.832 | 0.011148 | 949.832 | 0.010644 | 949.832 | 0.057622 | 1042.9608 | 0.04074 | 949.5158 | 0.015042 | 949.5158 | 0.063708 | 949.832 | 0.0075625 | 1043.2552 | 0 | 949.5158 | 0.088027 | 1048.6593 | 0.0047354 | 1042.9608 | 0.075526 | 949.5158 | 7.038 | 1088.0632 | 0.19549 |  |  | 1286.3169 | 0.0040871 | 1042.1924 | 0.012608 | 1195.1222 | 0 | 1194.2821 | 0 | 1194.2751 | 0.0032864 | 949.516 | 0.0044231 | 949.832 | 0.019561 | 949.5158 | 0.031897 | 949.5158 | 0.013268 | 949.832 | #REF! | 949.5158 | 0.15489 | 945.0436 | 0.0091153
| 433.4185 | 0 | 433.4185 | 0.0065845 | 433.4185 | 0.034613 | 433.4185 | 0 | 433.4185 | 0 | 433.4185 | 0 |  |  | 949.7577 | -0.13257 | 433.4185 | 0 | 705.9444 | 0.036969 | 949.7577 | -0.71091 | 949.7577 | -0.13993 | 939.6456 | 0 | 949.7577 | -0.3209 | 949.7577 | 0 |  |  | 944.1869 | -0.063727 | 949.7577 | -0.35017 | 950.0744 | 0 | 950.0744 | 0 | 950.0744 | -0.070549 | 705.9444 | 0 | 950.0744 | 0 | 950.0744 | 0 |  |  | 949.7577 | -0.074661 | 944.32 | -0.018771 | 950.0744 | 0 | 949.7577 | -0.048703 | 706.81 | 0.00032204 | 950.0744 | 0 | 950.0744 | 0 | 949.7577 | -0.17484 | 950.0744 | -0.074463 | 950.0744 | -0.051372 | 950.0744 | -0.065134 | 1043.1294 | 0.027338 | 949.7577 | -0.18203 | 949.7577 | -0.042865 | 950.0744 | -0.0021206 | 1043.4254 | 0.00026087 | 949.7577 | -0.11692 | 1048.8311 | 0.00032249 | 1043.1294 | 0.076838 | 949.7577 | 7.1105 | 1088.181 | 0.19451 |  |  | 1286.398 | 0.0040563 | 1042.2057 | 0.012623 | 1195.1923 | 0 | 1194.3519 | 0 | 1194.345 | 0.0032853 | 949.758 | 0.027284 | 950.0744 | -0.040846 | 949.7577 | -0.052772 | 949.7577 | 0.031888 | 950.0744 | #REF! | 949.7577 | -0.093317 | 945.2849 | 0.0073978
| 433.4989 | 0 | 433.4989 | 0.047689 | 433.4989 | 0.034613 | 433.4989 | 0 | 433.4989 | 0 | 433.4989 | 0 |  |  | 949.9996 | -0.064814 | 433.4989 | 0 | 706.0708 | 0 | 949.9996 | -0.077074 | 949.9996 | 0.0048489 | 939.8858 | 0 | 949.9996 | 0.071022 | 949.9996 | 0 |  |  | 944.4274 | 0.03085 | 949.9996 | -0.13688 | 950.3168 | 0.16347 | 950.3168 | 0.079146 | 950.3168 | 0.020308 | 706.0708 | 0.0076135 | 950.3169 | 0.0066034 | 950.3168 | 0.00075083 |  |  | 949.9996 | 0.0074896 | 944.57 | 0.0095605 | 950.3168 | 0.017811 | 949.9996 | -0.036122 | 706.9309 | 0.00030794 | 950.3168 | 0.11914 | 950.3168 | 0.0039755 | 949.9996 | 0.087238 | 950.3168 | -0.011624 | 950.3168 | -0.0028511 | 950.3168 | 0.03096 | 1043.298 | 0.053127 | 949.9996 | 0.094444 | 949.9996 | 0.023236 | 950.3168 | 0.011846 | 1043.5956 | 0 | 949.9996 | 0.064984 | 1049.0029 | 0.0040191 | 1043.298 | 0.075198 | 949.9996 | 7.1159 | 1088.2988 | 0.19391 |  |  | 1286.479 | 0.0040205 | 1042.219 | 0.012639 | 1195.2622 | 0 | 1194.4219 | 0 | 1194.4148 | 0.0032807 | 950 | 0.012933 | 950.3169 | 0.003004 | 949.9996 | 0.048882 | 949.9996 | 0.017691 | 950.3168 | #REF! | 949.9996 | 0.060933 | 945.5262 | 0.0084035
| 433.5792 | 0 | 433.5792 | -0.035948 | 433.5792 | 0.034613 | 433.5792 | 0 | 433.5792 | 0 | 433.5792 | 0 |  |  | 950.2415 | -0.063645 | 433.5792 | 0 | 706.1972 | 0.042127 | 950.2415 | -0.77771 | 950.2415 | -0.089846 | 940.126 | 0 | 950.2415 | -0.29306 | 950.2415 | 0 |  |  | 944.6679 | -0.089958 | 950.2415 | -0.28215 | 950.5593 | 0 | 950.5593 | 0 | 950.5593 | -0.048383 | 706.1972 | 0.024553 | 950.5593 | 0 | 950.5593 | 0 |  |  | 950.2415 | -0.049702 | 944.81 | -0.0093273 | 950.5593 | 0 | 950.2415 | -0.032773 | 707.0518 | 0.00031594 | 950.5593 | 0 | 950.5593 | 0 | 950.2415 | -0.070306 | 950.5593 | -0.036762 | 950.5593 | -0.021898 | 950.5593 | -0.05534 | 1043.4666 | 0.038123 | 950.2415 | -0.12012 | 950.2415 | 0.047406 | 950.5593 | 0.0037193 | 1043.7658 | 0 | 950.2415 | 0.019899 | 1049.1747 | 0.00051994 | 1043.4666 | 0.077822 | 950.2415 | 7.1576 | 1088.4167 | 0.19237 |  |  | 1286.5601 | 0.0039897 | 1042.2323 | 0.012654 | 1195.3321 | 0 | 1194.4917 | 0 | 1194.4847 | 0.0032739 | 950.242 | 0.015096 | 950.5593 | -0.017726 | 950.2415 | -0.028136 | 950.2415 | 0.020389 | 950.5593 | #REF! | 950.2415 | -0.048363 | 945.7674 | 0.0074094
| 433.6596 | 0 | 433.6595 | -0.052869 | 433.6596 | 0.034613 | 433.6596 | 0 | 433.6596 | 0 | 433.6596 | 0 |  |  | 950.4834 | 0.0099448 | 433.6596 | 0 | 706.3236 | 0 | 950.4834 | 0.30105 | 950.4834 | 0.0073268 | 940.3663 | 0 | 950.4834 | 0.14286 | 950.4834 | 0 |  |  | 944.9084 | 0.062856 | 950.4834 | 0.044117 | 950.8017 | 0.14041 | 950.8017 | 0.11428 | 950.8017 | 0.024707 | 706.3236 | 0.021837 | 950.8017 | 0.015995 | 950.8017 | 0.01764 |  |  | 950.4834 | 0.026103 | 945.05 | 0.013408 | 950.8017 | 0.041326 | 950.4834 | 0.0087767 | 707.1728 | 0.00036282 | 950.8017 | 0.24752 | 950.8017 | 0.0080581 | 950.4834 | 0.06184 | 950.8017 | 0.01493 | 950.8017 | 0.0053913 | 950.8017 | 0.030632 | 1043.6351 | 0.029473 | 950.4834 | 0.042361 | 950.4834 | 0.04004 | 950.8017 | 0.0040651 | 1043.936 | 0 | 950.4834 | 0.19251 | 1049.3465 | 0.0074367 | 1043.6351 | 0.075963 | 950.4834 | 7.2011 | 1088.5347 | 0.19094 |  |  | 1286.6411 | 0.003959 | 1042.2456 | 0.012668 | 1195.4022 | 0 | 1194.5617 | 0 | 1194.5547 | 0.0032637 | 950.483 | 0.027068 | 950.8017 | 0.01123 | 950.4834 | 0.061589 | 950.4834 | 0.028349 | 950.8017 | #REF! | 950.4834 | 0.096513 | 946.0087 | 0.0091413
| 433.7399 | 0 | 433.7399 | 0.0095697 | 433.7399 | 0.034613 | 433.7399 | 0 | 433.7399 | 0 | 433.7399 | 0 |  |  | 950.7254 | -0.0027966 | 433.7399 | 0 | 706.4501 | 0.024288 | 950.7254 | -0.62268 | 950.7254 | -0.11466 | 940.6066 | 0 | 950.7254 | -0.29672 | 950.7254 | 0 |  |  | 945.1489 | -0.073028 | 950.7254 | -0.27544 | 951.0442 | 0 | 951.0442 | 0 | 951.0442 | -0.033509 | 706.4501 | 0.019852 | 951.0442 | 0 | 951.0442 | 0 |  |  | 950.7254 | -0.027504 | 945.29 | -0.00058295 | 951.0442 | 0 | 950.7254 | 0.0011697 | 707.2937 | 0.00035939 | 951.0442 | 0 | 951.0442 | 0 | 950.7254 | -0.050797 | 951.0442 | -0.034989 | 951.0442 | -0.018547 | 951.0442 | -0.040287 | 1043.8037 | 0.027498 | 950.7254 | -0.020334 | 950.7254 | -0.023249 | 951.0442 | -0.00054315 | 1044.1062 | 0.00026087 | 950.7254 | -0.0057095 | 1049.5183 | 0.0018691 | 1043.8037 | 0.079352 | 950.7254 | 7.2499 | 1088.6526 | 0.1902 |  |  | 1286.7223 | 0.0039232 | 1042.2589 | 0.012682 | 1195.4722 | 0 | 1194.6316 | 0 | 1194.6245 | 0.0032489 | 950.725 | 0.030505 | 951.0442 | -0.0040369 | 950.7254 | -0.015689 | 950.7254 | 0.038079 | 951.0442 | #REF! | 950.7254 | -0.065834 | 946.25 | 0.0073477
| 433.8202 | 0 | 433.8203 | 0.067514 | 433.8202 | 0.034613 | 433.8202 | 0 | 433.8202 | 0 | 433.8202 | 0 |  |  | 950.9673 | -0.021588 | 433.8202 | 0 | 706.5765 | 0 | 950.9673 | -0.10346 | 950.9673 | 0.045285 | 940.8468 | 0 | 950.9673 | 0.19488 | 950.9673 | 0 |  |  | 945.3894 | 0.02723 | 950.9673 | 0.07472 | 951.2866 | 0.13227 | 951.2866 | 0.098946 | 951.2866 | 0.027456 | 706.5765 | 0.012956 | 951.2866 | 0.045198 | 951.2866 | 0.02364 |  |  | 950.9673 | 0.036721 | 945.53 | -0.0068788 | 951.2866 | 0.054508 | 950.9673 | 0.00066573 | 707.4146 | 0.00030946 | 951.2866 | 0.1502 | 951.2866 | 0.01036 | 950.9673 | 0.092023 | 951.2866 | 0.037088 | 951.2866 | 0.020699 | 951.2866 | 0.057415 | 1043.9723 | 0.039031 | 950.9673 | 0.063832 | 950.9673 | -0.000277 | 951.2866 | 0.0034747 | 1044.2764 | 0 | 950.9673 | 0.21115 | 1049.6901 | 0.0079835 | 1043.9723 | 0.078149 | 950.9673 | 7.2589 | 1088.7705 | 0.18934 |  |  | 1286.8033 | 0.0038924 | 1042.2722 | 0.012696 | 1195.5422 | 0 | 1194.7014 | 0 | 1194.6945 | 0.0032307 | 950.967 | 0.0073559 | 951.2866 | -0.0074133 | 950.9673 | 0.040714 | 950.9673 | 0.01862 | 951.2866 | #REF! | 950.9673 | 0.17151 | 946.4913 | 0.0095416
| 433.9006 | 0 | 433.9006 | -0.027949 | 433.9006 | 0.034613 | 433.9006 | 0 | 433.9006 | 0 | 433.9006 | 0 |  |  | 951.2093 | -0.064497 | 433.9006 | 0 | 706.7029 | 0.018635 | 951.2093 | -1.2054 | 951.2093 | -0.14439 | 941.0871 | 0 | 951.2093 | -0.26009 | 951.2093 | 0 |  |  | 945.6299 | -0.094504 | 951.2093 | -0.44338 | 951.5291 | 0 | 951.5291 | 0 | 951.5291 | -0.054133 | 706.7029 | 0.020165 | 951.5291 | 0 | 951.529 | 0 |  |  | 951.2093 | -0.047573 | 945.77 | -0.0019821 | 951.5291 | 0 | 951.2093 | -0.031099 | 707.5355 | 0.00031327 | 951.5291 | 0 | 951.529 | 0 | 951.2093 | -0.098281 | 951.5291 | -0.043569 | 951.5291 | -0.025675 | 951.5291 | -0.074236 | 1044.1409 | 0.027498 | 951.2093 | -0.078456 | 951.2093 | -0.092593 | 951.5291 | -0.0028368 | 1044.4466 | 0.00026087 | 951.2093 | -0.13722 | 1049.8619 | 0.0027138 | 1044.1409 | 0.080991 | 951.2093 | 7.288 | 1088.8887 | 0.1882 |  |  | 1286.8844 | 0.0038617 | 1042.2855 | 0.012709 | 1195.6122 | 0 | 1194.7714 | 0 | 1194.7644 | 0.0032046 | 951.209 | 0.0076443 | 951.5291 | -0.020075 | 951.2093 | -0.01073 | 951.2093 | 0.020389 | 951.5291 | #REF! | 951.2093 | -0.05092 | 946.7326 | 0.0073853
| 433.9809 | 0 | 433.9809 | -0.018755 | 433.9809 | 0.034613 | 433.9809 | 0 | 433.9809 | 0 | 433.9809 | 0 |  |  | 951.4512 | -0.030052 | 433.9809 | 0 | 706.8294 | 0 | 951.4512 | -0.30057 | 951.4512 | 0.034142 | 941.3274 | 0 | 951.4512 | 0.17876 | 951.4512 | 0 |  |  | 945.8704 | 0.063015 | 951.4512 | -0.019397 | 951.7715 | 0.21605 | 951.7715 | 0.06972 | 951.7715 | 0.0083661 | 706.8294 | 0.0088 | 951.7715 | 0.03153 | 951.7716 | 0.014954 |  |  | 951.4512 | 0.019329 | 946.01 | -0.015973 | 951.7715 | 0.058671 | 951.4512 | 0.013241 | 707.6564 | 0.00034757 | 951.7715 | 0.10938 | 951.7716 | 0.006641 | 951.4512 | 0.13435 | 951.7715 | 0.015911 | 951.7715 | 0.0044324 | 951.7715 | 0.063861 | 1044.3094 | 0.044691 | 951.4512 | 0.063077 | 951.4512 | 0.041923 | 951.7715 | 0.0066765 | 1044.6168 | 0 | 951.4512 | 0.19831 | 1050.0337 | 0.0057962 | 1044.3094 | 0.077166 | 951.4512 | 7.2988 | 1089.0065 | 0.18696 |  |  | 1286.9656 | 0.003831 | 1042.2988 | 0.012721 | 1195.6823 | 0 | 1194.8413 | 0 | 1194.8344 | 0.0031728 | 951.451 | 0.0013061 | 951.7715 | 0.011414 | 951.4512 | 0.037602 | 951.4512 | 0.0061918 | 951.7715 | #REF! | 951.4512 | 0.07606 | 946.9739 | 0.0091427
| 434.0613 | 0 | 434.0613 | 0.048481 | 434.0613 | 0.034613 | 434.0613 | 0 | 434.0613 | 0 | 434.0613 | 0 |  |  | 951.6932 | -0.040914 | 434.0613 | 0 | 706.9558 | 0.032885 | 951.6932 | -0.69412 | 951.6932 | -0.072693 | 941.5676 | 0 | 951.6932 | -0.23371 | 951.6932 | 0 |  |  | 946.1109 | -0.022223 | 951.6932 | -0.23933 | 952.014 | 0 | 952.014 | 0 | 952.014 | -0.04009 | 706.9558 | 0.019225 | 952.014 | 0 | 952.014 | 0 |  |  | 951.6932 | -0.046274 | 946.26 | -0.0012825 | 952.014 | 0 | 951.6932 | -0.028461 | 707.7773 | 0.00038073 | 952.014 | 0 | 952.014 | 0 | 951.6932 | -0.070674 | 952.014 | -0.029678 | 952.014 | -0.016373 | 952.014 | -0.009517 | 1044.478 | 0.037643 | 951.6932 | -0.043742 | 951.6932 | -0.037495 | 952.014 | 0.00070551 | 1044.787 | 0 | 951.6932 | -0.11328 | 1050.2055 | 0.00037405 | 1044.478 | 0.079898 | 951.6932 | 7.3332 | 1089.1245 | 0.18548 |  |  | 1287.0466 | 0.0038002 | 1042.3121 | 0.012733 | 1195.7523 | 0 | 1194.9113 | 0 | 1194.9043 | 0.0031341 | 951.693 | 0.0090146 | 952.014 | -0.010019 | 951.6932 | 0.0037626 | 951.6932 | 0.017691 | 952.014 | #REF! | 951.6932 | -0.049215 | 947.2152 | 0.0067406
| 434.1416 | 0 | 434.1416 | 0.05533 | 434.1416 | 0.034613 | 434.1416 | 0 | 434.1416 | 0 | 434.1416 | 0 |  |  | 951.9351 | 0.021547 | 434.1416 | 0 | 707.0823 | 0 | 951.9351 | 0.25227 | 951.9351 | 0.044483 | 941.8079 | 0 | 951.9351 | 0.21906 | 951.9351 | 0 |  |  | 946.3515 | 0.040582 | 951.9351 | 0.24352 | 952.2565 | 0.13224 | 952.2565 | 0.11601 | 952.2565 | 0.014127 | 707.0823 | 0.0025708 | 952.2565 | 0.041303 | 952.2565 | 0.016566 |  |  | 951.9351 | 0.029078 | 946.5 | -0.011776 | 952.2565 | 0.055254 | 951.9351 | 0.016945 | 707.8983 | 0.00032547 | 952.2565 | 0.12231 | 952.2565 | 0.0070931 | 951.9351 | 0.10491 | 952.2565 | 0.01033 | 952.2565 | -0.0065473 | 952.2565 | 0.072814 | 1044.6466 | 0.034813 | 951.9351 | 0.078198 | 951.9351 | 0.029458 | 952.2565 | 0.0065154 | 1044.9572 | 0 | 951.9351 | 0.20342 | 1050.3773 | 0.007546 | 1044.6466 | 0.07651 | 951.9351 | 7.3821 | 1089.2426 | 0.18384 |  |  | 1287.1278 | 0.0037695 | 1042.3254 | 0.012744 | 1195.8224 | 0 | 1194.9812 | 0 | 1194.9742 | 0.0030898 | 951.935 | 0.014111 | 952.2565 | 0.020955 | 951.9351 | 0.046808 | 951.9351 | 0.019504 | 952.2565 | #REF! | 951.9351 | 0.081813 | 947.4566 | 0.008956
| 434.222 | 0 | 434.222 | -0.030344 | 434.222 | 0.034613 | 434.222 | 0 | 434.222 | 0 | 434.222 | 0 |  |  | 952.1771 | -0.11386 | 434.222 | 0 | 707.2088 | 0.020871 | 952.1771 | -0.7945 | 952.1771 | -0.10543 | 942.0482 | 0 | 952.1771 | -0.31357 | 952.1771 | 0 |  |  | 946.592 | -0.076068 | 952.1771 | -0.53156 | 952.499 | 0 | 952.499 | 0 | 952.499 | -0.075703 | 707.2088 | 0.0094403 | 952.499 | 0 | 952.499 | 0 |  |  | 952.1771 | -7.6685e-05 | 946.74 | -0.028914 | 952.499 | 0 | 952.1771 | -0.048855 | 708.0192 | 0.00031785 | 952.499 | 0 | 952.499 | 0 | 952.1771 | -0.17558 | 952.499 | -0.037978 | 952.499 | -0.040078 | 952.499 | -0.085983 | 1044.8151 | 0.035667 | 952.1771 | -0.198 | 952.1771 | 0.018163 | 952.499 | 9.4333e-05 | 1045.1274 | 0 | 952.1771 | -0.044353 | 1050.5491 | 0.0024264 | 1044.8151 | 0.079024 | 952.1771 | 7.4201 | 1089.3607 | 0.18234 |  |  | 1287.209 | 0.0037388 | 1042.3387 | 0.012755 | 1195.8925 | 0 | 1195.0512 | 0 | 1195.0442 | 0.0030421 | 952.177 | 0.019447 | 952.499 | -0.036443 | 952.1771 | -0.063923 | 952.1771 | 0.029234 | 952.499 | #REF! | 952.1771 | -0.078191 | 947.6979 | 0.0077293
| 434.3023 | 0 | 434.3023 | -0.057151 | 434.3023 | 0.034613 | 434.3023 | 0 | 434.3023 | 0 | 434.3023 | 0 |  |  | 952.4191 | -0.013883 | 434.3023 | 0 | 707.3353 | 0 | 952.4191 | 0.024038 | 952.4191 | -0.03816 | 942.2886 | 0 | 952.4191 | 0.13407 | 952.4191 | 0 |  |  | 946.8326 | 0.041423 | 952.4191 | 0.12596 | 952.7415 | 0.13038 | 952.7415 | 0.046392 | 952.7415 | 0.014492 | 707.3353 | 0.028942 | 952.7415 | 0.029333 | 952.7415 | 0.014238 |  |  | 952.4191 | -0.0077798 | 946.98 | 0.011659 | 952.7415 | 0.058498 | 952.4191 | 0.032317 | 708.1401 | 0.0003007 | 952.7415 | 0.10749 | 952.7415 | 0.0065585 | 952.4191 | 0.037177 | 952.7415 | 0.0058687 | 952.7415 | 0.0089125 | 952.7415 | 0.065567 | 1044.9837 | 0.032197 | 952.4191 | 0.041438 | 952.4191 | 0.11052 | 952.7415 | 0.0015806 | 1045.2976 | 0 | 952.4191 | 0.16613 | 1050.7209 | 0.0056869 | 1044.9837 | 0.076182 | 952.4191 | 7.4527 | 1089.4788 | 0.18105 |  |  | 1287.2902 | 0.0037081 | 1042.3521 | 0.012765 | 1195.9625 | 0 | 1195.1211 | 0 | 1195.1141 | 0.0029932 | 952.419 | 0.007452 | 952.7415 | 0.01112 | 952.4191 | 0.043436 | 952.4191 | 0.015037 | 952.7415 | #REF! | 952.4191 | 0.049002 | 947.9392 | 0.0087574
| 434.3827 | 0 | 434.3827 | 0.0041384 | 434.3827 | 0.034613 | 434.3827 | 0 | 434.3827 | 0 | 434.3827 | 0 |  |  | 952.661 | -0.089369 | 434.3827 | 0 | 707.4618 | 0.031595 | 952.661 | -0.98686 | 952.661 | -0.095986 | 942.5289 | 0 | 952.661 | -0.29525 | 952.661 | 0 |  |  | 947.0731 | -0.072152 | 952.661 | -0.38628 | 952.984 | 0 | 952.984 | 0 | 952.984 | -0.048095 | 707.4618 | 0.0067713 | 952.984 | 0 | 952.984 | 0 |  |  | 952.661 | -0.042103 | 947.22 | -0.0023318 | 952.984 | 0 | 952.661 | -0.041753 | 708.261 | 0.00033081 | 952.984 | 0 | 952.984 | 0 | 952.661 | -0.15828 | 952.984 | -0.043704 | 952.984 | -0.029524 | 952.984 | -0.079348 | 1045.1523 | 0.031182 | 952.661 | -0.14055 | 952.661 | -0.03057 | 952.9839 | 0.0022377 | 1045.4678 | 0 | 952.661 | -0.080064 | 1050.8928 | 0.0025218 | 1045.1523 | 0.079024 | 952.661 | 7.5071 | 1089.5969 | 0.17965 |  |  | 1287.3712 | 0.0036824 | 1042.3654 | 0.012775 | 1196.0326 | 0 | 1195.1912 | 0 | 1195.1841 | 0.0029489 | 952.661 | 0.0099761 | 952.984 | -0.020368 | 952.661 | -0.023728 | 952.661 | 0.021273 | 952.9839 | #REF! | 952.661 | -0.049002 | 948.1806 | 0.0081367
| 434.4631 | 0 | 434.463 | 0.028947 | 434.4631 | 0.034613 | 434.4631 | 0 | 434.4631 | 0 | 434.4631 | 0 |  |  | 952.903 | -0.042141 | 434.4631 | 0 | 707.5883 | 0 | 952.903 | 0.5067 | 952.903 | 0.026401 | 942.7692 | 0 | 952.903 | 0.20587 | 952.903 | 0 |  |  | 947.3137 | 0.080727 | 952.903 | 0.34177 | 953.2265 | 0.16757 | 953.2265 | 0.11954 | 953.2265 | 0.00014584 | 707.5883 | 0.0019775 | 953.2265 | 0.019639 | 953.2265 | 0.019521 |  |  | 952.903 | 0.015084 | 947.46 | 0.013408 | 953.2265 | 0.019516 | 952.903 | 0.014307 | 708.3819 | 0.00033919 | 953.2265 | 0.14626 | 953.2265 | 0.0072382 | 952.903 | 0.10491 | 953.2265 | 0.0081928 | 953.2265 | 0.0021305 | 953.2265 | 0.049703 | 1045.3209 | 0.048802 | 952.903 | 0.021126 | 952.903 | -0.0026927 | 953.2265 | 0.0055562 | 1045.6381 | 0 | 952.903 | 0.1814 | 1051.0646 | 0.0080929 | 1045.3209 | 0.076182 | 952.903 | 7.5324 | 1089.7151 | 0.17813 |  |  | 1287.4524 | 0.0036517 | 1042.3787 | 0.012783 | 1196.1027 | 0 | 1195.2611 | 0 | 1195.2541 | 0.0029125 | 952.903 | 0.0014121 | 953.2265 | -0.0028121 | 952.903 | 0.039676 | 952.903 | 0.015037 | 953.2265 | #REF! | 952.903 | 0.074356 | 948.4219 | 0.0081168
| 434.5434 | 0 | 434.5434 | -0.022889 | 434.5434 | 0.034613 | 434.5434 | 0 | 434.5434 | 0 | 434.5434 | 0 |  |  | 953.145 | 0.022032 | 434.5434 | 0 | 707.7149 | 0.025792 | 953.145 | -0.54709 | 953.145 | -0.085376 | 943.0095 | 0 | 953.145 | -0.23078 | 953.145 | 0 |  |  | 947.5543 | -0.055308 | 953.145 | -0.23429 | 953.469 | 0 | 953.469 | 0 | 953.469 | -0.023786 | 707.7149 | 0.01212 | 953.469 | 0 | 953.469 | 0 |  |  | 953.145 | -0.016874 | 947.71 | -0.0068788 | 953.469 | 0 | 953.145 | -0.020293 | 708.5029 | 0.00035939 | 953.469 | 0 | 953.469 | 0 | 953.145 | -0.022602 | 953.469 | -0.0063677 | 953.469 | -0.010205 | 953.469 | -0.01956 | 1045.4894 | 0.037536 | 953.145 | -0.050057 | 953.145 | -0.0072778 | 953.469 | 0.00049389 | 1045.8083 | 0 | 953.145 | -0.02059 | 1051.2364 | 0.0029628 | 1045.4894 | 0.078149 | 953.145 | 7.5759 | 1089.8333 | 0.17686 |  |  | 1287.5337 | 0.003621 | 1042.392 | 0.012792 | 1196.1727 | 0 | 1195.3311 | 0 | 1195.3241 | 0.0028875 | 953.145 | 0.016322 | 953.469 | 0.023708 | 953.145 | -0.014133 | 953.145 | 0.027465 | 953.469 | #REF! | 953.145 | 0.0073506 | 948.6633 | 0.0079999
| 434.6238 | 0 | 434.6238 | -0.022503 | 434.6238 | 0.034613 | 434.6238 | 0 | 434.6238 | 0 | 434.6238 | 0 |  |  | 953.387 | 0.0036959 | 434.6238 | 0 | 707.8414 | 0 | 953.387 | -0.068206 | 953.387 | 0.039878 | 943.2498 | 0 | 953.387 | 0.13114 | 953.387 | 0 |  |  | 947.7949 | 0.11043 | 953.387 | 0.17467 | 953.7115 | 0.11445 | 953.7115 | 0.12401 | 953.7115 | 0.015042 | 707.8414 | 0.0082067 | 953.7115 | 0.0078131 | 953.7115 | 0.013342 |  |  | 953.387 | 0.040591 | 947.95 | 0.0081613 | 953.7115 | 0.041449 | 953.387 | 0.01593 | 708.6238 | 0.00037082 | 953.7115 | 0.16211 | 953.7115 | 0.0077485 | 953.387 | 0.12331 | 953.7115 | 0.004203 | 953.7115 | 0.013885 | 953.7115 | 0.036846 | 1045.658 | 0.04074 | 953.387 | 0.02684 | 953.387 | 0.04686 | 953.7115 | 0.0059256 | 1045.9785 | 0 | 953.387 | 0.2974 | 1051.4082 | 0.0028728 | 1045.658 | 0.076073 | 953.387 | 7.5849 | 1089.9514 | 0.17572 |  |  | 1287.6149 | 0.0035954 | 1042.4053 | 0.012799 | 1196.2428 | 0 | 1195.4011 | 0 | 1195.3942 | 0.0028762 | 953.387 | -0.0035818 | 953.7115 | 0.022754 | 953.387 | 0.066386 | 953.387 | 0.0070763 | 953.7115 | #REF! | 953.387 | 0.095022 | 948.9047 | 0.0088447
| 434.7041 | 0 | 434.7041 | 0.031891 | 434.7041 | 0.034613 | 434.7041 | 0 | 434.7041 | 0 | 434.7041 | 0 |  |  | 953.629 | -0.078607 | 434.7041 | 0 | 707.9679 | 0.023858 | 953.629 | -0.70609 | 953.629 | -0.089823 | 943.4902 | 0 | 953.629 | -0.33482 | 953.629 | 0 |  |  | 948.0355 | -0.061014 | 953.629 | -0.36865 | 953.954 | 0 | 953.954 | 0 | 953.954 | -0.057427 | 707.9679 | 0.0085507 | 953.954 | 0 | 953.954 | 0 |  |  | 953.629 | -0.067664 | 948.19 | 0.0015157 | 953.954 | 0 | 953.629 | -0.013292 | 708.7447 | 0.00036892 | 953.954 | 0 | 953.954 | 0 | 953.629 | -0.19803 | 953.954 | -0.054956 | 953.954 | -0.017246 | 953.954 | -0.052585 | 1045.8266 | 0.026216 | 953.629 | -0.10145 | 953.629 | -0.065604 | 953.954 | 0.0051938 | 1046.1487 | 0 | 953.629 | -0.16014 | 1051.58 | 0.00091811 | 1045.8266 | 0.079789 | 953.629 | 7.6175 | 1090.0697 | 0.17434 |  |  | 1287.696 | 0.0035647 | 1042.4186 | 0.012806 | 1196.313 | 0 | 1195.4711 | 0 | 1195.4641 | 0.0028785 | 953.629 | 0.0040145 | 953.954 | -0.017359 | 953.629 | -0.031378 | 953.629 | 0.016806 | 953.954 | #REF! | 953.629 | -0.095022 | 949.146 | 0.0063858
| 434.7845 | 0 | 434.7845 | 0.0086557 | 434.7845 | 0.034613 | 434.7845 | 0 | 434.7845 | 0 | 434.7845 | 0 |  |  | 953.871 | -0.041541 | 434.7845 | 0 | 708.0945 | 0 | 953.871 | -0.13094 | 953.871 | 0.0056033 | 943.7305 | 0 | 953.871 | 0.099639 | 953.871 | 0 |  |  | 948.2761 | 0.088747 | 953.871 | 0.075535 | 954.1966 | 0.014606 | 954.1966 | 0.096025 | 954.1966 | -0.016824 | 708.0945 | 0.0064269 | 954.1966 | 0.0072063 | 954.1966 | 0.0091335 |  |  | 953.871 | 0.0061893 | 948.43 | 0.013408 | 954.1966 | 0.0217 | 953.871 | -0.0029525 | 708.8657 | 0.00035863 | 954.1966 | 0.095897 | 954.1966 | 0.0047554 | 953.871 | 0.05411 | 954.1966 | 0.014515 | 954.1966 | -0.0033092 | 954.1966 | 0.040424 | 1045.9951 | 0.053714 | 953.871 | 0.083615 | 953.871 | -0.035222 | 954.1966 | 0.0046179 | 1046.3189 | 0 | 953.871 | 0.090182 | 1051.7518 | 0.0054681 | 1045.9951 | 0.077822 | 953.871 | 7.6428 | 1090.1879 | 0.17283 |  |  | 1287.7772 | 0.0035339 | 1042.4319 | 0.012812 | 1196.3831 | 0 | 1195.5411 | 0 | 1195.5342 | 0.0028921 | 953.871 | -0.00090417 | 954.1966 | 0.0090281 | 953.871 | 0.017115 | 953.871 | 0.013268 | 954.1966 | #REF! | 953.871 | 0.12016 | 949.3874 | 0.0088488
| 434.8649 | 0 | 434.8649 | -0.041985 | 434.8649 | 0.034613 | 434.8649 | 0 | 434.8649 | 0 | 434.8649 | 0 |  |  | 954.113 | -0.11601 | 434.8649 | 0 | 708.2211 | 0.038688 | 954.113 | -0.51301 | 954.113 | -0.11524 | 943.9709 | 0 | 954.113 | -0.30038 | 954.113 | 0 |  |  | 948.5167 | -0.094512 | 954.113 | -0.35773 | 954.4391 | 0 | 954.4391 | 0 | 954.4391 | -0.05241 | 708.2211 | 0.016299 | 954.4391 | 0 | 954.4391 | 0 |  |  | 954.113 | -0.060637 | 948.67 | 0.0053631 | 954.4391 | 0 | 954.113 | -0.030592 | 708.9866 | 0.00035405 | 954.4391 | 0 | 954.4391 | 0 | 954.113 | -0.18662 | 954.4391 | -0.055217 | 954.4391 | -0.028442 | 954.4391 | -0.052492 | 1046.1637 | 0.036735 | 954.113 | -0.085446 | 954.113 | -0.085542 | 954.4391 | -0.0011269 | 1046.4892 | 0 | 954.113 | -0.1087 | 1051.9237 | 0.00017112 | 1046.1637 | 0.080773 | 954.113 | 7.6754 | 1090.3062 | 0.17154 |  |  | 1287.8585 | 0.0035083 | 1042.4452 | 0.012818 | 1196.4531 | 0 | 1195.6112 | 0 | 1195.6041 | 0.0029137 | 954.113 | 0.00022577 | 954.4391 | -0.032626 | 954.113 | -0.033842 | 954.113 | 0.017735 | 954.4391 | #REF! | 954.113 | -0.030254 | 949.6288 | 0.0058597
| 434.9452 | 0 | 434.9452 | -0.02597 | 434.9452 | 0.034613 | 434.9452 | 0 | 434.9452 | 0 | 434.9452 | 0 |  |  | 954.355 | 0.0075617 | 434.9452 | 0 | 708.3477 | 0 | 954.355 | 0.0042855 | 954.355 | -0.0015228 | 944.2112 | 0 | 954.355 | 0.13407 | 954.355 | 0 |  |  | 948.7573 | 0.00054621 | 954.355 | 0.20574 | 954.6817 | 0.15222 | 954.6817 | 0.086645 | 954.6817 | 0.01381 | 708.3477 | 0.011807 | 954.6817 | 0.019693 | 954.6816 | 0.018715 |  |  | 954.355 | 0.01219 | 948.91 | 0.0018654 | 954.6817 | 0.02681 | 954.355 | 0.013951 | 709.1075 | 0.00031213 | 954.6817 | 0.10641 | 954.6816 | 0.010183 | 954.355 | 0.024635 | 954.6817 | 0.0042518 | 954.6817 | 0.014102 | 954.6817 | 0.053987 | 1046.3323 | 0.047307 | 954.355 | -0.0069124 | 954.355 | 0.058716 | 954.6816 | 0.0021573 | 1046.6594 | 0 | 954.355 | 0.1997 | 1052.0955 | 0.0083116 | 1046.3323 | 0.077822 | 954.355 | 7.7189 | 1090.4244 | 0.17076 |  |  | 1287.9397 | 0.0034776 | 1042.4585 | 0.012823 | 1196.5233 | 0 | 1195.6811 | 0 | 1195.6742 | 0.0029375 | 954.355 | 0.012092 | 954.6817 | 0.017212 | 954.355 | 0.019449 | 954.355 | 0.015037 | 954.6816 | #REF! | 954.355 | 0.090335 | 949.8702 | 0.0081572
| 435.0256 | 0 | 435.0256 | 0.033284 | 435.0256 | 0.034613 | 435.0256 | 0 | 435.0256 | 0 | 435.0256 | 0 |  |  | 954.597 | -0.05923 | 435.0256 | 0 | 708.4743 | 0.010436 | 954.597 | -0.40726 | 954.597 | -0.13903 | 944.4516 | 0 | 954.597 | -0.26009 | 954.597 | 0 |  |  | 948.998 | -0.058788 | 954.597 | -0.24269 | 954.9242 | 0 | 954.9242 | 0 | 954.9242 | -0.038593 | 708.4743 | 0.015672 | 954.9242 | 0 | 954.9242 | 0 |  |  | 954.597 | -0.080827 | 949.16 | 0.019004 | 954.9242 | 0 | 954.597 | -0.024453 | 709.2284 | 0.00031404 | 954.9242 | 0 | 954.9242 | 0 | 954.597 | -0.097913 | 954.9242 | -0.036766 | 954.9242 | -0.023187 | 954.9242 | -0.062536 | 1046.5008 | 0.03775 | 954.597 | -0.033001 | 954.597 | -0.057072 | 954.9242 | -0.003634 | 1046.8296 | 0 | 954.597 | -0.043627 | 1052.2673 | 0.0017156 | 1046.5008 | 0.07957 | 954.597 | 7.7714 | 1090.5427 | 0.16985 |  |  | 1288.021 | 0.003452 | 1042.4718 | 0.012828 | 1196.5935 | 0 | 1195.7512 | 0 | 1195.7443 | 0.0029603 | 954.597 | 0.015625 | 954.9242 | -0.0051379 | 954.597 | -0.0079891 | 954.597 | 0.02658 | 954.9242 | #REF! | 954.597 | -0.065834 | 950.1116 | 0.0063766
| 435.106 | 0 | 435.106 | 0.04776 | 435.106 | 0.034613 | 435.106 | 0 | 435.106 | 0 | 435.106 | 0 |  |  | 954.8391 | -0.024272 | 435.106 | 0 | 708.6009 | 0 | 954.8391 | -0.013335 | 954.8391 | -0.033002 | 944.692 | 0 | 954.8391 | 0.19195 | 954.8391 | 0 |  |  | 949.2386 | 0.049888 | 954.8391 | 0.17467 | 955.1668 | 0.14606 | 955.1668 | 0.049205 | 955.1668 | 0.0032455 | 708.6009 | 0.021837 | 955.1668 | 0.0066089 | 955.1667 | 0.019252 |  |  | 954.8391 | -0.011299 | 949.4 | 0.0018654 | 955.1668 | 0.026938 | 954.8391 | 0.0016587 | 709.3494 | 0.0003167 | 955.1668 | 0.10648 | 955.1667 | 0.0090064 | 954.8391 | 0.10896 | 955.1668 | -0.0054004 | 955.1668 | -0.002051 | 955.1668 | 0.037621 | 1046.6694 | 0.049443 | 954.8391 | 0.072645 | 954.8391 | -0.0081492 | 955.1667 | 0.0011465 | 1046.9998 | 0 | 954.8391 | 0.17622 | 1052.4391 | 0.0062337 | 1046.6694 | 0.076729 | 954.8391 | 7.7913 | 1090.6611 | 0.16834 |  |  | 1288.1022 | 0.0034264 | 1042.4851 | 0.012832 | 1196.6636 | 0 | 1195.8213 | 0 | 1195.8143 | 0.0029762 | 954.839 | 0.0033174 | 955.1668 | 0.007817 | 954.8391 | 0.011362 | 954.8391 | 0.015922 | 955.1667 | #REF! | 954.8391 | 0.078404 | 950.353 | 0.0081425
| 435.1863 | 0 | 435.1863 | -0.040824 | 435.1863 | 0.034613 | 435.1863 | 0 | 435.1863 | 0 | 435.1863 | 0 |  |  | 955.0811 | -0.086589 | 435.1863 | 0 | 708.7275 | 0.020498 | 955.0811 | -1.0558 | 955.0811 | -0.16676 | 944.9324 | 0 | 955.0811 | -0.27547 | 955.0811 | 0 |  |  | 949.4793 | -0.074554 | 955.0811 | -0.39804 | 955.4093 | 0 | 955.4093 | 0 | 955.4093 | -0.050764 | 708.7275 | 0.029569 | 955.4093 | 0 | 955.4094 | 0 |  |  | 955.0811 | -0.074879 | 949.64 | 0.0022152 | 955.4093 | 0 | 955.0811 | -0.04779 | 709.4703 | 0.00034605 | 955.4093 | 0 | 955.4094 | 0 | 955.0811 | -0.14319 | 955.4093 | -0.045485 | 955.4093 | -0.031248 | 955.4093 | -0.053109 | 1046.838 | 0.03209 | 955.0811 | -0.10129 | 955.0811 | -0.1195 | 955.4094 | -0.0023734 | 1047.1701 | 0 | 955.0811 | -0.054426 | 1052.6109 | 0.0020139 | 1046.838 | 0.079789 | 955.0811 | 7.8438 | 1090.7795 | 0.16699 |  |  | 1288.1835 | 0.0033956 | 1042.4984 | 0.012835 | 1196.7338 | 0 | 1195.8914 | 0 | 1195.8844 | 0.0029875 | 955.081 | 0.0069232 | 955.4093 | -0.023818 | 955.0811 | -0.0028228 | 955.0811 | 0.017691 | 955.4094 | #REF! | 955.0811 | -0.052411 | 950.5944 | 0.0074462
| 435.2667 | 0 | 435.2667 | -0.056648 | 435.2667 | 0.034613 | 435.2667 | 0 | 435.2667 | 0 | 435.2667 | 0 |  |  | 955.3231 | -0.045168 | 435.2667 | 0 | 708.8541 | 0 | 955.3231 | 0.28102 | 955.3231 | -0.0075553 | 945.1728 | 0 | 955.3231 | 0.16851 | 955.3231 | 0 |  |  | 949.7199 | 0.038564 | 955.3231 | 0.1436 | 955.6519 | 0.029339 | 955.6519 | 0.026379 | 955.6519 | -0.011758 | 708.8541 | 0.0052405 | 955.6519 | 0.032162 | 955.6519 | 0 |  |  | 955.3231 | -0.013776 | 949.88 | 0.0060627 | 955.6519 | 0.01519 | 955.3231 | 0.0097406 | 709.5912 | 0.00034529 | 955.6519 | 0.078247 | 955.6519 | 0.010783 | 955.3231 | 0.15754 | 955.6519 | 0.0041387 | 955.6519 | -0.00094809 | 955.6519 | 0.030836 | 1047.0066 | 0.036895 | 955.3231 | 0.047892 | 955.3231 | 0.061056 | 955.6519 | 0.007168 | 1047.3403 | 0 | 955.3231 | 0.14149 | 1052.7828 | 0.0063977 | 1047.0066 | 0.078696 | 955.3231 | 7.8765 | 1090.8981 | 0.16597 |  |  | 1288.2648 | 0.00337 | 1042.5118 | 0.012837 | 1196.804 | 0 | 1195.9614 | 0 | 1195.9545 | 0.0029921 | 955.323 | 0.012356 | 955.6519 | -0.0088446 | 955.3231 | 0.015819 | 955.3231 | 0.020389 | 955.6519 | #REF! | 955.3231 | 0.079682 | 950.8358 | 0.0093143
| 435.3471 | 0 | 435.3471 | 0.019625 | 435.3471 | 0.034613 | 435.3471 | 0 | 435.3471 | 0 | 435.3471 | 0 |  |  | 955.5652 | -0.014836 | 435.3471 | 0 | 708.9808 | 0.017144 | 955.5652 | -0.46978 | 955.5652 | -0.12174 | 945.4131 | 0 | 955.5652 | -0.22419 | 955.5652 | 0 |  |  | 949.9606 | -0.064684 | 955.5652 | -0.31826 | 955.8945 | 0 | 955.8945 | 0 | 955.8945 | -0.034858 | 708.9808 | 0.018389 | 955.8945 | 0 | 955.8945 | 0 |  |  | 955.5652 | -0.016054 | 950.12 | -0.0037309 | 955.8945 | 0 | 955.5652 | -0.00045693 | 709.7122 | 0.00035024 | 955.8945 | 0 | 955.8945 | 0 | 955.5652 | -0.14503 | 955.8945 | -0.043918 | 955.8945 | -0.01316 | 955.8945 | -0.05503 | 1047.1751 | 0.03193 | 955.5652 | -0.10551 | 955.5652 | -0.015252 | 955.8945 | -0.0023952 | 1047.5105 | 0.00026087 | 955.5652 | -0.040136 | 1052.9546 | 0.0015302 | 1047.1751 | 0.081538 | 955.5652 | 7.9181 | 1091.0164 | 0.16479 |  |  | 1288.3461 | 0.0033444 | 1042.5251 | 0.01284 | 1196.8742 | 0 | 1196.0315 | 0 | 1196.0245 | 0.0029944 | 955.565 | 0.015433 | 955.8945 | -0.018423 | 955.5652 | -0.0058195 | 955.5652 | 0.023927 | 955.8945 | #REF! | 955.5652 | -0.0060875 | 951.0772 | 0.0074915
| 435.4275 | 0 | 435.4275 | 0.022423 | 435.4275 | 0.034613 | 435.4275 | 0 | 435.4275 | 0 | 435.4275 | 0 |  |  | 955.8072 | 0.060533 | 435.4275 | 0 | 709.1074 | 0.0041092 | 955.8072 | 0.046557 | 955.8072 | 0.11116 | 945.6536 | 0 | 955.8072 | 0.16704 | 955.8072 | 0 |  |  | 950.2013 | 0.036889 | 955.8072 | 0.11756 | 956.1371 | 0.095535 | 956.1371 | 0.029216 | 956.1371 | 0.018389 | 709.1074 | 0.0079102 | 956.1371 | 0.052177 | 956.1371 | 0.0137 |  |  | 955.8072 | 0.014476 | 950.36 | -0.0047802 | 956.1371 | 0.045743 | 955.8072 | 0.02354 | 709.8331 | 0.00035024 | 956.1371 | 0.17567 | 956.1371 | 0.0087388 | 955.8072 | 0.082453 | 956.1371 | 0.025992 | 956.1371 | 0.013125 | 956.1371 | 0.0227 | 1047.3437 | 0.044477 | 955.8072 | 0.041254 | 955.8072 | 0.02468 | 956.1371 | -0.0001692 | 1047.6808 | 0 | 955.8072 | 0.13065 | 1053.1264 | 0.0051017 | 1047.3437 | 0.077822 | 955.8072 | 7.9452 | 1091.1348 | 0.16322 |  |  | 1288.4274 | 0.0033188 | 1042.5385 | 0.012841 | 1196.9442 | 0 | 1196.1016 | 0 | 1196.0946 | 0.0029944 | 955.807 | 0.0083415 | 956.1371 | 0.024112 | 955.8072 | 0.082075 | 955.8072 | 0.012384 | 956.1371 | #REF! | 955.8072 | 0.0914 | 951.3186 | 0.0076722
| 435.5078 | 0 | 435.5078 | -0.054572 | 435.5078 | 0.034613 | 435.5078 | 0 | 435.5078 | 0 | 435.5078 | 0 |  |  | 956.0493 | -0.051416 | 435.5078 | 0 | 709.2341 | 0.024932 | 956.0493 | -0.30686 | 956.0493 | -0.11179 | 945.894 | 0 | 956.0493 | -0.33408 | 956.0493 | 0 |  |  | 950.4419 | -0.039509 | 956.0493 | -0.25696 | 956.3797 | 0 | 956.3797 | 0 | 956.3797 | -0.027382 | 709.2341 | 0.026643 | 956.3797 | 0 | 956.3797 | 0 |  |  | 956.0493 | -0.043315 | 950.61 | -0.0089774 | 956.3797 | 0 | 956.0493 | -0.031403 | 709.9541 | 0.00035291 | 956.3797 | 0 | 956.3797 | 0 | 956.0493 | -0.14613 | 956.3797 | -0.031795 | 956.3797 | -0.015141 | 956.3797 | -0.054704 | 1047.5123 | 0.040953 | 956.0493 | -0.060564 | 956.0493 | 0.0026012 | 956.3797 | -0.0012725 | 1047.851 | 0 | 956.0493 | -0.082427 | 1053.2982 | 0.00070641 | 1047.5123 | 0.078805 | 956.0493 | 7.9869 | 1091.2533 | 0.16215 |  |  | 1288.5087 | 0.0032932 | 1042.5518 | 0.012842 | 1197.0144 | 0 | 1196.1716 | 0 | 1196.1647 | 0.0029932 | 956.049 | 0.011947 | 956.3797 | -0.010606 | 956.0493 | -0.0041096 | 956.0493 | 0.022158 | 956.3797 | #REF! | 956.0493 | -0.036645 | 951.5601 | 0.0074142
| 435.5882 | 0 | 435.5882 | -0.0041618 | 435.5882 | 0.034613 | 435.5882 | 0 | 435.5882 | 0 | 435.5882 | 0 |  |  | 956.2913 | 0.00071324 | 435.5882 | 0 | 709.3608 | 0 | 956.2913 | 0.1101 | 956.2913 | 0.033486 | 946.1344 | 0 | 956.2913 | 0.23811 | 956.2913 | 0 |  |  | 950.6826 | 0.082043 | 956.2913 | -0.067893 | 956.6223 | 0.11177 | 956.6223 | 0.076853 | 956.6223 | 0.019395 | 709.3608 | 0.00049437 | 956.6223 | 0.036262 | 956.6223 | 0.015849 |  |  | 956.2913 | 0.029268 | 950.85 | -0.0016322 | 956.6223 | 0.020793 | 956.2913 | 0.0030249 | 710.075 | 0.00031594 | 956.6223 | 0.16778 | 956.6223 | 0.0090845 | 956.2913 | 0.17448 | 956.6223 | 0.026457 | 956.6223 | 0.010235 | 956.6223 | 0.068416 | 1047.6808 | 0.041594 | 956.2913 | 0.057667 | 956.2913 | -0.0053146 | 956.6223 | 0.0040263 | 1048.0212 | 0 | 956.2913 | 0.1659 | 1053.4701 | 0.0024812 | 1047.6808 | 0.076182 | 956.2913 | 8.014 | 1091.3718 | 0.16158 |  |  | 1288.59 | 0.0032676 | 1042.5651 | 0.012843 | 1197.0847 | 0 | 1196.2417 | 0 | 1196.2347 | 0.0029921 | 956.291 | 0.0016496 | 956.6223 | 0.012258 | 956.2913 | 0.029044 | 956.2913 | 0.013268 | 956.6223 | #REF! | 956.2913 | 0.087139 | 951.8015 | 0.0091398
| 435.6686 | 0 | 435.6686 | -0.0043402 | 435.6686 | 0.034613 | 435.6686 | 0 | 435.6686 | 0 | 435.6686 | 0 |  |  | 956.5334 | -0.018321 | 435.6686 | 0 | 709.4874 | 0.012299 | 956.5334 | -0.43428 | 956.5334 | -0.09622 | 946.3748 | 0 | 956.5334 | -0.25203 | 956.5334 | 0 |  |  | 950.9233 | -0.042458 | 956.5334 | -0.29643 | 956.8649 | 0 | 956.8649 | 0 | 956.8649 | -0.049663 | 709.4874 | 0.031136 | 956.8649 | 0 | 956.8649 | 0 |  |  | 956.5334 | -0.035717 | 951.09 | -0.011776 | 956.8649 | 0 | 956.5334 | -0.012429 | 710.1959 | 0.00036129 | 956.8649 | 0 | 956.8649 | 0 | 956.5334 | -0.1119 | 956.8649 | -0.033897 | 956.8649 | -0.025872 | 956.8649 | -0.058919 | 1047.8494 | 0.037002 | 956.5334 | -0.093708 | 956.5334 | -0.017267 | 956.8649 | 0.0048173 | 1048.1915 | 0 | 956.5334 | -0.16378 | 1053.6419 | 0.00077661 | 1047.8494 | 0.078477 | 956.5334 | 8.0593 | 1091.4904 | 0.16047 |  |  | 1288.6713 | 0.003242 | 1042.5784 | 0.012843 | 1197.1549 | 0 | 1196.3119 | 0 | 1196.3048 | 0.0029887 | 956.533 | 0.017452 | 956.8649 | -0.010826 | 956.5334 | -0.029952 | 956.5334 | 0.024811 | 956.8649 | #REF! | 956.5334 | 0.00806 | 952.043 | 0.0069295
| 435.749 | 0 | 435.749 | 0.030373 | 435.749 | 0.034613 | 435.749 | 0 | 435.749 | 0 | 435.749 | 0 |  |  | 956.7755 | 0.12489 | 435.749 | 0 | 709.6141 | 0 | 956.7755 | 0.077891 | 956.7755 | 0.11334 | 946.6153 | 0 | 956.7755 | 0.20441 | 956.7755 | 0 |  |  | 951.164 | 0.031696 | 956.7755 | 0.22925 | 957.1075 | 0.1936 | 957.1075 | 0.12889 | 957.1075 | 0.035793 | 709.6141 | 0 | 957.1075 | 0.040593 | 957.1075 | 0.044504 |  |  | 956.7755 | 0.014707 | 951.33 | -0.012825 | 957.1075 | 0.07608 | 956.7755 | 0.039013 | 710.3169 | 0.00035405 | 957.1075 | 0.12893 | 957.1075 | 0.014952 | 956.7755 | 0.21239 | 957.1075 | 0.043387 | 957.1075 | 0.038164 | 957.1075 | 0.077303 | 1048.018 | 0.050991 | 956.7755 | 0.08337 | 956.7755 | 0.025835 | 957.1075 | 0.0015945 | 1048.3617 | 0 | 956.7755 | 0.18964 | 1053.8137 | 0.0066711 | 1048.018 | 0.075745 | 956.7755 | 8.0828 | 1091.6089 | 0.15893 |  |  | 1288.7527 | 0.0032164 | 1042.5917 | 0.012842 | 1197.2251 | 0 | 1196.382 | 0 | 1196.375 | 0.0029841 | 956.775 | 0.013318 | 957.1075 | 0.053288 | 956.7755 | 0.073388 | 956.7755 | 0.015922 | 957.1075 | #REF! | 956.7755 | 0.15212 | 952.2844 | 0.0087032
| 435.8293 | 0 | 435.8293 | -0.013601 | 435.8293 | 0.034613 | 435.8293 | 0 | 435.8293 | 0 | 435.8293 | 0 |  |  | 957.0175 | -0.038737 | 435.8293 | 0 | 709.7409 | 0.0089449 | 957.0175 | -0.38472 | 957.0175 | -0.13847 | 946.8557 | 0 | 957.0175 | -0.22565 | 957.0175 | 0 |  |  | 951.4048 | -0.077454 | 957.0175 | -0.46774 | 957.3501 | 0 | 957.3501 | 0 | 957.3501 | -0.030052 | 709.7409 | 0.0020264 | 957.3501 | 0 | 957.3501 | 0 |  |  | 957.0175 | -0.06665 | 951.57 | 0.0039641 | 957.3501 | 0 | 957.0175 | -0.015626 | 710.4378 | 0.00036282 | 957.3501 | 0 | 957.3501 | 0 | 957.0175 | -0.11632 | 957.3501 | -0.025809 | 957.3501 | -0.010491 | 957.3501 | -0.04594 | 1048.1865 | 0.038283 | 957.0175 | -0.071342 | 957.0175 | -0.014388 | 957.3501 | 0.00029017 | 1048.532 | 0 | 957.0175 | -0.17661 | 1053.9856 | 0.0030242 | 1048.1865 | 0.077166 | 957.0175 | 8.1227 | 1091.7275 | 0.15758 |  |  | 1288.834 | 0.0031908 | 1042.605 | 0.012841 | 1197.2953 | 0 | 1196.4522 | 0 | 1196.4451 | 0.002975 | 957.018 | 0.021491 | 957.3501 | -0.013689 | 957.0175 | -0.020746 | 957.0175 | 0.025696 | 957.3501 | #REF! | 957.0175 | -0.021263 | 952.5259 | 0.0069434
| 435.9097 | 0 | 435.9097 | -0.024315 | 435.9097 | 0.034613 | 435.9097 | 0 | 435.9097 | 0 | 435.9097 | 0 |  |  | 957.2596 | -0.044837 | 435.9097 | 0 | 709.8676 | 0 | 957.2596 | 0.16453 | 957.2596 | 0.044104 | 947.0961 | 0 | 957.2596 | 0.12308 | 957.2596 | 0 |  |  | 951.6455 | 0.051975 | 957.2596 | 0.26284 | 957.5927 | 0.054776 | 957.5927 | 0.10618 | 957.5927 | 0.0053553 | 709.8676 | 0.010553 | 957.5927 | 0.023137 | 957.5927 | 0.010208 |  |  | 957.2596 | -0.015868 | 951.81 | -0.00058295 | 957.5927 | 0.0017176 | 957.2596 | -0.020851 | 710.5588 | 0.00031404 | 957.5927 | 0.12819 | 957.5927 | 0.013269 | 957.2596 | 0.070674 | 957.5927 | -0.0041233 | 957.5927 | -0.0042997 | 957.5927 | 0.03134 | 1048.3551 | 0.045331 | 957.2596 | 0.088697 | 957.2596 | 0.020792 | 957.5927 | 0.0061772 | 1048.7022 | 0 | 957.2596 | 0.042013 | 1054.1574 | 0.0083116 | 1048.3551 | 0.075308 | 957.2596 | 8.1552 | 1091.8461 | 0.15663 |  |  | 1288.9154 | 0.0031652 | 1042.6183 | 0.01284 | 1197.3655 | 0 | 1196.5222 | 0 | 1196.5153 | 0.0029648 | 957.26 | 0.0070674 | 957.5927 | -0.013542 | 957.2596 | 0.015948 | 957.2596 | 0.016806 | 957.5927 | #REF! | 957.2596 | 0.052198 | 952.7674 | 0.0085349
| 435.9901 | 0 | 435.9901 | 0.032099 | 435.9901 | 0.034613 | 435.9901 | 0 | 435.9901 | 0 | 435.9901 | 0 |  |  | 957.5017 | -0.087078 | 435.9901 | 0 | 709.9943 | 0.027512 | 957.5017 | -0.85639 | 957.5017 | -0.12889 | 947.3366 | 0 | 957.5017 | -0.25349 | 957.5017 | 0 |  |  | 951.8862 | -0.052453 | 957.5017 | -0.22253 | 957.8354 | 0 | 957.8354 | 0 | 957.8354 | -0.061571 | 709.9943 | 0.0073644 | 957.8354 | 0 | 957.8354 | 0 |  |  | 957.5017 | -0.018105 | 952.06 | -0.026815 | 957.8354 | 0 | 957.5017 | -0.036426 | 710.6797 | 0.00031785 | 957.8354 | 0 | 957.8354 | 0 | 957.5017 | -0.19325 | 957.8354 | -0.047038 | 957.8354 | -0.02924 | 957.8354 | -0.041428 | 1048.5237 | 0.036895 | 957.5017 | -0.038103 | 957.5017 | -0.012911 | 957.8354 | -0.0064534 | 1048.8725 | 0 | 957.5017 | 0.0098695 | 1054.3292 | 0.0047946 | 1048.5237 | 0.078915 | 957.5017 | 8.1843 | 1091.9647 | 0.15524 |  |  | 1288.9967 | 0.0031396 | 1042.6316 | 0.012838 | 1197.4358 | 0 | 1196.5924 | 0 | 1196.5853 | 0.0029546 | 957.502 | 0.0075242 | 957.8354 | -0.023818 | 957.5017 | -0.050568 | 957.5017 | 0.019504 | 957.8354 | #REF! | 957.5017 | -0.042824 | 953.0088 | 0.0062965
| 436.0705 | 0 | 436.0705 | 0.033271 | 436.0705 | 0.034613 | 436.0705 | 0 | 436.0705 | 0 | 436.0705 | 0 |  |  | 957.7438 | -0.052731 | 436.0705 | 0 | 710.121 | 0 | 957.7438 | 0.22472 | 957.7438 | 0.0083273 | 947.5771 | 0 | 957.7438 | 0.14213 | 957.7438 | 0 |  |  | 952.127 | 0.036239 | 957.7438 | -0.0087385 | 958.078 | 0.18463 | 958.078 | 0.084903 | 958.078 | 0.0045384 | 710.121 | 0.027165 | 958.078 | 0.0036163 | 958.078 | 0.00055724 |  |  | 957.7438 | 0.0084359 | 952.3 | 0.0046636 | 958.078 | 0.049703 | 957.7438 | 0.010603 | 710.8007 | 0.00033195 | 958.078 | 0.10297 | 958.078 | 0.0087812 | 957.7438 | 0.080244 | 958.078 | -0.0035342 | 958.078 | -0.0053809 | 958.078 | 0.028245 | 1048.6922 | 0.039725 | 957.7438 | 0.027409 | 957.7438 | 0.019934 | 958.078 | 0.005691 | 1049.0427 | 0.00017392 | 957.7438 | 0.13032 | 1054.5011 | 0.0076007 | 1048.6922 | 0.077275 | 957.7438 | 8.1951 | 1092.0834 | 0.15398 |  |  | 1289.0781 | 0.0031139 | 1042.6449 | 0.012835 | 1197.506 | 0 | 1196.6625 | 0 | 1196.6555 | 0.0029455 | 957.744 | 6.1082e-06 | 958.078 | -0.0014557 | 957.7438 | 0.056014 | 957.7438 | 0.0088454 | 958.078 | #REF! | 957.7438 | 0.11441 | 953.2503 | 0.00827
| 436.1509 | 0 | 436.1509 | -0.043053 | 436.1509 | 0.034613 | 436.1509 | 0 | 436.1509 | 0 | 436.1509 | 0 |  |  | 957.9859 | -0.092675 | 436.1509 | 0 | 710.2478 | 0.018262 | 957.9859 | -0.46285 | 957.9859 | -0.15548 | 947.8176 | 0 | 957.9859 | -0.2762 | 957.9859 | 0 |  |  | 952.3677 | -0.055188 | 957.9859 | -0.21581 | 958.3207 | 0 | 958.3207 | 0 | 958.3207 | -0.032451 | 710.2478 | 0.007068 | 958.3207 | 0 | 958.3207 | 0 |  |  | 957.9859 | -0.045008 | 952.54 | -0.0044305 | 958.3207 | 0 | 957.9859 | -0.027852 | 710.9216 | 0.00033538 | 958.3207 | 0 | 958.3207 | 0 | 957.9859 | -0.1984 | 958.3207 | -0.049411 | 958.3207 | -0.017992 | 958.3207 | -0.039804 | 1048.8608 | 0.036255 | 957.9859 | -0.070839 | 957.9859 | -0.071569 | 958.3207 | -5.6676e-05 | 1049.2129 | 0 | 957.9859 | -0.078175 | 1054.6729 | 6.4718e-05 | 1048.8608 | 0.07957 | 957.9859 | 8.2313 | 1092.2021 | 0.15351 |  |  | 1289.1596 | 0.0030883 | 1042.6582 | 0.012833 | 1197.5763 | 0 | 1196.7327 | 0 | 1196.7257 | 0.0029387 | 957.986 | 0.011851 | 958.3207 | -0.032479 | 957.9859 | -0.033193 | 957.9859 | 0.021273 | 958.3207 | #REF! | 957.9859 | -0.08863 | 953.4918 | 0.0056365
| 436.2313 | 0 | 436.2313 | -0.012813 | 436.2313 | 0.034613 | 436.2313 | 0 | 436.2313 | 0 | 436.2313 | 0 |  |  | 958.228 | 0.011393 | 436.2313 | 0 | 710.3745 | 0 | 958.228 | -0.17954 | 958.228 | 0.044041 | 948.058 | 0 | 958.228 | 0.10623 | 958.228 | 0 |  |  | 952.6085 | 0.074225 | 958.228 | 0.080626 | 958.5633 | 0.13819 | 958.5633 | 0.049661 | 958.5633 | 0.023959 | 710.3745 | 0.028106 | 958.5633 | 0.02466 | 958.5633 | 0.013611 |  |  | 958.228 | 0.060089 | 952.78 | 0.030897 | 958.5633 | 0.049155 | 958.228 | 0.0026336 | 711.0426 | 0.00031785 | 958.5633 | 0.12159 | 958.5633 | 0.0073598 | 958.228 | 0.01444 | 958.5633 | -0.0015425 | 958.5633 | 0.0030807 | 958.5633 | 0.039077 | 1049.0294 | 0.037536 | 958.228 | 0.063953 | 958.228 | 0.076977 | 958.5633 | 0.0059273 | 1049.3832 | 0 | 958.228 | 0.15083 | 1054.8447 | 0.0079835 | 1049.0294 | 0.076291 | 958.228 | 8.2385 | 1092.3208 | 0.15273 |  |  | 1289.241 | 0.0030679 | 1042.6715 | 0.01283 | 1197.6465 | 0 | 1196.8029 | 0 | 1196.7959 | 0.0029364 | 958.228 | 0.012092 | 958.5633 | 0.013028 | 958.228 | 0.040714 | 958.228 | 0.016806 | 958.5633 | #REF! | 958.228 | 0.094809 | 953.7333 | 0.007667
| 436.3117 | 0 | 436.3116 | 0.023386 | 436.3117 | 0.034613 | 436.3117 | 0 | 436.3117 | 0 | 436.3117 | 0 |  |  | 958.4701 | 0.0051399 | 436.3117 | 0 | 710.5013 | 0.03396 | 958.4701 | -0.98632 | 958.4701 | -0.11283 | 948.2985 | 0 | 958.4701 | -0.26961 | 958.4701 | 0 |  |  | 952.8492 | -0.075947 | 958.4701 | -0.34345 | 958.806 | 0 | 958.806 | 0 | 958.806 | -0.0202 | 710.5013 | 0.011493 | 958.806 | 0 | 958.806 | 0 |  |  | 958.4701 | -0.028209 | 953.02 | 0.0067623 | 958.806 | 0 | 958.4701 | -0.028309 | 711.1635 | 0.0002866 | 958.806 | 0 | 958.806 | 0 | 958.4701 | -0.1108 | 958.806 | -0.014947 | 958.806 | -0.0096915 | 958.806 | -0.054354 | 1049.1979 | 0.041113 | 958.4701 | -0.036301 | 958.4701 | -0.055304 | 958.806 | -0.0051041 | 1049.5534 | 0 | 958.4701 | -0.051302 | 1055.0166 | 0.0054668 | 1049.1979 | 0.078805 | 958.4701 | 8.2403 | 1092.4396 | 0.15112 |  |  | 1289.3223 | 0.0030422 | 1042.6848 | 0.012826 | 1197.7168 | 0 | 1196.873 | 0 | 1196.866 | 0.0029375 | 958.47 | 0.0064905 | 958.806 | 0.0024929 | 958.4701 | -0.029952 | 958.4701 | 0.020389 | 958.806 | #REF! | 958.4701 | -0.00069227 | 953.9748 | 0.0070759
| 436.392 | 0 | 436.3921 | 0.020636 | 436.392 | 0.034613 | 436.392 | 0 | 436.392 | 0 | 436.392 | 0 |  |  | 958.7122 | 0.052929 | 436.392 | 0 | 710.6281 | 0 | 958.7122 | 0.2772 | 958.7122 | 0.080563 | 948.539 | 0 | 958.7122 | 0.16997 | 958.7122 | 0 |  |  | 953.09 | 0.052477 | 958.7122 | 0.21245 | 959.0486 | 0.12128 | 959.0486 | 0.094866 | 959.0486 | 0.028893 | 710.6281 | 0.0076135 | 959.0486 | 0.025873 | 959.0486 | 0.029639 |  |  | 958.7122 | 0.073789 | 953.26 | 0.0046636 | 959.0486 | 0.040544 | 958.7122 | 0.041195 | 711.2844 | 0.00027173 | 959.0486 | 0.11214 | 959.0486 | 0.013317 | 958.7122 | 0.15497 | 959.0486 | 0.027034 | 959.0486 | 0.015749 | 959.0486 | 0.072239 | 1049.3665 | 0.041861 | 958.7122 | 0.045852 | 958.7122 | 0.038607 | 959.0486 | -0.0026554 | 1049.7237 | 0 | 958.7122 | 0.24394 | 1055.1884 | 0.010335 | 1049.3665 | 0.076619 | 958.7122 | 8.2531 | 1092.5584 | 0.14988 |  |  | 1289.4037 | 0.0030218 | 1042.6981 | 0.012822 | 1197.7871 | 0 | 1196.9432 | 0 | 1196.9362 | 0.0029432 | 958.712 | 0.0054568 | 959.0486 | 0.028479 | 958.7122 | 0.0306 | 958.7122 | 0.015922 | 959.0486 | #REF! | 958.7122 | 0.13657 | 954.2163 | 0.007352
| 436.4724 | 0 | 436.4724 | 0.0011666 | 436.4724 | 0.034613 | 436.4724 | 0 | 436.4724 | 0 | 436.4724 | 0 |  |  | 958.9543 | -0.081005 | 436.4724 | 0 | 710.7549 | 0.020126 | 958.9543 | -0.39498 | 958.9543 | -0.11503 | 948.7795 | 0 | 958.9543 | -0.25203 | 958.9543 | 0 |  |  | 953.3308 | -0.034196 | 958.9543 | -0.40224 | 959.2913 | 0 | 959.2913 | 0 | 959.2913 | -0.055075 | 710.7549 | 0.022464 | 959.2913 | 0 | 959.2913 | 0 |  |  | 958.9543 | -0.0029881 | 953.51 | -0.00513 | 959.2913 | 0 | 958.9543 | -0.036071 | 711.4054 | 0.00029117 | 959.2913 | 0 | 959.2913 | 0 | 958.9543 | -0.10748 | 959.2913 | -0.050624 | 959.2913 | -0.028642 | 959.2913 | -0.08389 | 1049.535 | 0.034065 | 958.9543 | -0.10215 | 958.9543 | -0.070016 | 959.2913 | -0.00079664 | 1049.8939 | 0 | 958.9543 | -0.090186 | 1055.3602 | 0.0077648 | 1049.535 | 0.080008 | 958.9543 | 8.2802 | 1092.6771 | 0.14923 |  |  | 1289.4852 | 0.0029962 | 1042.7114 | 0.012818 | 1197.8574 | 0 | 1197.0134 | 0 | 1197.0064 | 0.0029512 | 958.954 | 0.0091828 | 959.2913 | -0.017909 | 958.9543 | -0.0306 | 958.9543 | 0.021273 | 959.2913 | #REF! | 958.9543 | -0.0083132 | 954.4578 | 0.0068478
| 436.5528 | 0 | 436.5528 | -0.039316 | 436.5528 | 0.034613 | 436.5528 | 0 | 436.5528 | 0 | 436.5528 | 0 |  |  | 959.1964 | 0.023185 | 436.5528 | 0 | 710.8817 | 0 | 959.1964 | -0.080031 | 959.1964 | 0.050992 | 949.02 | 0 | 959.1964 | 0.15166 | 959.1964 | 0 |  |  | 953.5716 | 0.002307 | 959.1964 | 0.012464 | 959.534 | 0.24119 | 959.534 | 0.040721 | 959.534 | 0.016405 | 710.8817 | 0.018598 | 959.534 | 0.018287 | 959.534 | 0.022834 |  |  | 959.1964 | 0.049265 | 953.75 | -0.0037309 | 959.534 | 0.042869 | 959.1964 | 0.0027772 | 711.5263 | 0.00032128 | 959.534 | 0.14308 | 959.534 | 0.011699 | 959.1964 | 0.11485 | 959.534 | 0.025925 | 959.534 | 0.0098437 | 959.534 | 0.06037 | 1049.7036 | 0.046079 | 959.1964 | 0.029114 | 959.1964 | 0.0036188 | 959.534 | 0.00041012 | 1050.0642 | 0 | 959.1964 | 0.12924 | 1055.5321 | 0.013342 | 1049.7036 | 0.076291 | 959.1964 | 8.2856 | 1092.796 | 0.14838 |  |  | 1289.5666 | 0.0029705 | 1042.7249 | 0.012814 | 1197.9277 | 0 | 1197.0836 | 0 | 1197.0765 | 0.0029591 | 959.196 | 0.010529 | 959.534 | 0.01912 | 959.1964 | 0.056532 | 959.1964 | 0.017735 | 959.534 | #REF! | 959.1964 | 0.12613 | 954.6993 | 0.0086798
| 436.6332 | 0 | 436.6332 | 0.04274 | 436.6332 | 0.034613 | 436.6332 | 0 | 436.6332 | 0 | 436.6332 | 0 |  |  | 959.4386 | 0.0035843 | 436.6332 | 0 | 711.0085 | 0.019008 | 959.4386 | -0.47882 | 959.4386 | -0.083264 | 949.2605 | 0 | 959.4386 | -0.20441 | 959.4386 | 0 |  |  | 953.8124 | -0.059793 | 959.4386 | -0.25108 | 959.7767 | 0 | 959.7767 | 0 | 959.7767 | -0.014009 | 711.0085 | 0 | 959.7767 | 0 | 959.7767 | 0 |  |  | 959.4386 | -0.010881 | 953.99 | 0.0067623 | 959.7767 | 0 | 959.4386 | -0.0065445 | 711.6473 | 0.00036282 | 959.7767 | 0 | 959.7767 | 0 | 959.4386 | -0.10417 | 959.7767 | -0.023267 | 959.7767 | -0.02088 | 959.7767 | -0.031404 | 1049.8722 | 0.042448 | 959.4386 | -0.094646 | 959.4386 | -0.071898 | 959.7767 | -0.0040424 | 1050.2345 | 0 | 959.4386 | -0.025102 | 1055.7039 | 0.0034529 | 1049.8722 | 0.077494 | 959.4386 | 8.32 | 1092.9148 | 0.14707 |  |  | 1289.6481 | 0.0029501 | 1042.7382 | 0.012809 | 1197.9979 | 0 | 1197.1538 | 0 | 1197.1469 | 0.0029671 | 959.439 | 0.021611 | 959.7767 | 0.012735 | 959.4386 | 0.0016034 | 959.4386 | 0.02658 | 959.7767 | #REF! | 959.4386 | -0.083091 | 954.9409 | 0.0059485
| 436.7136 | 0 | 436.7136 | 0.041979 | 436.7136 | 0.034613 | 436.7136 | 0 | 436.7136 | 0 | 436.7136 | 0 |  |  | 959.6807 | 0.027739 | 436.7136 | 0 | 711.1354 | 0 | 959.6807 | 0.38242 | 959.6807 | 0.022839 | 949.501 | 0 | 959.6807 | 0.20221 | 959.6807 | 0 |  |  | 954.0532 | 0.034382 | 959.6807 | 0.10077 | 960.0194 | 0.1072 | 960.0194 | 0.097942 | 960.0194 | 0.025859 | 711.1354 | 0.0022741 | 960.0194 | 0.062359 | 960.0194 | 0.03152 |  |  | 959.6807 | 0.0082082 | 954.23 | -0.0012825 | 960.0194 | 0.035154 | 959.6807 | 0.0064938 | 711.7682 | 0.00037692 | 960.0194 | 0.12511 | 960.0194 | 0.01283 | 959.6807 | 0.16969 | 960.0194 | 0.018019 | 960.0194 | 0.011672 | 960.0194 | 0.068103 | 1050.0407 | 0.044798 | 959.6807 | 0.058734 | 959.6807 | 0.071859 | 960.0193 | 0.0016197 | 1050.4047 | 0 | 959.6807 | 0.12143 | 1055.8758 | 0.0044787 | 1050.0407 | 0.075526 | 959.6807 | 8.3219 | 1093.0337 | 0.1456 |  |  | 1289.7295 | 0.0029296 | 1042.7515 | 0.012804 | 1198.0682 | 0 | 1197.224 | 0 | 1197.217 | 0.0029728 | 959.681 | 0.017524 | 960.0194 | 0.024699 | 959.6807 | 0.036824 | 959.6807 | 0.023927 | 960.0193 | #REF! | 959.6807 | 0.033876 | 955.1824 | 0.008332
| 436.794 | 0 | 436.794 | -0.044163 | 436.794 | 0.034613 | 436.794 | 0 | 436.794 | 0 | 436.794 | 0 |  |  | 959.9228 | -0.011007 | 436.794 | 0 | 711.2622 | 0.059537 | 959.9228 | -0.4943 | 959.9228 | -0.08717 | 949.7416 | 0 | 959.9228 | -0.26888 | 959.9228 | 0 |  |  | 954.294 | -0.066629 | 959.9228 | -0.36949 | 960.2621 | 0 | 960.2621 | 0 | 960.2621 | -0.026572 | 711.2622 | 0.018389 | 960.2621 | 0 | 960.2621 | 0 |  |  | 959.9228 | 0.0019971 | 954.47 | 0.0018654 | 960.2621 | 0 | 959.9228 | -0.022525 | 711.8892 | 0.00038073 | 960.2621 | 0 | 960.2621 | 0 | 959.9228 | -0.096072 | 960.2621 | -0.021872 | 960.2621 | -0.0066091 | 960.2621 | -0.028495 | 1050.2093 | 0.027338 | 959.9228 | -0.067472 | 959.9228 | -0.029263 | 960.2621 | -0.0046099 | 1050.575 | 0 | 959.9228 | -0.036498 | 1056.0476 | 0.0021752 | 1050.2093 | 0.079133 | 959.9228 | 8.349 | 1093.1526 | 0.14462 |  |  | 1289.811 | 0.002904 | 1042.7648 | 0.012799 | 1198.1387 | 0 | 1197.2942 | 0 | 1197.2872 | 0.002975 | 959.923 | 0.012164 | 960.2621 | 0.0036061 | 959.9228 | -0.002175 | 959.9228 | 0.019504 | 960.2621 | #REF! | 959.9228 | -0.067325 | 955.4239 | 0.0056625
| 436.8744 | 0 | 436.8744 | -0.02585 | 436.8744 | 0.034613 | 436.8744 | 0 | 436.8744 | 0 | 436.8744 | 0 |  |  | 960.165 | -0.026307 | 436.8744 | 0 | 711.3891 | 0 | 960.165 | 0.40112 | 960.165 | 0.019741 | 949.9821 | 0 | 960.165 | 0.11063 | 960.165 | 0 |  |  | 954.5349 | 0.028386 | 960.165 | 0.1142 | 960.5048 | 0.20981 | 960.5048 | 0.084787 | 960.5048 | -0.013488 | 711.3891 | 0.013792 | 960.5048 | 0.016996 | 960.5048 | 0.0056051 |  |  | 960.165 | 0.034501 | 954.71 | 0.021103 | 960.5048 | 0.056054 | 960.165 | 0.0015218 | 712.0102 | 0.00030794 | 960.5048 | 0.2549 | 960.5048 | 0.0011312 | 960.165 | 0.0018786 | 960.5048 | -0.0002664 | 960.5048 | -0.0092258 | 960.5048 | 0.045143 | 1050.3779 | 0.052273 | 960.165 | 0.072209 | 960.165 | -0.061928 | 960.5048 | 0.0092475 | 1050.7452 | 0 | 960.165 | 0.11563 | 1056.2195 | 0.0029957 | 1050.3779 | 0.077056 | 960.165 | 8.3888 | 1093.2715 | 0.1436 |  |  | 1289.8925 | 0.0028835 | 1042.7781 | 0.012794 | 1198.209 | 0 | 1197.3645 | 0 | 1197.3574 | 0.0029728 | 960.165 | 0.023053 | 960.5048 | 0.0040736 | 960.165 | 0.044085 | 960.165 | 0.028349 | 960.5048 | #REF! | 960.165 | 0.071373 | 955.6655 | 0.0083659
| 436.9548 | 0 | 436.9548 | 0.0022232 | 436.9548 | 0.034613 | 436.9548 | 0 | 436.9548 | 0 | 436.9548 | 0 |  |  | 960.4071 | -0.17157 | 436.9548 | 0 | 711.5159 | 0.0070812 | 960.4071 | -0.52031 | 960.4071 | -0.19849 | 950.2226 | 0 | 960.4071 | -0.31577 | 960.4071 | 0 |  |  | 954.7757 | -0.046804 | 960.4071 | -0.51644 | 960.7475 | 0 | 960.7475 | 0 | 960.7475 | -0.061842 | 711.5159 | 0.01421 | 960.7475 | 0 | 960.7475 | 0 |  |  | 960.4071 | -0.051221 | 954.96 | -0.031363 | 960.7475 | 0 | 960.4071 | -0.035766 | 712.1311 | 0.00029269 | 960.7475 | 0 | 960.7475 | 0 | 960.4071 | -0.17521 | 960.7475 | -0.077412 | 960.7475 | -0.043916 | 960.7475 | -0.085756 | 1050.5464 | 0.030435 | 960.4071 | -0.13195 | 960.4071 | 0.028243 | 960.7475 | -9.4256e-05 | 1050.9155 | 0.00026087 | 960.4071 | -0.13663 | 1056.3913 | 0.0049909 | 1050.5464 | 0.078149 | 960.4071 | 8.3997 | 1093.3905 | 0.14217 |  |  | 1289.974 | 0.002863 | 1042.7914 | 0.012788 | 1198.2793 | 0 | 1197.4347 | 0 | 1197.4277 | 0.0029648 | 960.407 | 0.014159 | 960.7475 | -0.04903 | 960.4071 | -0.059644 | 960.4071 | 0.023927 | 960.7475 | #REF! | 960.4071 | -0.12932 | 955.907 | 0.0061797
| 437.0352 | 0 | 437.0352 | 0.027997 | 437.0352 | 0.034613 | 437.0352 | 0 | 437.0352 | 0 | 437.0352 | 0 |  |  | 960.6493 | 0.010227 | 437.0352 | 0 | 711.6428 | 0 | 960.6493 | 0.21737 | 960.6493 | 0.011727 | 950.4632 | 0 | 960.6493 | 0.137 | 960.6493 | 0 |  |  | 955.0165 | 0.055927 | 960.6493 | 0.30315 | 960.9902 | 0.20153 | 960.9902 | 0.14201 | 960.9902 | 0.014969 | 711.6428 | 0.012956 | 960.9902 | 0.017456 | 960.9902 | 0.018804 |  |  | 960.6493 | 0.012356 | 955.2 | 0.0043138 | 960.9902 | 0.013777 | 960.6493 | -0.0077621 | 712.2521 | 0.00025382 | 960.9902 | 0.11397 | 960.9902 | 0.0090073 | 960.6493 | 0.092759 | 960.9902 | 0.020061 | 960.9902 | 0.0018702 | 960.9902 | 0.053009 | 1050.715 | 0.049176 | 960.6493 | 0.056354 | 960.6493 | 0.1385 | 960.9902 | 0.0038543 | 1051.0858 | 0 | 960.6493 | 0.12065 | 1056.5631 | 0.0014095 | 1050.715 | 0.075854 | 960.6493 | 8.4196 | 1093.5095 | 0.14108 |  |  | 1290.0555 | 0.0028374 | 1042.8047 | 0.012782 | 1198.3496 | 0 | 1197.5049 | 0 | 1197.4979 | 0.0029489 | 960.649 | 0.015048 | 960.9902 | 0.0070463 | 960.6493 | 0.031508 | 960.6493 | 0.020389 | 960.9902 | #REF! | 960.6493 | 0.11377 | 956.1486 | 0.007682
| 437.1156 | 0 | 437.1156 | -0.044974 | 437.1156 | 0.034613 | 437.1156 | 0 | 437.1156 | 0 | 437.1156 | 0 |  |  | 960.8914 | -0.093708 | 437.1156 | 0 | 711.7697 | 0.036969 | 960.8914 | -0.8539 | 960.8914 | -0.1146 | 950.7037 | 0 | 960.8914 | -0.26815 | 960.8914 | 0 |  |  | 955.2574 | -0.051815 | 960.8914 | -0.31154 | 961.2329 | 0 | 961.2329 | 0 | 961.2329 | -0.056178 | 711.7697 | 0.020165 | 961.2329 | 0 | 961.2329 | 0 |  |  | 960.8914 | -0.037052 | 955.44 | 0.0074619 | 961.2329 | 0 | 960.8914 | -0.038354 | 712.373 | 0.00027516 | 961.2329 | 0 | 961.2329 | 0 | 960.8914 | -0.10012 | 961.2329 | -0.03087 | 961.2329 | -0.019363 | 961.2329 | -0.084837 | 1050.8835 | 0.04373 | 960.8914 | -0.10687 | 960.8914 | 0.0093925 | 961.2329 | -0.0055944 | 1051.256 | 0 | 960.8914 | -0.11297 | 1056.735 | 0.0015357 | 1050.8835 | 0.079789 | 960.8914 | 8.4486 | 1093.6285 | 0.14051 |  |  | 1290.137 | 0.0028169 | 1042.818 | 0.012777 | 1198.42 | 0 | 1197.5752 | 0 | 1197.5682 | 0.0029262 | 960.891 | 0.017236 | 961.2329 | -0.03347 | 960.8914 | -0.033712 | 960.8914 | 0.023927 | 961.2329 | #REF! | 960.8914 | -0.044741 | 956.3902 | 0.0066704
| 437.196 | 0 | 437.196 | -0.023991 | 437.196 | 0.034613 | 437.196 | 0 | 437.196 | 0 | 437.196 | 0 |  |  | 961.1336 | 0.067245 | 437.196 | 0 | 711.8966 | 0 | 961.1336 | -0.030976 | 961.1336 | 0.10115 | 950.9443 | 0 | 961.1336 | 0.16118 | 961.1336 | 0 |  |  | 955.4983 | 0.034244 | 961.1336 | 0.26116 | 961.4757 | 0.065272 | 961.4757 | 0.11062 | 961.4757 | 0.043741 | 711.8966 | 0.012329 | 961.4757 | 0.019346 | 961.4756 | 0.023103 |  |  | 961.1336 | 0.011926 | 955.68 | -0.018421 | 961.4757 | 0.059998 | 961.1336 | 0.034447 | 712.494 | 0.0002664 | 961.4757 | 0.069692 | 961.4756 | 0.0039606 | 961.1336 | 0.1373 | 961.4757 | 0.030321 | 961.4757 | 0.017479 | 961.4757 | 0.068678 | 1051.0521 | 0.04955 | 961.1336 | 0.056391 | 961.1336 | 0.026786 | 961.4756 | 0.0055762 | 1051.4263 | 0 | 961.1336 | 0.11258 | 1056.9068 | 0.0091865 | 1051.0521 | 0.078259 | 961.1336 | 8.4667 | 1093.7476 | 0.13916 |  |  | 1290.2185 | 0.0027964 | 1042.8313 | 0.012771 | 1198.4904 | 0 | 1197.6455 | 0 | 1197.6384 | 0.0028955 | 961.134 | 0.017765 | 961.4757 | 0.0378 | 961.1336 | 0.045122 | 961.1336 | 0.025696 | 961.4756 | #REF! | 961.1336 | 0.083943 | 956.6317 | 0.0069567
| 437.2764 | 0 | 437.2764 | 0.11017 | 437.2764 | 0.034613 | 437.2764 | 0 | 437.2764 | 0 | 437.2764 | 0 |  |  | 961.3758 | -0.019562 | 437.2764 | 0 | 712.0235 | 0.018262 | 961.3758 | -0.65242 | 961.3758 | -0.07535 | 951.1849 | 0 | 961.3758 | -0.27694 | 961.3758 | 0 |  |  | 955.7391 | -0.072706 | 961.3758 | -0.57942 | 961.7184 | 0 | 961.7184 | 0 | 961.7184 | -0.036035 | 712.0235 | 0.019852 | 961.7184 | 0 | 961.7184 | 0 |  |  | 961.3758 | -0.02557 | 955.92 | -0.024367 | 961.7184 | 0 | 961.3758 | -0.010755 | 712.615 | 0.00030146 | 961.7184 | 0 | 961.7184 | 0 | 961.3758 | -0.062208 | 961.7184 | -0.030235 | 961.7184 | -0.019301 | 961.7184 | -0.014049 | 1051.2207 | 0.031449 | 961.3758 | -0.1651 | 961.3758 | -0.045357 | 961.7184 | -0.001107 | 1051.5966 | 0 | 961.3758 | -0.14645 | 1057.0787 | 0.00080733 | 1051.2207 | 0.082303 | 961.3758 | 8.4975 | 1093.8666 | 0.13757 |  |  | 1290.3001 | 0.0027759 | 1042.8446 | 0.012764 | 1198.5607 | 0 | 1197.7157 | 0 | 1197.7087 | 0.002858 | 961.376 | 0.023438 | 961.7184 | 5.465e-05 | 961.3758 | -0.032026 | 961.3758 | 0.029234 | 961.7184 | #REF! | 961.3758 | -0.04815 | 956.8733 | 0.0060894
| 437.3569 | 0 | 437.3568 | 0.027236 | 437.3569 | 0.034613 | 437.3569 | 0 | 437.3569 | 0 | 437.3568 | 0 |  |  | 961.618 | 0.0077981 | 437.3569 | 0 | 712.1504 | 0 | 961.618 | 0.16894 | 961.618 | 0.065336 | 951.4254 | 0 | 961.618 | 0.14213 | 961.618 | 0 |  |  | 955.98 | 0.042661 | 961.618 | 0.17886 | 961.9612 | 0.21924 | 961.9612 | 0.10709 | 961.9612 | 0.0065185 | 712.1504 | 0.0055371 | 961.9612 | 0.042464 | 961.9612 | 0.012984 |  |  | 961.618 | 0.040273 | 956.16 | -0.027516 | 961.9612 | 0.0062838 | 961.618 | 0.004514 | 712.7359 | 0.00034148 | 961.9612 | 0.093006 | 961.9612 | 0.0086242 | 961.618 | 0.065521 | 961.9612 | 0.010512 | 961.9612 | 0.018065 | 961.9612 | 0.057732 | 1051.3892 | 0.049069 | 961.618 | 0.074463 | 961.618 | 0.080609 | 961.9612 | 0.0048929 | 1051.7668 | 0 | 961.618 | 0.13467 | 1057.2505 | 0.0092412 | 1051.3892 | 0.080991 | 961.618 | 8.5029 | 1093.9856 | 0.13673 |  |  | 1290.3816 | 0.0027554 | 1042.858 | 0.012758 | 1198.6311 | 0 | 1197.786 | 0 | 1197.7791 | 0.0028171 | 961.618 | 0.0073559 | 961.9612 | 0.013542 | 961.618 | 0.052383 | 961.618 | 0.015037 | 961.9612 | #REF! | 961.618 | 0.076273 | 957.1149 | 0.0066834
| 437.4373 | 0 | 437.4373 | -0.050184 | 437.4373 | 0.034613 | 437.4373 | 0 | 437.4373 | 0 | 437.4373 | 0 |  |  | 961.8601 | -0.062039 | 437.4373 | 0 | 712.2773 | 0.026867 | 961.8601 | -0.54649 | 961.8601 | -0.12122 | 951.666 | 0 | 961.8601 | -0.30551 | 961.8601 | 0 |  |  | 956.2209 | -0.080461 | 961.8601 | -0.46354 | 962.2039 | 0 | 962.2039 | 0 | 962.2039 | -0.031973 | 712.2773 | 0.020374 | 962.2039 | 0 | 962.2039 | 0 |  |  | 961.8601 | -0.05564 | 956.41 | -0.020171 | 962.2039 | 0 | 961.8601 | -0.012277 | 712.8569 | 0.00034491 | 962.2039 | 0 | 962.2039 | 0 | 961.8601 | -0.070306 | 962.2039 | -0.030927 | 962.2039 | -0.024637 | 962.2039 | -0.031569 | 1051.5578 | 0.030061 | 961.8601 | -0.045634 | 961.8601 | -0.0074291 | 962.2039 | 0.0026257 | 1051.9371 | 0.00078262 | 961.8601 | -0.012653 | 1057.4224 | 0.0060696 | 1051.5578 | 0.083724 | 961.8601 | 8.5228 | 1094.1047 | 0.1355 |  |  | 1290.4631 | 0.0027349 | 1042.8713 | 0.012752 | 1198.7015 | 0 | 1197.8563 | 0 | 1197.8492 | 0.0027728 | 961.86 | 0.0018695 | 962.2039 | -0.019267 | 961.8601 | -0.017634 | 961.8601 | 0.014153 | 962.2039 | #REF! | 961.8601 | -0.088843 | 957.3565 | 0.0066634
| 437.5177 | 0 | 437.5177 | -0.040773 | 437.5177 | 0.034613 | 437.5177 | 0 | 437.5177 | 0 | 437.5177 | 0 |  |  | 962.1023 | 0.054229 | 437.5177 | 0 | 712.4043 | 0 | 962.1023 | -0.30357 | 962.1023 | 0.058958 | 951.9066 | 0 | 962.1023 | 0.17657 | 962.1023 | 0 |  |  | 956.4618 | 0.047077 | 962.1023 | 0.065759 | 962.4467 | 0.26766 | 962.4467 | 0.045976 | 962.4467 | 0.030006 | 712.4043 | 0.012956 | 962.4467 | 0.064125 | 962.4467 | 0.020058 |  |  | 962.1023 | 0.059658 | 956.65 | 0.002565 | 962.4467 | 0.035999 | 962.1023 | 0.026432 | 712.9778 | 0.00033195 | 962.4467 | 0.11832 | 962.4467 | 0.0071825 | 962.1023 | 0.15386 | 962.4467 | 0.038028 | 962.4467 | 0.01414 | 962.4467 | 0.07769 | 1051.7263 | 0.04955 | 962.1023 | 0.052067 | 962.1023 | 0.023651 | 962.4467 | 0.0035584 | 1052.1074 | 0 | 962.1023 | 0.16765 | 1057.5942 | 0.0086944 | 1051.7263 | 0.078915 | 962.1023 | 8.5699 | 1094.2238 | 0.13428 |  |  | 1290.5448 | 0.0027145 | 1042.8846 | 0.012746 | 1198.7719 | 0 | 1197.9266 | 0 | 1197.9196 | 0.0027307 | 962.102 | 0.0060337 | 962.4467 | 0.030461 | 962.1023 | 0.056014 | 962.1023 | 0.015037 | 962.4467 | #REF! | 962.1023 | 0.098857 | 957.5981 | 0.0080051
| 437.5981 | 0 | 437.5981 | 0.0045456 | 437.5981 | 0.034613 | 437.5981 | 0 | 437.5981 | 0 | 437.5981 | 0 |  |  | 962.3445 | -0.092091 | 437.5981 | 0 | 712.5312 | 0.0085722 | 962.3445 | -0.79246 | 962.3445 | -0.090498 | 952.1472 | 0 | 962.3445 | -0.29965 | 962.3445 | 0 |  |  | 956.7027 | -0.095089 | 962.3445 | -0.21161 | 962.6894 | 0 | 962.6894 | 0 | 962.6894 | -0.042556 | 712.5312 | 0.021314 | 962.6894 | 0 | 962.6894 | 0 |  |  | 962.3445 | -0.034199 | 956.89 | -0.0037309 | 962.6894 | 0 | 962.3445 | -0.025721 | 713.0988 | 0.0003167 | 962.6894 | 0 | 962.6894 | 0 | 962.3445 | -0.19104 | 962.6894 | -0.039704 | 962.6894 | -0.021981 | 962.6894 | -0.075687 | 1051.8949 | 0.033158 | 962.3445 | -0.12358 | 962.3445 | -0.012719 | 962.6895 | -0.0034705 | 1052.2777 | 0 | 962.3445 | -0.067495 | 1057.7661 | 0.00099819 | 1051.8949 | 0.080008 | 962.3445 | 8.5898 | 1094.3429 | 0.1335 |  |  | 1290.6263 | 0.002694 | 1042.8979 | 0.012739 | 1198.8423 | 0 | 1197.9969 | 0 | 1197.9899 | 0.0026932 | 962.345 | 0.01226 | 962.6894 | -0.02246 | 962.3445 | -0.025284 | 962.3445 | 0.019504 | 962.6895 | #REF! | 962.3445 | -0.047085 | 957.8397 | 0.0061016
| 437.6785 | 0 | 437.6785 | 0.015224 | 437.6785 | 0.034613 | 437.6785 | 0 | 437.6785 | 0 | 437.6785 | 0 |  |  | 962.5867 | 0.12728 | 437.6785 | 0 | 712.6582 | 0 | 962.5867 | -0.070465 | 962.5867 | 0.073576 | 952.3878 | 0 | 962.5867 | 0.1392 | 962.5867 | 0 |  |  | 956.9436 | 0.075823 | 962.5867 | 0.11756 | 962.9322 | 0.34522 | 962.9322 | 0.10248 | 962.9322 | 0.045992 | 712.6582 | 0.013583 | 962.9322 | 0.053285 | 962.9322 | 0.030714 |  |  | 962.5867 | 0.040759 | 957.13 | 0.027749 | 962.9322 | 0.051373 | 962.5867 | 0.041905 | 713.2198 | 0.00031594 | 962.9322 | 0.17934 | 962.9322 | 0.014059 | 962.5867 | 0.20797 | 962.9322 | 0.047705 | 962.9322 | 0.013736 | 962.9322 | 0.090033 | 1052.0635 | 0.037269 | 962.5867 | 0.084327 | 962.5867 | 0.060644 | 962.9322 | 0.0037632 | 1052.4479 | 0 | 962.5867 | 0.1163 | 1057.9379 | 0.013069 | 1052.0635 | 0.076291 | 962.5867 | 8.6151 | 1094.4622 | 0.13261 |  |  | 1290.7079 | 0.0026735 | 1042.9113 | 0.012733 | 1198.9127 | 0 | 1198.0673 | 0 | 1198.0602 | 0.0026614 | 962.587 | 0.011947 | 962.9322 | 0.055783 | 962.5867 | 0.067424 | 962.5867 | 0.022158 | 962.9322 | #REF! | 962.5867 | 0.092252 | 958.0813 | 0.0074037
| 437.7589 | 0 | 437.7589 | -0.02201 | 437.7589 | 0.034613 | 437.7589 | 0 | 437.7589 | 0 | 437.7589 | 0 |  |  | 962.8289 | 0.00062411 | 437.7589 | 0 | 712.7852 | 0.020126 | 962.8289 | -0.45162 | 962.8289 | -0.075104 | 952.6284 | 0 | 962.8289 | -0.26522 | 962.8289 | 0 |  |  | 957.1845 | -0.070386 | 962.8289 | -0.36109 | 963.175 | 0 | 963.175 | 0 | 963.175 | -0.01764 | 712.7852 | 0.013269 | 963.175 | 0 | 963.175 | 0 |  |  | 962.8289 | -0.043821 | 957.37 | 0.007112 | 963.175 | 0 | 962.8289 | -0.016133 | 713.3407 | 0.00031404 | 963.175 | 0 | 963.175 | 0 | 962.8289 | -0.027407 | 963.175 | -0.010634 | 963.175 | -0.012668 | 963.175 | -0.030851 | 1052.232 | 0.051258 | 962.8289 | -0.094921 | 962.8289 | -0.020855 | 963.175 | -0.00046874 | 1052.6182 | 0.00026087 | 962.8289 | -0.072841 | 1058.1098 | 0.0069992 | 1052.232 | 0.080773 | 962.8289 | 8.6442 | 1094.5813 | 0.13144 |  |  | 1290.7895 | 0.002653 | 1042.9246 | 0.012726 | 1198.9832 | 0 | 1198.1376 | 0 | 1198.1305 | 0.0026375 | 962.829 | 0.018486 | 963.175 | 0.00039298 | 962.8289 | -0.025543 | 962.8289 | 0.024811 | 963.175 | #REF! | 962.8289 | -0.014146 | 958.3229 | 0.0063683
| 437.8393 | 0 | 437.8393 | -0.035763 | 437.8393 | 0.034613 | 437.8393 | 0 | 437.8393 | 0 | 437.8393 | 0 |  |  | 963.0711 | -0.013572 | 437.8393 | 0 | 712.9122 | 0 | 963.0711 | -0.11938 | 963.0711 | 0.058727 | 952.869 | 0 | 963.0711 | 0.093045 | 963.0711 | 0 |  |  | 957.4255 | 0.04411 | 963.0711 | 0.12764 | 963.4178 | 0.20073 | 963.4178 | 0.10721 | 963.4178 | 0.0056962 | 712.9122 | 0.01118 | 963.4178 | 0.036434 | 963.4178 | 0.024804 |  |  | 963.0711 | 0.039401 | 957.62 | 0.019004 | 963.4178 | 0.011433 | 963.0711 | -0.025214 | 713.4617 | 0.00033919 | 963.4178 | 0.06897 | 963.4178 | 0.010613 | 963.0711 | 0.16343 | 963.4178 | 0.022455 | 963.4178 | 0.0042073 | 963.4178 | 0.035552 | 1052.4006 | 0.038657 | 963.0711 | 0.033109 | 963.0711 | -0.011129 | 963.4178 | -0.00062721 | 1052.7885 | 0 | 963.0711 | 0.18658 | 1058.2816 | 0.0088037 | 1052.4006 | 0.07804 | 963.0711 | 8.646 | 1094.7006 | 0.12991 |  |  | 1290.8711 | 0.0026325 | 1042.9379 | 0.012719 | 1199.0536 | 0 | 1198.2079 | 0 | 1198.2009 | 0.0026228 | 963.071 | 0.0066107 | 963.4178 | 0.013028 | 963.0711 | 0.043696 | 963.0711 | 0.016806 | 963.4178 | #REF! | 963.0711 | 0.11484 | 958.5646 | 0.0080396
| 437.9197 | 0 | 437.9197 | 0.023596 | 437.9197 | 0.034613 | 437.9197 | 0 | 437.9197 | 0 | 437.9197 | 0 |  |  | 963.3133 | -0.098639 | 437.9197 | 0 | 713.0392 | 0.03439 | 963.3133 | -0.88565 | 963.3133 | -0.11916 | 953.1097 | 0 | 963.3133 | -0.29159 | 963.3133 | 0 |  |  | 957.6664 | -0.09728 | 963.3133 | -0.54079 | 963.6606 | 0 | 963.6606 | 0 | 963.6606 | -0.044095 | 713.0392 | 0.012956 | 963.6606 | 0 | 963.6606 | 0 |  |  | 963.3133 | -0.057385 | 957.86 | 0.007112 | 963.6606 | 0 | 963.3133 | -0.011263 | 713.5827 | 0.00034071 | 963.6606 | 0 | 963.6606 | 0 | 963.3133 | -0.14834 | 963.6606 | -0.05295 | 963.6606 | -0.022566 | 963.6606 | -0.019814 | 1052.5691 | 0.033905 | 963.3133 | -0.10827 | 963.3133 | -0.017114 | 963.6606 | -0.0036327 | 1052.9588 | 0 | 963.3133 | -0.15669 | 1058.4535 | 0.0039741 | 1052.5691 | 0.081756 | 963.3133 | 8.6677 | 1094.8198 | 0.12877 |  |  | 1290.9528 | 0.0026172 | 1042.9512 | 0.012713 | 1199.124 | 0 | 1198.2782 | 0 | 1198.2712 | 0.0026171 | 963.313 | 0.0091107 | 963.6606 | -0.011817 | 963.3133 | -0.01919 | 963.3133 | 0.01862 | 963.6606 | #REF! | 963.3133 | -0.094596 | 958.8062 | 0.006452
| 438.0002 | 0 | 438.0002 | 0.057418 | 438.0002 | 0.034613 | 438.0002 | 0 | 438.0002 | 0 | 438.0002 | 0 |  |  | 963.5556 | 0.036606 | 438.0002 | 0 | 713.1662 | 0 | 963.5556 | 0.25643 | 963.5556 | 0.05344 | 953.3503 | 0 | 963.5556 | 0.14286 | 963.5556 | 0 |  |  | 957.9073 | 0.040833 | 963.5556 | 0.1881 | 963.9034 | 0.16043 | 963.9034 | 0.088571 | 963.9034 | 0.023504 | 713.1662 | 0.02121 | 963.9034 | 0.038733 | 963.9034 | 0.027759 |  |  | 963.5556 | 0.052272 | 958.1 | 0.015157 | 963.9034 | 0.026111 | 963.5556 | 0.00028685 | 713.7037 | 0.00033652 | 963.9034 | 0.1697 | 963.9034 | 0.0087148 | 963.5556 | 0.041226 | 963.9034 | 0.037637 | 963.9034 | 0.0072143 | 963.9034 | 0.048833 | 1052.7377 | 0.039885 | 963.5556 | 0.039156 | 963.5556 | -0.021343 | 963.9034 | 0.00084573 | 1053.1291 | 0 | 963.5556 | 0.12647 | 1058.6254 | 0.0083663 | 1052.7377 | 0.07957 | 963.5556 | 8.6894 | 1094.9391 | 0.12782 |  |  | 1291.0343 | 0.0025967 | 1042.9646 | 0.012706 | 1199.1945 | 0 | 1198.3485 | 0 | 1198.3416 | 0.0026228 | 963.556 | 0.0053366 | 963.9034 | 0.016698 | 963.5556 | 0.077019 | 963.5556 | 0.013268 | 963.9034 | #REF! | 963.5556 | 0.06839 | 959.0478 | 0.0080725
| 438.0806 | 0 | 438.0806 | -0.0090536 | 438.0806 | 0.034613 | 438.0806 | 0 | 438.0806 | 0 | 438.0806 | 0 |  |  | 963.7978 | -0.026832 | 438.0806 | 0 | 713.2932 | 0.024932 | 963.7978 | -0.31949 | 963.7978 | -0.0517 | 953.5909 | 0 | 963.7978 | -0.27327 | 963.7978 | 0 |  |  | 958.1483 | -0.086869 | 963.7978 | -0.36193 | 964.1462 | 0 | 964.1462 | 0 | 964.1462 | -0.013377 | 713.2932 | 0 | 964.1462 | 0 | 964.1462 | 0 |  |  | 963.7978 | -0.038231 | 958.34 | -0.015973 | 964.1462 | 0 | 963.7978 | -0.014104 | 713.8246 | 0.0003007 | 964.1462 | 0 | 964.1462 | 0 | 963.7978 | -0.064784 | 964.1462 | -0.031834 | 964.1462 | -0.015961 | 964.1462 | -0.045722 | 1052.9062 | 0.057185 | 963.7978 | -0.066064 | 963.7978 | -0.024034 | 964.1462 | 0.0041962 | 1053.2994 | 0 | 963.7978 | -0.093745 | 1058.7972 | 0.00079416 | 1052.9062 | 0.081975 | 963.7978 | 8.7184 | 1095.0585 | 0.12636 |  |  | 1291.116 | 0.0025762 | 1042.9779 | 0.0127 | 1199.2649 | 0 | 1198.4189 | 0 | 1198.4119 | 0.0026409 | 963.798 | 0.0058655 | 964.1462 | -0.0058719 | 963.7978 | -0.027488 | 963.7978 | 0.016806 | 964.1462 | #REF! | 963.7978 | -0.080108 | 959.2895 | 0.0064554
| 438.161 | 0 | 438.161 | -0.005415 | 438.161 | 0.034613 | 438.161 | 0 | 438.161 | 0 | 438.161 | 0 |  |  | 964.04 | -0.045106 | 438.161 | 0 | 713.4202 | 0 | 964.04 | 0.10475 | 964.04 | -0.030864 | 953.8315 | 0 | 964.04 | 0.099639 | 964.04 | 0 |  |  | 958.3893 | 0.084159 | 964.04 | 0.17886 | 964.389 | 0.10813 | 964.389 | 0.071341 | 964.389 | 0.0063348 | 713.4202 | 0.015359 | 964.389 | 0.012739 | 964.389 | 0.0137 |  |  | 964.04 | 0.0096655 | 958.58 | -0.0019821 | 964.389 | 0.02036 | 964.04 | -0.022119 | 713.9456 | 0.00030184 | 964.389 | 0.071061 | 964.389 | 0.0099056 | 964.04 | 0.06368 | 964.389 | -0.007427 | 964.389 | -0.0030845 | 964.389 | -0.0050345 | 1053.0748 | 0.046827 | 964.04 | 0.045963 | 964.04 | 0.011926 | 964.389 | 0.0090042 | 1053.4696 | 0.00017392 | 964.04 | 0.16867 | 1058.9691 | 0.0065071 | 1053.0748 | 0.079024 | 964.04 | 8.7564 | 1095.1777 | 0.12549 |  |  | 1291.1976 | 0.0025608 | 1042.9912 | 0.012693 | 1199.3353 | 0 | 1198.4893 | 0 | 1198.4823 | 0.0026705 | 964.04 | 0.016178 | 964.389 | -0.0071564 | 964.04 | 0.04214 | 964.04 | 0.024811 | 964.389 | #REF! | 964.04 | 0.09417 | 959.5311 | 0.0077986
| 438.2414 | 0 | 438.2414 | 0.036208 | 438.2414 | 0.034613 | 438.2414 | 0 | 438.2414 | 0 | 438.2414 | 0 |  |  | 964.2822 | -0.044092 | 438.2414 | 0 | 713.5473 | 0.036969 | 964.2822 | -0.83233 | 964.2822 | -0.11176 | 954.0722 | 0 | 964.2822 | -0.27034 | 964.2822 | 0 |  |  | 958.6302 | -0.05316 | 964.2822 | -0.50133 | 964.6318 | 0 | 964.6318 | 0 | 964.6318 | -0.038154 | 713.5473 | 0.009737 | 964.6318 | 0 | 964.6318 | 0 |  |  | 964.2822 | -0.047653 | 958.82 | -0.014924 | 964.6318 | 0 | 964.2822 | -0.027396 | 714.0666 | 0.00030984 | 964.6318 | 0 | 964.6318 | 0 | 964.2822 | -0.16196 | 964.6318 | -0.042613 | 964.6318 | -0.014218 | 964.6318 | -0.049569 | 1053.2434 | 0.050991 | 964.2822 | -0.059955 | 964.2822 | -0.032298 | 964.6318 | -0.0055786 | 1053.6399 | 0 | 964.2822 | -0.055381 | 1059.1409 | 0.0009587 | 1053.2434 | 0.08121 | 964.2822 | 8.7818 | 1095.2971 | 0.12506 |  |  | 1291.2793 | 0.0025403 | 1043.0045 | 0.012687 | 1199.4058 | 0 | 1198.5597 | 0 | 1198.5526 | 0.0027103 | 964.282 | 0.017957 | 964.6318 | -0.015634 | 964.2822 | -0.028914 | 964.2822 | 0.02658 | 964.6318 | #REF! | 964.2822 | -0.040054 | 959.7728 | 0.0067986
| 438.3218 | 0 | 438.3218 | 0.085009 | 438.3218 | 0.034613 | 438.3218 | 0 | 438.3218 | 0 | 438.3218 | 0 |  |  | 964.5245 | -0.025162 | 438.3218 | 0 | 713.6743 | 0 | 964.5245 | -0.18187 | 964.5245 | 0.046499 | 954.3129 | 0 | 964.5245 | 0.12382 | 964.5245 | 0 |  |  | 958.8712 | 0.033606 | 964.5245 | 0.092372 | 964.8746 | 0.12897 | 964.8746 | 0.17779 | 964.8746 | 0.0092461 | 713.6743 | 0.0064269 | 964.8746 | 0.027948 | 964.8746 | 0.012805 |  |  | 964.5245 | 0.008479 | 959.07 | -0.012475 | 964.8746 | 0.021791 | 964.5245 | -0.012227 | 714.1875 | 0.00033347 | 964.8746 | 0.083259 | 964.8746 | 0.0085225 | 964.5245 | 0.1454 | 964.8746 | 0.020545 | 964.8746 | 0.0010968 | 964.8746 | 0.057183 | 1053.4119 | 0.038017 | 964.5245 | 0.056358 | 964.5245 | -0.012206 | 964.8746 | -0.00040372 | 1053.8102 | 0 | 964.5245 | 0.10546 | 1059.3128 | 0.0082569 | 1053.4119 | 0.078805 | 964.5245 | 8.7963 | 1095.4165 | 0.12393 |  |  | 1291.361 | 0.0025198 | 1043.0178 | 0.01268 | 1199.4763 | 0 | 1198.63 | 0 | 1198.623 | 0.002758 | 964.524 | 0.01113 | 964.8746 | -0.004881 | 964.5245 | 0.058218 | 964.5245 | 0.021273 | 964.8746 | #REF! | 964.5245 | 0.030467 | 960.0144 | 0.0071449